MV/LV Substation ER***276X |  | 10 kV | _ | LV | 50 kVA :Pole Substation | 0.05 | --> | 0.05 | 0.034 | 1.04 |  | --> | 0.048 | 0 | 0.005 | 0 | 0 | Constrained, otherwise capacity available =46 kW | --> | C16 ex BOYLE | Boyle [T41,T42] | CARRICK ON SHANNON |  | 53.9817 | -8.283
MV/LV Substation MA***280X |  | 20 kV | _ | LV | 50 kVA :Pole Substation | 0.05 | --> | 0.05 | 0.05 | 1.04 |  | --> | 0.048 | 0 | 0 | 0 | 0 | Constrained, otherwise capacity available =48 kW | --> | C18 ex BOYLE | Boyle [T41,T42] | CARRICK ON SHANNON |  | 53.9382 | -8.2901
MV/LV Substation PU***282 |  | 10 kV | _ | LV | 100 kVA :Pole Substation | 0.1 | --> | 0.1 | 0.081 | 1.04 |  | --> | 0.095 | 0 | 0.011 | 0 | 0 | Constrained, otherwise capacity available =89 kW | --> | C16 ex BOYLE | Boyle [T41,T42] | CARRICK ON SHANNON |  | 53.9829 | -8.285
MV/LV Substation CL***283X |  | 20 kV | _ | LV | 200 kVA :Kiosk Substation | 0.2 | --> | 0.2 | 0.185 | 1.04 |  | --> | 0.19 | 0 | 0 | 0 | 0 | Constrained, otherwise capacity available =192 kW | --> | C18 ex BOYLE | Boyle [T41,T42] | CARRICK ON SHANNON |  | 53.908 | -8.2188
MV/LV Substation GR***285 |  | 10 kV | _ | LV | 1000 kVA :Building Structure | 1 | --> | 1 | 0.5 | 1.04 |  | --> | 0.95 | 0 | 0 | 0 | 0 | Constrained, otherwise capacity available =950 kW | --> | C11 ex BOYLE | Boyle [T41,T42] | CARRICK ON SHANNON |  | 53.967 | -8.3025
MV/LV Substation DE***286 |  | 10 kV | _ | LV | 50 kVA :Pole Substation | 0.05 | --> | 0.05 | 0.041 | 1.04 |  | --> | 0.048 | 0 | 0.017 | 0 | 0 | Constrained, otherwise capacity available =36 kW | --> | C16 ex BOYLE | Boyle [T41,T42] | CARRICK ON SHANNON |  | 53.982 | -8.2958
MV/LV Substation PU***290 |  | 10 kV | _ | LV | 50 kVA :Pole Substation | 0.05 | --> | 0.05 | 0.049 | 1.04 |  | --> | 0.048 | 0 | 0 | 0 | 0 | Constrained, otherwise capacity available =48 kW | --> | C16 ex BOYLE | Boyle [T41,T42] | CARRICK ON SHANNON |  | 53.9843 | -8.2808
MV/LV Substation MA***295 |  | 20 kV | _ | LV | 100 kVA :Pole Substation | 0.1 | --> | 0.1 | 0.069 | 1.04 |  | --> | 0.095 | 0 | 0.01 | 0 | 0 | Constrained, otherwise capacity available =92 kW | --> | C16 ex BOYLE | Boyle [T41,T42] | CARRICK ON SHANNON |  | 54.0265 | -8.3313
MV/LV Substation AS***295X |  | 10 kV | _ | LV | 200 kVA :Pole Substation | 0.2 | --> | 0.2 | 0.196 | 1.04 |  | --> | 0.19 | 0 | 0 | 0 | 0 | Constrained, otherwise capacity available =190 kW | --> | C16 ex BOYLE | Boyle [T41,T42] | CARRICK ON SHANNON |  | 53.9775 | -8.2797
MV/LV Substation AB***299 |  | 10 kV | _ | LV | 200 kVA :Kiosk Substation | 0.2 | --> | 0.2 | 0.147 | 1.04 |  | --> | 0.19 | 0 | 0.036 | 0 | 0 | Constrained, otherwise capacity available =170 kW | --> | C15 ex BOYLE | Boyle [T41,T42] | CARRICK ON SHANNON |  | 53.9766 | -8.2896
MV/LV Substation DR***299X |  | 10 kV | _ | LV | 200 kVA :Pole Substation | 0.2 | --> | 0.2 | 0.2 | 1.04 |  | --> | 0.19 | 0 | 0 | 0 | 0 | Constrained, otherwise capacity available =190 kW | --> | C15 ex BOYLE | Boyle [T41,T42] | CARRICK ON SHANNON |  | 53.9747 | -8.2855
MV/LV Substation DO***303X |  | 20 kV | _ | LV | 50 kVA :Pole Substation | 0.05 | --> | 0.05 | 0.05 | 1.04 |  | --> | 0.048 | 0 | 0 | 0 | 0 | Constrained, otherwise capacity available =48 kW | --> | C16 ex BOYLE | Boyle [T41,T42] | CARRICK ON SHANNON |  | 54.0209 | -8.2795
MV/LV Substation LO***309X |  | 10 kV | _ | LV | 50 kVA :Pole Substation | 0.05 | --> | 0.05 | 0.043 | 1.04 |  | --> | 0.048 | 0 | 0 | 0 | 0 | Constrained, otherwise capacity available =48 kW | --> | C17 ex BOYLE | Boyle [T41,T42] | CARRICK ON SHANNON |  | 54.0041 | -8.2011
MV/LV Substation LA***326 |  | 20 kV | _ | LV | 50 kVA :Pole Substation | 0.05 | --> | 0.05 | 0.035 | 1.04 |  | --> | 0.048 | 0 | 0 | 0 | 0 | Constrained, otherwise capacity available =50 kW | --> | C16 ex BOYLE | Boyle [T41,T42] | CARRICK ON SHANNON |  | 54.054 | -8.286
MV/LV Substation CA***330 |  | 20 kV | _ | LV | 50 kVA :Pole Substation | 0.05 | --> | 0.05 | 0.048 | 1.04 |  | --> | 0.048 | 0 | 0.004 | 0 | 0 | Constrained, otherwise capacity available =45 kW | --> | C18 ex BOYLE | Boyle [T41,T42] | CARRICK ON SHANNON |  | 53.9393 | -8.3141
MV/LV Substation CA***332 |  | 20 kV | _ | LV | 100 kVA :Pole Substation | 0.1 | --> | 0.1 | 0.1 | 1.04 |  | --> | 0.095 | 0 | 0 | 0 | 0 | Constrained, otherwise capacity available =95 kW | --> | C18 ex BOYLE | Boyle [T41,T42] | CARRICK ON SHANNON |  | 53.927 | -8.2649
MV/LV Substation C ***346 |  | 10 kV | _ | LV | 50 kVA :Pole Substation | 0.05 | --> | 0.05 | 0.03 | 1.04 |  | --> | 0.048 | 0 | 0 | 0 | 0 | Constrained, otherwise capacity available =50 kW | --> | C17 ex BOYLE | Boyle [T41,T42] | CARRICK ON SHANNON |  | 53.9635 | -8.2615
MV/LV Substation BO***378 |  | 10 kV | _ | LV | 50 kVA :Pole Substation | 0.05 | --> | 0.05 | 0.03 | 1.04 |  | --> | 0.048 | 0 | 0.01 | 0 | 0 | Constrained, otherwise capacity available =43 kW | --> | C17 ex BOYLE | Boyle [T41,T42] | CARRICK ON SHANNON |  | 53.9688 | -8.2625
MV/LV Substation CA***399 |  | 10 kV | _ | LV | 100 kVA :Pole Substation | 0.1 | --> | 0.1 | 0.086 | 1.04 |  | --> | 0.095 | 0 | 0 | 0 | 0 | Constrained, otherwise capacity available =97 kW | --> | C17 ex BOYLE | Boyle [T41,T42] | CARRICK ON SHANNON |  | 53.9803 | -8.2347
MV/LV Substation LA***4020 |  | 10 kV | _ | LV | 100 kVA :Pole Substation | 0.1 | --> | 0.1 | 0.085 | 1.04 |  | --> | 0.095 | 0 | 0.02 | 0 | 0 | Constrained, otherwise capacity available =82 kW | --> | C16 ex BOYLE | Boyle [T41,T42] | CARRICK ON SHANNON |  | 53.9804 | -8.2804
MV/LV Substation WI***4032 |  | 20 kV | _ | LV | 50 kVA :Pole Substation | 0.05 | --> | 0.05 | 0.024 | 1.04 |  | --> | 0.048 | 0 | 0 | 0 | 0 | Constrained, otherwise capacity available =51 kW | --> | C18 ex BOYLE | Boyle [T41,T42] | CARRICK ON SHANNON |  | 53.8479 | -8.2059
MV/LV Substation OR***4034 |  | 20 kV | _ | LV | 200 kVA :Kiosk Substation | 0.2 | --> | 0.2 | 0 | 0 | Constrained, otherwise capacity available =178 kVA | --> | 0.19 | 0 | 0.008 | 0.187 | 0 |  | --> | C16 ex CARRICK ON SHANNON | Carrick On Shannon [T41,T42] | CARRICK ON SHANNON |  | 53.8429 | -8.1934
MV/LV Substation BA***4050 |  | 20 kV | _ | LV | 200 kVA :Pole Substation | 0.2 | --> | 0.2 | 0.174 | 1.04 |  | --> | 0.19 | 0 | 0 | 0 | 0 | Constrained, otherwise capacity available =194 kW | --> | C16 ex BOYLE | Boyle [T41,T42] | CARRICK ON SHANNON |  | 54.0636 | -8.198
MV/LV Substation AG***4088 |  | 10 kV | _ | LV | 50 kVA :Pole Substation | 0.05 | --> | 0.05 | 0.05 | 1.04 |  | --> | 0.048 | 0 | 0 | 0 | 0 | Constrained, otherwise capacity available =48 kW | --> | C12 ex BOYLE | Boyle [T41,T42] | CARRICK ON SHANNON |  | 53.9619 | -8.3054
MV/LV Substation HO***409 |  | 10 kV | _ | LV | 50 kVA :Pole Substation | 0.05 | --> | 0.05 | 0.048 | 1.04 |  | --> | 0.048 | 0 | 0 | 0 | 0 | Constrained, otherwise capacity available =48 kW | --> | C12 ex BOYLE | Boyle [T41,T42] | CARRICK ON SHANNON |  | 53.9557 | -8.3223
MV/LV Substation BA***433 |  | 10 kV | _ | LV | 50 kVA :Pole Substation | 0.05 | --> | 0.05 | 0.036 | 1.04 |  | --> | 0.048 | 0 | 0 | 0 | 0 | Constrained, otherwise capacity available =49 kW | --> | C12 ex BOYLE | Boyle [T41,T42] | CARRICK ON SHANNON |  | 53.9426 | -8.3302
MV/LV Substation FE***493 |  | 10 kV | _ | LV | 200 kVA :Pole Substation | 0.2 | --> | 0.2 | 0.162 | 1.04 |  | --> | 0.19 | 0 | 0.05 | 0 | 0 | Constrained, otherwise capacity available =158 kW | --> | C11 ex BOYLE | Boyle [T41,T42] | CARRICK ON SHANNON |  | 53.9663 | -8.304
MV/LV Substation DE***612 |  | 10 kV | _ | LV | 50 kVA :Pole Substation | 0.05 | --> | 0.05 | 0.045 | 1.04 |  | --> | 0.048 | 0 | 0.01 | 0 | 0 | Constrained, otherwise capacity available =41 kW | --> | C17 ex BOYLE | Boyle [T41,T42] | CARRICK ON SHANNON |  | 53.9808 | -8.2269
MV/LV Substation KE***618 |  | 10 kV | _ | LV | 50 kVA :Pole Substation | 0.05 | --> | 0.05 | 0.047 | 1.04 |  | --> | 0.048 | 0 | 0 | 0 | 0 | Constrained, otherwise capacity available =48 kW | --> | C17 ex BOYLE | Boyle [T41,T42] | CARRICK ON SHANNON |  | 53.9694 | -8.2549
MV/LV Substation CR***663 |  | 20 kV | _ | LV | 50 kVA :Pole Substation | 0.05 | --> | 0.05 | 0.043 | 1.04 |  | --> | 0.048 | 0 | 0 | 0 | 0 | Constrained, otherwise capacity available =48 kW | --> | C18 ex BOYLE | Boyle [T41,T42] | CARRICK ON SHANNON |  | 53.9164 | -8.2227
MV/LV Substation CR***664 |  | 20 kV | _ | LV | 100 kVA :Pole Substation | 0.1 | --> | 0.1 | 0.086 | 1.04 |  | --> | 0.095 | 0 | 0.005 | 0 | 0 | Constrained, otherwise capacity available =93 kW | --> | C18 ex BOYLE | Boyle [T41,T42] | CARRICK ON SHANNON |  | 53.9121 | -8.2217
MV/LV Substation BA***668 |  | 20 kV | _ | LV | 100 kVA :Pole Substation | 0.1 | --> | 0.1 | 0.075 | 1.04 |  | --> | 0.095 | 0 | 0.004 | 0 | 0 | Constrained, otherwise capacity available =96 kW | --> | C18 ex BOYLE | Boyle [T41,T42] | CARRICK ON SHANNON |  | 53.8962 | -8.3014
MV/LV Substation BE***723 |  | 20 kV | _ | LV | 100 kVA :Pole Substation | 0.1 | --> | 0.1 | 0.098 | 1.04 |  | --> | 0.095 | 0 | 0 | 0 | 0 | Constrained, otherwise capacity available =95 kW | --> | C18 ex BOYLE | Boyle [T41,T42] | CARRICK ON SHANNON |  | 53.8546 | -8.2109
MV/LV Substation KI***730 |  | 20 kV | _ | LV | 50 kVA :Pole Substation | 0.05 | --> | 0.05 | 0.037 | 1.04 |  | --> | 0.048 | 0 | 0.005 | 0 | 0 | Constrained, otherwise capacity available =46 kW | --> | C16 ex BOYLE | Boyle [T41,T42] | CARRICK ON SHANNON |  | 54.0728 | -8.2151
MV/LV Substation TA***834 |  | 10 kV | _ | LV | 200 kVA :Pole Substation | 0.2 | --> | 0.2 | 0.196 | 1.04 |  | --> | 0.19 | 0 | 0 | 0 | 0 | Constrained, otherwise capacity available =190 kW | --> | C16 ex BOYLE | Boyle [T41,T42] | CARRICK ON SHANNON |  | 53.9959 | -8.2796
MV/LV Substation BA***845 |  | 20 kV | _ | LV | 200 kVA :Pole Substation | 0.2 | --> | 0.2 | 0.175 | 1.04 |  | --> | 0.19 | 0 | 0.01 | 0 | 0 | Constrained, otherwise capacity available =186 kW | --> | C16 ex BOYLE | Boyle [T41,T42] | CARRICK ON SHANNON |  | 54.0269 | -8.336
MV/LV Substation CU***930 |  | 10 kV | _ | LV | 100 kVA :Pole Substation | 0.1 | --> | 0.1 | 0.088 | 1.04 |  | --> | 0.095 | 0 | 0.04 | 0 | 0 | Constrained, otherwise capacity available =67 kW | --> | C17 ex BOYLE | Boyle [T41,T42] | CARRICK ON SHANNON |  | 53.9987 | -8.1931
MV/LV Substation TA***931 |  | 20 kV | _ | LV | 50 kVA :Pole Substation | 0.05 | --> | 0.05 | 0.049 | 1.04 |  | --> | 0.048 | 0 | 0 | 0 | 0 | Constrained, otherwise capacity available =48 kW | --> | C18 ex BOYLE | Boyle [T41,T42] | CARRICK ON SHANNON |  | 53.9091 | -8.3009
MV/LV Substation NC***946 |  | 20 kV | _ | LV | 50 kVA :Pole Substation | 0.05 | --> | 0.05 | 0.045 | 1.04 |  | --> | 0.048 | 0 | 0 | 0 | 0 | Constrained, otherwise capacity available =48 kW | --> | C16 ex BOYLE | Boyle [T41,T42] | CARRICK ON SHANNON |  | 54.0568 | -8.2452
MV/LV Substation ST***950 |  | 10 kV | _ | LV | 200 kVA :Pole Substation | 0.2 | --> | 0.2 | 0.156 | 1.04 |  | --> | 0.19 | 0 | 0.03 | 0 | 0 | Constrained, otherwise capacity available =174 kW | --> | C16 ex BOYLE | Boyle [T41,T42] | CARRICK ON SHANNON |  | 53.9733 | -8.3057
MV/LV Substation NI***951 |  | 10 kV | _ | LV | 200 kVA :Pole Substation | 0.2 | --> | 0.2 | 0.158 | 1.04 |  | --> | 0.19 | 0 | 0.004 | 0 | 0 | Constrained, otherwise capacity available =193 kW | --> | C16 ex BOYLE | Boyle [T41,T42] | CARRICK ON SHANNON |  | 53.9722 | -8.3109
MV/LV Substation NC***953 |  | 10 kV | _ | LV | 400 kVA :Building Structure | 0.4 | --> | 0.4 | 0.277 | 1.04 |  | --> | 0.38 | 0 | 0.08 | 0 | 0 | Constrained, otherwise capacity available =337 kW | --> | C11 ex BOYLE | Boyle [T41,T42] | CARRICK ON SHANNON |  | 53.9683 | -8.3089
MV/LV Substation AB***955 |  | 10 kV | _ | LV | 630 kVA :Kiosk Substation | 0.63 | --> | 0.63 | 0.488 | 1.04 |  | --> | 0.598 | 0 | 0.01 | 0 | 0 | Constrained, otherwise capacity available =610 kW | --> | C15 ex BOYLE | Boyle [T41,T42] | CARRICK ON SHANNON |  | 53.9741 | -8.2934
MV/LV Substation MA***957 |  | 10 kV | _ | LV | 200 kVA :Pole Substation | 0.2 | --> | 0.2 | 0.075 | 1.04 |  | --> | 0.19 | 0 | 0.023 | 0 | 0 | Constrained, otherwise capacity available =189 kW | --> | C11 ex BOYLE | Boyle [T41,T42] | CARRICK ON SHANNON |  | 53.9707 | -8.2993
MV/LV Substation SA***960 |  | 10 kV | _ | LV | 50 kVA :Pole Substation | 0.05 | --> | 0.05 | 0.049 | 1.04 |  | --> | 0.048 | 0 | 0 | 0 | 0 | Constrained, otherwise capacity available =48 kW | --> | C11 ex BOYLE | Boyle [T41,T42] | CARRICK ON SHANNON |  | 53.9705 | -8.316
MV/LV Substation EA***962 |  | 10 kV | _ | LV | 100 kVA :Pole Substation | 0.1 | --> | 0.1 | 0.079 | 1.04 |  | --> | 0.095 | 0 | 0.011 | 0 | 0 | Constrained, otherwise capacity available =90 kW | --> | C16 ex BOYLE | Boyle [T41,T42] | CARRICK ON SHANNON |  | 53.9776 | -8.3045
MV/LV Substation CA***963 |  | 10 kV | _ | LV | 100 kVA :Pole Substation | 0.1 | --> | 0.1 | 0.072 | 1.04 |  | --> | 0.095 | 0 | 0.014 | 0 | 0 | Constrained, otherwise capacity available =88 kW | --> | C17 ex BOYLE | Boyle [T41,T42] | CARRICK ON SHANNON |  | 53.9701 | -8.2824
MV/LV Substation BR***964 |  | 10 kV | _ | LV | 630 kVA :Kiosk Substation | 0.63 | --> | 0.63 | 0.385 | 1.04 |  | --> | 0.598 | 0 | 0.009 | 0 | 0 | Constrained, otherwise capacity available =624 kW | --> | C11 ex BOYLE | Boyle [T41,T42] | CARRICK ON SHANNON |  | 53.9716 | -8.3038
MV/LV Substation HY***001 |  | 20 kV | _ | LV | 200 kVA :Pole Substation | 0.2 | --> | 0.2 | 0.105 | 2.03 |  | --> | 0.19 | 0 | 0.02 | 0.188 | 0 |  | --> | E17 ex MOHILL | Mohill [T421,T422] | CARRICK ON SHANNON |  | 53.9199 | -7.8646
MV/LV Substation CO***004 |  | 20 kV | _ | LV | 100 kVA :Pole Substation | 0.1 | --> | 0.1 | 0 | 2.03 |  | --> | 0.095 | 0 | 0.004 | 0.114 | 0 |  | --> | E15 ex MOHILL | Mohill [T421,T422] | CARRICK ON SHANNON |  | 54.0515 | -7.8055
MV/LV Substation WA***007 |  | 20 kV | _ | LV | 100 kVA :Pole Substation | 0.1 | --> | 0.1 | 0.083 | 2.03 |  | --> | 0.095 | 0 | 0 | 0.097 | 0 |  | --> | E15 ex MOHILL | Mohill [T421,T422] | CARRICK ON SHANNON |  | 54.0395 | -7.8301
MV/LV Substation KN***008X |  | 20 kV | _ | LV | 50 kVA :Pole Substation | 0.05 | --> | 0.05 | 0.044 | 2.03 |  | --> | 0.048 | 0 | 0.011 | 0.04 | 0 |  | --> | E15 ex MOHILL | Mohill [T421,T422] | CARRICK ON SHANNON |  | 53.9269 | -7.8654
MV/LV Substation HI***009 |  | 20 kV | _ | LV | 400 kVA :Kiosk Substation | 0.4 | --> | 0.4 | 0.191 | 2.03 |  | --> | 0.38 | 0 | 0.025 | 0.389 | 0 |  | --> | E15 ex MOHILL | Mohill [T421,T422] | CARRICK ON SHANNON |  | 54.0536 | -7.7972
MV/LV Substation ST***015 |  | 20 kV | _ | LV | 200 kVA :Pole Substation | 0.2 | --> | 0.2 | 0.128 | 2.03 |  | --> | 0.19 | 0 | 0.045 | 0.166 | 0 |  | --> | E17 ex MOHILL | Mohill [T421,T422] | CARRICK ON SHANNON |  | 53.9196 | -7.8619
MV/LV Substation TU***015X |  | 20 kV | _ | LV | 200 kVA :Pole Substation | 0.2 | --> | 0.2 | 0.174 | 2.03 |  | --> | 0.19 | 0 | 0 | 0.194 | 0 |  | --> | E11 ex MOHILL | Mohill [T421,T422] | CARRICK ON SHANNON |  | 53.9233 | -7.8423
MV/LV Substation GR***018 |  | 20 kV | _ | LV | 400 kVA :Kiosk Substation | 0.4 | --> | 0.4 | 0.28 | 2.03 |  | --> | 0.38 | 0 | 0.008 | 0.39 | 0 |  | --> | E16 ex MOHILL | Mohill [T421,T422] | CARRICK ON SHANNON |  | 53.9222 | -7.8674
MV/LV Substation TU***018X |  | 20 kV | _ | LV | 200 kVA :Pole Substation | 0.2 | --> | 0.2 | 0.2 | 2.03 |  | --> | 0.19 | 0 | 0 | 0.19 | 0 |  | --> | E15 ex MOHILL | Mohill [T421,T422] | CARRICK ON SHANNON |  | 54.0518 | -7.8017
MV/LV Substation CA***019 |  | 20 kV | _ | LV | 400 kVA :Kiosk Substation | 0.4 | --> | 0.4 | 0.233 | 2.03 |  | --> | 0.38 | 0 | 0.02 | 0.387 | 0 |  | --> | E15 ex MOHILL | Mohill [T421,T422] | CARRICK ON SHANNON |  | 53.9225 | -7.8643
MV/LV Substation TU***019X |  | 20 kV | _ | LV | 50 kVA :Pole Substation | 0.05 | --> | 0.05 | 0.047 | 2.03 |  | --> | 0.048 | 0 | 0 | 0.048 | 0 |  | --> | E15 ex MOHILL | Mohill [T421,T422] | CARRICK ON SHANNON |  | 54.0472 | -7.8022
MV/LV Substation CA***020 |  | 20 kV | _ | LV | 100 kVA :Pole Substation | 0.1 | --> | 0.1 | 0.095 | 2.03 |  | --> | 0.095 | 0 | 0 | 0.096 | 0 |  | --> | E16 ex MOHILL | Mohill [T421,T422] | CARRICK ON SHANNON |  | 53.9177 | -7.8704
MV/LV Substation MA***021 |  | 20 kV | _ | LV | 200 kVA :Pole Substation | 0.2 | --> | 0.2 | 0.13 | 2.03 |  | --> | 0.19 | 0 | 0 | 0.199 | 0 |  | --> | E15 ex MOHILL | Mohill [T421,T422] | CARRICK ON SHANNON |  | 54.052 | -7.8014
MV/LV Substation GO***023 |  | 20 kV | _ | LV | 400 kVA :Kiosk Substation | 0.4 | --> | 0.4 | 0.33 | 2.03 |  | --> | 0.38 | 0 | 0.003 | 0.387 | 0 |  | --> | E15 ex MOHILL | Mohill [T421,T422] | CARRICK ON SHANNON |  | 54.0533 | -7.8053
MV/LV Substation CA***025 |  | 20 kV | _ | LV | 50 kVA :Pole Substation | 0.05 | --> | 0.05 | 0.017 | 2.03 |  | --> | 0.048 | 0 | 0 | 0.052 | 0 |  | --> | E15 ex MOHILL | Mohill [T421,T422] | CARRICK ON SHANNON |  | 53.9251 | -7.8679
MV/LV Substation CO***026 |  | 20 kV | _ | LV | 100 kVA :Pole Substation | 0.1 | --> | 0.1 | 0.06 | 2.03 |  | --> | 0.095 | 0 | 0.012 | 0.091 | 0 |  | --> | E17 ex MOHILL | Mohill [T421,T422] | CARRICK ON SHANNON |  | 53.9176 | -7.8568
MV/LV Substation SH***044X |  | 20 kV | _ | LV | 100 kVA :Pole Substation | 0.1 | --> | 0.1 | 0.086 | 2.03 |  | --> | 0.095 | 0 | 0.005 | 0.093 | 0 |  | --> | E16 ex MOHILL | Mohill [T421,T422] | CARRICK ON SHANNON |  | 53.9206 | -7.8739
MV/LV Substation GR***046X |  | 20 kV | _ | LV | 50 kVA :Pole Substation | 0.05 | --> | 0.05 | 0.047 | 2.03 |  | --> | 0.048 | 0 | 0 | 0.048 | 0 |  | --> | E15 ex MOHILL | Mohill [T421,T422] | CARRICK ON SHANNON |  | 53.9245 | -7.8657
MV/LV Substation AR***050X |  | 20 kV | _ | LV | 200 kVA :Kiosk Substation | 0.2 | --> | 0.2 | 0.152 | 1.31 |  | --> | 0.19 | 0 | 0.011 | 0.188 | 0 |  | --> | C14 ex ROOSKY | Roosky [T41] | RICHMOND |  | 53.8594 | -7.9217
MV/LV Substation DR***064X |  | 20 kV | _ | LV | 50 kVA :Pole Substation | 0.05 | --> | 0.05 | 0.03 | 1.31 |  | --> | 0.048 | 0 | 0.015 | 0.039 | 0 |  | --> | C14 ex ROOSKY | Roosky [T41] | RICHMOND |  | 53.857 | -7.9241
MV/LV Substation DR***086X |  | 20 kV | _ | LV | 400 kVA :Kiosk Substation | 0.4 | --> | 0.4 | 0.339 | 1.31 |  | --> | 0.38 | 0 | 0.034 | 0.363 | 0 |  | --> | C14 ex ROOSKY | Roosky [T41] | RICHMOND |  | 53.8554 | -7.9236
MV/LV Substation PI***105 |  | 20 kV | _ | LV | 50 kVA :Pole Substation | 0.05 | --> | 0.05 | 0.037 | 2.03 |  | --> | 0.048 | 0 | 0 | 0.049 | 0 |  | --> | E15 ex MOHILL | Mohill [T421,T422] | CARRICK ON SHANNON |  | 54.02 | -7.8297
MV/LV Substation SL***106X |  | 20 kV | _ | LV | 200 kVA :Pole Substation | 0.2 | --> | 0.2 | 0.2 | 2.03 |  | --> | 0.19 | 0 | 0 | 0.19 | 0 |  | --> | E16 ex MOHILL | Mohill [T421,T422] | CARRICK ON SHANNON |  | 53.9209 | -7.8762
MV/LV Substation BR***115 |  | 20 kV | _ | LV | 50 kVA :Pole Substation | 0.05 | --> | 0.05 | 0.05 | 2.03 |  | --> | 0.048 | 0 | 0 | 0.048 | 0 |  | --> | E11 ex MOHILL | Mohill [T421,T422] | CARRICK ON SHANNON |  | 53.8615 | -7.815
MV/LV Substation CA***123 |  | 20 kV | _ | LV | 50 kVA :Pole Substation | 0.05 | --> | 0.05 | 0.042 | 2.03 |  | --> | 0.048 | 0 | 0 | 0.049 | 0 |  | --> | E16 ex MOHILL | Mohill [T421,T422] | CARRICK ON SHANNON |  | 53.8997 | -7.8558
MV/LV Substation CO***130X |  | 20 kV | _ | LV | 50 kVA :Pole Substation | 0.05 | --> | 0.05 | 0.049 | 2.03 |  | --> | 0.048 | 0 | 0 | 0.048 | 0 |  | --> | E15 ex MOHILL | Mohill [T421,T422] | CARRICK ON SHANNON |  | 53.9263 | -7.8646
MV/LV Substation LO***131 |  | 20 kV | _ | LV | 50 kVA :Pole Substation | 0.05 | --> | 0.05 | 0.049 | 2.03 |  | --> | 0.048 | 0 | 0 | 0.048 | 0 |  | --> | E15 ex MOHILL | Mohill [T421,T422] | CARRICK ON SHANNON |  | 54.0478 | -7.8141
MV/LV Substation SE***138 |  | 20 kV | _ | LV | 50 kVA :Pole Substation | 0.05 | --> | 0.05 | 0.023 | 2.03 |  | --> | 0.048 | 0 | 0 | 0.051 | 0 |  | --> | E15 ex MOHILL | Mohill [T421,T422] | CARRICK ON SHANNON |  | 54.0498 | -7.8118
MV/LV Substation EL***152 |  | 20 kV | _ | LV | 50 kVA :Pole Substation | 0.05 | --> | 0.05 | 0.045 | 2.03 |  | --> | 0.048 | 0 | 0 | 0.048 | 0 |  | --> | E16 ex MOHILL | Mohill [T421,T422] | CARRICK ON SHANNON |  | 53.9105 | -7.8674
MV/LV Substation KI***155X |  | 20 kV | _ | LV | 50 kVA :Pole Substation | 0.05 | --> | 0.05 | 0.047 | 2.03 |  | --> | 0.048 | 0 | 0 | 0.048 | 0 |  | --> | E15 ex MOHILL | Mohill [T421,T422] | CARRICK ON SHANNON |  | 54.0507 | -7.806
MV/LV Substation LO***167X |  | 20 kV | _ | LV | 400 kVA :Kiosk Substation | 0.4 | --> | 0.4 | 0.321 | 2.03 |  | --> | 0.38 | 0 | 0 | 0.391 | 0 |  | --> | E16 ex MOHILL | Mohill [T421,T422] | CARRICK ON SHANNON |  | 53.8956 | -7.8488
MV/LV Substation CO***168X |  | 20 kV | _ | LV | 50 kVA :Pole Substation | 0.05 | --> | 0.05 | 0.049 | 2.03 |  | --> | 0.048 | 0 | 0 | 0.048 | 0 |  | --> | E17 ex MOHILL | Mohill [T421,T422] | CARRICK ON SHANNON |  | 53.9177 | -7.8598
MV/LV Substation SA***169X |  | 20 kV | _ | LV | 50 kVA :Pole Substation | 0.05 | --> | 0.05 | 0.036 | 2.03 |  | --> | 0.048 | 0 | 0.013 | 0.04 | 0 |  | --> | E15 ex MOHILL | Mohill [T421,T422] | CARRICK ON SHANNON |  | 54.0501 | -7.7995
MV/LV Substation BO***171X |  | 20 kV | _ | LV | 100 kVA :Pole Substation | 0.1 | --> | 0.1 | 0.085 | 2.03 |  | --> | 0.095 | 0 | 0.005 | 0.093 | 0 |  | --> | E16 ex MOHILL | Mohill [T421,T422] | CARRICK ON SHANNON |  | 53.9153 | -7.8644
MV/LV Substation SH***174X |  | 20 kV | _ | LV | 400 kVA :Kiosk Substation | 0.4 | --> | 0.4 | 0.344 | 1.31 |  | --> | 0.38 | 0 | 0.033 | 0.363 | 0 |  | --> | C14 ex ROOSKY | Roosky [T41] | RICHMOND |  | 53.8534 | -7.9223
MV/LV Substation DR***178X |  | 20 kV | _ | LV | 100 kVA :Pole Substation | 0.1 | --> | 0.1 | 0.074 | 2.03 |  | --> | 0.095 | 0 | 0 | 0.099 | 0 |  | --> | E16 ex MOHILL | Mohill [T421,T422] | CARRICK ON SHANNON |  | 53.861 | -7.9164
MV/LV Substation SH***180X |  | 20 kV | _ | LV | 100 kVA :Pole Substation | 0.1 | --> | 0.1 | 0.089 | 2.03 |  | --> | 0.095 | 0 | 0.04 | 0.067 | 0 |  | --> | E16 ex MOHILL | Mohill [T421,T422] | CARRICK ON SHANNON |  | 53.9212 | -7.9216
MV/LV Substation ME***192X |  | 20 kV | _ | LV | 200 kVA :Pole Substation | 0.2 | --> | 0.2 | 0.2 | 2.03 |  | --> | 0.19 | 0 | 0 | 0.19 | 0 |  | --> | E16 ex MOHILL | Mohill [T421,T422] | CARRICK ON SHANNON |  | 53.8341 | -7.8802
MV/LV Substation DR***196X |  | 20 kV | _ | LV | 100 kVA :Pole Substation | 0.1 | --> | 0.1 | 0.098 | 1.31 |  | --> | 0.095 | 0 | 0 | 0.095 | 0 |  | --> | C14 ex ROOSKY | Roosky [T41] | RICHMOND |  | 53.8588 | -7.9229
MV/LV Substation KI***215 |  | 20 kV | _ | LV | 50 kVA :Pole Substation | 0.05 | --> | 0.05 | 0.043 | 8.5 |  | --> | 0.048 | 0 | 0.005 | 0 | 0 | Constrained, otherwise capacity available =45 kW | --> | E14 ex ARIGNA | Arigna [T121] | ARIGNA |  | 54.0398 | -7.8411
MV/LV Substation KI***216 |  | 20 kV | _ | LV | 50 kVA :Pole Substation | 0.05 | --> | 0.05 | 0.044 | 8.5 |  | --> | 0.048 | 0 | 0.006 | 0 | 0 | Constrained, otherwise capacity available =44 kW | --> | E14 ex ARIGNA | Arigna [T121] | ARIGNA |  | 54.0392 | -7.8426
MV/LV Substation DR***222X |  | 20 kV | _ | LV | 200 kVA :Kiosk Substation | 0.2 | --> | 0.2 | 0.172 | 1.31 |  | --> | 0.19 | 0 | 0.005 | 0.19 | 0 |  | --> | C14 ex ROOSKY | Roosky [T41] | RICHMOND |  | 53.8568 | -7.9155
MV/LV Substation ER***227X |  | 20 kV | _ | LV | 200 kVA :Kiosk Substation | 0.2 | --> | 0.2 | 0.178 | 2.03 |  | --> | 0.19 | 0 | 0 | 0.193 | 0 |  | --> | E16 ex MOHILL | Mohill [T421,T422] | CARRICK ON SHANNON |  | 53.9036 | -7.8399
MV/LV Substation BR***229X |  | 20 kV | _ | LV | 100 kVA :Pole Substation | 0.1 | --> | 0.1 | 0.1 | 2.03 |  | --> | 0.095 | 0 | 0 | 0.095 | 0 |  | --> | E11 ex MOHILL | Mohill [T421,T422] | CARRICK ON SHANNON |  | 53.9148 | -7.7808
MV/LV Substation LO***236X |  | 20 kV | _ | LV | 630 kVA :Building Structure | 0.63 | --> | 0.63 | 0.5 | 2.03 |  | --> | 0.598 | 0 | 0.04 | 0.5 | 0 |  | --> | E16 ex MOHILL | Mohill [T421,T422] | CARRICK ON SHANNON |  | 53.894 | -7.8499
MV/LV Substation SH***255X |  | 20 kV | _ | LV | 200 kVA :Kiosk Substation | 0.2 | --> | 0.2 | 0.176 | 1.31 |  | --> | 0.19 | 0 | 0 | 0.193 | 0 |  | --> | C14 ex ROOSKY | Roosky [T41] | RICHMOND |  | 53.8553 | -7.9208
MV/LV Substation TU***264X |  | 20 kV | _ | LV | 100 kVA :Pole Substation | 0.1 | --> | 0.1 | 0.098 | 8.5 |  | --> | 0.095 | 0 | 0.006 | 0 | 0 | Constrained, otherwise capacity available =91 kW | --> | E14 ex ARIGNA | Arigna [T121] | ARIGNA |  | 54.0353 | -7.8399
MV/LV Substation MO***279X |  | 20 kV | _ | LV | 200 kVA :Pole Substation | 0.2 | --> | 0.2 | 0.163 | 2.03 |  | --> | 0.19 | 0 | 0.005 | 0.191 | 0 |  | --> | E16 ex MOHILL | Mohill [T421,T422] | CARRICK ON SHANNON |  | 53.9239 | -7.8717
MV/LV Substation RO***293X |  | 20 kV | _ | LV | 400 kVA :Building Structure | 0.4 | --> | 0.4 | 0.224 | 2.03 |  | --> | 0.38 | 0 | 0 | 0.403 | 0 |  | --> | E15 ex MOHILL | Mohill [T421,T422] | CARRICK ON SHANNON |  | 54.0511 | -7.7984
MV/LV Substation GL***297X |  | 20 kV | _ | LV | 50 kVA :Pole Substation | 0.05 | --> | 0.05 | 0.046 | 2.03 |  | --> | 0.048 | 0 | 0 | 0.048 | 0 |  | --> | E15 ex MOHILL | Mohill [T421,T422] | CARRICK ON SHANNON |  | 53.9691 | -7.9019
MV/LV Substation AN***304X |  | 20 kV | _ | LV | 50 kVA :Pole Substation | 0.05 | --> | 0.05 | 0.05 | 2.03 |  | --> | 0.048 | 0 | 0 | 0.048 | 0 |  | --> | E11 ex MOHILL | Mohill [T421,T422] | CARRICK ON SHANNON |  | 53.8845 | -7.7816
MV/LV Substation AR***312X |  | 20 kV | _ | LV | 50 kVA :Pole Substation | 0.05 | --> | 0.05 | 0.049 | 2.03 |  | --> | 0.048 | 0 | 0 | 0.048 | 0 |  | --> | E15 ex MOHILL | Mohill [T421,T422] | CARRICK ON SHANNON |  | 54.0065 | -7.8636
MV/LV Substation HU***388 |  | 20 kV | _ | LV | 200 kVA :Pole Substation | 0.2 | --> | 0.2 | 0.2 | 2.03 |  | --> | 0.19 | 0 | 0 | 0.19 | 0 |  | --> | E11 ex MOHILL | Mohill [T421,T422] | CARRICK ON SHANNON |  | 53.9148 | -7.8305
MV/LV Substation CR***390 |  | 20 kV | _ | LV | 400 kVA :Kiosk Substation | 0.4 | --> | 0.4 | 0.384 | 2.03 |  | --> | 0.38 | 0 | 0 | 0.382 | 0 |  | --> | E11 ex MOHILL | Mohill [T421,T422] | CARRICK ON SHANNON |  | 53.9231 | -7.8416
MV/LV Substation MA***4004 |  | 20 kV | _ | LV | 400 kVA :Kiosk Substation | 0.4 | --> | 0.4 | 0.373 | 1.31 |  | --> | 0.38 | 0 | 0.017 | 0.371 | 0 |  | --> | C14 ex ROOSKY | Roosky [T41] | RICHMOND |  | 53.8611 | -7.9201
MV/LV Substation DR***4009 |  | 20 kV | _ | LV | 50 kVA :Pole Substation | 0.05 | --> | 0.05 | 0.05 | 2.03 |  | --> | 0.048 | 0 | 0 | 0.048 | 0 |  | --> | E16 ex MOHILL | Mohill [T421,T422] | CARRICK ON SHANNON |  | 53.9245 | -7.9031
MV/LV Substation FE***4010 |  | 20 kV | _ | LV | 50 kVA :Pole Substation | 0.05 | --> | 0.05 | 0.043 | 2.03 |  | --> | 0.048 | 0 | 0.01 | 0.041 | 0 |  | --> | E15 ex MOHILL | Mohill [T421,T422] | CARRICK ON SHANNON |  | 54.0236 | -7.8455
MV/LV Substation KI***4039 |  | 20 kV | _ | LV | 100 kVA :Pole Substation | 0.1 | --> | 0.1 | 0.098 | 8.5 |  | --> | 0.095 | 0 | 0 | 0 | 0 | Constrained, otherwise capacity available =95 kW | --> | E14 ex ARIGNA | Arigna [T121] | ARIGNA |  | 54.0403 | -7.8418
MV/LV Substation PR***4070 |  | 20 kV | _ | LV | 400 kVA :Kiosk Substation | 0.4 | --> | 0.4 | 0.369 | 2.03 |  | --> | 0.38 | 0 | 0 | 0.384 | 0 |  | --> | E15 ex MOHILL | Mohill [T421,T422] | CARRICK ON SHANNON |  | 54.05 | -7.8025
MV/LV Substation KI***4093 |  | 20 kV | _ | LV | 50 kVA :Pole Substation | 0.05 | --> | 0.05 | 0.05 | 2.03 |  | --> | 0.048 | 0 | 0 | 0.048 | 0 |  | --> | E15 ex MOHILL | Mohill [T421,T422] | CARRICK ON SHANNON |  | 54.0443 | -7.8057
MV/LV Substation CL***410 |  | 20 kV | _ | LV | 50 kVA :Pole Substation | 0.05 | --> | 0.05 | 0.049 | 2.03 |  | --> | 0.048 | 0 | 0 | 0.048 | 0 |  | --> | E16 ex MOHILL | Mohill [T421,T422] | CARRICK ON SHANNON |  | 53.8532 | -7.9074
MV/LV Substation DE***419 |  | 20 kV | _ | LV | 50 kVA :Pole Substation | 0.05 | --> | 0.05 | 0.045 | 1.31 |  | --> | 0.048 | 0 | 0.012 | 0.039 | 0 |  | --> | C14 ex ROOSKY | Roosky [T41] | RICHMOND |  | 53.895 | -7.9741
MV/LV Substation HA***456 |  | 20 kV | _ | LV | 100 kVA :Pole Substation | 0.1 | --> | 0.1 | 0.097 | 2.03 |  | --> | 0.095 | 0 | 0 | 0.096 | 0 |  | --> | E16 ex MOHILL | Mohill [T421,T422] | CARRICK ON SHANNON |  | 53.9041 | -7.8795
MV/LV Substation RA***480 |  | 20 kV | _ | LV | 200 kVA :Pole Substation | 0.2 | --> | 0.2 | 0.184 | 2.03 |  | --> | 0.19 | 0 | 0 | 0.192 | 0 |  | --> | E16 ex MOHILL | Mohill [T421,T422] | CARRICK ON SHANNON |  | 53.8619 | -7.916
MV/LV Substation DR***500 |  | 20 kV | _ | LV | 100 kVA :Pole Substation | 0.1 | --> | 0.1 | 0.045 | 1.31 |  | --> | 0.095 | 0 | 0.022 | 0.086 | 0 |  | --> | C14 ex ROOSKY | Roosky [T41] | RICHMOND |  | 53.8574 | -7.9216
MV/LV Substation MO***789 |  | 20 kV | _ | LV | 50 kVA :Pole Substation | 0.05 | --> | 0.05 | 0.045 | 2.03 |  | --> | 0.048 | 0 | 0 | 0.048 | 0 |  | --> | E16 ex MOHILL | Mohill [T421,T422] | CARRICK ON SHANNON |  | 53.8596 | -7.9158
MV/LV Substation FE***851 |  | 20 kV | _ | LV | 50 kVA :Pole Substation | 0.05 | --> | 0.05 | 0.045 | 2.03 |  | --> | 0.048 | 0 | 0.015 | 0.037 | 0 |  | --> | E15 ex MOHILL | Mohill [T421,T422] | CARRICK ON SHANNON |  | 54.0158 | -7.8358
MV/LV Substation TR***854 |  | 20 kV | _ | LV | 50 kVA :Pole Substation | 0.05 | --> | 0.05 | 0.025 | 2.03 |  | --> | 0.048 | 0 | 0 | 0.051 | 0 |  | --> | E16 ex MOHILL | Mohill [T421,T422] | CARRICK ON SHANNON |  | 53.917 | -7.8772
MV/LV Substation DU***862 |  | 20 kV | _ | LV | 100 kVA :Pole Substation | 0.1 | --> | 0.1 | 0.088 | 2.03 |  | --> | 0.095 | 0 | 0 | 0.097 | 0 |  | --> | E16 ex MOHILL | Mohill [T421,T422] | CARRICK ON SHANNON |  | 53.8835 | -7.9357
MV/LV Substation TR***881 |  | 20 kV | _ | LV | 100 kVA :Pole Substation | 0.1 | --> | 0.1 | 0.071 | 2.03 |  | --> | 0.095 | 0 | 0 | 0.099 | 0 |  | --> | E16 ex MOHILL | Mohill [T421,T422] | CARRICK ON SHANNON |  | 53.9171 | -7.8734
MV/LV Substation AR***882 |  | 20 kV | _ | LV | 50 kVA :Pole Substation | 0.05 | --> | 0.05 | 0.045 | 2.03 |  | --> | 0.048 | 0 | 0 | 0.048 | 0 |  | --> | E15 ex MOHILL | Mohill [T421,T422] | CARRICK ON SHANNON |  | 53.9332 | -7.8688
MV/LV Substation FU***886 |  | 20 kV | _ | LV | 50 kVA :Pole Substation | 0.05 | --> | 0.05 | 0.041 | 1.31 |  | --> | 0.048 | 0 | 0.01 | 0.041 | 0 |  | --> | C14 ex ROOSKY | Roosky [T41] | RICHMOND |  | 53.8724 | -7.9319
MV/LV Substation WO***901 |  | 20 kV | _ | LV | 50 kVA :Pole Substation | 0.05 | --> | 0.05 | 0.05 | 2.03 |  | --> | 0.048 | 0 | 0 | 0.048 | 0 |  | --> | E16 ex MOHILL | Mohill [T421,T422] | CARRICK ON SHANNON |  | 53.8813 | -7.8994
MV/LV Substation MO***913 |  | 20 kV | _ | LV | 200 kVA :Pole Substation | 0.2 | --> | 0.2 | 0.18 | 2.03 |  | --> | 0.19 | 0 | 0 | 0.193 | 0 |  | --> | E17 ex MOHILL | Mohill [T421,T422] | CARRICK ON SHANNON |  | 53.9169 | -7.8626
MV/LV Substation WE***942 |  | 20 kV | _ | LV | 200 kVA :Pole Substation | 0.2 | --> | 0.2 | 0.2 | 2.03 |  | --> | 0.19 | 0 | 0 | 0.19 | 0 |  | --> | E16 ex MOHILL | Mohill [T421,T422] | CARRICK ON SHANNON |  | 53.8617 | -7.9192
MV/LV Substation ID***965 |  | 20 kV | _ | LV | 100 kVA :Pole Substation | 0.1 | --> | 0.1 | 0.08 | 2.03 |  | --> | 0.095 | 0 | 0 | 0.098 | 0 |  | --> | E15 ex MOHILL | Mohill [T421,T422] | CARRICK ON SHANNON |  | 53.9157 | -7.8563
MV/LV Substation FE***974 |  | 20 kV | _ | LV | 100 kVA :Pole Substation | 0.1 | --> | 0.1 | 0.082 | 2.03 |  | --> | 0.095 | 0 | 0.013 | 0.088 | 0 |  | --> | E15 ex MOHILL | Mohill [T421,T422] | CARRICK ON SHANNON |  | 54.0207 | -7.8332
MV/LV Substation RN***976 |  | 20 kV | _ | LV | 100 kVA :Pole Substation | 0.1 | --> | 0.1 | 0.096 | 2.03 |  | --> | 0.095 | 0 | 0.005 | 0.092 | 0 |  | --> | E15 ex MOHILL | Mohill [T421,T422] | CARRICK ON SHANNON |  | 54.0488 | -7.8014
MV/LV Substation MA***002 |  | 10 kV | _ | LV | 630 kVA :Building Structure | 0.63 | --> | 0.63 | 0.408 | 2.8 |  | --> | 0.598 | 0 | 0.02 | 0.5 | 0 |  | --> | C12 ex GLEBE | Glebe [T41,T42] | RICHMOND |  | 53.7254 | -7.7994
MV/LV Substation BA***003 |  | 10 kV | _ | LV | 200 kVA :Pole Substation | 0.2 | --> | 0.2 | 0.15 | 0.21 |  | --> | 0.19 | 0 | 0.003 | 0.194 | 0 |  | --> | E14 ex LONGFORD | Longford [T421,T422] | RICHMOND |  | 53.736 | -7.8011
MV/LV Substation TO***006Y |  | 10 kV | _ | LV | 400 kVA :Building Structure | 0.4 | --> | 0.4 | 0.383 | 2.8 |  | --> | 0.38 | 0 | 0 | 0.382 | 0 |  | --> | C12 ex GLEBE | Glebe [T41,T42] | RICHMOND |  | 53.7238 | -7.8022
MV/LV Substation TA***006Z |  | 10 kV | _ | LV | 630 kVA :Kiosk Substation | 0.63 | --> | 0.63 | 0 | 0 | Constrained, otherwise capacity available =566 kVA | --> | 0.598 | 0 | 0 | 0.153 | 0 | Constrained, otherwise capacity available =607 kW | --> | C17 ex AGHAMORE | Aghamore [T41,T42] | LANESBORO |  | 53.74 | -7.9201
MV/LV Substation WO***009Z |  | 20 kV | _ | LV | 200 kVA :Pole Substation | 0.2 | --> | 0.2 | 0.18 | 0.21 |  | --> | 0.19 | 0 | 0 | 0.193 | 0 |  | --> | E21 ex LONGFORD | Longford [T421,T422] | RICHMOND |  | 53.7679 | -7.8381
MV/LV Substation DE***010X |  | 10 kV | _ | LV | 50 kVA :Pole Substation | 0.05 | --> | 0.05 | 0.047 | 0.13 |  | --> | 0.048 | 0 | 0.01 | 0.041 | 0 |  | --> | C12 ex BALLYMAHON | Ballymahon [T41,T42] | ATHLONE |  | 53.6156 | -7.9266
MV/LV Substation TH***011Y |  | 20 kV | _ | LV | 200 kVA :Pole Substation | 0.2 | --> | 0.2 | 0.113 | 0.21 |  | --> | 0.19 | 0 | 0.1 | 0.128 | 0 |  | --> | E18 ex LONGFORD | Longford [T421,T422] | RICHMOND |  | 53.7353 | -7.7757
MV/LV Substation CO***014Z |  | 20 kV | _ | LV | 400 kVA :Kiosk Substation | 0.4 | --> | 0.4 | 0.213 | 0.21 | Constrained, otherwise capacity available =370 kVA | --> | 0.38 | 0 | 0.005 | 0.38 | 0 |  | --> | E21 ex LONGFORD | Longford [T421,T422] | RICHMOND |  | 53.7627 | -7.835
MV/LV Substation LI***016Z |  | 20 kV | _ | LV | 200 kVA :Kiosk Substation | 0.2 | --> | 0.2 | 0.18 | 1.31 |  | --> | 0.19 | 0 | 0.004 | 0.19 | 0 |  | --> | C17 ex ROOSKY | Roosky [T41] | RICHMOND |  | 53.7801 | -8.1063
MV/LV Substation KI***017Z |  | 20 kV | _ | LV | 200 kVA :Pole Substation | 0.2 | --> | 0.2 | 0.163 | 0.21 |  | --> | 0.19 | 0 | 0 | 0.195 | 0 |  | --> | E12 ex LONGFORD | Longford [T421,T422] | RICHMOND |  | 53.8188 | -7.7729
MV/LV Substation KI***018Y |  | 20 kV | _ | LV | 630 kVA :Building Structure | 0.63 | --> | 0.63 | 0.213 | 0.21 | Constrained, otherwise capacity available =630 kVA | --> | 0.598 | 0 | 0 | 0.5 | 0 |  | --> | E17 ex LONGFORD | Longford [T421,T422] | RICHMOND |  | 53.7525 | -7.7414
MV/LV Substation GL***020 |  | 10 kV | _ | LV | 400 kVA :Kiosk Substation | 0.4 | --> | 0.4 | 0.302 | 2.8 |  | --> | 0.38 | 0 | 0 | 0.393 | 0 |  | --> | C17 ex GLEBE | Glebe [T41,T42] | RICHMOND |  | 53.7258 | -7.7905
MV/LV Substation OA***021Y |  | 10 kV | _ | LV | 200 kVA :Kiosk Substation | 0.2 | --> | 0.2 | 0.13 | 2.8 |  | --> | 0.19 | 0 | 0 | 0.199 | 0 |  | --> | C17 ex GLEBE | Glebe [T41,T42] | RICHMOND |  | 53.7282 | -7.788
MV/LV Substation ST***024 |  | 10 kV | _ | LV | 400 kVA :Kiosk Substation | 0.4 | --> | 0.4 | 0.213 | 0.21 | Constrained, otherwise capacity available =238 kVA | --> | 0.38 | 0 | 0 | 0.402 | 0 |  | --> | E14 ex LONGFORD | Longford [T421,T422] | RICHMOND |  | 53.7326 | -7.8022
MV/LV Substation MA***026 |  | 10 kV | _ | LV | 630 kVA :Kiosk Substation | 0.63 | --> | 0.63 | 0.494 | 2.8 |  | --> | 0.598 | 0 | 0 | 0.5 | 0 |  | --> | C12 ex GLEBE | Glebe [T41,T42] | RICHMOND |  | 53.7277 | -7.7999
MV/LV Substation HA***026Z |  | 10 kV | _ | LV | 400 kVA :Kiosk Substation | 0.4 | --> | 0.4 | 0.133 | 0.13 | Constrained, otherwise capacity available =374 kVA | --> | 0.38 | 0 | 0.004 | 0.381 | 0 |  | --> | C18 ex BALLYMAHON | Ballymahon [T41,T42] | ATHLONE |  | 53.5693 | -7.7722
MV/LV Substation RI***027 |  | 10 kV | _ | LV | 200 kVA :Pole Substation | 0.2 | --> | 0.2 | 0.105 | 0.21 |  | --> | 0.19 | 0 | 0 | 0.203 | 0 |  | --> | E14 ex LONGFORD | Longford [T421,T422] | RICHMOND |  | 53.7281 | -7.8061
MV/LV Substation TH***027Z |  | 10 kV | _ | LV | 50 kVA :Pole Substation | 0.05 | --> | 0.05 | 0.042 | 0.13 |  | --> | 0.048 | 0 | 0 | 0.049 | 0 |  | --> | C14 ex BALLYMAHON | Ballymahon [T41,T42] | ATHLONE |  | 53.5832 | -7.6555
MV/LV Substation ST***028 |  | 10 kV | _ | LV | 400 kVA :Kiosk Substation | 0.4 | --> | 0.4 | 0.285 | 2.8 |  | --> | 0.38 | 0 | 0 | 0.395 | 0 |  | --> | C17 ex GLEBE | Glebe [T41,T42] | RICHMOND |  | 53.7242 | -7.7872
MV/LV Substation PA***030 |  | 10 kV | _ | LV | 200 kVA :Pole Substation | 0.2 | --> | 0.2 | 0.086 | 2.8 |  | --> | 0.19 | 0 | 0.027 | 0.185 | 0 |  | --> | C17 ex GLEBE | Glebe [T41,T42] | RICHMOND |  | 53.7216 | -7.7935
MV/LV Substation EM***030Z |  | 20 kV | _ | LV | 100 kVA :Pole Substation | 0.1 | --> | 0.1 | 0.093 | 0.21 |  | --> | 0.095 | 0 | 0.004 | 0.093 | 0 |  | --> | E17 ex LONGFORD | Longford [T421,T422] | RICHMOND |  | 53.7629 | -7.733
MV/LV Substation MA***031 |  | 10 kV | _ | LV | 100 kVA :Pole Substation | 0.1 | --> | 0.1 | 0.047 | 0.21 |  | --> | 0.095 | 0 | 0 | 0.102 | 0 |  | --> | E14 ex LONGFORD | Longford [T421,T422] | RICHMOND |  | 53.7301 | -7.8083
MV/LV Substation MA***032 |  | 10 kV | _ | LV | 630 kVA :Building Structure | 0.63 | --> | 0.63 | 0.195 | 0.21 |  | --> | 0.598 | 0 | 0.032 | 0.5 | 0 |  | --> | E14 ex LONGFORD | Longford [T421,T422] | RICHMOND |  | 53.7299 | -7.8021
MV/LV Substation GA***035 |  | 10 kV | _ | LV | 200 kVA :Pole Substation | 0.2 | --> | 0.2 | 0.065 | 2.8 |  | --> | 0.19 | 0 | 0.011 | 0.2 | 0 |  | --> | C16 ex GLEBE | Glebe [T41,T42] | RICHMOND |  | 53.7307 | -7.7973
MV/LV Substation FA***037 |  | 10 kV | _ | LV | 630 kVA :Kiosk Substation | 0.63 | --> | 0.63 | 0.452 | 2.8 |  | --> | 0.598 | 0 | 0.015 | 0.5 | 0 |  | --> | C12 ex GLEBE | Glebe [T41,T42] | RICHMOND |  | 53.7249 | -7.7987
MV/LV Substation BA***039Z |  | 10 kV | _ | LV | 200 kVA :Pole Substation | 0.2 | --> | 0.2 | 0 | 0 | Constrained, otherwise capacity available =142 kVA | --> | 0.19 | 0 | 0.005 | 0.153 | 0 | Constrained, otherwise capacity available =194 kW | --> | C17 ex AGHAMORE | Aghamore [T41,T42] | LANESBORO |  | 53.7451 | -7.9255
MV/LV Substation AB***041 |  | 20 kV | _ | LV | 200 kVA :Pole Substation | 0.2 | --> | 0.2 | 0.16 | 0.21 |  | --> | 0.19 | 0 | 0.01 | 0.188 | 0 |  | --> | E20 ex LONGFORD | Longford [T421,T422] | RICHMOND |  | 53.7372 | -7.7945
MV/LV Substation AN***041Z |  | 10 kV | _ | LV | 400 kVA :Kiosk Substation | 0.4 | --> | 0.4 | 0.325 | 2.8 |  | --> | 0.38 | 0 | 0 | 0.39 | 0 |  | --> | C12 ex GLEBE | Glebe [T41,T42] | RICHMOND |  | 53.7259 | -7.7972
MV/LV Substation GL***043Z |  | 10 kV | _ | LV | 200 kVA :Kiosk Substation | 0.2 | --> | 0.2 | 0.152 | 0.21 |  | --> | 0.19 | 0 | 0 | 0.196 | 0 |  | --> | E19 ex LONGFORD | Longford [T421,T422] | RICHMOND |  | 53.7196 | -7.8185
MV/LV Substation MC***046Z |  | 10 kV | _ | LV | 200 kVA :Pole Substation | 0.2 | --> | 0.2 | 0.172 | 0.21 |  | --> | 0.19 | 0 | 0.01 | 0.186 | 0 |  | --> | E19 ex LONGFORD | Longford [T421,T422] | RICHMOND |  | 53.7145 | -7.8182
MV/LV Substation DE***048 |  | 10 kV | _ | LV | 400 kVA :Kiosk Substation | 0.4 | --> | 0.4 | 0.213 | 0.21 | Constrained, otherwise capacity available =314 kVA | --> | 0.38 | 0 | 0.014 | 0.381 | 0 |  | --> | E14 ex LONGFORD | Longford [T421,T422] | RICHMOND |  | 53.737 | -7.805
MV/LV Substation LO***049 |  | 20 kV | _ | LV | 100 kVA :Pole Substation | 0.1 | --> | 0.1 | 0.041 | 0.21 |  | --> | 0.095 | 0 | 0 | 0.103 | 0 |  | --> | E12 ex LONGFORD | Longford [T421,T422] | RICHMOND |  | 53.8039 | -7.7828
MV/LV Substation DO***050Z |  | 20 kV | _ | LV | 200 kVA :Pole Substation | 0.2 | --> | 0.2 | 0.186 | 0.21 |  | --> | 0.19 | 0 | 0 | 0.192 | 0 |  | --> | E13 ex LONGFORD | Longford [T421,T422] | RICHMOND |  | 53.8445 | -7.6072
MV/LV Substation AR***051 |  | 10 kV | _ | LV | 400 kVA :Kiosk Substation | 0.4 | --> | 0.4 | 0.294 | 2.8 |  | --> | 0.38 | 0 | 0.035 | 0.368 | 0 |  | --> | C17 ex GLEBE | Glebe [T41,T42] | RICHMOND |  | 53.7293 | -7.7834
MV/LV Substation RA***053 |  | 10 kV | _ | LV | 100 kVA :Building Structure | 0.1 | --> | 0.1 | 0.099 | 2.8 |  | --> | 0.095 | 0 | 0 | 0.095 | 0 |  | --> | C17 ex GLEBE | Glebe [T41,T42] | RICHMOND |  | 53.7238 | -7.7955
MV/LV Substation BO***053Z |  | 20 kV | _ | LV | 100 kVA :Pole Substation | 0.1 | --> | 0.1 | 0.085 | 0.21 |  | --> | 0.095 | 0 | 0 | 0.097 | 0 |  | --> | E18 ex LONGFORD | Longford [T421,T422] | RICHMOND |  | 53.7447 | -7.8043
MV/LV Substation VO***054 |  | 10 kV | _ | LV | 630 kVA :Building Structure | 0.63 | --> | 0.63 | 0.5 | 2.8 |  | --> | 0.598 | 0 | 0 | 0.5 | 0 |  | --> | C16 ex GLEBE | Glebe [T41,T42] | RICHMOND |  | 53.7318 | -7.7859
MV/LV Substation CL***057Y |  | 10 kV | _ | LV | 50 kVA :Pole Substation | 0.05 | --> | 0.05 | 0.05 | 0.21 |  | --> | 0.048 | 0 | 0 | 0.048 | 0 |  | --> | E19 ex LONGFORD | Longford [T421,T422] | RICHMOND |  | 53.7028 | -7.8431
MV/LV Substation LY***058 |  | 20 kV | _ | LV | 200 kVA :Building Structure | 0.2 | --> | 0.2 | 0.2 | 0.21 |  | --> | 0.19 | 0 | 0 | 0.19 | 0 |  | --> | E12 ex LONGFORD | Longford [T421,T422] | RICHMOND |  | 53.7546 | -7.8202
MV/LV Substation CL***058Z |  | 10 kV | _ | LV | 100 kVA :Pole Substation | 0.1 | --> | 0.1 | 0.077 | 0.13 |  | --> | 0.095 | 0 | 0.015 | 0.087 | 0 |  | --> | C14 ex BALLYMAHON | Ballymahon [T41,T42] | ATHLONE |  | 53.6184 | -7.8067
MV/LV Substation RT***059 |  | 20 kV | _ | LV | 630 kVA :Building Structure | 0.63 | --> | 0.63 | 0.213 | 0.21 | Constrained, otherwise capacity available =535 kVA | --> | 0.598 | 0 | 0 | 0.5 | 0 |  | --> | E13 ex LONGFORD | Longford [T421,T422] | RICHMOND |  | 53.8071 | -7.7151
MV/LV Substation DR***061Y |  | 20 kV | _ | LV | 50 kVA :Pole Substation | 0.05 | --> | 0.05 | 0.044 | 0.21 |  | --> | 0.048 | 0 | 0.02 | 0.034 | 0 |  | --> | E12 ex LONGFORD | Longford [T421,T422] | RICHMOND |  | 53.8968 | -7.6592
MV/LV Substation LI***064Z |  | 20 kV | _ | LV | 50 kVA :Pole Substation | 0.05 | --> | 0.05 | 0.039 | 0.21 |  | --> | 0.048 | 0 | 0.02 | 0.034 | 0 |  | --> | E21 ex LONGFORD | Longford [T421,T422] | RICHMOND |  | 53.7511 | -7.8259
MV/LV Substation MO***065 |  | 10 kV | _ | LV | 50 kVA :Pole Substation | 0.05 | --> | 0.05 | 0.038 | 0.13 |  | --> | 0.048 | 0 | 0.006 | 0.045 | 0 |  | --> | C18 ex BALLYMAHON | Ballymahon [T41,T42] | ATHLONE |  | 53.5772 | -7.7901
MV/LV Substation DE***066X |  | 10 kV | _ | LV | 50 kVA :Pole Substation | 0.05 | --> | 0.05 | 0.039 | 0.13 |  | --> | 0.048 | 0 | 0 | 0.049 | 0 |  | --> | C12 ex BALLYMAHON | Ballymahon [T41,T42] | ATHLONE |  | 53.6314 | -7.908
MV/LV Substation CR***066Z |  | 20 kV | _ | LV | 100 kVA :Pole Substation | 0.1 | --> | 0.1 | 0.075 | 0.21 |  | --> | 0.095 | 0 | 0 | 0.098 | 0 |  | --> | E17 ex LONGFORD | Longford [T421,T422] | RICHMOND |  | 53.7747 | -7.7248
MV/LV Substation MI***070Y |  | 10 kV | _ | LV | 200 kVA :Pole Substation | 0.2 | --> | 0.2 | 0.042 | 1.31 |  | --> | 0.19 | 0 | 0 | 0.21 | 0 |  | --> | C14 ex ROOSKY | Roosky [T41] | RICHMOND |  | 53.8347 | -7.9146
MV/LV Substation LO***070Z |  | 10 kV | _ | LV | 400 kVA :Kiosk Substation | 0.4 | --> | 0.4 | 0.35 | 2.8 |  | --> | 0.38 | 0 | 0 | 0.387 | 0 |  | --> | C11 ex GLEBE | Glebe [T41,T42] | RICHMOND |  | 53.7345 | -7.7805
MV/LV Substation KN***071Y |  | 10 kV | _ | LV | 100 kVA :Pole Substation | 0.1 | --> | 0.1 | 0.1 | 1.31 |  | --> | 0.095 | 0 | 0 | 0.095 | 0 |  | --> | C14 ex ROOSKY | Roosky [T41] | RICHMOND |  | 53.8353 | -7.9167
MV/LV Substation KI***073Y |  | 10 kV | _ | LV | 50 kVA :Pole Substation | 0.05 | --> | 0.05 | 0.041 | 1.31 |  | --> | 0.048 | 0 | 0 | 0.049 | 0 |  | --> | C14 ex ROOSKY | Roosky [T41] | RICHMOND |  | 53.8384 | -7.9149
MV/LV Substation YO***073Z |  | 10 kV | _ | LV | 50 kVA :Pole Substation | 0.05 | --> | 0.05 | 0.049 | 0.21 |  | --> | 0.048 | 0 | 0 | 0.048 | 0 |  | --> | E19 ex LONGFORD | Longford [T421,T422] | RICHMOND |  | 53.6935 | -7.8199
MV/LV Substation BO***074X |  | 10 kV | _ | LV | 50 kVA :Pole Substation | 0.05 | --> | 0.05 | 0.05 | 0.13 |  | --> | 0.048 | 0 | 0 | 0.048 | 0 |  | --> | C12 ex BALLYMAHON | Ballymahon [T41,T42] | ATHLONE |  | 53.6217 | -7.8968
MV/LV Substation DE***075X |  | 10 kV | _ | LV | 50 kVA :Pole Substation | 0.05 | --> | 0.05 | 0.041 | 0.13 |  | --> | 0.048 | 0 | 0 | 0.049 | 0 |  | --> | C12 ex BALLYMAHON | Ballymahon [T41,T42] | ATHLONE |  | 53.6337 | -7.912
MV/LV Substation DR***077Y |  | 10 kV | _ | LV | 50 kVA :Pole Substation | 0.05 | --> | 0.05 | 0.045 | 1.31 |  | --> | 0.048 | 0 | 0 | 0.048 | 0 |  | --> | C14 ex ROOSKY | Roosky [T41] | RICHMOND |  | 53.8472 | -7.918
MV/LV Substation GE***080Y |  | 10 kV | _ | LV | 200 kVA :Pole Substation | 0.2 | --> | 0.2 | 0.186 | 1.31 |  | --> | 0.19 | 0 | 0 | 0.192 | 0 |  | --> | C17 ex ROOSKY | Roosky [T41] | RICHMOND |  | 53.8326 | -7.9164
MV/LV Substation SH***081Y |  | 10 kV | _ | LV | 200 kVA :Pole Substation | 0.2 | --> | 0.2 | 0.106 | 1.31 |  | --> | 0.19 | 0 | 0 | 0.202 | 0 |  | --> | C17 ex ROOSKY | Roosky [T41] | RICHMOND |  | 53.8313 | -7.9202
MV/LV Substation RO***083Y |  | 10 kV | _ | LV | 400 kVA :Kiosk Substation | 0.4 | --> | 0.4 | 0.378 | 1.31 |  | --> | 0.38 | 0 | 0.015 | 0.372 | 0 |  | --> | C17 ex ROOSKY | Roosky [T41] | RICHMOND |  | 53.8312 | -7.9247
MV/LV Substation DE***083Z |  | 10 kV | _ | LV | 50 kVA :Pole Substation | 0.05 | --> | 0.05 | 0.05 | 0.13 |  | --> | 0.048 | 0 | 0 | 0.048 | 0 |  | --> | C12 ex BALLYMAHON | Ballymahon [T41,T42] | ATHLONE |  | 53.6192 | -7.8797
MV/LV Substation CL***085Z |  | 10 kV | _ | LV | 200 kVA :Pole Substation | 0.2 | --> | 0.2 | 0 | 0 | Constrained, otherwise capacity available =145 kVA | --> | 0.19 | 0 | 0.048 | 0.153 | 0 | Constrained, otherwise capacity available =162 kW | --> | C17 ex AGHAMORE | Aghamore [T41,T42] | LANESBORO |  | 53.6783 | -7.8805
MV/LV Substation DU***086Z |  | 10 kV | _ | LV | 200 kVA :Kiosk Substation | 0.2 | --> | 0.2 | 0.13 | 2.8 |  | --> | 0.19 | 0 | 0.012 | 0.19 | 0 |  | --> | C17 ex GLEBE | Glebe [T41,T42] | RICHMOND |  | 53.725 | -7.7782
MV/LV Substation DU***087Z |  | 10 kV | _ | LV | 400 kVA :Kiosk Substation | 0.4 | --> | 0.4 | 0.31 | 2.8 |  | --> | 0.38 | 0 | 0.042 | 0.361 | 0 |  | --> | C17 ex GLEBE | Glebe [T41,T42] | RICHMOND |  | 53.7235 | -7.7774
MV/LV Substation DU***088Z |  | 10 kV | _ | LV | 200 kVA :Pole Substation | 0.2 | --> | 0.2 | 0.129 | 2.8 |  | --> | 0.19 | 0 | 0.018 | 0.186 | 0 |  | --> | C17 ex GLEBE | Glebe [T41,T42] | RICHMOND |  | 53.7244 | -7.7743
MV/LV Substation HE***090Y |  | 20 kV | _ | LV | 50 kVA :Pole Substation | 0.05 | --> | 0.05 | 0.05 | 1.31 |  | --> | 0.048 | 0 | 0 | 0.048 | 0 |  | --> | C17 ex ROOSKY | Roosky [T41] | RICHMOND |  | 53.8378 | -7.9244
MV/LV Substation FO***090Z |  | 20 kV | _ | LV | 100 kVA :Pole Substation | 0.1 | --> | 0.1 | 0.1 | 2.55 |  | --> | 0.095 | 0 | 0 | 0.095 | 0 |  | --> | E17 ex EDGEWORTHSTOWN | Edgeworthstown [T421,T422] | RICHMOND |  | 53.6215 | -7.6269
MV/LV Substation PA***093Z |  | 20 kV | _ | LV | 630 kVA :Kiosk Substation | 0.63 | --> | 0.63 | 0.456 | 1.31 |  | --> | 0.598 | 0 | 0.011 | 0.5 | 0 |  | --> | C17 ex ROOSKY | Roosky [T41] | RICHMOND |  | 53.7794 | -8.1026
MV/LV Substation CA***095 |  | 10 kV | _ | LV | 100 kVA :Pole Substation | 0.1 | --> | 0.1 | 0.095 | 0.13 |  | --> | 0.095 | 0 | 0 | 0.096 | 0 |  | --> | C11 ex BALLYMAHON | Ballymahon [T41,T42] | ATHLONE |  | 53.5651 | -7.7944
MV/LV Substation TH***098Z |  | 20 kV | _ | LV | 630 kVA :Building Structure | 0.63 | --> | 0.63 | 0.213 | 0.21 | Constrained, otherwise capacity available =464 kVA | --> | 0.598 | 0 | 0 | 0.5 | 0 |  | --> | E20 ex LONGFORD | Longford [T421,T422] | RICHMOND |  | 53.7413 | -7.8055
MV/LV Substation NE***101X |  | 10 kV | _ | LV | 100 kVA :Pole Substation | 0.1 | --> | 0.1 | 0.094 | 0.13 |  | --> | 0.095 | 0 | 0 | 0.096 | 0 |  | --> | C12 ex BALLYMAHON | Ballymahon [T41,T42] | ATHLONE |  | 53.585 | -7.9363
MV/LV Substation PU***103X |  | 10 kV | _ | LV | 100 kVA :Pole Substation | 0.1 | --> | 0.1 | 0.079 | 0.13 |  | --> | 0.095 | 0 | 0 | 0.098 | 0 |  | --> | C12 ex BALLYMAHON | Ballymahon [T41,T42] | ATHLONE |  | 53.5743 | -7.9489
MV/LV Substation ST***104Z |  | 20 kV | _ | LV | 100 kVA :Pole Substation | 0.1 | --> | 0.1 | 0.074 | 0.21 |  | --> | 0.095 | 0 | 0.013 | 0.089 | 0 |  | --> | E17 ex LONGFORD | Longford [T421,T422] | RICHMOND |  | 53.7758 | -7.6636
MV/LV Substation CL***106Z |  | 10 kV | _ | LV | 50 kVA :Pole Substation | 0.05 | --> | 0.05 | 0 | 0 | Constrained, otherwise capacity available =46 kVA | --> | 0.048 | 0 | 0 | 0.048 | 0 |  | --> | C17 ex AGHAMORE | Aghamore [T41,T42] | LANESBORO |  | 53.731 | -7.9111
MV/LV Substation NO***109Z |  | 20 kV | _ | LV | 50 kVA :Pole Substation | 0.05 | --> | 0.05 | 0.041 | 0.21 |  | --> | 0.048 | 0 | 0.02 | 0.034 | 0 |  | --> | E21 ex LONGFORD | Longford [T421,T422] | RICHMOND |  | 53.7558 | -7.8386
MV/LV Substation ME***113Z |  | 20 kV | _ | LV | 100 kVA :Pole Substation | 0.1 | --> | 0.1 | 0.068 | 0.21 |  | --> | 0.095 | 0 | 0.008 | 0.093 | 0 |  | --> | E17 ex LONGFORD | Longford [T421,T422] | RICHMOND |  | 53.7639 | -7.7866
MV/LV Substation OS***114Z |  | 10 kV | _ | LV | 50 kVA :Pole Substation | 0.05 | --> | 0.05 | 0.044 | 1.31 |  | --> | 0.048 | 0 | 0.004 | 0.045 | 0 |  | --> | C17 ex ROOSKY | Roosky [T41] | RICHMOND |  | 53.8238 | -7.9154
MV/LV Substation CL***115Z |  | 20 kV | _ | LV | 50 kVA :Pole Substation | 0.05 | --> | 0.05 | 0.047 | 0.21 |  | --> | 0.048 | 0 | 0 | 0.048 | 0 |  | --> | E12 ex LONGFORD | Longford [T421,T422] | RICHMOND |  | 53.7909 | -7.7644
MV/LV Substation MA***117Z |  | 10 kV | _ | LV | 630 kVA :Kiosk Substation | 0.63 | --> | 0.63 | 0.472 | 2.8 |  | --> | 0.598 | 0 | 0 | 0.5 | 0 |  | --> | C17 ex GLEBE | Glebe [T41,T42] | RICHMOND |  | 53.7213 | -7.8023
MV/LV Substation RO***119Z |  | 10 kV | _ | LV | 630 kVA :Kiosk Substation | 0.63 | --> | 0.63 | 0.213 | 0.21 | Constrained, otherwise capacity available =499 kVA | --> | 0.598 | 0 | 0 | 0.5 | 0 |  | --> | E19 ex LONGFORD | Longford [T421,T422] | RICHMOND |  | 53.7114 | -7.8169
MV/LV Substation NE***120X |  | 10 kV | _ | LV | 200 kVA :Pole Substation | 0.2 | --> | 0.2 | 0.133 | 0.13 | Constrained, otherwise capacity available =169 kVA | --> | 0.19 | 0 | 0.008 | 0.188 | 0 |  | --> | C12 ex BALLYMAHON | Ballymahon [T41,T42] | ATHLONE |  | 53.5882 | -7.937
MV/LV Substation RO***120Z |  | 10 kV | _ | LV | 100 kVA :Pole Substation | 0.1 | --> | 0.1 | 0.072 | 0.21 |  | --> | 0.095 | 0 | 0.01 | 0.091 | 0 |  | --> | E19 ex LONGFORD | Longford [T421,T422] | RICHMOND |  | 53.6973 | -7.8196
MV/LV Substation TH***121Z |  | 10 kV | _ | LV | 630 kVA :Kiosk Substation | 0.63 | --> | 0.63 | 0.133 | 0.13 | Constrained, otherwise capacity available =526 kVA | --> | 0.598 | 0 | 0.017 | 0.5 | 0 |  | --> | C18 ex BALLYMAHON | Ballymahon [T41,T42] | ATHLONE |  | 53.5591 | -7.7717
MV/LV Substation FO***124Z |  | 10 kV | _ | LV | 50 kVA :Pole Substation | 0.05 | --> | 0.05 | 0.041 | 0.13 |  | --> | 0.048 | 0 | 0 | 0.049 | 0 |  | --> | C14 ex BALLYMAHON | Ballymahon [T41,T42] | ATHLONE |  | 53.5967 | -7.8155
MV/LV Substation BA***131 |  | 10 kV | _ | LV | 100 kVA :Pole Substation | 0.1 | --> | 0.1 | 0.092 | 0.13 |  | --> | 0.095 | 0 | 0 | 0.096 | 0 |  | --> | C18 ex BALLYMAHON | Ballymahon [T41,T42] | ATHLONE |  | 53.5728 | -7.7524
MV/LV Substation KN***131Y |  | 20 kV | _ | LV | 200 kVA :Pole Substation | 0.2 | --> | 0.2 | 0.053 | 1.31 |  | --> | 0.19 | 0 | 0 | 0.204 | 0 |  | --> | C17 ex ROOSKY | Roosky [T41] | RICHMOND |  | 53.8235 | -7.9612
MV/LV Substation NE***132Z |  | 20 kV | _ | LV | 100 kVA :Pole Substation | 0.1 | --> | 0.1 | 0.099 | 1.31 |  | --> | 0.095 | 0 | 0 | 0.095 | 0 |  | --> | C17 ex ROOSKY | Roosky [T41] | RICHMOND |  | 53.7759 | -7.918
MV/LV Substation NE***136 |  | 10 kV | _ | LV | 50 kVA :Pole Substation | 0.05 | --> | 0.05 | 0.016 | 0.13 |  | --> | 0.048 | 0 | 0 | 0.052 | 0 |  | --> | C13 ex BALLYMAHON | Ballymahon [T41,T42] | ATHLONE |  | 53.561 | -7.7233
MV/LV Substation BA***138Z |  | 20 kV | _ | LV | 200 kVA :Pole Substation | 0.2 | --> | 0.2 | 0.198 | 0.21 |  | --> | 0.19 | 0 | 0 | 0.19 | 0 |  | --> | E12 ex LONGFORD | Longford [T421,T422] | RICHMOND |  | 53.9196 | -7.6437
MV/LV Substation FO***140Z |  | 10 kV | _ | LV | 50 kVA :Pole Substation | 0.05 | --> | 0.05 | 0.041 | 0.13 |  | --> | 0.048 | 0 | 0 | 0.049 | 0 |  | --> | C14 ex BALLYMAHON | Ballymahon [T41,T42] | ATHLONE |  | 53.5907 | -7.8204
MV/LV Substation LO***145Z |  | 10 kV | _ | LV | 200 kVA :Kiosk Substation | 0.2 | --> | 0.2 | 0.171 | 0.21 |  | --> | 0.19 | 0 | 0 | 0.194 | 0 |  | --> | E14 ex LONGFORD | Longford [T421,T422] | RICHMOND |  | 53.7282 | -7.8022
MV/LV Substation EI***147 |  | 10 kV | _ | LV | 200 kVA :Building Structure | 0.2 | --> | 0.2 | 0.133 | 0.13 | Constrained, otherwise capacity available =191 kVA | --> | 0.19 | 0 | 0 | 0.191 | 0 |  | --> | C18 ex BALLYMAHON | Ballymahon [T41,T42] | ATHLONE |  | 53.5672 | -7.7618
MV/LV Substation SL***148Z |  | 20 kV | _ | LV | 200 kVA :Pole Substation | 0.2 | --> | 0.2 | 0.166 | 0.21 |  | --> | 0.19 | 0 | 0.004 | 0.192 | 0 |  | --> | E12 ex LONGFORD | Longford [T421,T422] | RICHMOND |  | 53.8187 | -7.7612
MV/LV Substation MA***149 |  | 10 kV | _ | LV | 400 kVA :Kiosk Substation | 0.4 | --> | 0.4 | 0.111 | 0.13 |  | --> | 0.38 | 0 | 0.076 | 0.361 | 0 |  | --> | C18 ex BALLYMAHON | Ballymahon [T41,T42] | ATHLONE |  | 53.5643 | -7.7665
MV/LV Substation CL***149Z |  | 20 kV | _ | LV | 200 kVA :Kiosk Substation | 0.2 | --> | 0.2 | 0.16 | 0.21 |  | --> | 0.19 | 0 | 0.02 | 0.181 | 0 |  | --> | E21 ex LONGFORD | Longford [T421,T422] | RICHMOND |  | 53.7629 | -7.8318
MV/LV Substation DI***152Z |  | 10 kV | _ | LV | 200 kVA :Pole Substation | 0.2 | --> | 0.2 | 0.193 | 0.21 |  | --> | 0.19 | 0 | 0 | 0.191 | 0 |  | --> | E19 ex LONGFORD | Longford [T421,T422] | RICHMOND |  | 53.7139 | -7.8184
MV/LV Substation CL***157Z |  | 10 kV | _ | LV | 200 kVA :Kiosk Substation | 0.2 | --> | 0.2 | 0.133 | 0.13 | Constrained, otherwise capacity available =165 kVA | --> | 0.19 | 0 | 0.022 | 0.178 | 0 |  | --> | C14 ex BALLYMAHON | Ballymahon [T41,T42] | ATHLONE |  | 53.6192 | -7.8136
MV/LV Substation RI***162X |  | 10 kV | _ | LV | 50 kVA :Pole Substation | 0.05 | --> | 0.05 | 0.044 | 0.13 |  | --> | 0.048 | 0 | 0 | 0.048 | 0 |  | --> | C14 ex BALLYMAHON | Ballymahon [T41,T42] | ATHLONE |  | 53.6463 | -7.7341
MV/LV Substation GE***173Z |  | 10 kV | _ | LV | 1000 kVA :Building Structure | 1 | --> | 1 | 0.213 | 0.21 | Constrained, otherwise capacity available =973 kVA | --> | 0.95 | 0 | 0 | 0.5 | 0 |  | --> | E19 ex LONGFORD | Longford [T421,T422] | RICHMOND |  | 53.7131 | -7.8154
MV/LV Substation CO***174X |  | 10 kV | _ | LV | 50 kVA :Pole Substation | 0.05 | --> | 0.05 | 0.046 | 0.13 |  | --> | 0.048 | 0 | 0 | 0.048 | 0 |  | --> | C14 ex BALLYMAHON | Ballymahon [T41,T42] | ATHLONE |  | 53.5921 | -7.7221
MV/LV Substation MA***175Z |  | 10 kV | _ | LV | 400 kVA :Kiosk Substation | 0.4 | --> | 0.4 | 0.133 | 0.13 | Constrained, otherwise capacity available =315 kVA | --> | 0.38 | 0 | 0.012 | 0.383 | 0 |  | --> | C18 ex BALLYMAHON | Ballymahon [T41,T42] | ATHLONE |  | 53.5658 | -7.7638
MV/LV Substation TH***177Z |  | 20 kV | _ | LV | 200 kVA :Kiosk Substation | 0.2 | --> | 0.2 | 0.167 | 1.31 |  | --> | 0.19 | 0 | 0.004 | 0.192 | 0 |  | --> | C17 ex ROOSKY | Roosky [T41] | RICHMOND |  | 53.7744 | -8.1163
MV/LV Substation TH***179Z |  | 20 kV | _ | LV | 400 kVA :Building Structure | 0.4 | --> | 0.4 | 0.213 | 0.21 | Constrained, otherwise capacity available =358 kVA | --> | 0.38 | 0 | 0 | 0.386 | 0 |  | --> | E20 ex LONGFORD | Longford [T421,T422] | RICHMOND |  | 53.7416 | -7.8037
MV/LV Substation AU***182Z |  | 10 kV | _ | LV | 200 kVA :Pole Substation | 0.2 | --> | 0.2 | 0.133 | 0.13 | Constrained, otherwise capacity available =170 kVA | --> | 0.19 | 0 | 0.006 | 0.19 | 0 |  | --> | C18 ex BALLYMAHON | Ballymahon [T41,T42] | ATHLONE |  | 53.5622 | -7.766
MV/LV Substation CA***183 |  | 10 kV | _ | LV | 50 kVA :Pole Substation | 0.05 | --> | 0.05 | 0.022 | 0.13 |  | --> | 0.048 | 0 | 0 | 0.051 | 0 |  | --> | C18 ex BALLYMAHON | Ballymahon [T41,T42] | ATHLONE |  | 53.5412 | -7.7761
MV/LV Substation CO***184Z |  | 20 kV | _ | LV | 200 kVA :Pole Substation | 0.2 | --> | 0.2 | 0.172 | 0.21 |  | --> | 0.19 | 0 | 0 | 0.194 | 0 |  | --> | E12 ex LONGFORD | Longford [T421,T422] | RICHMOND |  | 53.8239 | -7.7754
MV/LV Substation PA***185Z |  | 20 kV | _ | LV | 100 kVA :Pole Substation | 0.1 | --> | 0.1 | 0.094 | 0.21 |  | --> | 0.095 | 0 | 0 | 0.096 | 0 |  | --> | E12 ex LONGFORD | Longford [T421,T422] | RICHMOND |  | 53.8213 | -7.7735
MV/LV Substation VI***189Z |  | 10 kV | _ | LV | 200 kVA :Pole Substation | 0.2 | --> | 0.2 | 0.199 | 2.8 |  | --> | 0.19 | 0 | 0 | 0.19 | 0 |  | --> | C18 ex GLEBE | Glebe [T41,T42] | RICHMOND |  | 53.7214 | -7.7696
MV/LV Substation KE***195 |  | 10 kV | _ | LV | 100 kVA :Pole Substation | 0.1 | --> | 0.1 | 0.072 | 0.13 |  | --> | 0.095 | 0 | 0.014 | 0.088 | 0 |  | --> | C18 ex BALLYMAHON | Ballymahon [T41,T42] | ATHLONE |  | 53.558 | -7.7608
MV/LV Substation AU***196 |  | 10 kV | _ | LV | 200 kVA :Building Structure | 0.2 | --> | 0.2 | 0.133 | 0.13 | Constrained, otherwise capacity available =197 kVA | --> | 0.19 | 0 | 0 | 0.19 | 0 |  | --> | C18 ex BALLYMAHON | Ballymahon [T41,T42] | ATHLONE |  | 53.5588 | -7.7641
MV/LV Substation RE***197Z |  | 10 kV | _ | LV | 400 kVA :Kiosk Substation | 0.4 | --> | 0.4 | 0.362 | 2.8 |  | --> | 0.38 | 0 | 0.001 | 0.384 | 0 |  | --> | C12 ex GLEBE | Glebe [T41,T42] | RICHMOND |  | 53.7236 | -7.8007
MV/LV Substation NA***198 |  | 10 kV | _ | LV | 200 kVA :Pole Substation | 0.2 | --> | 0.2 | 0.09 | 0.13 |  | --> | 0.19 | 0 | 0.005 | 0.201 | 0 |  | --> | C18 ex BALLYMAHON | Ballymahon [T41,T42] | ATHLONE |  | 53.5666 | -7.7701
MV/LV Substation SU***198Z |  | 10 kV | _ | LV | 630 kVA :Building Structure | 0.63 | --> | 0.63 | 0.499 | 2.8 |  | --> | 0.598 | 0 | 0.02 | 0.5 | 0 |  | --> | C12 ex GLEBE | Glebe [T41,T42] | RICHMOND |  | 53.7238 | -7.8025
MV/LV Substation LI***200 |  | 10 kV | _ | LV | 50 kVA :Pole Substation | 0.05 | --> | 0.05 | 0.041 | 0.13 |  | --> | 0.048 | 0 | 0 | 0.049 | 0 |  | --> | C18 ex BALLYMAHON | Ballymahon [T41,T42] | ATHLONE |  | 53.5782 | -7.7967
MV/LV Substation BA***212Z |  | 10 kV | _ | LV | 400 kVA :Kiosk Substation | 0.4 | --> | 0.4 | 0.133 | 0.13 | Constrained, otherwise capacity available =366 kVA | --> | 0.38 | 0 | 0.01 | 0.377 | 0 |  | --> | C18 ex BALLYMAHON | Ballymahon [T41,T42] | ATHLONE |  | 53.5581 | -7.7631
MV/LV Substation CL***213Z |  | 20 kV | _ | LV | 50 kVA :Pole Substation | 0.05 | --> | 0.05 | 0.049 | 1.31 |  | --> | 0.048 | 0 | 0 | 0.048 | 0 |  | --> | C17 ex ROOSKY | Roosky [T41] | RICHMOND |  | 53.7851 | -7.919
MV/LV Substation TA***215Y |  | 20 kV | _ | LV | 100 kVA :Pole Substation | 0.1 | --> | 0.1 | 0.085 | 1.31 |  | --> | 0.095 | 0 | 0 | 0.097 | 0 |  | --> | C17 ex ROOSKY | Roosky [T41] | RICHMOND |  | 53.7831 | -8.1002
MV/LV Substation KI***216Y |  | 20 kV | _ | LV | 100 kVA :Pole Substation | 0.1 | --> | 0.1 | 0.079 | 1.31 |  | --> | 0.095 | 0 | 0.012 | 0.089 | 0 |  | --> | C17 ex ROOSKY | Roosky [T41] | RICHMOND |  | 53.7831 | -8.1035
MV/LV Substation FA***217 |  | 20 kV | _ | LV | 50 kVA :Pole Substation | 0.05 | --> | 0.05 | 0.044 | 0.21 |  | --> | 0.048 | 0 | 0.005 | 0.045 | 0 |  | --> | E12 ex LONGFORD | Longford [T421,T422] | RICHMOND |  | 53.9226 | -7.6676
MV/LV Substation AU***222Z |  | 10 kV | _ | LV | 400 kVA :Building Structure | 0.4 | --> | 0.4 | 0.37 | 2.8 |  | --> | 0.38 | 0 | 0 | 0.384 | 0 |  | --> | C12 ex GLEBE | Glebe [T41,T42] | RICHMOND |  | 53.7252 | -7.8018
MV/LV Substation DR***226X |  | 10 kV | _ | LV | 200 kVA :Pole Substation | 0.2 | --> | 0.2 | 0.123 | 0.13 |  | --> | 0.19 | 0 | 0 | 0.2 | 0 |  | --> | C14 ex BALLYMAHON | Ballymahon [T41,T42] | ATHLONE |  | 53.5924 | -7.6514
MV/LV Substation TH***226Z |  | 10 kV | _ | LV | 400 kVA :Kiosk Substation | 0.4 | --> | 0.4 | 0.332 | 2.8 |  | --> | 0.38 | 0 | 0 | 0.389 | 0 |  | --> | C17 ex GLEBE | Glebe [T41,T42] | RICHMOND |  | 53.7187 | -7.7908
MV/LV Substation FL***227Z |  | 10 kV | _ | LV | 630 kVA :Kiosk Substation | 0.63 | --> | 0.63 | 0.213 | 0.21 | Constrained, otherwise capacity available =579 kVA | --> | 0.598 | 0 | 0 | 0.5 | 0 |  | --> | E19 ex LONGFORD | Longford [T421,T422] | RICHMOND |  | 53.7217 | -7.8121
MV/LV Substation TA***234Z |  | 10 kV | _ | LV | 200 kVA :Kiosk Substation | 0.2 | --> | 0.2 | 0 | 0 | Constrained, otherwise capacity available =167 kVA | --> | 0.19 | 0 | 0 | 0.153 | 0 | Constrained, otherwise capacity available =194 kW | --> | C17 ex AGHAMORE | Aghamore [T41,T42] | LANESBORO |  | 53.7392 | -7.9229
MV/LV Substation CR***236 |  | 10 kV | _ | LV | 50 kVA :Pole Substation | 0.05 | --> | 0.05 | 0.042 | 0.21 |  | --> | 0.048 | 0 | 0 | 0.049 | 0 |  | --> | E19 ex LONGFORD | Longford [T421,T422] | RICHMOND |  | 53.6971 | -7.8011
MV/LV Substation BA***239Z |  | 10 kV | _ | LV | 200 kVA :Pole Substation | 0.2 | --> | 0.2 | 0.133 | 0.13 | Constrained, otherwise capacity available =148 kVA | --> | 0.19 | 0 | 0 | 0.197 | 0 |  | --> | C18 ex BALLYMAHON | Ballymahon [T41,T42] | ATHLONE |  | 53.5637 | -7.7617
MV/LV Substation LA***243 |  | 20 kV | _ | LV | 50 kVA :Pole Substation | 0.05 | --> | 0.05 | 0.047 | 0.21 |  | --> | 0.048 | 0 | 0.002 | 0.046 | 0 |  | --> | E17 ex LONGFORD | Longford [T421,T422] | RICHMOND |  | 53.839 | -7.5357
MV/LV Substation BA***243Z |  | 10 kV | _ | LV | 400 kVA :Kiosk Substation | 0.4 | --> | 0.4 | 0.213 | 0.21 | Constrained, otherwise capacity available =356 kVA | --> | 0.38 | 0 | 0.026 | 0.367 | 0 |  | --> | E14 ex LONGFORD | Longford [T421,T422] | RICHMOND |  | 53.7321 | -7.8052
MV/LV Substation RI***245X |  | 10 kV | _ | LV | 50 kVA :Pole Substation | 0.05 | --> | 0.05 | 0.049 | 0.13 |  | --> | 0.048 | 0 | 0.005 | 0.044 | 0 |  | --> | C14 ex BALLYMAHON | Ballymahon [T41,T42] | ATHLONE |  | 53.6282 | -7.6967
MV/LV Substation LO***249Z |  | 10 kV | _ | LV | 400 kVA :Building Structure | 0.4 | --> | 0.4 | 0.395 | 2.8 |  | --> | 0.38 | 0 | 0 | 0.381 | 0 |  | --> | C16 ex GLEBE | Glebe [T41,T42] | RICHMOND |  | 53.7329 | -7.7915
MV/LV Substation BR***250Z |  | 10 kV | _ | LV | 100 kVA :Pole Substation | 0.1 | --> | 0.1 | 0.087 | 0.13 |  | --> | 0.095 | 0 | 0 | 0.097 | 0 |  | --> | C14 ex BALLYMAHON | Ballymahon [T41,T42] | ATHLONE |  | 53.6209 | -7.8132
MV/LV Substation MA***253 |  | 20 kV | _ | LV | 630 kVA :Building Structure | 0.63 | --> | 0.63 | 0.213 | 0.21 | Constrained, otherwise capacity available =598 kVA | --> | 0.598 | 0 | 0 | 0.5 | 0 |  | --> | E13 ex LONGFORD | Longford [T421,T422] | RICHMOND |  | 53.8213 | -7.6331
MV/LV Substation CH***255Y |  | 20 kV | _ | LV | 400 kVA :Kiosk Substation | 0.4 | --> | 0.4 | 0.28 | 1.31 |  | --> | 0.38 | 0 | 0.031 | 0.373 | 0 |  | --> | C17 ex ROOSKY | Roosky [T41] | RICHMOND |  | 53.7765 | -8.1074
MV/LV Substation RA***255Z |  | 10 kV | _ | LV | 50 kVA :Pole Substation | 0.05 | --> | 0.05 | 0.043 | 0.13 |  | --> | 0.048 | 0 | 0.009 | 0.042 | 0 |  | --> | C14 ex BALLYMAHON | Ballymahon [T41,T42] | ATHLONE |  | 53.647 | -7.7011
MV/LV Substation BR***256Y |  | 20 kV | _ | LV | 200 kVA :Pole Substation | 0.2 | --> | 0.2 | 0.075 | 1.31 |  | --> | 0.19 | 0 | 0.059 | 0.163 | 0 |  | --> | C17 ex ROOSKY | Roosky [T41] | RICHMOND |  | 53.7751 | -8.1038
MV/LV Substation TH***257Y |  | 20 kV | _ | LV | 50 kVA :Pole Substation | 0.05 | --> | 0.05 | 0.031 | 1.31 |  | --> | 0.048 | 0 | 0 | 0.05 | 0 |  | --> | C17 ex ROOSKY | Roosky [T41] | RICHMOND |  | 53.7747 | -8.0945
MV/LV Substation DR***257Z |  | 20 kV | _ | LV | 200 kVA :Kiosk Substation | 0.2 | --> | 0.2 | 0.188 | 0.21 |  | --> | 0.19 | 0 | 0 | 0.192 | 0 |  | --> | E12 ex LONGFORD | Longford [T421,T422] | RICHMOND |  | 53.8224 | -7.7669
MV/LV Substation SE***258 |  | 10 kV | _ | LV | 200 kVA :Pole Substation | 0.2 | --> | 0.2 | 0.086 | 0.21 |  | --> | 0.19 | 0 | 0 | 0.205 | 0 |  | --> | E19 ex LONGFORD | Longford [T421,T422] | RICHMOND |  | 53.7334 | -7.8176
MV/LV Substation PU***258Y |  | 20 kV | _ | LV | 50 kVA :Pole Substation | 0.05 | --> | 0.05 | 0.05 | 1.31 |  | --> | 0.048 | 0 | 0 | 0.048 | 0 |  | --> | C17 ex ROOSKY | Roosky [T41] | RICHMOND |  | 53.7685 | -8.1108
MV/LV Substation SI***258Z |  | 10 kV | _ | LV | 200 kVA :Kiosk Substation | 0.2 | --> | 0.2 | 0.133 | 0.21 |  | --> | 0.19 | 0 | 0.006 | 0.194 | 0 |  | --> | E19 ex LONGFORD | Longford [T421,T422] | RICHMOND |  | 53.6959 | -7.8075
MV/LV Substation MO***259 |  | 20 kV | _ | LV | 50 kVA :Pole Substation | 0.05 | --> | 0.05 | 0.047 | 0.21 |  | --> | 0.048 | 0 | 0 | 0.048 | 0 |  | --> | E12 ex LONGFORD | Longford [T421,T422] | RICHMOND |  | 53.9144 | -7.6276
MV/LV Substation TR***269 |  | 10 kV | _ | LV | 50 kVA :Pole Substation | 0.05 | --> | 0.05 | 0.039 | 2.8 |  | --> | 0.048 | 0 | 0 | 0.049 | 0 |  | --> | C17 ex GLEBE | Glebe [T41,T42] | RICHMOND |  | 53.7322 | -7.783
MV/LV Substation CA***271 |  | 10 kV | _ | LV | 630 kVA :Kiosk Substation | 0.63 | --> | 0.63 | 0.475 | 2.8 |  | --> | 0.598 | 0 | 0.01 | 0.5 | 0 |  | --> | C16 ex GLEBE | Glebe [T41,T42] | RICHMOND |  | 53.7297 | -7.7991
MV/LV Substation LI***271Z |  | 20 kV | _ | LV | 100 kVA :Pole Substation | 0.1 | --> | 0.1 | 0.086 | 0.21 |  | --> | 0.095 | 0 | 0 | 0.097 | 0 |  | --> | E13 ex LONGFORD | Longford [T421,T422] | RICHMOND |  | 53.85 | -7.603
MV/LV Substation CA***273Z |  | 20 kV | _ | LV | 100 kVA :Pole Substation | 0.1 | --> | 0.1 | 0.08 | 0.21 |  | --> | 0.095 | 0 | 0 | 0.098 | 0 |  | --> | E12 ex LONGFORD | Longford [T421,T422] | RICHMOND |  | 53.8214 | -7.7615
MV/LV Substation WH***274Z |  | 20 kV | _ | LV | 200 kVA :Pole Substation | 0.2 | --> | 0.2 | 0.162 | 0.21 |  | --> | 0.19 | 0 | 0.003 | 0.193 | 0 |  | --> | E20 ex LONGFORD | Longford [T421,T422] | RICHMOND |  | 53.7406 | -7.7984
MV/LV Substation NA***277Z |  | 20 kV | _ | LV | 200 kVA :Pole Substation | 0.2 | --> | 0.2 | 0.158 | 0.21 |  | --> | 0.19 | 0 | 0.024 | 0.178 | 0 |  | --> | E12 ex LONGFORD | Longford [T421,T422] | RICHMOND |  | 53.8667 | -7.7199
MV/LV Substation SH***283 |  | 10 kV | _ | LV | 1000 kVA :Building Structure | 1 | --> | 1 | 0.5 | 2.8 |  | --> | 0.95 | 0 | 0.008 | 0.5 | 0 |  | --> | C16 ex GLEBE | Glebe [T41,T42] | RICHMOND |  | 53.7288 | -7.7978
MV/LV Substation GO***287 |  | 10 kV | _ | LV | 400 kVA :Building Structure | 0.4 | --> | 0.4 | 0.364 | 2.8 |  | --> | 0.38 | 0 | 0 | 0.385 | 0 |  | --> | C17 ex GLEBE | Glebe [T41,T42] | RICHMOND |  | 53.7274 | -7.7858
MV/LV Substation LI***287Y |  | 20 kV | _ | LV | 50 kVA :Pole Substation | 0.05 | --> | 0.05 | 0.043 | 1.31 |  | --> | 0.048 | 0 | 0 | 0.048 | 0 |  | --> | C17 ex ROOSKY | Roosky [T41] | RICHMOND |  | 53.7721 | -8.1134
MV/LV Substation PR***288Z |  | 20 kV | _ | LV | 200 kVA :Pole Substation | 0.2 | --> | 0.2 | 0.152 | 0.21 |  | --> | 0.19 | 0 | 0.04 | 0.167 | 0 |  | --> | E12 ex LONGFORD | Longford [T421,T422] | RICHMOND |  | 53.7868 | -7.7954
MV/LV Substation CO***289Z |  | 10 kV | _ | LV | 200 kVA :Kiosk Substation | 0.2 | --> | 0.2 | 0.133 | 0.13 | Constrained, otherwise capacity available =186 kVA | --> | 0.19 | 0 | 0 | 0.192 | 0 |  | --> | C14 ex BALLYMAHON | Ballymahon [T41,T42] | ATHLONE |  | 53.5846 | -7.6561
MV/LV Substation FO***292Z |  | 20 kV | _ | LV | 400 kVA :Kiosk Substation | 0.4 | --> | 0.4 | 0.213 | 0.21 | Constrained, otherwise capacity available =329 kVA | --> | 0.38 | 0 | 0.005 | 0.386 | 0 |  | --> | E13 ex LONGFORD | Longford [T421,T422] | RICHMOND |  | 53.85 | -7.6053
MV/LV Substation BE***293Z |  | 10 kV | _ | LV | 100 kVA :Pole Substation | 0.1 | --> | 0.1 | 0 | 0 | Constrained, otherwise capacity available =98 kVA | --> | 0.095 | 0 | 0 | 0.095 | 0 |  | --> | C17 ex AGHAMORE | Aghamore [T41,T42] | LANESBORO |  | 53.7104 | -7.8985
MV/LV Substation ST***295Y |  | 10 kV | _ | LV | 200 kVA :Pole Substation | 0.2 | --> | 0.2 | 0.172 | 2.8 |  | --> | 0.19 | 0 | 0 | 0.194 | 0 |  | --> | C17 ex GLEBE | Glebe [T41,T42] | RICHMOND |  | 53.7325 | -7.7802
MV/LV Substation WE***301Z |  | 20 kV | _ | LV | 400 kVA :Kiosk Substation | 0.4 | --> | 0.4 | 0.213 | 0.21 | Constrained, otherwise capacity available =388 kVA | --> | 0.38 | 0 | 0 | 0.382 | 0 |  | --> | E11 ex LONGFORD | Longford [T421,T422] | RICHMOND |  | 53.7149 | -7.8119
MV/LV Substation CL***303Z |  | 10 kV | _ | LV | 400 kVA :Kiosk Substation | 0.4 | --> | 0.4 | 0.133 | 0.13 | Constrained, otherwise capacity available =351 kVA | --> | 0.38 | 0 | 0.01 | 0.379 | 0 |  | --> | C18 ex BALLYMAHON | Ballymahon [T41,T42] | ATHLONE |  | 53.5553 | -7.7661
MV/LV Substation BU***309Y |  | 10 kV | _ | LV | 200 kVA :Pole Substation | 0.2 | --> | 0.2 | 0.133 | 0.13 | Constrained, otherwise capacity available =139 kVA | --> | 0.19 | 0 | 0 | 0.198 | 0 |  | --> | C18 ex BALLYMAHON | Ballymahon [T41,T42] | ATHLONE |  | 53.5678 | -7.7621
MV/LV Substation MO***314Z |  | 20 kV | _ | LV | 50 kVA :Pole Substation | 0.05 | --> | 0.05 | 0.05 | 1.31 |  | --> | 0.048 | 0 | 0 | 0.048 | 0 |  | --> | C17 ex ROOSKY | Roosky [T41] | RICHMOND |  | 53.8212 | -7.9272
MV/LV Substation TU***316X |  | 20 kV | _ | LV | 50 kVA :Pole Substation | 0.05 | --> | 0.05 | 0.046 | 2.55 |  | --> | 0.048 | 0 | 0.008 | 0.042 | 0 |  | --> | E17 ex EDGEWORTHSTOWN | Edgeworthstown [T421,T422] | RICHMOND |  | 53.6268 | -7.6568
MV/LV Substation CL***316Z |  | 20 kV | _ | LV | 100 kVA :Pole Substation | 0.1 | --> | 0.1 | 0.096 | 0.21 |  | --> | 0.095 | 0 | 0 | 0.096 | 0 |  | --> | E21 ex LONGFORD | Longford [T421,T422] | RICHMOND |  | 53.7608 | -7.8332
MV/LV Substation BA***317X |  | 10 kV | _ | LV | 200 kVA :Pole Substation | 0.2 | --> | 0.2 | 0.133 | 0.13 | Constrained, otherwise capacity available =200 kVA | --> | 0.19 | 0 | 0 | 0.19 | 0 |  | --> | C14 ex BALLYMAHON | Ballymahon [T41,T42] | ATHLONE |  | 53.6406 | -7.6769
MV/LV Substation IN***333Z |  | 20 kV | _ | LV | 100 kVA :Pole Substation | 0.1 | --> | 0.1 | 0.1 | 2.55 |  | --> | 0.095 | 0 | 0 | 0.095 | 0 |  | --> | E17 ex EDGEWORTHSTOWN | Edgeworthstown [T421,T422] | RICHMOND |  | 53.5894 | -7.6135
MV/LV Substation GR***337Y |  | 10 kV | _ | LV | 400 kVA :Kiosk Substation | 0.4 | --> | 0.4 | 0.264 | 2.8 |  | --> | 0.38 | 0 | 0.021 | 0.383 | 0 |  | --> | C17 ex GLEBE | Glebe [T41,T42] | RICHMOND |  | 53.7277 | -7.783
MV/LV Substation BA***344Y |  | 20 kV | _ | LV | 200 kVA :Kiosk Substation | 0.2 | --> | 0.2 | 0.092 | 1.31 |  | --> | 0.19 | 0 | 0 | 0.204 | 0 |  | --> | C17 ex ROOSKY | Roosky [T41] | RICHMOND |  | 53.7768 | -8.1015
MV/LV Substation BA***349Z |  | 10 kV | _ | LV | 50 kVA :Pole Substation | 0.05 | --> | 0.05 | 0.049 | 0.13 |  | --> | 0.048 | 0 | 0 | 0.048 | 0 |  | --> | C18 ex BALLYMAHON | Ballymahon [T41,T42] | ATHLONE |  | 53.5644 | -7.7701
MV/LV Substation CN***351Z |  | 10 kV | _ | LV | 200 kVA :Pole Substation | 0.2 | --> | 0.2 | 0 | 0 | Constrained, otherwise capacity available =162 kVA | --> | 0.19 | 0 | 0 | 0.153 | 0 | Constrained, otherwise capacity available =195 kW | --> | C17 ex AGHAMORE | Aghamore [T41,T42] | LANESBORO |  | 53.6829 | -7.8776
MV/LV Substation DU***353Z |  | 10 kV | _ | LV | 400 kVA :Kiosk Substation | 0.4 | --> | 0.4 | 0.133 | 0.13 | Constrained, otherwise capacity available =386 kVA | --> | 0.38 | 0 | 0 | 0.382 | 0 |  | --> | C18 ex BALLYMAHON | Ballymahon [T41,T42] | ATHLONE |  | 53.565 | -7.7589
MV/LV Substation CA***361Z |  | 10 kV | _ | LV | 100 kVA :Pole Substation | 0.1 | --> | 0.1 | 0.087 | 0.13 |  | --> | 0.095 | 0 | 0 | 0.097 | 0 |  | --> | C14 ex BALLYMAHON | Ballymahon [T41,T42] | ATHLONE |  | 53.6328 | -7.6864
MV/LV Substation EN***365Y |  | 20 kV | _ | LV | 50 kVA :Pole Substation | 0.05 | --> | 0.05 | 0.046 | 0.21 |  | --> | 0.048 | 0 | 0.005 | 0.044 | 0 |  | --> | E17 ex LONGFORD | Longford [T421,T422] | RICHMOND |  | 53.77 | -7.7307
MV/LV Substation CU***370X |  | 10 kV | _ | LV | 50 kVA :Pole Substation | 0.05 | --> | 0.05 | 0.045 | 0.13 |  | --> | 0.048 | 0 | 0 | 0.048 | 0 |  | --> | C14 ex BALLYMAHON | Ballymahon [T41,T42] | ATHLONE |  | 53.6221 | -7.7646
MV/LV Substation LI***370Z |  | 20 kV | _ | LV | 200 kVA :Pole Substation | 0.2 | --> | 0.2 | 0.187 | 1.31 |  | --> | 0.19 | 0 | 0 | 0.192 | 0 |  | --> | C17 ex ROOSKY | Roosky [T41] | RICHMOND |  | 53.779 | -8.1066
MV/LV Substation RH***371Y |  | 20 kV | _ | LV | 200 kVA :Pole Substation | 0.2 | --> | 0.2 | 0.066 | 0.21 |  | --> | 0.19 | 0 | 0 | 0.208 | 0 |  | --> | E17 ex LONGFORD | Longford [T421,T422] | RICHMOND |  | 53.7697 | -7.7052
MV/LV Substation KE***374X |  | 10 kV | _ | LV | 100 kVA :Pole Substation | 0.1 | --> | 0.1 | 0.046 | 0.13 |  | --> | 0.095 | 0 | 0.009 | 0.096 | 0 |  | --> | C14 ex BALLYMAHON | Ballymahon [T41,T42] | ATHLONE |  | 53.6226 | -7.8132
MV/LV Substation MC***375X |  | 10 kV | _ | LV | 50 kVA :Pole Substation | 0.05 | --> | 0.05 | 0.03 | 0.13 |  | --> | 0.048 | 0 | 0 | 0.05 | 0 |  | --> | C14 ex BALLYMAHON | Ballymahon [T41,T42] | ATHLONE |  | 53.6252 | -7.8204
MV/LV Substation MA***384Y |  | 10 kV | _ | LV | 50 kVA :Pole Substation | 0.05 | --> | 0.05 | 0.05 | 0.13 |  | --> | 0.048 | 0 | 0 | 0.048 | 0 |  | --> | C14 ex BALLYMAHON | Ballymahon [T41,T42] | ATHLONE |  | 53.5951 | -7.6666
MV/LV Substation AB***385Y |  | 20 kV | _ | LV | 50 kVA :Pole Substation | 0.05 | --> | 0.05 | 0.032 | 0.21 |  | --> | 0.048 | 0 | 0.003 | 0.048 | 0 |  | --> | E20 ex LONGFORD | Longford [T421,T422] | RICHMOND |  | 53.7381 | -7.7968
MV/LV Substation NA***386Z |  | 10 kV | _ | LV | 200 kVA :Kiosk Substation | 0.2 | --> | 0.2 | 0.133 | 0.13 | Constrained, otherwise capacity available =189 kVA | --> | 0.19 | 0 | 0 | 0.192 | 0 |  | --> | C18 ex BALLYMAHON | Ballymahon [T41,T42] | ATHLONE |  | 53.5721 | -7.7813
MV/LV Substation TH***387Z |  | 10 kV | _ | LV | 400 kVA :Kiosk Substation | 0.4 | --> | 0.4 | 0.133 | 0.13 | Constrained, otherwise capacity available =318 kVA | --> | 0.38 | 0 | 0 | 0.391 | 0 |  | --> | C18 ex BALLYMAHON | Ballymahon [T41,T42] | ATHLONE |  | 53.5584 | -7.7734
MV/LV Substation TH***388Z |  | 10 kV | _ | LV | 200 kVA :Kiosk Substation | 0.2 | --> | 0.2 | 0.184 | 1.31 |  | --> | 0.19 | 0 | 0.002 | 0.191 | 0 |  | --> | C17 ex ROOSKY | Roosky [T41] | RICHMOND |  | 53.8333 | -7.916
MV/LV Substation CL***389Y |  | 10 kV | _ | LV | 50 kVA :Pole Substation | 0.05 | --> | 0.05 | 0.044 | 0.13 |  | --> | 0.048 | 0 | 0 | 0.048 | 0 |  | --> | C14 ex BALLYMAHON | Ballymahon [T41,T42] | ATHLONE |  | 53.6081 | -7.7999
MV/LV Substation FL***389Z |  | 10 kV | _ | LV | 400 kVA :Kiosk Substation | 0.4 | --> | 0.4 | 0.213 | 0.21 | Constrained, otherwise capacity available =372 kVA | --> | 0.38 | 0 | 0.008 | 0.378 | 0 |  | --> | E19 ex LONGFORD | Longford [T421,T422] | RICHMOND |  | 53.7198 | -7.8127
MV/LV Substation HA***393X |  | 10 kV | _ | LV | 200 kVA :Pole Substation | 0.2 | --> | 0.2 | 0.133 | 0.13 | Constrained, otherwise capacity available =194 kVA | --> | 0.19 | 0 | 0 | 0.191 | 0 |  | --> | C14 ex BALLYMAHON | Ballymahon [T41,T42] | ATHLONE |  | 53.6219 | -7.8121
MV/LV Substation KE***397Y |  | 10 kV | _ | LV | 100 kVA :Pole Substation | 0.1 | --> | 0.1 | 0.077 | 0.13 |  | --> | 0.095 | 0 | 0 | 0.098 | 0 |  | --> | C14 ex BALLYMAHON | Ballymahon [T41,T42] | ATHLONE |  | 53.6238 | -7.8177
MV/LV Substation CE***397Z |  | 10 kV | _ | LV | 100 kVA :Pole Substation | 0.1 | --> | 0.1 | 0.078 | 0.21 |  | --> | 0.095 | 0 | 0 | 0.098 | 0 |  | --> | E19 ex LONGFORD | Longford [T421,T422] | RICHMOND |  | 53.7173 | -7.8145
MV/LV Substation FA***401 |  | 10 kV | _ | LV | 50 kVA :Pole Substation | 0.05 | --> | 0.05 | 0.02 | 0.21 |  | --> | 0.048 | 0 | 0 | 0.051 | 0 |  | --> | E19 ex LONGFORD | Longford [T421,T422] | RICHMOND |  | 53.7187 | -7.8121
MV/LV Substation LI***4018 |  | 20 kV | _ | LV | 50 kVA :Pole Substation | 0.05 | --> | 0.05 | 0.049 | 0.21 |  | --> | 0.048 | 0 | 0 | 0.048 | 0 |  | --> | E17 ex LONGFORD | Longford [T421,T422] | RICHMOND |  | 53.7456 | -7.6571
MV/LV Substation FO***4019 |  | 20 kV | _ | LV | 50 kVA :Pole Substation | 0.05 | --> | 0.05 | 0.042 | 0.21 |  | --> | 0.048 | 0 | 0 | 0.049 | 0 |  | --> | E13 ex LONGFORD | Longford [T421,T422] | RICHMOND |  | 53.8471 | -7.6294
MV/LV Substation NE***401X |  | 20 kV | _ | LV | 200 kVA :Kiosk Substation | 0.2 | --> | 0.2 | 0.19 | 0.21 |  | --> | 0.19 | 0 | 0 | 0.191 | 0 |  | --> | E21 ex LONGFORD | Longford [T421,T422] | RICHMOND |  | 53.768 | -7.8349
MV/LV Substation CH***401Z |  | 10 kV | _ | LV | 50 kVA :Pole Substation | 0.05 | --> | 0.05 | 0.049 | 0.21 |  | --> | 0.048 | 0 | 0 | 0.048 | 0 |  | --> | E19 ex LONGFORD | Longford [T421,T422] | RICHMOND |  | 53.7082 | -7.8192
MV/LV Substation CA***402X |  | 20 kV | _ | LV | 50 kVA :Pole Substation | 0.05 | --> | 0.05 | 0.024 | 0.21 |  | --> | 0.048 | 0 | 0 | 0.051 | 0 |  | --> | E21 ex LONGFORD | Longford [T421,T422] | RICHMOND |  | 53.7731 | -7.8496
MV/LV Substation FA***402Z |  | 20 kV | _ | LV | 50 kVA :Pole Substation | 0.05 | --> | 0.05 | 0.044 | 1.31 |  | --> | 0.048 | 0 | 0.005 | 0.045 | 0 |  | --> | C17 ex ROOSKY | Roosky [T41] | RICHMOND |  | 53.7723 | -8.1076
MV/LV Substation RO***4034 |  | 10 kV | _ | LV | 100 kVA :Pole Substation | 0.1 | --> | 0.1 | 0.042 | 1.31 |  | --> | 0.095 | 0 | 0.005 | 0.099 | 0 |  | --> | C17 ex ROOSKY | Roosky [T41] | RICHMOND |  | 53.8324 | -7.9251
MV/LV Substation SH***404X |  | 10 kV | _ | LV | 400 kVA :Kiosk Substation | 0.4 | --> | 0.4 | 0.358 | 2.8 |  | --> | 0.38 | 0 | 0 | 0.386 | 0 |  | --> | C17 ex GLEBE | Glebe [T41,T42] | RICHMOND |  | 53.7186 | -7.786
MV/LV Substation HE***404Z |  | 10 kV | _ | LV | 630 kVA :Kiosk Substation | 0.63 | --> | 0.63 | 0.492 | 2.8 |  | --> | 0.598 | 0 | 0 | 0.5 | 0 |  | --> | C12 ex GLEBE | Glebe [T41,T42] | RICHMOND |  | 53.7262 | -7.8004
MV/LV Substation CH***405 |  | 10 kV | _ | LV | 50 kVA :Pole Substation | 0.05 | --> | 0.05 | 0.048 | 0.21 |  | --> | 0.048 | 0 | 0.005 | 0.044 | 0 |  | --> | E19 ex LONGFORD | Longford [T421,T422] | RICHMOND |  | 53.7077 | -7.8146
MV/LV Substation TR***4063 |  | 20 kV | _ | LV | 50 kVA :Pole Substation | 0.05 | --> | 0.05 | 0.042 | 0.21 |  | --> | 0.048 | 0 | 0 | 0.049 | 0 |  | --> | E13 ex LONGFORD | Longford [T421,T422] | RICHMOND |  | 53.8488 | -7.6046
MV/LV Substation TO***4078 |  | 10 kV | _ | LV | 50 kVA :Pole Substation | 0.05 | --> | 0.05 | 0.034 | 0.13 |  | --> | 0.048 | 0 | 0 | 0.05 | 0 |  | --> | C14 ex BALLYMAHON | Ballymahon [T41,T42] | ATHLONE |  | 53.6335 | -7.7622
MV/LV Substation ES***407Z |  | 20 kV | _ | LV | 200 kVA :Kiosk Substation | 0.2 | --> | 0.2 | 0.175 | 0.21 |  | --> | 0.19 | 0 | 0.019 | 0.179 | 0 |  | --> | E12 ex LONGFORD | Longford [T421,T422] | RICHMOND |  | 53.8231 | -7.7665
MV/LV Substation CL***4080 |  | 20 kV | _ | LV | 50 kVA :Pole Substation | 0.05 | --> | 0.05 | 0 | 0 | Constrained, otherwise capacity available =33 kVA | --> | 0.048 | 0 | 0 | 0.05 | 0 |  | --> | E16 ex FINEA | Finea [T421,T422] | SHANKILL |  | 53.8414 | -7.4657
MV/LV Substation DR***408Z |  | 10 kV | _ | LV | 100 kVA :Pole Substation | 0.1 | --> | 0.1 | 0.075 | 0.13 |  | --> | 0.095 | 0 | 0.008 | 0.092 | 0 |  | --> | C18 ex BALLYMAHON | Ballymahon [T41,T42] | ATHLONE |  | 53.5694 | -7.7775
MV/LV Substation LE***4094 |  | 20 kV | _ | LV | 50 kVA :Pole Substation | 0.05 | --> | 0.05 | 0.04 | 2.55 |  | --> | 0.048 | 0 | 0 | 0.049 | 0 |  | --> | E17 ex EDGEWORTHSTOWN | Edgeworthstown [T421,T422] | RICHMOND |  | 53.619 | -7.6257
MV/LV Substation CL***4098 |  | 20 kV | _ | LV | 50 kVA :Pole Substation | 0.05 | --> | 0.05 | 0.05 | 0.21 |  | --> | 0.048 | 0 | 0 | 0.048 | 0 |  | --> | E11 ex LONGFORD | Longford [T421,T422] | RICHMOND |  | 53.7206 | -7.8269
MV/LV Substation AI***411Z |  | 10 kV | _ | LV | 50 kVA :Pole Substation | 0.05 | --> | 0.05 | 0.049 | 0.13 |  | --> | 0.048 | 0 | 0 | 0.048 | 0 |  | --> | C14 ex BALLYMAHON | Ballymahon [T41,T42] | ATHLONE |  | 53.5926 | -7.6442
MV/LV Substation BA***4121 |  | 10 kV | _ | LV | 50 kVA :Pole Substation | 0.05 | --> | 0.05 | 0.048 | 0.13 |  | --> | 0.048 | 0 | 0 | 0.048 | 0 |  | --> | C12 ex BALLYMAHON | Ballymahon [T41,T42] | ATHLONE |  | 53.5789 | -7.9436
MV/LV Substation MI***412X |  | 20 kV | _ | LV | 50 kVA :Pole Substation | 0.05 | --> | 0.05 | 0.04 | 0.21 |  | --> | 0.048 | 0 | 0 | 0.049 | 0 |  | --> | E12 ex LONGFORD | Longford [T421,T422] | RICHMOND |  | 53.7551 | -7.8204
MV/LV Substation CL***412Z |  | 20 kV | _ | LV | 50 kVA :Pole Substation | 0.05 | --> | 0.05 | 0.05 | 0.21 |  | --> | 0.048 | 0 | 0 | 0.048 | 0 |  | --> | E17 ex LONGFORD | Longford [T421,T422] | RICHMOND |  | 53.7619 | -7.7464
MV/LV Substation LE***413Y |  | 20 kV | _ | LV | 100 kVA :Pole Substation | 0.1 | --> | 0.1 | 0.063 | 2.55 |  | --> | 0.095 | 0 | 0.005 | 0.096 | 0 |  | --> | E17 ex EDGEWORTHSTOWN | Edgeworthstown [T421,T422] | RICHMOND |  | 53.6223 | -7.6323
MV/LV Substation BA***417Y |  | 20 kV | _ | LV | 100 kVA :Pole Substation | 0.1 | --> | 0.1 | 0.069 | 0.21 |  | --> | 0.095 | 0 | 0.003 | 0.097 | 0 |  | --> | E17 ex LONGFORD | Longford [T421,T422] | RICHMOND |  | 53.7745 | -7.6551
MV/LV Substation KI***4183 |  | 20 kV | _ | LV | 50 kVA :Pole Substation | 0.05 | --> | 0.05 | 0.05 | 1.31 |  | --> | 0.048 | 0 | 0 | 0.048 | 0 |  | --> | C17 ex ROOSKY | Roosky [T41] | RICHMOND |  | 53.8258 | -7.9715
MV/LV Substation WE***418Z |  | 20 kV | _ | LV | 400 kVA :Kiosk Substation | 0.4 | --> | 0.4 | 0.392 | 1.31 |  | --> | 0.38 | 0 | 0 | 0.381 | 0 |  | --> | C17 ex ROOSKY | Roosky [T41] | RICHMOND |  | 53.7743 | -8.1029
MV/LV Substation ST***4197 |  | 10 kV | _ | LV | 400 kVA :Kiosk Substation | 0.4 | --> | 0.4 | 0.389 | 2.8 |  | --> | 0.38 | 0 | 0 | 0.382 | 0 |  | --> | C17 ex GLEBE | Glebe [T41,T42] | RICHMOND |  | 53.7276 | -7.7972
MV/LV Substation RO***420Y |  | 10 kV | _ | LV | 100 kVA :Pole Substation | 0.1 | --> | 0.1 | 0.071 | 1.31 |  | --> | 0.095 | 0 | 0.009 | 0.092 | 0 |  | --> | C17 ex ROOSKY | Roosky [T41] | RICHMOND |  | 53.8293 | -7.9279
MV/LV Substation MO***420Z |  | 20 kV | _ | LV | 200 kVA :Pole Substation | 0.2 | --> | 0.2 | 0.198 | 0.21 |  | --> | 0.19 | 0 | 0 | 0.19 | 0 |  | --> | E18 ex LONGFORD | Longford [T421,T422] | RICHMOND |  | 53.7461 | -7.8082
MV/LV Substation MC***4215 |  | 20 kV | _ | LV | 50 kVA :Pole Substation | 0.05 | --> | 0.05 | 0.047 | 0.21 |  | --> | 0.048 | 0 | 0 | 0.048 | 0 |  | --> | E12 ex LONGFORD | Longford [T421,T422] | RICHMOND |  | 53.7847 | -7.7966
MV/LV Substation HA***421Z |  | 10 kV | _ | LV | 50 kVA :Pole Substation | 0.05 | --> | 0.05 | 0.032 | 0.13 |  | --> | 0.048 | 0 | 0 | 0.05 | 0 |  | --> | C14 ex BALLYMAHON | Ballymahon [T41,T42] | ATHLONE |  | 53.5986 | -7.6828
MV/LV Substation CL***4227 |  | 10 kV | _ | LV | 50 kVA :Pole Substation | 0.05 | --> | 0.05 | 0.049 | 0.21 |  | --> | 0.048 | 0 | 0 | 0.048 | 0 |  | --> | E19 ex LONGFORD | Longford [T421,T422] | RICHMOND |  | 53.7131 | -7.828
MV/LV Substation CL***4231 |  | 10 kV | _ | LV | 50 kVA :Pole Substation | 0.05 | --> | 0.05 | 0 | 0 | Constrained, otherwise capacity available =50 kVA | --> | 0.048 | 0 | 0 | 0.048 | 0 |  | --> | C17 ex AGHAMORE | Aghamore [T41,T42] | LANESBORO |  | 53.7166 | -7.8828
MV/LV Substation WA***4232 |  | 20 kV | _ | LV | 50 kVA :Pole Substation | 0.05 | --> | 0.05 | 0.048 | 1.31 |  | --> | 0.048 | 0 | 0 | 0.048 | 0 |  | --> | C17 ex ROOSKY | Roosky [T41] | RICHMOND |  | 53.7917 | -8.0312
MV/LV Substation ES***4237 |  | 20 kV | _ | LV | 50 kVA :Pole Substation | 0.05 | --> | 0.05 | 0.05 | 0.21 |  | --> | 0.048 | 0 | 0 | 0.048 | 0 |  | --> | E17 ex LONGFORD | Longford [T421,T422] | RICHMOND |  | 53.7802 | -7.6962
MV/LV Substation GO***424 |  | 10 kV | _ | LV | 50 kVA :Pole Substation | 0.05 | --> | 0.05 | 0 | 0 | Constrained, otherwise capacity available =34 kVA | --> | 0.048 | 0 | 0 | 0.05 | 0 |  | --> | C17 ex AGHAMORE | Aghamore [T41,T42] | LANESBORO |  | 53.6908 | -7.851
MV/LV Substation LI***4241 |  | 20 kV | _ | LV | 50 kVA :Pole Substation | 0.05 | --> | 0.05 | 0.05 | 0.21 |  | --> | 0.048 | 0 | 0 | 0.048 | 0 |  | --> | E12 ex LONGFORD | Longford [T421,T422] | RICHMOND |  | 53.7915 | -7.8148
MV/LV Substation DR***4243 |  | 20 kV | _ | LV | 50 kVA :Pole Substation | 0.05 | --> | 0.05 | 0.044 | 1.31 |  | --> | 0.048 | 0 | 0 | 0.048 | 0 |  | --> | C17 ex ROOSKY | Roosky [T41] | RICHMOND |  | 53.8275 | -7.9429
MV/LV Substation HO***425Y |  | 20 kV | _ | LV | 50 kVA :Pole Substation | 0.05 | --> | 0.05 | 0.05 | 1.31 |  | --> | 0.048 | 0 | 0 | 0.048 | 0 |  | --> | C17 ex ROOSKY | Roosky [T41] | RICHMOND |  | 53.8345 | -7.949
MV/LV Substation MI***425Z |  | 20 kV | _ | LV | 400 kVA :Kiosk Substation | 0.4 | --> | 0.4 | 0.213 | 0.21 | Constrained, otherwise capacity available =351 kVA | --> | 0.38 | 0 | 0.056 | 0.345 | 0 |  | --> | E12 ex LONGFORD | Longford [T421,T422] | RICHMOND |  | 53.8226 | -7.7617
MV/LV Substation RU***4269 |  | 20 kV | _ | LV | 400 kVA :Building Structure | 0.4 | --> | 0.4 | 0.213 | 0.21 | Constrained, otherwise capacity available =315 kVA | --> | 0.38 | 0 | 0 | 0.391 | 0 |  | --> | E11 ex LONGFORD | Longford [T421,T422] | RICHMOND |  | 53.7162 | -7.8116
MV/LV Substation DO***4274 |  | 10 kV | _ | LV | 400 kVA :Kiosk Substation | 0.4 | --> | 0.4 | 0.282 | 2.8 |  | --> | 0.38 | 0 | 0 | 0.396 | 0 |  | --> | C19 ex GLEBE | Glebe [T41,T42] | RICHMOND |  | 53.7336 | -7.7835
MV/LV Substation CO***4285 |  | 20 kV | _ | LV | 50 kVA :Pole Substation | 0.05 | --> | 0.05 | 0.048 | 0.21 |  | --> | 0.048 | 0 | 0 | 0.048 | 0 |  | --> | E17 ex LONGFORD | Longford [T421,T422] | RICHMOND |  | 53.7915 | -7.5647
MV/LV Substation WA***431Y |  | 20 kV | _ | LV | 50 kVA :Pole Substation | 0.05 | --> | 0.05 | 0.05 | 0.21 |  | --> | 0.048 | 0 | 0 | 0.048 | 0 |  | --> | E13 ex LONGFORD | Longford [T421,T422] | RICHMOND |  | 53.9193 | -7.6098
MV/LV Substation CO***4321 |  | 10 kV | _ | LV | 50 kVA :Pole Substation | 0.05 | --> | 0.05 | 0.05 | 0.13 |  | --> | 0.048 | 0 | 0 | 0.048 | 0 |  | --> | C14 ex BALLYMAHON | Ballymahon [T41,T42] | ATHLONE |  | 53.5991 | -7.6794
MV/LV Substation MC***4332 |  | 20 kV | _ | LV | 50 kVA :Pole Substation | 0.05 | --> | 0.05 | 0.05 | 0.21 |  | --> | 0.048 | 0 | 0 | 0.048 | 0 |  | --> | E12 ex LONGFORD | Longford [T421,T422] | RICHMOND |  | 53.8642 | -7.7133
MV/LV Substation FI***4336 |  | 10 kV | _ | LV | 100 kVA :Pole Substation | 0.1 | --> | 0.1 | 0 | 0 | Constrained, otherwise capacity available =100 kVA | --> | 0.095 | 0 | 0 | 0.095 | 0 |  | --> | C17 ex AGHAMORE | Aghamore [T41,T42] | LANESBORO |  | 53.7475 | -7.903
MV/LV Substation MU***434 |  | 20 kV | _ | LV | 50 kVA :Pole Substation | 0.05 | --> | 0.05 | 0.048 | 0.21 |  | --> | 0.048 | 0 | 0 | 0.048 | 0 |  | --> | E11 ex LONGFORD | Longford [T421,T422] | RICHMOND |  | 53.725 | -7.825
MV/LV Substation CA***4349 |  | 20 kV | _ | LV | 50 kVA :Pole Substation | 0.05 | --> | 0.05 | 0.05 | 0.21 |  | --> | 0.048 | 0 | 0 | 0.048 | 0 |  | --> | E17 ex LONGFORD | Longford [T421,T422] | RICHMOND |  | 53.803 | -7.6236
MV/LV Substation KI***435 |  | 10 kV | _ | LV | 100 kVA :Pole Substation | 0.1 | --> | 0.1 | 0 | 0 | Constrained, otherwise capacity available =75 kVA | --> | 0.095 | 0 | 0.005 | 0.095 | 0 |  | --> | C17 ex AGHAMORE | Aghamore [T41,T42] | LANESBORO |  | 53.6816 | -7.8815
MV/LV Substation GO***4357 |  | 10 kV | _ | LV | 50 kVA :Pole Substation | 0.05 | --> | 0.05 | 0 | 0 | Constrained, otherwise capacity available =48 kVA | --> | 0.048 | 0 | 0 | 0.048 | 0 |  | --> | C17 ex AGHAMORE | Aghamore [T41,T42] | LANESBORO |  | 53.6913 | -7.8517
MV/LV Substation RO***4373 |  | 20 kV | _ | LV | 50 kVA :Pole Substation | 0.05 | --> | 0.05 | 0.042 | 0.21 |  | --> | 0.048 | 0 | 0 | 0.048 | 0 |  | --> | E13 ex LONGFORD | Longford [T421,T422] | RICHMOND |  | 53.8949 | -7.5855
MV/LV Substation NA***4375 |  | 10 kV | _ | LV | 200 kVA :Pole Substation | 0.2 | --> | 0.2 | 0.133 | 0.13 | Constrained, otherwise capacity available =200 kVA | --> | 0.19 | 0 | 0 | 0.19 | 0 |  | --> | C18 ex BALLYMAHON | Ballymahon [T41,T42] | ATHLONE |  | 53.5681 | -7.768
MV/LV Substation CO***4376 |  | 10 kV | _ | LV | 50 kVA :Pole Substation | 0.05 | --> | 0.05 | 0.043 | 0.13 |  | --> | 0.048 | 0 | 0 | 0.048 | 0 |  | --> | C14 ex BALLYMAHON | Ballymahon [T41,T42] | ATHLONE |  | 53.5976 | -7.7182
MV/LV Substation ID***4396 |  | 10 kV | _ | LV | 400 kVA :Kiosk Substation | 0.4 | --> | 0.4 | 0.357 | 2.8 |  | --> | 0.38 | 0 | 0 | 0.386 | 0 |  | --> | C17 ex GLEBE | Glebe [T41,T42] | RICHMOND |  | 53.732 | -7.7764
MV/LV Substation LI***4397 |  | 10 kV | _ | LV | 50 kVA :Pole Substation | 0.05 | --> | 0.05 | 0.046 | 0.13 |  | --> | 0.048 | 0 | 0 | 0.048 | 0 |  | --> | C14 ex BALLYMAHON | Ballymahon [T41,T42] | ATHLONE |  | 53.6125 | -7.7792
MV/LV Substation AL***4398 |  | 10 kV | _ | LV | 400 kVA :Kiosk Substation | 0.4 | --> | 0.4 | 0.336 | 2.8 |  | --> | 0.38 | 0 | 0.002 | 0.387 | 0 |  | --> | C17 ex GLEBE | Glebe [T41,T42] | RICHMOND |  | 53.7174 | -7.7838
MV/LV Substation SH***439Z |  | 10 kV | _ | LV | 400 kVA :Kiosk Substation | 0.4 | --> | 0.4 | 0.35 | 1.31 |  | --> | 0.38 | 0 | 0.005 | 0.383 | 0 |  | --> | C17 ex ROOSKY | Roosky [T41] | RICHMOND |  | 53.8238 | -7.9184
MV/LV Substation LE***4404 |  | 20 kV | _ | LV | 50 kVA :Pole Substation | 0.05 | --> | 0.05 | 0.045 | 1.31 |  | --> | 0.048 | 0 | 0 | 0.048 | 0 |  | --> | C17 ex ROOSKY | Roosky [T41] | RICHMOND |  | 53.8204 | -8.0014
MV/LV Substation KI***4405 |  | 10 kV | _ | LV | 50 kVA :Pole Substation | 0.05 | --> | 0.05 | 0.05 | 0.13 |  | --> | 0.048 | 0 | 0 | 0.048 | 0 |  | --> | C13 ex BALLYMAHON | Ballymahon [T41,T42] | ATHLONE |  | 53.5917 | -7.7171
MV/LV Substation GA***4413 |  | 20 kV | _ | LV | 50 kVA :Pole Substation | 0.05 | --> | 0.05 | 0.046 | 0.21 |  | --> | 0.048 | 0 | 0 | 0.048 | 0 |  | --> | E12 ex LONGFORD | Longford [T421,T422] | RICHMOND |  | 53.846 | -7.7045
MV/LV Substation DO***4418 |  | 10 kV | _ | LV | 50 kVA :Pole Substation | 0.05 | --> | 0.05 | 0.036 | 0.13 |  | --> | 0.048 | 0 | 0 | 0.049 | 0 |  | --> | C14 ex BALLYMAHON | Ballymahon [T41,T42] | ATHLONE |  | 53.6088 | -7.7407
MV/LV Substation LT***441Z |  | 10 kV | _ | LV | 630 kVA :Building Structure | 0.63 | --> | 0.63 | 0.213 | 0.21 | Constrained, otherwise capacity available =621 kVA | --> | 0.598 | 0 | 0 | 0.5 | 0 |  | --> | E14 ex LONGFORD | Longford [T421,T422] | RICHMOND |  | 53.7296 | -7.8036
MV/LV Substation EU***4422 |  | 10 kV | _ | LV | 50 kVA :Pole Substation | 0.05 | --> | 0.05 | 0.046 | 0.13 |  | --> | 0.048 | 0 | 0 | 0.048 | 0 |  | --> | C14 ex BALLYMAHON | Ballymahon [T41,T42] | ATHLONE |  | 53.6352 | -7.6738
MV/LV Substation JW***4424 |  | 10 kV | _ | LV | 200 kVA :Pole Substation | 0.2 | --> | 0.2 | 0 | 0 | Constrained, otherwise capacity available =134 kVA | --> | 0.19 | 0 | 0 | 0.153 | 0 | Constrained, otherwise capacity available =199 kW | --> | C17 ex AGHAMORE | Aghamore [T41,T42] | LANESBORO |  | 53.7016 | -7.9275
MV/LV Substation TO***4426 |  | 10 kV | _ | LV | 50 kVA :Pole Substation | 0.05 | --> | 0.05 | 0.039 | 0.13 |  | --> | 0.048 | 0 | 0 | 0.049 | 0 |  | --> | C14 ex BALLYMAHON | Ballymahon [T41,T42] | ATHLONE |  | 53.6118 | -7.6865
MV/LV Substation DI***4427 |  | 20 kV | _ | LV | 50 kVA :Pole Substation | 0.05 | --> | 0.05 | 0.04 | 0.21 |  | --> | 0.048 | 0 | 0 | 0.049 | 0 |  | --> | E12 ex LONGFORD | Longford [T421,T422] | RICHMOND |  | 53.872 | -7.7213
MV/LV Substation BA***442X |  | 20 kV | _ | LV | 50 kVA :Pole Substation | 0.05 | --> | 0.05 | 0.043 | 2.55 |  | --> | 0.048 | 0 | 0 | 0.048 | 0 |  | --> | E17 ex EDGEWORTHSTOWN | Edgeworthstown [T421,T422] | RICHMOND |  | 53.6442 | -7.6707
MV/LV Substation 20***4442 |  | 20 kV | _ | LV | 200 kVA :Pole Substation | 0.2 | --> | 0.2 | 0.2 | 0.21 |  | --> | 0.19 | 0 | 0 | 0.19 | 0 |  | --> | E18 ex LONGFORD | Longford [T421,T422] | RICHMOND |  | 53.7353 | -7.7756
MV/LV Substation ES***444Z |  | 10 kV | _ | LV | 100 kVA :Pole Substation | 0.1 | --> | 0.1 | 0.1 | 0.13 |  | --> | 0.095 | 0 | 0 | 0.095 | 0 |  | --> | C12 ex BALLYMAHON | Ballymahon [T41,T42] | ATHLONE |  | 53.5872 | -7.8971
MV/LV Substation TA***448 |  | 10 kV | _ | LV | 400 kVA :Kiosk Substation | 0.4 | --> | 0.4 | 0 | 0 | Constrained, otherwise capacity available =311 kVA | --> | 0.38 | 0 | 0.002 | 0.153 | 0 | Constrained, otherwise capacity available =390 kW | --> | C17 ex AGHAMORE | Aghamore [T41,T42] | LANESBORO |  | 53.743 | -7.9189
MV/LV Substation DR***4480 |  | 10 kV | _ | LV | 50 kVA :Pole Substation | 0.05 | --> | 0.05 | 0.049 | 0.13 |  | --> | 0.048 | 0 | 0 | 0.048 | 0 |  | --> | C14 ex BALLYMAHON | Ballymahon [T41,T42] | ATHLONE |  | 53.5942 | -7.6573
MV/LV Substation SI***4487 |  | 10 kV | _ | LV | 50 kVA :Pole Substation | 0.05 | --> | 0.05 | 0.05 | 2.8 |  | --> | 0.048 | 0 | 0 | 0.048 | 0 |  | --> | C15 ex GLEBE | Glebe [T41,T42] | RICHMOND |  | 53.7342 | -7.7848
MV/LV Substation GE***4492 |  | 20 kV | _ | LV | 50 kVA :Pole Substation | 0.05 | --> | 0.05 | 0.05 | 0.21 |  | --> | 0.048 | 0 | 0 | 0.048 | 0 |  | --> | E17 ex LONGFORD | Longford [T421,T422] | RICHMOND |  | 53.8061 | -7.6221
MV/LV Substation IR***4498 |  | 20 kV | _ | LV | 400 kVA :Kiosk Substation | 0.4 | --> | 0.4 | 0.387 | 1.31 |  | --> | 0.38 | 0 | 0 | 0.382 | 0 |  | --> | C17 ex ROOSKY | Roosky [T41] | RICHMOND |  | 53.7767 | -8.0983
MV/LV Substation CA***4501 |  | 10 kV | _ | LV | 100 kVA :Pole Substation | 0.1 | --> | 0.1 | 0.099 | 0.21 |  | --> | 0.095 | 0 | 0 | 0.095 | 0 |  | --> | E19 ex LONGFORD | Longford [T421,T422] | RICHMOND |  | 53.7129 | -7.8204
MV/LV Substation KI***4503 |  | 20 kV | _ | LV | 50 kVA :Pole Substation | 0.05 | --> | 0.05 | 0.048 | 0.21 |  | --> | 0.048 | 0 | 0 | 0.048 | 0 |  | --> | E17 ex LONGFORD | Longford [T421,T422] | RICHMOND |  | 53.8425 | -7.5188
MV/LV Substation SO***450Z |  | 20 kV | _ | LV | 50 kVA :Pole Substation | 0.05 | --> | 0.05 | 0.047 | 0.21 |  | --> | 0.048 | 0 | 0 | 0.048 | 0 |  | --> | E17 ex LONGFORD | Longford [T421,T422] | RICHMOND |  | 53.7975 | -7.6868
MV/LV Substation KN***451X |  | 10 kV | _ | LV | 50 kVA :Pole Substation | 0.05 | --> | 0.05 | 0.034 | 2.8 |  | --> | 0.048 | 0 | 0 | 0.05 | 0 |  | --> | C18 ex GLEBE | Glebe [T41,T42] | RICHMOND |  | 53.7212 | -7.765
MV/LV Substation DU***451Z |  | 10 kV | _ | LV | 200 kVA :Building Structure | 0.2 | --> | 0.2 | 0.19 | 2.8 |  | --> | 0.19 | 0 | 0 | 0.191 | 0 |  | --> | C19 ex GLEBE | Glebe [T41,T42] | RICHMOND |  | 53.7259 | -7.7847
MV/LV Substation LA***4533 |  | 20 kV | _ | LV | 50 kVA :Pole Substation | 0.05 | --> | 0.05 | 0.049 | 0.21 |  | --> | 0.048 | 0 | 0 | 0.048 | 0 |  | --> | E17 ex LONGFORD | Longford [T421,T422] | RICHMOND |  | 53.8311 | -7.5261
MV/LV Substation MO***454Z |  | 10 kV | _ | LV | 630 kVA :Kiosk Substation | 0.63 | --> | 0.63 | 0.133 | 0.13 | Constrained, otherwise capacity available =554 kVA | --> | 0.598 | 0 | 0.021 | 0.5 | 0 |  | --> | C14 ex BALLYMAHON | Ballymahon [T41,T42] | ATHLONE |  | 53.6263 | -7.8159
MV/LV Substation LI***4553 |  | 20 kV | _ | LV | 50 kVA :Pole Substation | 0.05 | --> | 0.05 | 0.044 | 2.55 |  | --> | 0.048 | 0 | 0 | 0.048 | 0 |  | --> | E17 ex EDGEWORTHSTOWN | Edgeworthstown [T421,T422] | RICHMOND |  | 53.6431 | -7.6603
MV/LV Substation DR***4554 |  | 10 kV | _ | LV | 50 kVA :Pole Substation | 0.05 | --> | 0.05 | 0.036 | 0.13 |  | --> | 0.048 | 0 | 0 | 0.049 | 0 |  | --> | C14 ex BALLYMAHON | Ballymahon [T41,T42] | ATHLONE |  | 53.5908 | -7.6646
MV/LV Substation TU***4562 |  | 20 kV | _ | LV | 50 kVA :Pole Substation | 0.05 | --> | 0.05 | 0.05 | 0.21 |  | --> | 0.048 | 0 | 0 | 0.048 | 0 |  | --> | E17 ex LONGFORD | Longford [T421,T422] | RICHMOND |  | 53.7907 | -7.5536
MV/LV Substation SH***4569 |  | 20 kV | _ | LV | 50 kVA :Pole Substation | 0.05 | --> | 0.05 | 0.05 | 0.21 |  | --> | 0.048 | 0 | 0 | 0.048 | 0 |  | --> | E12 ex LONGFORD | Longford [T421,T422] | RICHMOND |  | 53.8704 | -7.7163
MV/LV Substation BA***456Y |  | 20 kV | _ | LV | 50 kVA :Pole Substation | 0.05 | --> | 0.05 | 0.047 | 2.55 |  | --> | 0.048 | 0 | 0 | 0.048 | 0 |  | --> | E17 ex EDGEWORTHSTOWN | Edgeworthstown [T421,T422] | RICHMOND |  | 53.5915 | -7.6068
MV/LV Substation CR***456Z |  | 10 kV | _ | LV | 200 kVA :Pole Substation | 0.2 | --> | 0.2 | 0.133 | 0.13 | Constrained, otherwise capacity available =178 kVA | --> | 0.19 | 0 | 0.005 | 0.189 | 0 |  | --> | C14 ex BALLYMAHON | Ballymahon [T41,T42] | ATHLONE |  | 53.6252 | -7.8151
MV/LV Substation NA***4578 |  | 10 kV | _ | LV | 50 kVA :Pole Substation | 0.05 | --> | 0.05 | 0.047 | 0.13 |  | --> | 0.048 | 0 | 0 | 0.048 | 0 |  | --> | C18 ex BALLYMAHON | Ballymahon [T41,T42] | ATHLONE |  | 53.57 | -7.7588
MV/LV Substation LI***4584 |  | 10 kV | _ | LV | 630 kVA :Building Structure | 0.63 | --> | 0.63 | 0.5 | 2.8 |  | --> | 0.598 | 0 | 0 | 0.5 | 0 |  | --> | C19 ex GLEBE | Glebe [T41,T42] | RICHMOND |  | 53.7263 | -7.7925
MV/LV Substation DR***4589 |  | 10 kV | _ | LV | 50 kVA :Pole Substation | 0.05 | --> | 0.05 | 0.05 | 0.13 |  | --> | 0.048 | 0 | 0 | 0.048 | 0 |  | --> | C14 ex BALLYMAHON | Ballymahon [T41,T42] | ATHLONE |  | 53.5943 | -7.6512
MV/LV Substation BA***4608 |  | 20 kV | _ | LV | 50 kVA :Pole Substation | 0.05 | --> | 0.05 | 0.05 | 0.21 |  | --> | 0.048 | 0 | 0 | 0.048 | 0 |  | --> | E17 ex LONGFORD | Longford [T421,T422] | RICHMOND |  | 53.7762 | -7.6474
MV/LV Substation GL***4621 |  | 10 kV | _ | LV | 200 kVA :Pole Substation | 0.2 | --> | 0.2 | 0 | 0 | Constrained, otherwise capacity available =200 kVA | --> | 0.19 | 0 | 0 | 0.153 | 0 | Constrained, otherwise capacity available =190 kW | --> | C17 ex AGHAMORE | Aghamore [T41,T42] | LANESBORO |  | 53.73 | -7.9062
MV/LV Substation MU***463X |  | 10 kV | _ | LV | 50 kVA :Pole Substation | 0.05 | --> | 0.05 | 0.042 | 0.21 |  | --> | 0.048 | 0 | 0 | 0.049 | 0 |  | --> | E19 ex LONGFORD | Longford [T421,T422] | RICHMOND |  | 53.7305 | -7.8264
MV/LV Substation CA***467Y |  | 10 kV | _ | LV | 400 kVA :Building Structure | 0.4 | --> | 0.4 | 0.133 | 0.13 | Constrained, otherwise capacity available =263 kVA | --> | 0.38 | 0 | 0 | 0.398 | 0 |  | --> | C14 ex BALLYMAHON | Ballymahon [T41,T42] | ATHLONE |  | 53.641 | -7.679
MV/LV Substation CA***467Z |  | 10 kV | _ | LV | 630 kVA :Kiosk Substation | 0.63 | --> | 0.63 | 0.5 | 2.8 |  | --> | 0.598 | 0 | 0 | 0.5 | 0 |  | --> | C17 ex GLEBE | Glebe [T41,T42] | RICHMOND |  | 53.7224 | -7.7973
MV/LV Substation AS***470Z |  | 10 kV | _ | LV | 50 kVA :Pole Substation | 0.05 | --> | 0.05 | 0 | 0 | Constrained, otherwise capacity available =43 kVA | --> | 0.048 | 0 | 0 | 0.048 | 0 |  | --> | C17 ex AGHAMORE | Aghamore [T41,T42] | LANESBORO |  | 53.7496 | -7.9241
MV/LV Substation ST***472Y |  | 10 kV | _ | LV | 50 kVA :Pole Substation | 0.05 | --> | 0.05 | 0 | 0 | Constrained, otherwise capacity available =49 kVA | --> | 0.048 | 0 | 0 | 0.048 | 0 |  | --> | C17 ex AGHAMORE | Aghamore [T41,T42] | LANESBORO |  | 53.691 | -7.8853
MV/LV Substation MO***479Z |  | 20 kV | _ | LV | 630 kVA :Building Structure | 0.63 | --> | 0.63 | 0.213 | 0.21 | Constrained, otherwise capacity available =630 kVA | --> | 0.598 | 0 | 0 | 0.5 | 0 |  | --> | E12 ex LONGFORD | Longford [T421,T422] | RICHMOND |  | 53.822 | -7.7719
MV/LV Substation RI***481Z |  | 20 kV | _ | LV | 200 kVA :Pole Substation | 0.2 | --> | 0.2 | 0.178 | 0.21 |  | --> | 0.19 | 0 | 0 | 0.193 | 0 |  | --> | E17 ex LONGFORD | Longford [T421,T422] | RICHMOND |  | 53.7758 | -7.6553
MV/LV Substation LE***482Y |  | 20 kV | _ | LV | 50 kVA :Pole Substation | 0.05 | --> | 0.05 | 0.049 | 0.21 |  | --> | 0.048 | 0 | 0 | 0.048 | 0 |  | --> | E17 ex LONGFORD | Longford [T421,T422] | RICHMOND |  | 53.8472 | -7.5316
MV/LV Substation ES***486Z |  | 20 kV | _ | LV | 50 kVA :Pole Substation | 0.05 | --> | 0.05 | 0.04 | 0.21 |  | --> | 0.048 | 0 | 0.005 | 0.045 | 0 |  | --> | E17 ex LONGFORD | Longford [T421,T422] | RICHMOND |  | 53.7756 | -7.7263
MV/LV Substation HA***487Z |  | 10 kV | _ | LV | 50 kVA :Pole Substation | 0.05 | --> | 0.05 | 0 | 0 | Constrained, otherwise capacity available =50 kVA | --> | 0.048 | 0 | 0 | 0.048 | 0 |  | --> | C12 ex AGHAMORE | Aghamore [T41,T42] | LANESBORO |  | 53.771 | -8.0895
MV/LV Substation BA***491Z |  | 20 kV | _ | LV | 200 kVA :Kiosk Substation | 0.2 | --> | 0.2 | 0.191 | 0.21 |  | --> | 0.19 | 0 | 0 | 0.191 | 0 |  | --> | E12 ex LONGFORD | Longford [T421,T422] | RICHMOND |  | 53.8645 | -7.7159
MV/LV Substation GL***493Z |  | 20 kV | _ | LV | 100 kVA :Pole Substation | 0.1 | --> | 0.1 | 0.078 | 0.21 |  | --> | 0.095 | 0 | 0.003 | 0.096 | 0 |  | --> | E12 ex LONGFORD | Longford [T421,T422] | RICHMOND |  | 53.8176 | -7.7784
MV/LV Substation DR***494 |  | 20 kV | _ | LV | 50 kVA :Pole Substation | 0.05 | --> | 0.05 | 0.03 | 0.21 |  | --> | 0.048 | 0 | 0.006 | 0.046 | 0 |  | --> | E12 ex LONGFORD | Longford [T421,T422] | RICHMOND |  | 53.8166 | -7.7738
MV/LV Substation LY***495X |  | 10 kV | _ | LV | 50 kVA :Pole Substation | 0.05 | --> | 0.05 | 0.049 | 0.13 |  | --> | 0.048 | 0 | 0 | 0.048 | 0 |  | --> | C14 ex BALLYMAHON | Ballymahon [T41,T42] | ATHLONE |  | 53.6559 | -7.8509
MV/LV Substation DR***496 |  | 20 kV | _ | LV | 100 kVA :Pole Substation | 0.1 | --> | 0.1 | 0.018 | 0.21 |  | --> | 0.095 | 0 | 0.019 | 0.092 | 0 |  | --> | E12 ex LONGFORD | Longford [T421,T422] | RICHMOND |  | 53.819 | -7.7676
MV/LV Substation RA***496Z |  | 20 kV | _ | LV | 200 kVA :Pole Substation | 0.2 | --> | 0.2 | 0.176 | 2.55 |  | --> | 0.19 | 0 | 0 | 0.193 | 0 |  | --> | E17 ex EDGEWORTHSTOWN | Edgeworthstown [T421,T422] | RICHMOND |  | 53.6225 | -7.6343
MV/LV Substation ED***507 |  | 20 kV | _ | LV | 100 kVA :Pole Substation | 0.1 | --> | 0.1 | 0.081 | 0.21 |  | --> | 0.095 | 0 | 0 | 0.098 | 0 |  | --> | E13 ex LONGFORD | Longford [T421,T422] | RICHMOND |  | 53.8501 | -7.6555
MV/LV Substation PE***507Y |  | 20 kV | _ | LV | 200 kVA :Pole Substation | 0.2 | --> | 0.2 | 0.127 | 1.31 |  | --> | 0.19 | 0 | 0 | 0.2 | 0 |  | --> | C17 ex ROOSKY | Roosky [T41] | RICHMOND |  | 53.7755 | -8.1049
MV/LV Substation GE***507Z |  | 10 kV | _ | LV | 50 kVA :Pole Substation | 0.05 | --> | 0.05 | 0.049 | 1.31 |  | --> | 0.048 | 0 | 0 | 0.048 | 0 |  | --> | C17 ex ROOSKY | Roosky [T41] | RICHMOND |  | 53.8301 | -7.9176
MV/LV Substation LE***508Y |  | 20 kV | _ | LV | 50 kVA :Pole Substation | 0.05 | --> | 0.05 | 0.05 | 0.21 |  | --> | 0.048 | 0 | 0 | 0.048 | 0 |  | --> | E12 ex LONGFORD | Longford [T421,T422] | RICHMOND |  | 53.8344 | -7.7134
MV/LV Substation SM***518Y |  | 20 kV | _ | LV | 50 kVA :Pole Substation | 0.05 | --> | 0.05 | 0.021 | 0.21 |  | --> | 0.048 | 0 | 0.002 | 0.05 | 0 |  | --> | E13 ex LONGFORD | Longford [T421,T422] | RICHMOND |  | 53.8706 | -7.5983
MV/LV Substation CL***525 |  | 20 kV | _ | LV | 50 kVA :Pole Substation | 0.05 | --> | 0.05 | 0.04 | 0.21 |  | --> | 0.048 | 0 | 0.01 | 0.041 | 0 |  | --> | E18 ex LONGFORD | Longford [T421,T422] | RICHMOND |  | 53.7447 | -7.8019
MV/LV Substation CL***527Y |  | 10 kV | _ | LV | 50 kVA :Pole Substation | 0.05 | --> | 0.05 | 0.047 | 0.13 |  | --> | 0.048 | 0 | 0 | 0.048 | 0 |  | --> | C13 ex BALLYMAHON | Ballymahon [T41,T42] | ATHLONE |  | 53.5797 | -7.7375
MV/LV Substation CO***529Y |  | 20 kV | _ | LV | 50 kVA :Pole Substation | 0.05 | --> | 0.05 | 0.032 | 0.21 |  | --> | 0.048 | 0 | 0.025 | 0.031 | 0 |  | --> | E12 ex LONGFORD | Longford [T421,T422] | RICHMOND |  | 53.8969 | -7.6548
MV/LV Substation BR***550 |  | 20 kV | _ | LV | 100 kVA :Pole Substation | 0.1 | --> | 0.1 | 0.095 | 0.21 |  | --> | 0.095 | 0 | 0 | 0.096 | 0 |  | --> | E12 ex LONGFORD | Longford [T421,T422] | RICHMOND |  | 53.8379 | -7.7394
MV/LV Substation CL***552Y |  | 10 kV | _ | LV | 50 kVA :Pole Substation | 0.05 | --> | 0.05 | 0.046 | 0.13 |  | --> | 0.048 | 0 | 0 | 0.048 | 0 |  | --> | C12 ex BALLYMAHON | Ballymahon [T41,T42] | ATHLONE |  | 53.6386 | -7.9037
MV/LV Substation TH***561Y |  | 10 kV | _ | LV | 630 kVA :Kiosk Substation | 0.63 | --> | 0.63 | 0.133 | 0.13 | Constrained, otherwise capacity available =391 kVA | --> | 0.598 | 0 | 0.011 | 0.5 | 0 |  | --> | C18 ex BALLYMAHON | Ballymahon [T41,T42] | ATHLONE |  | 53.5621 | -7.7621
MV/LV Substation PU***563 |  | 20 kV | _ | LV | 630 kVA :Kiosk Substation | 0.63 | --> | 0.63 | 0.213 | 0.21 | Constrained, otherwise capacity available =438 kVA | --> | 0.598 | 0 | 0 | 0.5 | 0 |  | --> | E21 ex LONGFORD | Longford [T421,T422] | RICHMOND |  | 53.79 | -7.8724
MV/LV Substation BA***568Y |  | 20 kV | _ | LV | 100 kVA :Pole Substation | 0.1 | --> | 0.1 | 0.067 | 0.21 |  | --> | 0.095 | 0 | 0 | 0.1 | 0 |  | --> | E20 ex LONGFORD | Longford [T421,T422] | RICHMOND |  | 53.7432 | -7.8044
MV/LV Substation HA***572Y |  | 10 kV | _ | LV | 630 kVA :Building Structure | 0.63 | --> | 0.63 | 0.434 | 2.8 |  | --> | 0.598 | 0 | 0.01 | 0.5 | 0 |  | --> | C12 ex GLEBE | Glebe [T41,T42] | RICHMOND |  | 53.7253 | -7.8019
MV/LV Substation CL***573 |  | 20 kV | _ | LV | 50 kVA :Pole Substation | 0.05 | --> | 0.05 | 0.041 | 0.21 |  | --> | 0.048 | 0 | 0.004 | 0.046 | 0 |  | --> | E17 ex LONGFORD | Longford [T421,T422] | RICHMOND |  | 53.7567 | -7.7925
MV/LV Substation DA***582 |  | 10 kV | _ | LV | 50 kVA :Pole Substation | 0.05 | --> | 0.05 | 0.044 | 0.21 |  | --> | 0.048 | 0 | 0 | 0.048 | 0 |  | --> | E19 ex LONGFORD | Longford [T421,T422] | RICHMOND |  | 53.692 | -7.8258
MV/LV Substation ES***585X |  | 20 kV | _ | LV | 50 kVA :Pole Substation | 0.05 | --> | 0.05 | 0.037 | 0.21 |  | --> | 0.048 | 0 | 0.016 | 0.037 | 0 |  | --> | E17 ex LONGFORD | Longford [T421,T422] | RICHMOND |  | 53.7785 | -7.7121
MV/LV Substation MU***585Y |  | 20 kV | _ | LV | 630 kVA :Building Structure | 0.63 | --> | 0.63 | 0.213 | 0.21 | Constrained, otherwise capacity available =616 kVA | --> | 0.598 | 0 | 0 | 0.5 | 0 |  | --> | E12 ex LONGFORD | Longford [T421,T422] | RICHMOND |  | 53.8064 | -7.7836
MV/LV Substation MC***590Y |  | 20 kV | _ | LV | 50 kVA :Pole Substation | 0.05 | --> | 0.05 | 0.05 | 0.21 |  | --> | 0.048 | 0 | 0 | 0.048 | 0 |  | --> | E17 ex LONGFORD | Longford [T421,T422] | RICHMOND |  | 53.7471 | -7.6613
MV/LV Substation AN***593Y |  | 10 kV | _ | LV | 630 kVA :Kiosk Substation | 0.63 | --> | 0.63 | 0.477 | 2.8 |  | --> | 0.598 | 0 | 0 | 0.5 | 0 |  | --> | C16 ex GLEBE | Glebe [T41,T42] | RICHMOND |  | 53.7285 | -7.8001
MV/LV Substation GL***599Y |  | 10 kV | _ | LV | 400 kVA :Kiosk Substation | 0.4 | --> | 0.4 | 0.367 | 2.8 |  | --> | 0.38 | 0 | 0 | 0.384 | 0 |  | --> | C17 ex GLEBE | Glebe [T41,T42] | RICHMOND |  | 53.7193 | -7.7908
MV/LV Substation DE***606Y |  | 10 kV | _ | LV | 50 kVA :Pole Substation | 0.05 | --> | 0.05 | 0.05 | 0.13 |  | --> | 0.048 | 0 | 0 | 0.048 | 0 |  | --> | C12 ex BALLYMAHON | Ballymahon [T41,T42] | ATHLONE |  | 53.5906 | -7.8602
MV/LV Substation PA***607Y |  | 10 kV | _ | LV | 400 kVA :Kiosk Substation | 0.4 | --> | 0.4 | 0.281 | 2.8 |  | --> | 0.38 | 0 | 0.01 | 0.388 | 0 |  | --> | C17 ex GLEBE | Glebe [T41,T42] | RICHMOND |  | 53.7276 | -7.78
MV/LV Substation TH***611Y |  | 20 kV | _ | LV | 630 kVA :Kiosk Substation | 0.63 | --> | 0.63 | 0.213 | 0.21 | Constrained, otherwise capacity available =567 kVA | --> | 0.598 | 0 | 0.018 | 0.5 | 0 |  | --> | E21 ex LONGFORD | Longford [T421,T422] | RICHMOND |  | 53.7687 | -7.8345
MV/LV Substation PU***625X |  | 20 kV | _ | LV | 100 kVA :Pole Substation | 0.1 | --> | 0.1 | 0.051 | 0.21 |  | --> | 0.095 | 0 | 0 | 0.102 | 0 |  | --> | E13 ex LONGFORD | Longford [T421,T422] | RICHMOND |  | 53.8677 | -7.5779
MV/LV Substation FI***626X |  | 20 kV | _ | LV | 100 kVA :Pole Substation | 0.1 | --> | 0.1 | 0.071 | 0.21 |  | --> | 0.095 | 0 | 0 | 0.099 | 0 |  | --> | E13 ex LONGFORD | Longford [T421,T422] | RICHMOND |  | 53.8688 | -7.6109
MV/LV Substation MO***632Y |  | 20 kV | _ | LV | 100 kVA :Pole Substation | 0.1 | --> | 0.1 | 0.085 | 0.21 |  | --> | 0.095 | 0 | 0 | 0.097 | 0 |  | --> | E12 ex LONGFORD | Longford [T421,T422] | RICHMOND |  | 53.9157 | -7.6313
MV/LV Substation RO***642Y |  | 20 kV | _ | LV | 100 kVA :Pole Substation | 0.1 | --> | 0.1 | 0.055 | 1.31 |  | --> | 0.095 | 0 | 0.005 | 0.097 | 0 |  | --> | C17 ex ROOSKY | Roosky [T41] | RICHMOND |  | 53.8322 | -7.9305
MV/LV Substation PA***645X |  | 10 kV | _ | LV | 200 kVA :Pole Substation | 0.2 | --> | 0.2 | 0.158 | 0.21 |  | --> | 0.19 | 0 | 0 | 0.196 | 0 |  | --> | E19 ex LONGFORD | Longford [T421,T422] | RICHMOND |  | 53.7163 | -7.8158
MV/LV Substation RI***650X |  | 10 kV | _ | LV | 100 kVA :Pole Substation | 0.1 | --> | 0.1 | 0 | 0 | Constrained, otherwise capacity available =92 kVA | --> | 0.095 | 0 | 0 | 0.096 | 0 |  | --> | C17 ex AGHAMORE | Aghamore [T41,T42] | LANESBORO |  | 53.7313 | -7.9061
MV/LV Substation TH***652Y |  | 20 kV | _ | LV | 100 kVA :Pole Substation | 0.1 | --> | 0.1 | 0.074 | 1.31 |  | --> | 0.095 | 0 | 0.005 | 0.095 | 0 |  | --> | C17 ex ROOSKY | Roosky [T41] | RICHMOND |  | 53.7819 | -8.1038
MV/LV Substation FA***656X |  | 10 kV | _ | LV | 200 kVA :Kiosk Substation | 0.2 | --> | 0.2 | 0.098 | 2.8 |  | --> | 0.19 | 0 | 0.035 | 0.178 | 0 |  | --> | C17 ex GLEBE | Glebe [T41,T42] | RICHMOND |  | 53.721 | -7.7897
MV/LV Substation MC***657X |  | 10 kV | _ | LV | 200 kVA :Pole Substation | 0.2 | --> | 0.2 | 0.2 | 0.21 |  | --> | 0.19 | 0 | 0 | 0.19 | 0 |  | --> | E19 ex LONGFORD | Longford [T421,T422] | RICHMOND |  | 53.7283 | -7.8074
MV/LV Substation FA***662X |  | 10 kV | _ | LV | 200 kVA :Kiosk Substation | 0.2 | --> | 0.2 | 0.15 | 2.8 |  | --> | 0.19 | 0 | 0 | 0.197 | 0 |  | --> | C17 ex GLEBE | Glebe [T41,T42] | RICHMOND |  | 53.7198 | -7.7885
MV/LV Substation CL***664X |  | 20 kV | _ | LV | 50 kVA :Pole Substation | 0.05 | --> | 0.05 | 0.047 | 0.21 |  | --> | 0.048 | 0 | 0 | 0.048 | 0 |  | --> | E13 ex LONGFORD | Longford [T421,T422] | RICHMOND |  | 53.8569 | -7.6036
MV/LV Substation LI***669 |  | 20 kV | _ | LV | 50 kVA :Pole Substation | 0.05 | --> | 0.05 | 0.046 | 0.21 |  | --> | 0.048 | 0 | 0 | 0.048 | 0 |  | --> | E12 ex LONGFORD | Longford [T421,T422] | RICHMOND |  | 53.7694 | -7.8186
MV/LV Substation CL***670X |  | 20 kV | _ | LV | 50 kVA :Pole Substation | 0.05 | --> | 0.05 | 0.048 | 0.21 |  | --> | 0.048 | 0 | 0 | 0.048 | 0 |  | --> | E17 ex LONGFORD | Longford [T421,T422] | RICHMOND |  | 53.7646 | -7.7319
MV/LV Substation CO***672Y |  | 10 kV | _ | LV | 630 kVA :Kiosk Substation | 0.63 | --> | 0.63 | 0.213 | 0.21 | Constrained, otherwise capacity available =466 kVA | --> | 0.598 | 0 | 0 | 0.5 | 0 |  | --> | E14 ex LONGFORD | Longford [T421,T422] | RICHMOND |  | 53.7309 | -7.8024
MV/LV Substation BA***674Y |  | 10 kV | _ | LV | 100 kVA :Pole Substation | 0.1 | --> | 0.1 | 0.067 | 0.13 |  | --> | 0.095 | 0 | 0 | 0.099 | 0 |  | --> | C18 ex BALLYMAHON | Ballymahon [T41,T42] | ATHLONE |  | 53.5614 | -7.7647
MV/LV Substation FO***676X |  | 20 kV | _ | LV | 200 kVA :Kiosk Substation | 0.2 | --> | 0.2 | 0.142 | 0.21 |  | --> | 0.19 | 0 | 0.014 | 0.188 | 0 |  | --> | E17 ex LONGFORD | Longford [T421,T422] | RICHMOND |  | 53.7505 | -7.8012
MV/LV Substation CO***677X |  | 10 kV | _ | LV | 200 kVA :Kiosk Substation | 0.2 | --> | 0.2 | 0.124 | 2.8 |  | --> | 0.19 | 0 | 0.022 | 0.184 | 0 |  | --> | C16 ex GLEBE | Glebe [T41,T42] | RICHMOND |  | 53.7312 | -7.7885
MV/LV Substation MO***678 |  | 20 kV | _ | LV | 630 kVA :Building Structure | 0.63 | --> | 0.63 | 0.213 | 0.21 | Constrained, otherwise capacity available =620 kVA | --> | 0.598 | 0 | 0 | 0.5 | 0 |  | --> | E12 ex LONGFORD | Longford [T421,T422] | RICHMOND |  | 53.9032 | -7.6357
MV/LV Substation LO***683Y |  | 10 kV | _ | LV | 630 kVA :Building Structure | 0.63 | --> | 0.63 | 0.213 | 0.21 | Constrained, otherwise capacity available =575 kVA | --> | 0.598 | 0 | 0 | 0.5 | 0 |  | --> | E14 ex LONGFORD | Longford [T421,T422] | RICHMOND |  | 53.7279 | -7.8037
MV/LV Substation PO***685 |  | 20 kV | _ | LV | 100 kVA :Pole Substation | 0.1 | --> | 0.1 | 0.073 | 0.21 |  | --> | 0.095 | 0 | 0.005 | 0.095 | 0 |  | --> | E12 ex LONGFORD | Longford [T421,T422] | RICHMOND |  | 53.9092 | -7.6472
MV/LV Substation CA***694X |  | 20 kV | _ | LV | 50 kVA :Pole Substation | 0.05 | --> | 0.05 | 0.04 | 0.21 |  | --> | 0.048 | 0 | 0 | 0.049 | 0 |  | --> | E12 ex LONGFORD | Longford [T421,T422] | RICHMOND |  | 53.9214 | -7.6677
MV/LV Substation BA***695X |  | 10 kV | _ | LV | 50 kVA :Pole Substation | 0.05 | --> | 0.05 | 0.036 | 0.21 |  | --> | 0.048 | 0 | 0 | 0.049 | 0 |  | --> | E19 ex LONGFORD | Longford [T421,T422] | RICHMOND |  | 53.7058 | -7.8165
MV/LV Substation RO***697Y |  | 10 kV | _ | LV | 630 kVA :Kiosk Substation | 0.63 | --> | 0.63 | 0.5 | 2.8 |  | --> | 0.598 | 0 | 0.02 | 0.5 | 0 |  | --> | C17 ex GLEBE | Glebe [T41,T42] | RICHMOND |  | 53.7218 | -7.7994
MV/LV Substation TE***698X |  | 10 kV | _ | LV | 200 kVA :Kiosk Substation | 0.2 | --> | 0.2 | 0.153 | 2.8 |  | --> | 0.19 | 0 | 0.005 | 0.193 | 0 |  | --> | C16 ex GLEBE | Glebe [T41,T42] | RICHMOND |  | 53.7311 | -7.7952
MV/LV Substation TO***699X |  | 10 kV | _ | LV | 200 kVA :Kiosk Substation | 0.2 | --> | 0.2 | 0.183 | 2.8 |  | --> | 0.19 | 0 | 0 | 0.192 | 0 |  | --> | C12 ex GLEBE | Glebe [T41,T42] | RICHMOND |  | 53.7235 | -7.8051
MV/LV Substation TH***707 |  | 20 kV | _ | LV | 200 kVA :Pole Substation | 0.2 | --> | 0.2 | 0.171 | 0.21 |  | --> | 0.19 | 0 | 0.021 | 0.178 | 0 |  | --> | E20 ex LONGFORD | Longford [T421,T422] | RICHMOND |  | 53.7378 | -7.7909
MV/LV Substation AG***711Y |  | 20 kV | _ | LV | 50 kVA :Pole Substation | 0.05 | --> | 0.05 | 0.047 | 0.21 |  | --> | 0.048 | 0 | 0 | 0.048 | 0 |  | --> | E12 ex LONGFORD | Longford [T421,T422] | RICHMOND |  | 53.8835 | -7.6586
MV/LV Substation LI***713Y |  | 20 kV | _ | LV | 100 kVA :Pole Substation | 0.1 | --> | 0.1 | 0.082 | 1.31 |  | --> | 0.095 | 0 | 0.01 | 0.09 | 0 |  | --> | C17 ex ROOSKY | Roosky [T41] | RICHMOND |  | 53.7791 | -8.1092
MV/LV Substation PO***715X |  | 10 kV | _ | LV | 400 kVA :Kiosk Substation | 0.4 | --> | 0.4 | 0.232 | 2.8 |  | --> | 0.38 | 0 | 0.005 | 0.398 | 0 |  | --> | C12 ex GLEBE | Glebe [T41,T42] | RICHMOND |  | 53.7271 | -7.8009
MV/LV Substation FA***718X |  | 10 kV | _ | LV | 630 kVA :Kiosk Substation | 0.63 | --> | 0.63 | 0.5 | 2.8 |  | --> | 0.598 | 0 | 0 | 0.5 | 0 |  | --> | C17 ex GLEBE | Glebe [T41,T42] | RICHMOND |  | 53.7223 | -7.7892
MV/LV Substation CL***719Y |  | 20 kV | _ | LV | 200 kVA :Kiosk Substation | 0.2 | --> | 0.2 | 0.108 | 0.21 |  | --> | 0.19 | 0 | 0.009 | 0.195 | 0 |  | --> | E18 ex LONGFORD | Longford [T421,T422] | RICHMOND |  | 53.7472 | -7.7985
MV/LV Substation TH***721Y |  | 20 kV | _ | LV | 100 kVA :Pole Substation | 0.1 | --> | 0.1 | 0.077 | 0.21 |  | --> | 0.095 | 0 | 0.005 | 0.094 | 0 |  | --> | E12 ex LONGFORD | Longford [T421,T422] | RICHMOND |  | 53.8182 | -7.7684
MV/LV Substation CO***729X |  | 20 kV | _ | LV | 50 kVA :Pole Substation | 0.05 | --> | 0.05 | 0.044 | 0.21 |  | --> | 0.048 | 0 | 0 | 0.048 | 0 |  | --> | E12 ex LONGFORD | Longford [T421,T422] | RICHMOND |  | 53.7538 | -7.8199
MV/LV Substation IS***732Y |  | 10 kV | _ | LV | 100 kVA :Pole Substation | 0.1 | --> | 0.1 | 0.079 | 0.13 |  | --> | 0.095 | 0 | 0 | 0.098 | 0 |  | --> | C12 ex BALLYMAHON | Ballymahon [T41,T42] | ATHLONE |  | 53.6257 | -7.889
MV/LV Substation RO***739Y |  | 10 kV | _ | LV | 50 kVA :Pole Substation | 0.05 | --> | 0.05 | 0.046 | 1.31 |  | --> | 0.048 | 0 | 0 | 0.048 | 0 |  | --> | C17 ex ROOSKY | Roosky [T41] | RICHMOND |  | 53.8256 | -7.9202
MV/LV Substation ST***742X |  | 20 kV | _ | LV | 100 kVA :Pole Substation | 0.1 | --> | 0.1 | 0.076 | 0.21 |  | --> | 0.095 | 0 | 0.005 | 0.094 | 0 |  | --> | E21 ex LONGFORD | Longford [T421,T422] | RICHMOND |  | 53.7677 | -7.8316
MV/LV Substation ME***746Y |  | 10 kV | _ | LV | 200 kVA :Kiosk Substation | 0.2 | --> | 0.2 | 0.082 | 2.8 |  | --> | 0.19 | 0 | 0 | 0.206 | 0 |  | --> | C17 ex GLEBE | Glebe [T41,T42] | RICHMOND |  | 53.7324 | -7.7784
MV/LV Substation TO***747Y |  | 10 kV | _ | LV | 400 kVA :Kiosk Substation | 0.4 | --> | 0.4 | 0.213 | 0.21 | Constrained, otherwise capacity available =334 kVA | --> | 0.38 | 0 | 0 | 0.389 | 0 |  | --> | E19 ex LONGFORD | Longford [T421,T422] | RICHMOND |  | 53.725 | -7.808
MV/LV Substation MA***748Y |  | 10 kV | _ | LV | 630 kVA :Kiosk Substation | 0.63 | --> | 0.63 | 0.5 | 2.8 |  | --> | 0.598 | 0 | 0 | 0.5 | 0 |  | --> | C17 ex GLEBE | Glebe [T41,T42] | RICHMOND |  | 53.7213 | -7.8078
MV/LV Substation SL***750X |  | 10 kV | _ | LV | 100 kVA :Pole Substation | 0.1 | --> | 0.1 | 0.08 | 2.8 |  | --> | 0.095 | 0 | 0 | 0.098 | 0 |  | --> | C18 ex GLEBE | Glebe [T41,T42] | RICHMOND |  | 53.7146 | -7.7986
MV/LV Substation ES***751 |  | 20 kV | _ | LV | 50 kVA :Pole Substation | 0.05 | --> | 0.05 | 0.039 | 0.21 |  | --> | 0.048 | 0 | 0 | 0.049 | 0 |  | --> | E17 ex LONGFORD | Longford [T421,T422] | RICHMOND |  | 53.7789 | -7.6958
MV/LV Substation HA***753Y |  | 10 kV | _ | LV | 1000 kVA :Building Structure | 1 | --> | 1 | 0.5 | 2.8 |  | --> | 0.95 | 0 | 0 | 0.5 | 0 |  | --> | C12 ex GLEBE | Glebe [T41,T42] | RICHMOND |  | 53.7243 | -7.8009
MV/LV Substation MO***754Y |  | 10 kV | _ | LV | 50 kVA :Pole Substation | 0.05 | --> | 0.05 | 0.042 | 0.13 |  | --> | 0.048 | 0 | 0 | 0.048 | 0 |  | --> | C14 ex BALLYMAHON | Ballymahon [T41,T42] | ATHLONE |  | 53.6185 | -7.7257
MV/LV Substation ST***757Y |  | 10 kV | _ | LV | 200 kVA :Kiosk Substation | 0.2 | --> | 0.2 | 0.179 | 0.21 |  | --> | 0.19 | 0 | 0.004 | 0.19 | 0 |  | --> | E14 ex LONGFORD | Longford [T421,T422] | RICHMOND |  | 53.7342 | -7.801
MV/LV Substation CO***758 |  | 20 kV | _ | LV | 50 kVA :Pole Substation | 0.05 | --> | 0.05 | 0.05 | 0.21 |  | --> | 0.048 | 0 | 0 | 0.048 | 0 |  | --> | E17 ex LONGFORD | Longford [T421,T422] | RICHMOND |  | 53.7466 | -7.6474
MV/LV Substation TH***759Y |  | 20 kV | _ | LV | 1000 kVA :Building Structure | 1 | --> | 1 | 0.213 | 0.21 | Constrained, otherwise capacity available =848 kVA | --> | 0.95 | 0 | 0.055 | 0.5 | 0 |  | --> | E20 ex LONGFORD | Longford [T421,T422] | RICHMOND |  | 53.7408 | -7.8032
MV/LV Substation PA***760Y |  | 10 kV | _ | LV | 200 kVA :Kiosk Substation | 0.2 | --> | 0.2 | 0.174 | 0.21 |  | --> | 0.19 | 0 | 0 | 0.194 | 0 |  | --> | E19 ex LONGFORD | Longford [T421,T422] | RICHMOND |  | 53.7145 | -7.817
MV/LV Substation MO***761Y |  | 10 kV | _ | LV | 50 kVA :Pole Substation | 0.05 | --> | 0.05 | 0.046 | 0.13 |  | --> | 0.048 | 0 | 0 | 0.048 | 0 |  | --> | C18 ex BALLYMAHON | Ballymahon [T41,T42] | ATHLONE |  | 53.5693 | -7.7794
MV/LV Substation MO***763Y |  | 10 kV | _ | LV | 630 kVA :Kiosk Substation | 0.63 | --> | 0.63 | 0.133 | 0.13 | Constrained, otherwise capacity available =531 kVA | --> | 0.598 | 0 | 0.012 | 0.5 | 0 |  | --> | C18 ex BALLYMAHON | Ballymahon [T41,T42] | ATHLONE |  | 53.5674 | -7.7745
MV/LV Substation BA***772Y |  | 10 kV | _ | LV | 200 kVA :Pole Substation | 0.2 | --> | 0.2 | 0 | 0 | Constrained, otherwise capacity available =147 kVA | --> | 0.19 | 0 | 0.05 | 0.153 | 0 | Constrained, otherwise capacity available =160 kW | --> | C17 ex AGHAMORE | Aghamore [T41,T42] | LANESBORO |  | 53.7433 | -7.9218
MV/LV Substation GL***791Y |  | 10 kV | _ | LV | 630 kVA :Kiosk Substation | 0.63 | --> | 0.63 | 0.5 | 2.8 |  | --> | 0.598 | 0 | 0 | 0.5 | 0 |  | --> | C17 ex GLEBE | Glebe [T41,T42] | RICHMOND |  | 53.7196 | -7.7946
MV/LV Substation PR***792Y |  | 10 kV | _ | LV | 400 kVA :Kiosk Substation | 0.4 | --> | 0.4 | 0.349 | 2.8 |  | --> | 0.38 | 0 | 0 | 0.387 | 0 |  | --> | C17 ex GLEBE | Glebe [T41,T42] | RICHMOND |  | 53.7192 | -7.793
MV/LV Substation AR***794Y |  | 10 kV | _ | LV | 400 kVA :Kiosk Substation | 0.4 | --> | 0.4 | 0.365 | 2.8 |  | --> | 0.38 | 0 | 0 | 0.385 | 0 |  | --> | C17 ex GLEBE | Glebe [T41,T42] | RICHMOND |  | 53.727 | -7.7804
MV/LV Substation BA***797 |  | 20 kV | _ | LV | 100 kVA :Pole Substation | 0.1 | --> | 0.1 | 0.058 | 0.21 |  | --> | 0.095 | 0 | 0 | 0.1 | 0 |  | --> | E17 ex LONGFORD | Longford [T421,T422] | RICHMOND |  | 53.7784 | -7.6569
MV/LV Substation BA***799 |  | 20 kV | _ | LV | 200 kVA :Pole Substation | 0.2 | --> | 0.2 | 0.113 | 0.21 |  | --> | 0.19 | 0 | 0.004 | 0.199 | 0 |  | --> | E17 ex LONGFORD | Longford [T421,T422] | RICHMOND |  | 53.7746 | -7.6582
MV/LV Substation LA***799Y |  | 10 kV | _ | LV | 630 kVA :Kiosk Substation | 0.63 | --> | 0.63 | 0.213 | 0.21 | Constrained, otherwise capacity available =550 kVA | --> | 0.598 | 0 | 0.005 | 0.5 | 0 |  | --> | E19 ex LONGFORD | Longford [T421,T422] | RICHMOND |  | 53.7263 | -7.8074
MV/LV Substation AN***800Y |  | 10 kV | _ | LV | 400 kVA :Kiosk Substation | 0.4 | --> | 0.4 | 0.213 | 0.21 | Constrained, otherwise capacity available =275 kVA | --> | 0.38 | 0 | 0 | 0.397 | 0 |  | --> | E14 ex LONGFORD | Longford [T421,T422] | RICHMOND |  | 53.7269 | -7.8052
MV/LV Substation CL***807Y |  | 10 kV | _ | LV | 100 kVA :Pole Substation | 0.1 | --> | 0.1 | 0 | 0 | Constrained, otherwise capacity available =55 kVA | --> | 0.095 | 0 | 0.005 | 0.097 | 0 |  | --> | C17 ex AGHAMORE | Aghamore [T41,T42] | LANESBORO |  | 53.7314 | -7.9037
MV/LV Substation MI***809Y |  | 20 kV | _ | LV | 100 kVA :Pole Substation | 0.1 | --> | 0.1 | 0.078 | 0.21 |  | --> | 0.095 | 0 | 0.005 | 0.094 | 0 |  | --> | E12 ex LONGFORD | Longford [T421,T422] | RICHMOND |  | 53.8239 | -7.7633
MV/LV Substation CA***820X |  | 10 kV | _ | LV | 50 kVA :Pole Substation | 0.05 | --> | 0.05 | 0.043 | 0.21 |  | --> | 0.048 | 0 | 0 | 0.048 | 0 |  | --> | E19 ex LONGFORD | Longford [T421,T422] | RICHMOND |  | 53.7122 | -7.8197
MV/LV Substation BA***820Y |  | 20 kV | _ | LV | 200 kVA :Pole Substation | 0.2 | --> | 0.2 | 0.183 | 0.21 |  | --> | 0.19 | 0 | 0 | 0.192 | 0 |  | --> | E17 ex LONGFORD | Longford [T421,T422] | RICHMOND |  | 53.777 | -7.6553
MV/LV Substation LI***821Y |  | 10 kV | _ | LV | 100 kVA :Pole Substation | 0.1 | --> | 0.1 | 0.064 | 0.21 |  | --> | 0.095 | 0 | 0.01 | 0.092 | 0 |  | --> | E14 ex LONGFORD | Longford [T421,T422] | RICHMOND |  | 53.7356 | -7.8082
MV/LV Substation PR***833Y |  | 10 kV | _ | LV | 630 kVA :Kiosk Substation | 0.63 | --> | 0.63 | 0.492 | 2.8 |  | --> | 0.598 | 0 | 0.034 | 0.5 | 0 |  | --> | C17 ex GLEBE | Glebe [T41,T42] | RICHMOND |  | 53.7176 | -7.7972
MV/LV Substation FI***834X |  | 20 kV | _ | LV | 400 kVA :Building Structure | 0.4 | --> | 0.4 | 0.213 | 0.21 | Constrained, otherwise capacity available =305 kVA | --> | 0.38 | 0 | 0 | 0.393 | 0 |  | --> | E20 ex LONGFORD | Longford [T421,T422] | RICHMOND |  | 53.7339 | -7.7773
MV/LV Substation WE***837Y |  | 10 kV | _ | LV | 630 kVA :Building Structure | 0.63 | --> | 0.63 | 0.5 | 2.8 |  | --> | 0.598 | 0 | 0 | 0.5 | 0 |  | --> | C12 ex GLEBE | Glebe [T41,T42] | RICHMOND |  | 53.7258 | -7.8005
MV/LV Substation FO***838Y |  | 20 kV | _ | LV | 200 kVA :Pole Substation | 0.2 | --> | 0.2 | 0.165 | 2.55 |  | --> | 0.19 | 0 | 0 | 0.195 | 0 |  | --> | E17 ex EDGEWORTHSTOWN | Edgeworthstown [T421,T422] | RICHMOND |  | 53.6217 | -7.6274
MV/LV Substation OA***840Y |  | 10 kV | _ | LV | 630 kVA :Kiosk Substation | 0.63 | --> | 0.63 | 0.5 | 2.8 |  | --> | 0.598 | 0 | 0.015 | 0.5 | 0 |  | --> | C17 ex GLEBE | Glebe [T41,T42] | RICHMOND |  | 53.7302 | -7.7762
MV/LV Substation GL***841Y |  | 10 kV | _ | LV | 400 kVA :Kiosk Substation | 0.4 | --> | 0.4 | 0.213 | 0.21 | Constrained, otherwise capacity available =379 kVA | --> | 0.38 | 0 | 0 | 0.383 | 0 |  | --> | E19 ex LONGFORD | Longford [T421,T422] | RICHMOND |  | 53.7216 | -7.8172
MV/LV Substation RE***842Y |  | 20 kV | _ | LV | 100 kVA :Pole Substation | 0.1 | --> | 0.1 | 0.022 | 1.31 |  | --> | 0.095 | 0 | 0 | 0.105 | 0 |  | --> | C17 ex ROOSKY | Roosky [T41] | RICHMOND |  | 53.7975 | -8.0617
MV/LV Substation TE***844Y |  | 10 kV | _ | LV | 630 kVA :Kiosk Substation | 0.63 | --> | 0.63 | 0.5 | 2.8 |  | --> | 0.598 | 0 | 0.002 | 0.5 | 0 |  | --> | C17 ex GLEBE | Glebe [T41,T42] | RICHMOND |  | 53.7238 | -7.7885
MV/LV Substation BU***847 |  | 20 kV | _ | LV | 50 kVA :Pole Substation | 0.05 | --> | 0.05 | 0.041 | 0.21 |  | --> | 0.048 | 0 | 0.005 | 0.045 | 0 |  | --> | E17 ex LONGFORD | Longford [T421,T422] | RICHMOND |  | 53.7923 | -7.5846
MV/LV Substation GR***847Y |  | 20 kV | _ | LV | 200 kVA :Pole Substation | 0.2 | --> | 0.2 | 0.2 | 0.21 |  | --> | 0.19 | 0 | 0 | 0.19 | 0 |  | --> | E12 ex LONGFORD | Longford [T421,T422] | RICHMOND |  | 53.8211 | -7.7716
MV/LV Substation ST***848Y |  | 10 kV | _ | LV | 100 kVA :Pole Substation | 0.1 | --> | 0.1 | 0 | 0 | Constrained, otherwise capacity available =91 kVA | --> | 0.095 | 0 | 0 | 0.096 | 0 |  | --> | C17 ex AGHAMORE | Aghamore [T41,T42] | LANESBORO |  | 53.7434 | -7.925
MV/LV Substation MA***853Y |  | 10 kV | _ | LV | 400 kVA :Kiosk Substation | 0.4 | --> | 0.4 | 0.357 | 2.8 |  | --> | 0.38 | 0 | 0 | 0.386 | 0 |  | --> | C17 ex GLEBE | Glebe [T41,T42] | RICHMOND |  | 53.7206 | -7.8057
MV/LV Substation CL***859Y |  | 20 kV | _ | LV | 400 kVA :Kiosk Substation | 0.4 | --> | 0.4 | 0.213 | 0.21 | Constrained, otherwise capacity available =280 kVA | --> | 0.38 | 0 | 0.071 | 0.344 | 0 |  | --> | E18 ex LONGFORD | Longford [T421,T422] | RICHMOND |  | 53.7489 | -7.797
MV/LV Substation CA***862Y |  | 10 kV | _ | LV | 400 kVA :Kiosk Substation | 0.4 | --> | 0.4 | 0.23 | 2.8 |  | --> | 0.38 | 0 | 0.015 | 0.392 | 0 |  | --> | C17 ex GLEBE | Glebe [T41,T42] | RICHMOND |  | 53.7266 | -7.7944
MV/LV Substation MI***863Y |  | 20 kV | _ | LV | 50 kVA :Pole Substation | 0.05 | --> | 0.05 | 0.021 | 0.21 |  | --> | 0.048 | 0 | 0 | 0.051 | 0 |  | --> | E12 ex LONGFORD | Longford [T421,T422] | RICHMOND |  | 53.8257 | -7.7654
MV/LV Substation CL***867Y |  | 20 kV | _ | LV | 50 kVA :Pole Substation | 0.05 | --> | 0.05 | 0.046 | 0.21 |  | --> | 0.048 | 0 | 0.004 | 0.045 | 0 |  | --> | E12 ex LONGFORD | Longford [T421,T422] | RICHMOND |  | 53.8107 | -7.7749
MV/LV Substation CL***868X |  | 20 kV | _ | LV | 50 kVA :Pole Substation | 0.05 | --> | 0.05 | 0.049 | 0.21 |  | --> | 0.048 | 0 | 0 | 0.048 | 0 |  | --> | E12 ex LONGFORD | Longford [T421,T422] | RICHMOND |  | 53.8069 | -7.8042
MV/LV Substation DR***869 |  | 20 kV | _ | LV | 50 kVA :Pole Substation | 0.05 | --> | 0.05 | 0.049 | 0.21 |  | --> | 0.048 | 0 | 0 | 0.048 | 0 |  | --> | E17 ex LONGFORD | Longford [T421,T422] | RICHMOND |  | 53.8216 | -7.5325
MV/LV Substation SP***871X |  | 10 kV | _ | LV | 200 kVA :Kiosk Substation | 0.2 | --> | 0.2 | 0.119 | 2.8 |  | --> | 0.19 | 0 | 0 | 0.201 | 0 |  | --> | C17 ex GLEBE | Glebe [T41,T42] | RICHMOND |  | 53.7274 | -7.7874
MV/LV Substation AR***873X |  | 10 kV | _ | LV | 200 kVA :Pole Substation | 0.2 | --> | 0.2 | 0.164 | 2.8 |  | --> | 0.19 | 0 | 0.01 | 0.187 | 0 |  | --> | C17 ex GLEBE | Glebe [T41,T42] | RICHMOND |  | 53.7262 | -7.7839
MV/LV Substation NE***874X |  | 20 kV | _ | LV | 200 kVA :Pole Substation | 0.2 | --> | 0.2 | 0.128 | 0.21 |  | --> | 0.19 | 0 | 0.026 | 0.18 | 0 |  | --> | E21 ex LONGFORD | Longford [T421,T422] | RICHMOND |  | 53.7646 | -7.8347
MV/LV Substation TE***875X |  | 20 kV | _ | LV | 200 kVA :Kiosk Substation | 0.2 | --> | 0.2 | 0.188 | 0.21 |  | --> | 0.19 | 0 | 0 | 0.192 | 0 |  | --> | E20 ex LONGFORD | Longford [T421,T422] | RICHMOND |  | 53.7335 | -7.7764
MV/LV Substation BA***884X |  | 10 kV | _ | LV | 50 kVA :Pole Substation | 0.05 | --> | 0.05 | 0.048 | 0.13 |  | --> | 0.048 | 0 | 0 | 0.048 | 0 |  | --> | C12 ex BALLYMAHON | Ballymahon [T41,T42] | ATHLONE |  | 53.5774 | -7.9461
MV/LV Substation GL***887X |  | 20 kV | _ | LV | 200 kVA :Pole Substation | 0.2 | --> | 0.2 | 0.191 | 0.21 |  | --> | 0.19 | 0 | 0 | 0.191 | 0 |  | --> | E17 ex LONGFORD | Longford [T421,T422] | RICHMOND |  | 53.7564 | -7.676
MV/LV Substation LG***892Y |  | 20 kV | _ | LV | 200 kVA :Pole Substation | 0.2 | --> | 0.2 | 0.2 | 0.21 |  | --> | 0.19 | 0 | 0 | 0.19 | 0 |  | --> | E12 ex LONGFORD | Longford [T421,T422] | RICHMOND |  | 53.8349 | -7.7069
MV/LV Substation LA***896Y |  | 20 kV | _ | LV | 50 kVA :Pole Substation | 0.05 | --> | 0.05 | 0.042 | 0.21 |  | --> | 0.048 | 0 | 0.015 | 0.037 | 0 |  | --> | E12 ex LONGFORD | Longford [T421,T422] | RICHMOND |  | 53.8482 | -7.6917
MV/LV Substation KE***897Y |  | 10 kV | _ | LV | 50 kVA :Pole Substation | 0.05 | --> | 0.05 | 0.041 | 0.13 |  | --> | 0.048 | 0 | 0 | 0.049 | 0 |  | --> | C14 ex BALLYMAHON | Ballymahon [T41,T42] | ATHLONE |  | 53.6146 | -7.7145
MV/LV Substation AG***901X |  | 10 kV | _ | LV | 50 kVA :Pole Substation | 0.05 | --> | 0.05 | 0 | 0 | Constrained, otherwise capacity available =41 kVA | --> | 0.048 | 0 | 0 | 0.049 | 0 |  | --> | C17 ex AGHAMORE | Aghamore [T41,T42] | LANESBORO |  | 53.6738 | -7.9748
MV/LV Substation CL***905Y |  | 20 kV | _ | LV | 630 kVA :Kiosk Substation | 0.63 | --> | 0.63 | 0.213 | 0.21 | Constrained, otherwise capacity available =480 kVA | --> | 0.598 | 0 | 0.009 | 0.5 | 0 |  | --> | E21 ex LONGFORD | Longford [T421,T422] | RICHMOND |  | 53.7671 | -7.8326
MV/LV Substation CA***908X |  | 10 kV | _ | LV | 50 kVA :Pole Substation | 0.05 | --> | 0.05 | 0 | 0 | Constrained, otherwise capacity available =47 kVA | --> | 0.048 | 0 | 0 | 0.048 | 0 |  | --> | C17 ex AGHAMORE | Aghamore [T41,T42] | LANESBORO |  | 53.6724 | -7.9579
MV/LV Substation CO***911Y |  | 10 kV | _ | LV | 630 kVA :Building Structure | 0.63 | --> | 0.63 | 0.5 | 2.8 |  | --> | 0.598 | 0 | 0.011 | 0.5 | 0 |  | --> | C12 ex GLEBE | Glebe [T41,T42] | RICHMOND |  | 53.7251 | -7.7963
MV/LV Substation WA***920Y |  | 20 kV | _ | LV | 200 kVA :Kiosk Substation | 0.2 | --> | 0.2 | 0.148 | 1.31 |  | --> | 0.19 | 0 | 0.03 | 0.175 | 0 |  | --> | C17 ex ROOSKY | Roosky [T41] | RICHMOND |  | 53.8306 | -7.9306
MV/LV Substation CH***926X |  | 20 kV | _ | LV | 200 kVA :Pole Substation | 0.2 | --> | 0.2 | 0.138 | 0.21 |  | --> | 0.19 | 0 | 0 | 0.198 | 0 |  | --> | E12 ex LONGFORD | Longford [T421,T422] | RICHMOND |  | 53.8222 | -7.7679
MV/LV Substation MO***932X |  | 10 kV | _ | LV | 200 kVA :Pole Substation | 0.2 | --> | 0.2 | 0.192 | 0.21 |  | --> | 0.19 | 0 | 0 | 0.191 | 0 |  | --> | E19 ex LONGFORD | Longford [T421,T422] | RICHMOND |  | 53.7143 | -7.8152
MV/LV Substation LI***934X |  | 10 kV | _ | LV | 100 kVA :Pole Substation | 0.1 | --> | 0.1 | 0 | 0 | Constrained, otherwise capacity available =74 kVA | --> | 0.095 | 0 | 0 | 0.098 | 0 |  | --> | C17 ex AGHAMORE | Aghamore [T41,T42] | LANESBORO |  | 53.6412 | -7.9813
MV/LV Substation LI***935X |  | 10 kV | _ | LV | 100 kVA :Pole Substation | 0.1 | --> | 0.1 | 0 | 0 | Constrained, otherwise capacity available =97 kVA | --> | 0.095 | 0 | 0 | 0.095 | 0 |  | --> | C17 ex AGHAMORE | Aghamore [T41,T42] | LANESBORO |  | 53.6399 | -7.9845
MV/LV Substation RI***944 |  | 10 kV | _ | LV | 400 kVA :Kiosk Substation | 0.4 | --> | 0.4 | 0 | 0 | Constrained, otherwise capacity available =368 kVA | --> | 0.38 | 0 | 0 | 0.153 | 0 | Constrained, otherwise capacity available =384 kW | --> | C17 ex AGHAMORE | Aghamore [T41,T42] | LANESBORO |  | 53.7318 | -7.9079
MV/LV Substation SL***945Y |  | 10 kV | _ | LV | 50 kVA :Pole Substation | 0.05 | --> | 0.05 | 0.035 | 2.8 |  | --> | 0.048 | 0 | 0 | 0.049 | 0 |  | --> | C18 ex GLEBE | Glebe [T41,T42] | RICHMOND |  | 53.716 | -7.8029
MV/LV Substation CH***949Y |  | 10 kV | _ | LV | 200 kVA :Pole Substation | 0.2 | --> | 0.2 | 0.133 | 0.13 | Constrained, otherwise capacity available =173 kVA | --> | 0.19 | 0 | 0 | 0.194 | 0 |  | --> | C18 ex BALLYMAHON | Ballymahon [T41,T42] | ATHLONE |  | 53.5682 | -7.766
MV/LV Substation RU***951X |  | 10 kV | _ | LV | 100 kVA :Pole Substation | 0.1 | --> | 0.1 | 0.09 | 0.21 |  | --> | 0.095 | 0 | 0 | 0.096 | 0 |  | --> | E14 ex LONGFORD | Longford [T421,T422] | RICHMOND |  | 53.7358 | -7.8068
MV/LV Substation PO***955Y |  | 10 kV | _ | LV | 50 kVA :Pole Substation | 0.05 | --> | 0.05 | 0.049 | 1.31 |  | --> | 0.048 | 0 | 0 | 0.048 | 0 |  | --> | C17 ex ROOSKY | Roosky [T41] | RICHMOND |  | 53.8321 | -7.9145
MV/LV Substation ES***956Y |  | 10 kV | _ | LV | 200 kVA :Kiosk Substation | 0.2 | --> | 0.2 | 0.137 | 0.21 |  | --> | 0.19 | 0 | 0.005 | 0.195 | 0 |  | --> | E14 ex LONGFORD | Longford [T421,T422] | RICHMOND |  | 53.7272 | -7.805
MV/LV Substation LO***959Y |  | 20 kV | _ | LV | 50 kVA :Pole Substation | 0.05 | --> | 0.05 | 0.035 | 0.21 |  | --> | 0.048 | 0 | 0 | 0.05 | 0 |  | --> | E12 ex LONGFORD | Longford [T421,T422] | RICHMOND |  | 53.8175 | -7.7711
MV/LV Substation CU***961Y |  | 10 kV | _ | LV | 50 kVA :Pole Substation | 0.05 | --> | 0.05 | 0 | 0 | Constrained, otherwise capacity available =39 kVA | --> | 0.048 | 0 | 0 | 0.049 | 0 |  | --> | C17 ex AGHAMORE | Aghamore [T41,T42] | LANESBORO |  | 53.6747 | -7.9752
MV/LV Substation ST***963X |  | 10 kV | _ | LV | 200 kVA :Pole Substation | 0.2 | --> | 0.2 | 0.192 | 0.21 |  | --> | 0.19 | 0 | 0 | 0.191 | 0 |  | --> | E19 ex LONGFORD | Longford [T421,T422] | RICHMOND |  | 53.698 | -7.8205
MV/LV Substation BO***967X |  | 10 kV | _ | LV | 50 kVA :Pole Substation | 0.05 | --> | 0.05 | 0.048 | 0.13 |  | --> | 0.048 | 0 | 0 | 0.048 | 0 |  | --> | C12 ex BALLYMAHON | Ballymahon [T41,T42] | ATHLONE |  | 53.607 | -7.9038
MV/LV Substation LO***973X |  | 10 kV | _ | LV | 100 kVA :Pole Substation | 0.1 | --> | 0.1 | 0.085 | 0.21 |  | --> | 0.095 | 0 | 0 | 0.097 | 0 |  | --> | E19 ex LONGFORD | Longford [T421,T422] | RICHMOND |  | 53.7048 | -7.825
MV/LV Substation AS***978Y |  | 10 kV | _ | LV | 50 kVA :Pole Substation | 0.05 | --> | 0.05 | 0.05 | 0.13 |  | --> | 0.048 | 0 | 0 | 0.048 | 0 |  | --> | C12 ex BALLYMAHON | Ballymahon [T41,T42] | ATHLONE |  | 53.6148 | -7.9028
MV/LV Substation BN***980X |  | 10 kV | _ | LV | 50 kVA :Pole Substation | 0.05 | --> | 0.05 | 0.05 | 0.13 |  | --> | 0.048 | 0 | 0 | 0.048 | 0 |  | --> | C12 ex BALLYMAHON | Ballymahon [T41,T42] | ATHLONE |  | 53.6288 | -7.9107
MV/LV Substation HI***984Y |  | 10 kV | _ | LV | 400 kVA :Kiosk Substation | 0.4 | --> | 0.4 | 0.343 | 2.8 |  | --> | 0.38 | 0 | 0 | 0.388 | 0 |  | --> | C16 ex GLEBE | Glebe [T41,T42] | RICHMOND |  | 53.728 | -7.7997
MV/LV Substation CA***985Y |  | 20 kV | _ | LV | 100 kVA :Pole Substation | 0.1 | --> | 0.1 | 0.055 | 0.21 |  | --> | 0.095 | 0 | 0.011 | 0.093 | 0 |  | --> | E21 ex LONGFORD | Longford [T421,T422] | RICHMOND |  | 53.7633 | -7.8403
MV/LV Substation ST***987X |  | 10 kV | _ | LV | 100 kVA :Pole Substation | 0.1 | --> | 0.1 | 0.079 | 0.21 |  | --> | 0.095 | 0 | 0.018 | 0.084 | 0 |  | --> | E19 ex LONGFORD | Longford [T421,T422] | RICHMOND |  | 53.6952 | -7.8178
MV/LV Substation KI***989X |  | 20 kV | _ | LV | 50 kVA :Pole Substation | 0.05 | --> | 0.05 | 0.048 | 0.21 |  | --> | 0.048 | 0 | 0 | 0.048 | 0 |  | --> | E12 ex LONGFORD | Longford [T421,T422] | RICHMOND |  | 53.7947 | -7.7947
MV/LV Substation DR***990X |  | 20 kV | _ | LV | 50 kVA :Pole Substation | 0.05 | --> | 0.05 | 0.05 | 0.21 |  | --> | 0.048 | 0 | 0 | 0.048 | 0 |  | --> | E17 ex LONGFORD | Longford [T421,T422] | RICHMOND |  | 53.7569 | -7.718
MV/LV Substation AG***992X |  | 20 kV | _ | LV | 50 kVA :Pole Substation | 0.05 | --> | 0.05 | 0.047 | 0.21 |  | --> | 0.048 | 0 | 0 | 0.048 | 0 |  | --> | E17 ex LONGFORD | Longford [T421,T422] | RICHMOND |  | 53.7957 | -7.5937
MV/LV Substation CR***992Y |  | 10 kV | _ | LV | 400 kVA :Kiosk Substation | 0.4 | --> | 0.4 | 0.133 | 0.13 | Constrained, otherwise capacity available =318 kVA | --> | 0.38 | 0 | 0.004 | 0.388 | 0 |  | --> | C18 ex BALLYMAHON | Ballymahon [T41,T42] | ATHLONE |  | 53.5586 | -7.7535
MV/LV Substation CU***993Y |  | 10 kV | _ | LV | 200 kVA :Kiosk Substation | 0.2 | --> | 0.2 | 0.132 | 0.21 |  | --> | 0.19 | 0 | 0 | 0.199 | 0 |  | --> | E14 ex LONGFORD | Longford [T421,T422] | RICHMOND |  | 53.7243 | -7.8044
MV/LV Substation LO***994X |  | 10 kV | _ | LV | 200 kVA :Pole Substation | 0.2 | --> | 0.2 | 0.184 | 0.21 |  | --> | 0.19 | 0 | 0.02 | 0.177 | 0 |  | --> | E19 ex LONGFORD | Longford [T421,T422] | RICHMOND |  | 53.7262 | -7.8536
MV/LV Substation CA***999Y |  | 10 kV | _ | LV | 400 kVA :Kiosk Substation | 0.4 | --> | 0.4 | 0.213 | 0.21 | Constrained, otherwise capacity available =311 kVA | --> | 0.38 | 0 | 0.018 | 0.379 | 0 |  | --> | E14 ex LONGFORD | Longford [T421,T422] | RICHMOND |  | 53.7382 | -7.8085
MV/LV Substation MA***001 |  | 10 kV | _ | LV | 630 kVA :Kiosk Substation | 0.63 | --> | 0.63 | 0.394 | 7.61 |  | --> | 0.598 | 0 | 0 | 0.5 | 0 |  | --> | C14 ex GARRYCASTLE | Garrycastle [T41,T42] | ATHLONE |  | 53.4233 | -7.9344
MV/LV Substation BA***002 |  | 10 kV | _ | LV | 400 kVA :Kiosk Substation | 0.4 | --> | 0.4 | 0 | 0 | Constrained, otherwise capacity available =230 kVA | --> | 0.38 | 0 | 0.005 | 0.399 | 0 |  | --> | C14 ex ATHLONE | Athlone [T41,T42] | ATHLONE |  | 53.4217 | -7.9443
MV/LV Substation BE***002X |  | 20 kV | _ | LV | 50 kVA :Pole Substation | 0.05 | --> | 0.05 | 0.04 | 6.49 |  | --> | 0.048 | 0 | 0 | 0.049 | 0 |  | --> | C22 ex BUSHFIELD | Bushfield [T41,T42] | ATHLONE |  | 53.4336 | -7.8425
MV/LV Substation LU***006 |  | 10 kV | _ | LV | 400 kVA :Kiosk Substation | 0.4 | --> | 0.4 | 0 | 0 | Constrained, otherwise capacity available =260 kVA | --> | 0.38 | 0 | 0.008 | 0.393 | 0 |  | --> | C17 ex ATHLONE | Athlone [T41,T42] | ATHLONE |  | 53.4253 | -7.9397
MV/LV Substation GL***006X |  | 20 kV | _ | LV | 200 kVA :Pole Substation | 0.2 | --> | 0.2 | 0.126 | 6.49 |  | --> | 0.19 | 0 | 0.04 | 0.17 | 0 |  | --> | C22 ex BUSHFIELD | Bushfield [T41,T42] | ATHLONE |  | 53.4736 | -7.8644
MV/LV Substation DR***008Z |  | 10 kV | _ | LV | 400 kVA :Kiosk Substation | 0.4 | --> | 0.4 | 0.245 | 6.49 |  | --> | 0.38 | 0 | 0.213 | 0.243 | 0 |  | --> | C17 ex BUSHFIELD | Bushfield [T41,T42] | ATHLONE |  | 53.4356 | -7.9069
MV/LV Substation CL***019Y |  | 10 kV | _ | LV | 200 kVA :Kiosk Substation | 0.2 | --> | 0.2 | 0 | 0 | Constrained, otherwise capacity available =82 kVA | --> | 0.19 | 0 | 0.003 | 0.203 | 0 |  | --> | C23 ex ATHLONE | Athlone [T41,T42] | ATHLONE |  | 53.4324 | -7.9433
MV/LV Substation CA***020 |  | 10 kV | _ | LV | 400 kVA :Kiosk Substation | 0.4 | --> | 0.4 | 0 | 0 | Constrained, otherwise capacity available =38 kVA | --> | 0.38 | 0 | 0 | 0.426 | 0 |  | --> | C23 ex ATHLONE | Athlone [T41,T42] | ATHLONE |  | 53.4237 | -7.9428
MV/LV Substation IR***020Y |  | 10 kV | _ | LV | 400 kVA :Kiosk Substation | 0.4 | --> | 0.4 | 0.195 | 7.61 |  | --> | 0.38 | 0 | 0 | 0.407 | 0 |  | --> | C14 ex GARRYCASTLE | Garrycastle [T41,T42] | ATHLONE |  | 53.4216 | -7.9336
MV/LV Substation BO***021 |  | 10 kV | _ | LV | 200 kVA :Pole Substation | 0.2 | --> | 0.2 | 0.101 | 7.61 |  | --> | 0.19 | 0 | 0.029 | 0.182 | 0 |  | --> | C11 ex GARRYCASTLE | Garrycastle [T41,T42] | ATHLONE |  | 53.4192 | -7.9186
MV/LV Substation TH***023Z |  | 10 kV | _ | LV | 400 kVA :Kiosk Substation | 0.4 | --> | 0.4 | 0 | 0 | Constrained, otherwise capacity available =338 kVA | --> | 0.38 | 0 | 0 | 0.388 | 0 |  | --> | C23 ex ATHLONE | Athlone [T41,T42] | ATHLONE |  | 53.4205 | -7.9413
MV/LV Substation GO***024Y |  | 10 kV | _ | LV | 630 kVA :Building Structure | 0.63 | --> | 0.63 | 0.46 | 7.61 |  | --> | 0.598 | 0 | 0 | 0.5 | 0 |  | --> | C14 ex GARRYCASTLE | Garrycastle [T41,T42] | ATHLONE |  | 53.4202 | -7.933
MV/LV Substation GO***025Y |  | 10 kV | _ | LV | 630 kVA :Building Structure | 0.63 | --> | 0.63 | 0.408 | 7.61 |  | --> | 0.598 | 0 | 0 | 0.5 | 0 |  | --> | C11 ex GARRYCASTLE | Garrycastle [T41,T42] | ATHLONE |  | 53.4196 | -7.9332
MV/LV Substation GO***026Y |  | 10 kV | _ | LV | 1000 kVA :Building Structure | 1 | --> | 1 | 0.5 | 7.61 |  | --> | 0.95 | 0 | 0 | 0.5 | 0 |  | --> | C11 ex GARRYCASTLE | Garrycastle [T41,T42] | ATHLONE |  | 53.4195 | -7.9322
MV/LV Substation GR***031 |  | 10 kV | _ | LV | 630 kVA :Kiosk Substation | 0.63 | --> | 0.63 | 0.5 | 7.61 |  | --> | 0.598 | 0 | 0 | 0.5 | 0 |  | --> | C14 ex GARRYCASTLE | Garrycastle [T41,T42] | ATHLONE |  | 53.4239 | -7.9298
MV/LV Substation SH***032 |  | 10 kV | _ | LV | 200 kVA :Pole Substation | 0.2 | --> | 0.2 | 0 | 0 | Constrained, otherwise capacity available =114 kVA | --> | 0.19 | 0 | 0.009 | 0.195 | 0 |  | --> | C14 ex ATHLONE | Athlone [T41,T42] | ATHLONE |  | 53.4218 | -7.9542
MV/LV Substation MO***037Y |  | 10 kV | _ | LV | 400 kVA :Kiosk Substation | 0.4 | --> | 0.4 | 0 | 0 | Constrained, otherwise capacity available =218 kVA | --> | 0.38 | 0 | 0.046 | 0.37 | 0 |  | --> | C22 ex ATHLONE | Athlone [T41,T42] | ATHLONE |  | 53.4216 | -7.9892
MV/LV Substation MO***040Y |  | 10 kV | _ | LV | 400 kVA :Kiosk Substation | 0.4 | --> | 0.4 | 0.199 | 6.49 |  | --> | 0.38 | 0 | 0.027 | 0.386 | 0 |  | --> | C20 ex BUSHFIELD | Bushfield [T41,T42] | ATHLONE |  | 53.4278 | -7.8996
MV/LV Substation PO***042X |  | 10 kV | _ | LV | 630 kVA :Building Structure | 0.63 | --> | 0.63 | 0.5 | 7.61 |  | --> | 0.598 | 0 | 0 | 0.5 | 0 |  | --> | C17 ex GARRYCASTLE | Garrycastle [T41,T42] | ATHLONE |  | 53.418 | -7.894
MV/LV Substation CA***044 |  | 10 kV | _ | LV | 400 kVA :Kiosk Substation | 0.4 | --> | 0.4 | 0 | 0 | Constrained, otherwise capacity available =344 kVA | --> | 0.38 | 0 | 0 | 0.388 | 0 |  | --> | C14 ex ATHLONE | Athlone [T41,T42] | ATHLONE |  | 53.4179 | -7.949
MV/LV Substation CO***044Z |  | 20 kV | _ | LV | 50 kVA :Pole Substation | 0.05 | --> | 0.05 | 0 | 0 | Constrained, otherwise capacity available =21 kVA | --> | 0.048 | 0 | 0.002 | 0.05 | 0 |  | --> | C24 ex ATHLONE | Athlone [T41,T42] | ATHLONE |  | 53.3743 | -8.0059
MV/LV Substation AU***046 |  | 10 kV | _ | LV | 630 kVA :Kiosk Substation | 0.63 | --> | 0.63 | 0.5 | 7.61 |  | --> | 0.598 | 0 | 0.016 | 0.5 | 0 |  | --> | C11 ex GARRYCASTLE | Garrycastle [T41,T42] | ATHLONE |  | 53.4187 | -7.9093
MV/LV Substation GO***046X |  | 10 kV | _ | LV | 200 kVA :Pole Substation | 0.2 | --> | 0.2 | 0.109 | 7.61 |  | --> | 0.19 | 0 | 0 | 0.202 | 0 |  | --> | C11 ex GARRYCASTLE | Garrycastle [T41,T42] | ATHLONE |  | 53.4161 | -7.9267
MV/LV Substation WE***046Y |  | 20 kV | _ | LV | 200 kVA :Kiosk Substation | 0.2 | --> | 0.2 | 0 | 0 | Constrained, otherwise capacity available =166 kVA | --> | 0.19 | 0 | 0.025 | 0.176 | 0 |  | --> | C24 ex ATHLONE | Athlone [T41,T42] | ATHLONE |  | 53.4076 | -7.9829
MV/LV Substation HI***046Z |  | 20 kV | _ | LV | 200 kVA :Kiosk Substation | 0.2 | --> | 0.2 | 0 | 0 | Constrained, otherwise capacity available =164 kVA | --> | 0.19 | 0 | 0 | 0.195 | 0 |  | --> | C22 ex ATHLONE | Athlone [T41,T42] | ATHLONE |  | 53.4229 | -7.9843
MV/LV Substation HE***049Y |  | 10 kV | _ | LV | 200 kVA :Pole Substation | 0.2 | --> | 0.2 | 0.122 | 6.49 |  | --> | 0.19 | 0 | 0 | 0.2 | 0 |  | --> | C20 ex BUSHFIELD | Bushfield [T41,T42] | ATHLONE |  | 53.4266 | -7.8953
MV/LV Substation RO***052X |  | 20 kV | _ | LV | 50 kVA :Pole Substation | 0.05 | --> | 0.05 | 0.05 | 6.49 |  | --> | 0.048 | 0 | 0 | 0.048 | 0 |  | --> | C22 ex BUSHFIELD | Bushfield [T41,T42] | ATHLONE |  | 53.4514 | -7.8868
MV/LV Substation TE***052Z |  | 10 kV | _ | LV | 400 kVA :Kiosk Substation | 0.4 | --> | 0.4 | 0.37 | 7.61 |  | --> | 0.38 | 0 | 0 | 0.384 | 0 |  | --> | C17 ex GARRYCASTLE | Garrycastle [T41,T42] | ATHLONE |  | 53.4192 | -7.8932
MV/LV Substation SH***053Z |  | 10 kV | _ | LV | 200 kVA :Pole Substation | 0.2 | --> | 0.2 | 0 | 0 | Constrained, otherwise capacity available =200 kVA | --> | 0.19 | 0 | 0 | 0.19 | 0 |  | --> | C14 ex ATHLONE | Athlone [T41,T42] | ATHLONE |  | 53.4225 | -7.9704
MV/LV Substation CE***054 |  | 10 kV | _ | LV | 630 kVA :Building Structure | 0.63 | --> | 0.63 | 0 | 0 | Constrained, otherwise capacity available =322 kVA | --> | 0.598 | 0 | 0.008 | 0.5 | 0 |  | --> | C14 ex ATHLONE | Athlone [T41,T42] | ATHLONE |  | 53.4228 | -7.9483
MV/LV Substation PR***054X |  | 10 kV | _ | LV | 400 kVA :Kiosk Substation | 0.4 | --> | 0.4 | 0 | 0 | Constrained, otherwise capacity available =321 kVA | --> | 0.38 | 0 | 0.023 | 0.374 | 0 |  | --> | C23 ex ATHLONE | Athlone [T41,T42] | ATHLONE |  | 53.4332 | -7.9459
MV/LV Substation ST***058 |  | 10 kV | _ | LV | 630 kVA :Building Structure | 0.63 | --> | 0.63 | 0 | 0 | Constrained, otherwise capacity available =190 kVA | --> | 0.598 | 0 | 0.009 | 0.5 | 0 |  | --> | C23 ex ATHLONE | Athlone [T41,T42] | ATHLONE |  | 53.4271 | -7.9417
MV/LV Substation PO***058X |  | 20 kV | _ | LV | 200 kVA :Pole Substation | 0.2 | --> | 0.2 | 0.198 | 6.49 |  | --> | 0.19 | 0 | 0 | 0.19 | 0 |  | --> | C22 ex BUSHFIELD | Bushfield [T41,T42] | ATHLONE |  | 53.4653 | -7.8849
MV/LV Substation BE***059 |  | 10 kV | _ | LV | 630 kVA :Building Structure | 0.63 | --> | 0.63 | 0 | 0 | Constrained, otherwise capacity available =412 kVA | --> | 0.598 | 0 | 0.022 | 0.5 | 0 |  | --> | C23 ex ATHLONE | Athlone [T41,T42] | ATHLONE |  | 53.4297 | -7.9382
MV/LV Substation SE***060X |  | 10 kV | _ | LV | 400 kVA :Kiosk Substation | 0.4 | --> | 0.4 | 0.139 | 7.61 |  | --> | 0.38 | 0 | 0 | 0.414 | 0 |  | --> | C14 ex GARRYCASTLE | Garrycastle [T41,T42] | ATHLONE |  | 53.4224 | -7.9323
MV/LV Substation DU***061 |  | 10 kV | _ | LV | 200 kVA :Pole Substation | 0.2 | --> | 0.2 | 0.122 | 7.61 |  | --> | 0.19 | 0 | 0.014 | 0.19 | 0 |  | --> | C14 ex GARRYCASTLE | Garrycastle [T41,T42] | ATHLONE |  | 53.424 | -7.9229
MV/LV Substation NE***062 |  | 10 kV | _ | LV | 400 kVA :Building Structure | 0.4 | --> | 0.4 | 0.212 | 7.61 |  | --> | 0.38 | 0 | 0.018 | 0.392 | 0 |  | --> | C14 ex GARRYCASTLE | Garrycastle [T41,T42] | ATHLONE |  | 53.4265 | -7.9338
MV/LV Substation PE***063Y |  | 10 kV | _ | LV | 630 kVA :Kiosk Substation | 0.63 | --> | 0.63 | 0 | 0 | Constrained, otherwise capacity available =517 kVA | --> | 0.598 | 0 | 0 | 0.5 | 0 |  | --> | C14 ex ATHLONE | Athlone [T41,T42] | ATHLONE |  | 53.4221 | -7.9448
MV/LV Substation PA***063Z |  | 10 kV | _ | LV | 50 kVA :Pole Substation | 0.05 | --> | 0.05 | 0.05 | 7.61 |  | --> | 0.048 | 0 | 0 | 0.048 | 0 |  | --> | C17 ex GARRYCASTLE | Garrycastle [T41,T42] | ATHLONE |  | 53.4149 | -7.8906
MV/LV Substation PA***064Z |  | 10 kV | _ | LV | 50 kVA :Pole Substation | 0.05 | --> | 0.05 | 0.042 | 7.61 |  | --> | 0.048 | 0 | 0 | 0.048 | 0 |  | --> | C17 ex GARRYCASTLE | Garrycastle [T41,T42] | ATHLONE |  | 53.412 | -7.8866
MV/LV Substation OA***065 |  | 10 kV | _ | LV | 400 kVA :Kiosk Substation | 0.4 | --> | 0.4 | 0 | 0 | Constrained, otherwise capacity available =210 kVA | --> | 0.38 | 0 | 0.008 | 0.399 | 0 |  | --> | C14 ex ATHLONE | Athlone [T41,T42] | ATHLONE |  | 53.4234 | -7.9715
MV/LV Substation PU***065X |  | 10 kV | _ | LV | 200 kVA :Pole Substation | 0.2 | --> | 0.2 | 0.147 | 7.61 |  | --> | 0.19 | 0 | 0 | 0.197 | 0 |  | --> | C11 ex GARRYCASTLE | Garrycastle [T41,T42] | ATHLONE |  | 53.418 | -7.9332
MV/LV Substation LE***065Y |  | 20 kV | _ | LV | 50 kVA :Pole Substation | 0.05 | --> | 0.05 | 0 | 0 | Constrained, otherwise capacity available =49 kVA | --> | 0.048 | 0 | 0 | 0.048 | 0 |  | --> | C24 ex ATHLONE | Athlone [T41,T42] | ATHLONE |  | 53.3965 | -7.9891
MV/LV Substation CO***066 |  | 10 kV | _ | LV | 630 kVA :Kiosk Substation | 0.63 | --> | 0.63 | 0 | 0 | Constrained, otherwise capacity available =381 kVA | --> | 0.598 | 0 | 0.01 | 0.5 | 0 |  | --> | C23 ex ATHLONE | Athlone [T41,T42] | ATHLONE |  | 53.4243 | -7.947
MV/LV Substation SL***067 |  | 10 kV | _ | LV | 400 kVA :Kiosk Substation | 0.4 | --> | 0.4 | 0 | 0 | Constrained, otherwise capacity available =298 kVA | --> | 0.38 | 0 | 0.054 | 0.354 | 0 |  | --> | C23 ex ATHLONE | Athlone [T41,T42] | ATHLONE |  | 53.4306 | -7.933
MV/LV Substation BO***067Z |  | 10 kV | _ | LV | 630 kVA :Building Structure | 0.63 | --> | 0.63 | 0.5 | 7.61 |  | --> | 0.598 | 0 | 0.006 | 0.5 | 0 |  | --> | C14 ex GARRYCASTLE | Garrycastle [T41,T42] | ATHLONE |  | 53.4223 | -7.9215
MV/LV Substation IO***071 |  | 10 kV | _ | LV | 400 kVA :Kiosk Substation | 0.4 | --> | 0.4 | 0 | 0 | Constrained, otherwise capacity available =337 kVA | --> | 0.38 | 0 | 0.005 | 0.385 | 0 |  | --> | C16 ex ATHLONE | Athlone [T41,T42] | ATHLONE |  | 53.4279 | -7.9553
MV/LV Substation BN***071Y |  | 10 kV | _ | LV | 50 kVA :Pole Substation | 0.05 | --> | 0.05 | 0.05 | 7.61 |  | --> | 0.048 | 0 | 0 | 0.048 | 0 |  | --> | C19 ex GARRYCASTLE | Garrycastle [T41,T42] | ATHLONE |  | 53.3471 | -7.9296
MV/LV Substation RE***072 |  | 10 kV | _ | LV | 400 kVA :Kiosk Substation | 0.4 | --> | 0.4 | 0.302 | 7.61 |  | --> | 0.38 | 0 | 0.035 | 0.367 | 0 |  | --> | C14 ex GARRYCASTLE | Garrycastle [T41,T42] | ATHLONE |  | 53.424 | -7.9163
MV/LV Substation RE***073 |  | 10 kV | _ | LV | 200 kVA :Pole Substation | 0.2 | --> | 0.2 | 0.076 | 7.61 |  | --> | 0.19 | 0 | 0.052 | 0.168 | 0 |  | --> | C11 ex GARRYCASTLE | Garrycastle [T41,T42] | ATHLONE |  | 53.4201 | -7.9126
MV/LV Substation DU***078Y |  | 10 kV | _ | LV | 400 kVA :Building Structure | 0.4 | --> | 0.4 | 0 | 0 | Constrained, otherwise capacity available =242 kVA | --> | 0.38 | 0 | 0 | 0.401 | 0 |  | --> | C23 ex ATHLONE | Athlone [T41,T42] | ATHLONE |  | 53.4283 | -7.9417
MV/LV Substation FA***080Z |  | 10 kV | _ | LV | 50 kVA :Pole Substation | 0.05 | --> | 0.05 | 0.043 | 7.61 |  | --> | 0.048 | 0 | 0 | 0.048 | 0 |  | --> | C19 ex GARRYCASTLE | Garrycastle [T41,T42] | ATHLONE |  | 53.395 | -7.8698
MV/LV Substation RE***081Y |  | 10 kV | _ | LV | 50 kVA :Pole Substation | 0.05 | --> | 0.05 | 0 | 0 | Constrained, otherwise capacity available =24 kVA | --> | 0.048 | 0 | 0 | 0.051 | 0 |  | --> | C23 ex ATHLONE | Athlone [T41,T42] | ATHLONE |  | 53.4457 | -7.9318
MV/LV Substation ES***088Y |  | 10 kV | _ | LV | 200 kVA :Kiosk Substation | 0.2 | --> | 0.2 | 0.14 | 7.61 |  | --> | 0.19 | 0 | 0 | 0.198 | 0 |  | --> | C20 ex GARRYCASTLE | Garrycastle [T41,T42] | ATHLONE |  | 53.4256 | -7.9021
MV/LV Substation AT***094X |  | 10 kV | _ | LV | 100 kVA :Pole Substation | 0.1 | --> | 0.1 | 0.1 | 7.61 |  | --> | 0.095 | 0 | 0 | 0.095 | 0 |  | --> | C13 ex GARRYCASTLE | Garrycastle [T41,T42] | ATHLONE |  | 53.4264 | -7.9264
MV/LV Substation AN***095X |  | 10 kV | _ | LV | 50 kVA :Pole Substation | 0.05 | --> | 0.05 | 0 | 0 | Constrained, otherwise capacity available =43 kVA | --> | 0.048 | 0 | 0 | 0.048 | 0 |  | --> | C23 ex ATHLONE | Athlone [T41,T42] | ATHLONE |  | 53.4362 | -7.939
MV/LV Substation HI***098X |  | 10 kV | _ | LV | 100 kVA :Pole Substation | 0.1 | --> | 0.1 | 0.062 | 6.49 |  | --> | 0.095 | 0 | 0.021 | 0.084 | 0 |  | --> | C18 ex BUSHFIELD | Bushfield [T41,T42] | ATHLONE |  | 53.4328 | -7.9315
MV/LV Substation WO***098Y |  | 10 kV | _ | LV | 400 kVA :Kiosk Substation | 0.4 | --> | 0.4 | 0.287 | 6.49 |  | --> | 0.38 | 0 | 0.056 | 0.354 | 0 |  | --> | C17 ex BUSHFIELD | Bushfield [T41,T42] | ATHLONE |  | 53.4332 | -7.8987
MV/LV Substation GA***099Z |  | 10 kV | _ | LV | 400 kVA :Kiosk Substation | 0.4 | --> | 0.4 | 0 | 0 | Constrained, otherwise capacity available =363 kVA | --> | 0.38 | 0 | 0 | 0.385 | 0 |  | --> | C21 ex ATHLONE | Athlone [T41,T42] | ATHLONE |  | 53.4207 | -7.9969
MV/LV Substation CR***102X |  | 20 kV | _ | LV | 50 kVA :Pole Substation | 0.05 | --> | 0.05 | 0 | 0 | Constrained, otherwise capacity available =49 kVA | --> | 0.048 | 0 | 0.005 | 0.044 | 0 |  | --> | C24 ex ATHLONE | Athlone [T41,T42] | ATHLONE |  | 53.378 | -7.9999
MV/LV Substation GL***102Z |  | 10 kV | _ | LV | 630 kVA :Kiosk Substation | 0.63 | --> | 0.63 | 0.5 | 7.61 |  | --> | 0.598 | 0 | 0 | 0.5 | 0 |  | --> | C12 ex GARRYCASTLE | Garrycastle [T41,T42] | ATHLONE |  | 53.4152 | -7.9013
MV/LV Substation GL***103Z |  | 10 kV | _ | LV | 400 kVA :Kiosk Substation | 0.4 | --> | 0.4 | 0 | 0 | Constrained, otherwise capacity available =323 kVA | --> | 0.38 | 0 | 0.039 | 0.361 | 0 |  | --> | C23 ex ATHLONE | Athlone [T41,T42] | ATHLONE |  | 53.4373 | -7.9392
MV/LV Substation SP***105Y |  | 20 kV | _ | LV | 200 kVA :Pole Substation | 0.2 | --> | 0.2 | 0.2 | 6.49 |  | --> | 0.19 | 0 | 0 | 0.19 | 0 |  | --> | C22 ex BUSHFIELD | Bushfield [T41,T42] | ATHLONE |  | 53.4859 | -7.8552
MV/LV Substation CL***108 |  | 10 kV | _ | LV | 100 kVA :Pole Substation | 0.1 | --> | 0.1 | 0.056 | 6.49 |  | --> | 0.095 | 0 | 0.048 | 0.065 | 0 |  | --> | C19 ex BUSHFIELD | Bushfield [T41,T42] | ATHLONE |  | 53.4326 | -7.9199
MV/LV Substation CL***110X |  | 20 kV | _ | LV | 100 kVA :Pole Substation | 0.1 | --> | 0.1 | 0 | 0 | Constrained, otherwise capacity available =95 kVA | --> | 0.095 | 0 | 0 | 0.096 | 0 |  | --> | C24 ex ATHLONE | Athlone [T41,T42] | ATHLONE |  | 53.3685 | -8.0201
MV/LV Substation ST***112 |  | 10 kV | _ | LV | 400 kVA :Kiosk Substation | 0.4 | --> | 0.4 | 0.276 | 7.61 |  | --> | 0.38 | 0 | 0 | 0.397 | 0 |  | --> | C11 ex GARRYCASTLE | Garrycastle [T41,T42] | ATHLONE |  | 53.42 | -7.922
MV/LV Substation IR***112Y |  | 10 kV | _ | LV | 630 kVA :Building Structure | 0.63 | --> | 0.63 | 0 | 0 | Constrained, otherwise capacity available =448 kVA | --> | 0.598 | 0 | 0 | 0.5 | 0 |  | --> | C17 ex ATHLONE | Athlone [T41,T42] | ATHLONE |  | 53.4216 | -7.9345
MV/LV Substation TE***113 |  | 10 kV | _ | LV | 1000 kVA :Building Structure | 1 | --> | 1 | 0.5 | 7.61 |  | --> | 0.95 | 0 | 0 | 0.5 | 0 |  | --> | C14 ex GARRYCASTLE | Garrycastle [T41,T42] | ATHLONE |  | 53.4234 | -7.9325
MV/LV Substation NA***113Y |  | 10 kV | _ | LV | 200 kVA :Pole Substation | 0.2 | --> | 0.2 | 0.2 | 7.61 |  | --> | 0.19 | 0 | 0 | 0.19 | 0 |  | --> | C19 ex GARRYCASTLE | Garrycastle [T41,T42] | ATHLONE |  | 53.3201 | -7.8993
MV/LV Substation CU***117X |  | 20 kV | _ | LV | 200 kVA :Pole Substation | 0.2 | --> | 0.2 | 0 | 0 | Constrained, otherwise capacity available =147 kVA | --> | 0.19 | 0 | 0 | 0.197 | 0 |  | --> | C22 ex ATHLONE | Athlone [T41,T42] | ATHLONE |  | 53.4735 | -8.1442
MV/LV Substation PU***117Z |  | 20 kV | _ | LV | 50 kVA :Pole Substation | 0.05 | --> | 0.05 | 0 | 0 | Constrained, otherwise capacity available =50 kVA | --> | 0.048 | 0 | 0 | 0.048 | 0 |  | --> | C24 ex ATHLONE | Athlone [T41,T42] | ATHLONE |  | 53.3635 | -7.9796
MV/LV Substation PU***118Z |  | 20 kV | _ | LV | 50 kVA :Pole Substation | 0.05 | --> | 0.05 | 0 | 0 | Constrained, otherwise capacity available =47 kVA | --> | 0.048 | 0 | 0 | 0.048 | 0 |  | --> | C24 ex ATHLONE | Athlone [T41,T42] | ATHLONE |  | 53.3577 | -7.9697
MV/LV Substation CL***122Y |  | 10 kV | _ | LV | 400 kVA :Kiosk Substation | 0.4 | --> | 0.4 | 0.378 | 7.61 |  | --> | 0.38 | 0 | 0.015 | 0.372 | 0 |  | --> | C14 ex GARRYCASTLE | Garrycastle [T41,T42] | ATHLONE |  | 53.4252 | -7.9179
MV/LV Substation MA***125Y |  | 20 kV | _ | LV | 50 kVA :Pole Substation | 0.05 | --> | 0.05 | 0 | 0 | Constrained, otherwise capacity available =50 kVA | --> | 0.048 | 0 | 0 | 0.048 | 0 |  | --> | C22 ex ATHLONE | Athlone [T41,T42] | ATHLONE |  | 53.4787 | -8.0827
MV/LV Substation BE***127X |  | 20 kV | _ | LV | 50 kVA :Pole Substation | 0.05 | --> | 0.05 | 0.035 | 6.49 |  | --> | 0.048 | 0 | 0.01 | 0.042 | 0 |  | --> | C22 ex BUSHFIELD | Bushfield [T41,T42] | ATHLONE |  | 53.4338 | -7.8426
MV/LV Substation SA***128 |  | 10 kV | _ | LV | 200 kVA :Pole Substation | 0.2 | --> | 0.2 | 0.054 | 7.61 |  | --> | 0.19 | 0 | 0.01 | 0.202 | 0 |  | --> | C14 ex GARRYCASTLE | Garrycastle [T41,T42] | ATHLONE |  | 53.4253 | -7.9285
MV/LV Substation P+***129X |  | 10 kV | _ | LV | 400 kVA :Building Structure | 0.4 | --> | 0.4 | 0.398 | 7.61 |  | --> | 0.38 | 0 | 0 | 0.38 | 0 |  | --> | C14 ex GARRYCASTLE | Garrycastle [T41,T42] | ATHLONE |  | 53.4276 | -7.9334
MV/LV Substation HA***131 |  | 10 kV | _ | LV | 200 kVA :Kiosk Substation | 0.2 | --> | 0.2 | 0 | 0 | Constrained, otherwise capacity available =142 kVA | --> | 0.19 | 0 | 0 | 0.198 | 0 |  | --> | C14 ex ATHLONE | Athlone [T41,T42] | ATHLONE |  | 53.4254 | -7.9527
MV/LV Substation TH***133 |  | 10 kV | _ | LV | 200 kVA :Kiosk Substation | 0.2 | --> | 0.2 | 0.13 | 7.61 |  | --> | 0.19 | 0 | 0.03 | 0.177 | 0 |  | --> | C11 ex GARRYCASTLE | Garrycastle [T41,T42] | ATHLONE |  | 53.4203 | -7.9081
MV/LV Substation CA***133Y |  | 10 kV | _ | LV | 100 kVA :Pole Substation | 0.1 | --> | 0.1 | 0.084 | 7.61 |  | --> | 0.095 | 0 | 0.016 | 0.085 | 0 |  | --> | C11 ex GARRYCASTLE | Garrycastle [T41,T42] | ATHLONE |  | 53.42 | -7.9101
MV/LV Substation PU***133Z |  | 20 kV | _ | LV | 100 kVA :Pole Substation | 0.1 | --> | 0.1 | 0.081 | 6.49 |  | --> | 0.095 | 0 | 0 | 0.098 | 0 |  | --> | C22 ex BUSHFIELD | Bushfield [T41,T42] | ATHLONE |  | 53.4491 | -7.889
MV/LV Substation PU***134Z |  | 20 kV | _ | LV | 100 kVA :Pole Substation | 0.1 | --> | 0.1 | 0.068 | 6.49 |  | --> | 0.095 | 0 | 0 | 0.099 | 0 |  | --> | C22 ex BUSHFIELD | Bushfield [T41,T42] | ATHLONE |  | 53.4689 | -7.8733
MV/LV Substation PU***135Z |  | 10 kV | _ | LV | 100 kVA :Pole Substation | 0.1 | --> | 0.1 | 0.067 | 6.49 |  | --> | 0.095 | 0 | 0 | 0.099 | 0 |  | --> | C18 ex BUSHFIELD | Bushfield [T41,T42] | ATHLONE |  | 53.4401 | -7.9079
MV/LV Substation CL***138Y |  | 20 kV | _ | LV | 50 kVA :Pole Substation | 0.05 | --> | 0.05 | 0 | 0 | Constrained, otherwise capacity available =50 kVA | --> | 0.048 | 0 | 0 | 0.048 | 0 |  | --> | C24 ex ATHLONE | Athlone [T41,T42] | ATHLONE |  | 53.3691 | -8.0311
MV/LV Substation SG***140X |  | 20 kV | _ | LV | 100 kVA :Pole Substation | 0.1 | --> | 0.1 | 0.082 | 6.49 |  | --> | 0.095 | 0 | 0.035 | 0.072 | 0 |  | --> | C22 ex BUSHFIELD | Bushfield [T41,T42] | ATHLONE |  | 53.4583 | -7.8858
MV/LV Substation BL***144X |  | 10 kV | _ | LV | 400 kVA :Kiosk Substation | 0.4 | --> | 0.4 | 0.316 | 6.49 |  | --> | 0.38 | 0 | 0.008 | 0.385 | 0 |  | --> | C18 ex BUSHFIELD | Bushfield [T41,T42] | ATHLONE |  | 53.4343 | -7.9305
MV/LV Substation DU***145Y |  | 10 kV | _ | LV | 630 kVA :Building Structure | 0.63 | --> | 0.63 | 0 | 0 | Constrained, otherwise capacity available =434 kVA | --> | 0.598 | 0 | 0 | 0.5 | 0 |  | --> | C17 ex ATHLONE | Athlone [T41,T42] | ATHLONE |  | 53.4225 | -7.9359
MV/LV Substation VA***146X |  | 10 kV | _ | LV | 400 kVA :Kiosk Substation | 0.4 | --> | 0.4 | 0.273 | 7.61 |  | --> | 0.38 | 0 | 0.01 | 0.39 | 0 |  | --> | C11 ex GARRYCASTLE | Garrycastle [T41,T42] | ATHLONE |  | 53.4178 | -7.9142
MV/LV Substation BL***148Y |  | 10 kV | _ | LV | 400 kVA :Kiosk Substation | 0.4 | --> | 0.4 | 0.331 | 6.49 |  | --> | 0.38 | 0 | 0.027 | 0.369 | 0 |  | --> | C17 ex BUSHFIELD | Bushfield [T41,T42] | ATHLONE |  | 53.4314 | -7.9003
MV/LV Substation KI***149X |  | 10 kV | _ | LV | 400 kVA :Building Structure | 0.4 | --> | 0.4 | 0.166 | 7.61 |  | --> | 0.38 | 0 | 0 | 0.411 | 0 |  | --> | C12 ex GARRYCASTLE | Garrycastle [T41,T42] | ATHLONE |  | 53.4109 | -7.8951
MV/LV Substation ME***154X |  | 10 kV | _ | LV | 400 kVA :Kiosk Substation | 0.4 | --> | 0.4 | 0.163 | 7.61 |  | --> | 0.38 | 0 | 0.004 | 0.408 | 0 |  | --> | C12 ex GARRYCASTLE | Garrycastle [T41,T42] | ATHLONE |  | 53.4133 | -7.9039
MV/LV Substation AN***156X |  | 20 kV | _ | LV | 50 kVA :Pole Substation | 0.05 | --> | 0.05 | 0.032 | 6.49 |  | --> | 0.048 | 0 | 0.016 | 0.038 | 0 |  | --> | C22 ex BUSHFIELD | Bushfield [T41,T42] | ATHLONE |  | 53.4541 | -7.8758
MV/LV Substation DI***157X |  | 10 kV | _ | LV | 400 kVA :Kiosk Substation | 0.4 | --> | 0.4 | 0.278 | 7.61 |  | --> | 0.38 | 0 | 0.015 | 0.385 | 0 |  | --> | C11 ex GARRYCASTLE | Garrycastle [T41,T42] | ATHLONE |  | 53.4194 | -7.9298
MV/LV Substation AG***171X |  | 10 kV | _ | LV | 100 kVA :Pole Substation | 0.1 | --> | 0.1 | 0.09 | 7.61 |  | --> | 0.095 | 0 | 0 | 0.096 | 0 |  | --> | C20 ex GARRYCASTLE | Garrycastle [T41,T42] | ATHLONE |  | 53.4238 | -7.892
MV/LV Substation RE***175Y |  | 20 kV | _ | LV | 200 kVA :Pole Substation | 0.2 | --> | 0.2 | 0.2 | 6.49 |  | --> | 0.19 | 0 | 0 | 0.19 | 0 |  | --> | C22 ex BUSHFIELD | Bushfield [T41,T42] | ATHLONE |  | 53.462 | -7.8028
MV/LV Substation P+***189X |  | 10 kV | _ | LV | 200 kVA :Pole Substation | 0.2 | --> | 0.2 | 0.163 | 6.49 |  | --> | 0.19 | 0 | 0 | 0.195 | 0 |  | --> | C17 ex BUSHFIELD | Bushfield [T41,T42] | ATHLONE |  | 53.4312 | -7.8987
MV/LV Substation BL***190X |  | 10 kV | _ | LV | 1000 kVA :Building Structure | 1 | --> | 1 | 0.5 | 6.49 |  | --> | 0.95 | 0 | 0.055 | 0.5 | 0 |  | --> | C17 ex BUSHFIELD | Bushfield [T41,T42] | ATHLONE |  | 53.43 | -7.8918
MV/LV Substation B ***191X |  | 10 kV | _ | LV | 50 kVA :Pole Substation | 0.05 | --> | 0.05 | 0.049 | 7.61 |  | --> | 0.048 | 0 | 0 | 0.048 | 0 |  | --> | C19 ex GARRYCASTLE | Garrycastle [T41,T42] | ATHLONE |  | 53.3169 | -7.9699
MV/LV Substation BL***197X |  | 10 kV | _ | LV | 400 kVA :Kiosk Substation | 0.4 | --> | 0.4 | 0.243 | 6.49 |  | --> | 0.38 | 0 | 0.009 | 0.394 | 0 |  | --> | C17 ex BUSHFIELD | Bushfield [T41,T42] | ATHLONE |  | 53.4315 | -7.8953
MV/LV Substation GL***203X |  | 20 kV | _ | LV | 100 kVA :Pole Substation | 0.1 | --> | 0.1 | 0.071 | 6.49 |  | --> | 0.095 | 0 | 0.005 | 0.095 | 0 |  | --> | C22 ex BUSHFIELD | Bushfield [T41,T42] | ATHLONE |  | 53.4724 | -7.8647
MV/LV Substation BM***206X |  | 20 kV | _ | LV | 200 kVA :Pole Substation | 0.2 | --> | 0.2 | 0.137 | 6.49 |  | --> | 0.19 | 0 | 0 | 0.198 | 0 |  | --> | C22 ex BUSHFIELD | Bushfield [T41,T42] | ATHLONE |  | 53.4387 | -7.8985
MV/LV Substation CL***209X |  | 20 kV | _ | LV | 50 kVA :Pole Substation | 0.05 | --> | 0.05 | 0 | 0 | Constrained, otherwise capacity available =47 kVA | --> | 0.048 | 0 | 0 | 0.048 | 0 |  | --> | C24 ex ATHLONE | Athlone [T41,T42] | ATHLONE |  | 53.3672 | -8.0443
MV/LV Substation HO***213 |  | 20 kV | _ | LV | 100 kVA :Pole Substation | 0.1 | --> | 0.1 | 0 | 0 | Constrained, otherwise capacity available =86 kVA | --> | 0.095 | 0 | 0 | 0.097 | 0 |  | --> | C22 ex ATHLONE | Athlone [T41,T42] | ATHLONE |  | 53.4696 | -7.9882
MV/LV Substation CA***213X |  | 10 kV | _ | LV | 200 kVA :Kiosk Substation | 0.2 | --> | 0.2 | 0.138 | 7.61 |  | --> | 0.19 | 0 | 0.011 | 0.19 | 0 |  | --> | C14 ex GARRYCASTLE | Garrycastle [T41,T42] | ATHLONE |  | 53.4228 | -7.9094
MV/LV Substation CY***214X |  | 10 kV | _ | LV | 400 kVA :Kiosk Substation | 0.4 | --> | 0.4 | 0.319 | 7.61 |  | --> | 0.38 | 0 | 0.017 | 0.378 | 0 |  | --> | C20 ex GARRYCASTLE | Garrycastle [T41,T42] | ATHLONE |  | 53.4205 | -7.9027
MV/LV Substation MI***215X |  | 20 kV | _ | LV | 200 kVA :Kiosk Substation | 0.2 | --> | 0.2 | 0 | 0 | Constrained, otherwise capacity available =81 kVA | --> | 0.19 | 0 | 0.035 | 0.18 | 0 |  | --> | C22 ex ATHLONE | Athlone [T41,T42] | ATHLONE |  | 53.4232 | -7.9824
MV/LV Substation RO***217X |  | 10 kV | _ | LV | 400 kVA :Kiosk Substation | 0.4 | --> | 0.4 | 0.364 | 7.61 |  | --> | 0.38 | 0 | 0.004 | 0.382 | 0 |  | --> | C14 ex GARRYCASTLE | Garrycastle [T41,T42] | ATHLONE |  | 53.4269 | -7.9337
MV/LV Substation FL***225Y |  | 10 kV | _ | LV | 630 kVA :Kiosk Substation | 0.63 | --> | 0.63 | 0.5 | 6.49 |  | --> | 0.598 | 0 | 0.029 | 0.5 | 0 |  | --> | C20 ex BUSHFIELD | Bushfield [T41,T42] | ATHLONE |  | 53.4281 | -7.8965
MV/LV Substation AU***232 |  | 10 kV | _ | LV | 200 kVA :Kiosk Substation | 0.2 | --> | 0.2 | 0.053 | 7.61 |  | --> | 0.19 | 0 | 0.053 | 0.17 | 0 |  | --> | C14 ex GARRYCASTLE | Garrycastle [T41,T42] | ATHLONE |  | 53.4232 | -7.9125
MV/LV Substation DE***235 |  | 10 kV | _ | LV | 400 kVA :Building Structure | 0.4 | --> | 0.4 | 0.223 | 6.49 |  | --> | 0.38 | 0 | 0 | 0.404 | 0 |  | --> | C18 ex BUSHFIELD | Bushfield [T41,T42] | ATHLONE |  | 53.4321 | -7.9078
MV/LV Substation WE***242Y |  | 20 kV | _ | LV | 50 kVA :Pole Substation | 0.05 | --> | 0.05 | 0 | 0 | Constrained, otherwise capacity available =50 kVA | --> | 0.048 | 0 | 0 | 0.048 | 0 |  | --> | C24 ex ATHLONE | Athlone [T41,T42] | ATHLONE |  | 53.4056 | -7.9837
MV/LV Substation BA***243 |  | 10 kV | _ | LV | 50 kVA :Pole Substation | 0.05 | --> | 0.05 | 0.027 | 7.61 |  | --> | 0.048 | 0 | 0 | 0.051 | 0 |  | --> | C19 ex GARRYCASTLE | Garrycastle [T41,T42] | ATHLONE |  | 53.349 | -7.8489
MV/LV Substation RA***246X |  | 20 kV | _ | LV | 50 kVA :Pole Substation | 0.05 | --> | 0.05 | 0 | 0 | Constrained, otherwise capacity available =43 kVA | --> | 0.048 | 0 | 0 | 0.048 | 0 |  | --> | C22 ex ATHLONE | Athlone [T41,T42] | ATHLONE |  | 53.4792 | -8.0788
MV/LV Substation AN***248Y |  | 10 kV | _ | LV | 400 kVA :Kiosk Substation | 0.4 | --> | 0.4 | 0 | 0 | Constrained, otherwise capacity available =185 kVA | --> | 0.38 | 0 | 0.012 | 0.399 | 0 |  | --> | C16 ex ATHLONE | Athlone [T41,T42] | ATHLONE |  | 53.4245 | -7.9615
MV/LV Substation GA***250Y |  | 20 kV | _ | LV | 50 kVA :Pole Substation | 0.05 | --> | 0.05 | 0.043 | 6.49 |  | --> | 0.048 | 0 | 0 | 0.048 | 0 |  | --> | C22 ex BUSHFIELD | Bushfield [T41,T42] | ATHLONE |  | 53.4743 | -7.8665
MV/LV Substation LI***253X |  | 10 kV | _ | LV | 50 kVA :Pole Substation | 0.05 | --> | 0.05 | 0.049 | 7.61 |  | --> | 0.048 | 0 | 0.004 | 0.045 | 0 |  | --> | C19 ex GARRYCASTLE | Garrycastle [T41,T42] | ATHLONE |  | 53.295 | -7.8186
MV/LV Substation BA***258 |  | 20 kV | _ | LV | 400 kVA :Kiosk Substation | 0.4 | --> | 0.4 | 0 | 0 | Constrained, otherwise capacity available =313 kVA | --> | 0.38 | 0 | 0.024 | 0.374 | 0 |  | --> | C22 ex ATHLONE | Athlone [T41,T42] | ATHLONE |  | 53.4277 | -8.0118
MV/LV Substation CO***259 |  | 10 kV | _ | LV | 100 kVA :Pole Substation | 0.1 | --> | 0.1 | 0 | 0 | Constrained, otherwise capacity available =62 kVA | --> | 0.095 | 0 | 0.02 | 0.085 | 0 |  | --> | C23 ex ATHLONE | Athlone [T41,T42] | ATHLONE |  | 53.439 | -7.9344
MV/LV Substation RE***261X |  | 10 kV | _ | LV | 50 kVA :Pole Substation | 0.05 | --> | 0.05 | 0.036 | 6.49 |  | --> | 0.048 | 0 | 0 | 0.049 | 0 |  | --> | C19 ex BUSHFIELD | Bushfield [T41,T42] | ATHLONE |  | 53.4288 | -7.9032
MV/LV Substation CO***262 |  | 10 kV | _ | LV | 100 kVA :Pole Substation | 0.1 | --> | 0.1 | 0.064 | 6.49 |  | --> | 0.095 | 0 | 0 | 0.1 | 0 |  | --> | C17 ex BUSHFIELD | Bushfield [T41,T42] | ATHLONE |  | 53.4345 | -7.9046
MV/LV Substation DW***263 |  | 10 kV | _ | LV | 50 kVA :Pole Substation | 0.05 | --> | 0.05 | 0 | 6.49 |  | --> | 0.048 | 0 | 0 | 0.055 | 0 |  | --> | C17 ex BUSHFIELD | Bushfield [T41,T42] | ATHLONE |  | 53.4309 | -7.9023
MV/LV Substation GA***263Y |  | 10 kV | _ | LV | 400 kVA :Kiosk Substation | 0.4 | --> | 0.4 | 0.245 | 7.61 |  | --> | 0.38 | 0 | 0 | 0.401 | 0 |  | --> | C17 ex GARRYCASTLE | Garrycastle [T41,T42] | ATHLONE |  | 53.4159 | -7.895
MV/LV Substation KI***272 |  | 10 kV | _ | LV | 630 kVA :Kiosk Substation | 0.63 | --> | 0.63 | 0.368 | 7.61 |  | --> | 0.598 | 0 | 0.024 | 0.5 | 0 |  | --> | C12 ex GARRYCASTLE | Garrycastle [T41,T42] | ATHLONE |  | 53.4159 | -7.9025
MV/LV Substation BE***273X |  | 20 kV | _ | LV | 400 kVA :Kiosk Substation | 0.4 | --> | 0.4 | 0 | 0 | Constrained, otherwise capacity available =263 kVA | --> | 0.38 | 0 | 0.036 | 0.372 | 0 |  | --> | C22 ex ATHLONE | Athlone [T41,T42] | ATHLONE |  | 53.4249 | -7.9796
MV/LV Substation CR***275 |  | 10 kV | _ | LV | 100 kVA :Pole Substation | 0.1 | --> | 0.1 | 0.088 | 7.61 |  | --> | 0.095 | 0 | 0 | 0.097 | 0 |  | --> | C19 ex GARRYCASTLE | Garrycastle [T41,T42] | ATHLONE |  | 53.4039 | -7.8857
MV/LV Substation BR***275X |  | 10 kV | _ | LV | 400 kVA :Kiosk Substation | 0.4 | --> | 0.4 | 0.161 | 7.61 |  | --> | 0.38 | 0 | 0.005 | 0.408 | 0 |  | --> | C11 ex GARRYCASTLE | Garrycastle [T41,T42] | ATHLONE |  | 53.4212 | -7.9262
MV/LV Substation BA***279 |  | 20 kV | _ | LV | 100 kVA :Pole Substation | 0.1 | --> | 0.1 | 0 | 0 | Constrained, otherwise capacity available =68 kVA | --> | 0.095 | 0 | 0 | 0.099 | 0 |  | --> | C22 ex ATHLONE | Athlone [T41,T42] | ATHLONE |  | 53.4492 | -7.9859
MV/LV Substation TH***280X |  | 10 kV | _ | LV | 200 kVA :Kiosk Substation | 0.2 | --> | 0.2 | 0.177 | 7.61 |  | --> | 0.19 | 0 | 0 | 0.193 | 0 |  | --> | C13 ex GARRYCASTLE | Garrycastle [T41,T42] | ATHLONE |  | 53.4283 | -7.93
MV/LV Substation NA***282Y |  | 10 kV | _ | LV | 200 kVA :Pole Substation | 0.2 | --> | 0.2 | 0.2 | 7.61 |  | --> | 0.19 | 0 | 0 | 0.19 | 0 |  | --> | C19 ex GARRYCASTLE | Garrycastle [T41,T42] | ATHLONE |  | 53.3197 | -7.9312
MV/LV Substation RE***291Y |  | 10 kV | _ | LV | 400 kVA :Kiosk Substation | 0.4 | --> | 0.4 | 0.304 | 6.49 |  | --> | 0.38 | 0 | 0 | 0.393 | 0 |  | --> | C19 ex BUSHFIELD | Bushfield [T41,T42] | ATHLONE |  | 53.4285 | -7.9053
MV/LV Substation FR***293Y |  | 10 kV | _ | LV | 630 kVA :Building Structure | 0.63 | --> | 0.63 | 0 | 0 | Constrained, otherwise capacity available =532 kVA | --> | 0.598 | 0 | 0 | 0.5 | 0 |  | --> | C23 ex ATHLONE | Athlone [T41,T42] | ATHLONE |  | 53.4222 | -7.9424
MV/LV Substation JO***294 |  | 20 kV | _ | LV | 50 kVA :Pole Substation | 0.05 | --> | 0.05 | 0 | 0 | Constrained, otherwise capacity available =37 kVA | --> | 0.048 | 0 | 0.005 | 0.046 | 0 |  | --> | C24 ex ATHLONE | Athlone [T41,T42] | ATHLONE |  | 53.369 | -8.0101
MV/LV Substation AR***296X |  | 10 kV | _ | LV | 630 kVA :Building Structure | 0.63 | --> | 0.63 | 0 | 0 | Constrained, otherwise capacity available =595 kVA | --> | 0.598 | 0 | 0 | 0.5 | 0 |  | --> | C21 ex ATHLONE | Athlone [T41,T42] | ATHLONE |  | 53.4187 | -7.9895
MV/LV Substation RI***300X |  | 10 kV | _ | LV | 50 kVA :Pole Substation | 0.05 | --> | 0.05 | 0 | 0 | Constrained, otherwise capacity available =30 kVA | --> | 0.048 | 0 | 0.015 | 0.039 | 0 |  | --> | C23 ex ATHLONE | Athlone [T41,T42] | ATHLONE |  | 53.4378 | -7.9424
MV/LV Substation KI***303Y |  | 10 kV | _ | LV | 200 kVA :Pole Substation | 0.2 | --> | 0.2 | 0.059 | 7.61 |  | --> | 0.19 | 0 | 0 | 0.208 | 0 |  | --> | C12 ex GARRYCASTLE | Garrycastle [T41,T42] | ATHLONE |  | 53.4127 | -7.8971
MV/LV Substation CU***308Y |  | 20 kV | _ | LV | 50 kVA :Pole Substation | 0.05 | --> | 0.05 | 0 | 0 | Constrained, otherwise capacity available =44 kVA | --> | 0.048 | 0 | 0 | 0.048 | 0 |  | --> | C22 ex ATHLONE | Athlone [T41,T42] | ATHLONE |  | 53.4666 | -8.0138
MV/LV Substation HY***311X |  | 10 kV | _ | LV | 400 kVA :Kiosk Substation | 0.4 | --> | 0.4 | 0 | 0 | Constrained, otherwise capacity available =309 kVA | --> | 0.38 | 0 | 0.032 | 0.368 | 0 |  | --> | C24 ex ATHLONE | Athlone [T41,T42] | ATHLONE |  | 53.4186 | -7.9796
MV/LV Substation CL***312X |  | 10 kV | _ | LV | 50 kVA :Pole Substation | 0.05 | --> | 0.05 | 0.049 | 7.61 |  | --> | 0.048 | 0 | 0 | 0.048 | 0 |  | --> | C11 ex GARRYCASTLE | Garrycastle [T41,T42] | ATHLONE |  | 53.413 | -7.9072
MV/LV Substation CA***312Y |  | 10 kV | _ | LV | 400 kVA :Building Structure | 0.4 | --> | 0.4 | 0 | 0 | Constrained, otherwise capacity available =317 kVA | --> | 0.38 | 0 | 0 | 0.391 | 0 |  | --> | C21 ex ATHLONE | Athlone [T41,T42] | ATHLONE |  | 53.4184 | -7.9919
MV/LV Substation WI***320Y |  | 10 kV | _ | LV | 400 kVA :Building Structure | 0.4 | --> | 0.4 | 0.371 | 7.61 |  | --> | 0.38 | 0 | 0 | 0.384 | 0 |  | --> | C12 ex GARRYCASTLE | Garrycastle [T41,T42] | ATHLONE |  | 53.4119 | -7.8964
MV/LV Substation CA***325X |  | 20 kV | _ | LV | 50 kVA :Pole Substation | 0.05 | --> | 0.05 | 0 | 0 | Constrained, otherwise capacity available =48 kVA | --> | 0.048 | 0 | 0.01 | 0.04 | 0 |  | --> | C22 ex ATHLONE | Athlone [T41,T42] | ATHLONE |  | 53.5087 | -8.0471
MV/LV Substation SH***340X |  | 10 kV | _ | LV | 400 kVA :Kiosk Substation | 0.4 | --> | 0.4 | 0 | 0 | Constrained, otherwise capacity available =199 kVA | --> | 0.38 | 0 | 0 | 0.405 | 0 |  | --> | C14 ex ATHLONE | Athlone [T41,T42] | ATHLONE |  | 53.4217 | -7.9509
MV/LV Substation AN***340Y |  | 10 kV | _ | LV | 630 kVA :Kiosk Substation | 0.63 | --> | 0.63 | 0.444 | 7.61 |  | --> | 0.598 | 0 | 0 | 0.5 | 0 |  | --> | C11 ex GARRYCASTLE | Garrycastle [T41,T42] | ATHLONE |  | 53.42 | -7.9278
MV/LV Substation SI***349Y |  | 10 kV | _ | LV | 1000 kVA :Building Structure | 1 | --> | 1 | 0 | 0 | Constrained, otherwise capacity available =717 kVA | --> | 0.95 | 0 | 0 | 0.5 | 0 |  | --> | C23 ex ATHLONE | Athlone [T41,T42] | ATHLONE |  | 53.425 | -7.9422
MV/LV Substation DE***354X |  | 20 kV | _ | LV | 50 kVA :Pole Substation | 0.05 | --> | 0.05 | 0 | 0 | Constrained, otherwise capacity available =20 kVA | --> | 0.048 | 0 | 0.024 | 0.034 | 0 |  | --> | C22 ex ATHLONE | Athlone [T41,T42] | ATHLONE |  | 53.4639 | -8.075
MV/LV Substation LI***361 |  | 20 kV | _ | LV | 50 kVA :Pole Substation | 0.05 | --> | 0.05 | 0 | 0 | Constrained, otherwise capacity available =30 kVA | --> | 0.048 | 0 | 0 | 0.05 | 0 |  | --> | C24 ex ATHLONE | Athlone [T41,T42] | ATHLONE |  | 53.3616 | -8.0677
MV/LV Substation LI***362 |  | 20 kV | _ | LV | 50 kVA :Pole Substation | 0.05 | --> | 0.05 | 0 | 0 | Constrained, otherwise capacity available =35 kVA | --> | 0.048 | 0 | 0 | 0.049 | 0 |  | --> | C24 ex ATHLONE | Athlone [T41,T42] | ATHLONE |  | 53.3601 | -8.0693
MV/LV Substation HO***371Y |  | 20 kV | _ | LV | 50 kVA :Pole Substation | 0.05 | --> | 0.05 | 0.041 | 6.49 |  | --> | 0.048 | 0 | 0 | 0.049 | 0 |  | --> | C22 ex BUSHFIELD | Bushfield [T41,T42] | ATHLONE |  | 53.474 | -7.9054
MV/LV Substation RO***372Y |  | 10 kV | _ | LV | 400 kVA :Kiosk Substation | 0.4 | --> | 0.4 | 0 | 0 | Constrained, otherwise capacity available =285 kVA | --> | 0.38 | 0 | 0.007 | 0.39 | 0 |  | --> | C16 ex ATHLONE | Athlone [T41,T42] | ATHLONE |  | 53.4259 | -7.9609
MV/LV Substation CL***376 |  | 10 kV | _ | LV | 50 kVA :Pole Substation | 0.05 | --> | 0.05 | 0 | 0 | Constrained, otherwise capacity available =24 kVA | --> | 0.048 | 0 | 0 | 0.051 | 0 |  | --> | C23 ex ATHLONE | Athlone [T41,T42] | ATHLONE |  | 53.4353 | -7.9423
MV/LV Substation LI***378 |  | 10 kV | _ | LV | 200 kVA :Pole Substation | 0.2 | --> | 0.2 | 0.108 | 6.49 |  | --> | 0.19 | 0 | 0.007 | 0.197 | 0 |  | --> | C18 ex BUSHFIELD | Bushfield [T41,T42] | ATHLONE |  | 53.4338 | -7.9153
MV/LV Substation CO***379 |  | 10 kV | _ | LV | 50 kVA :Pole Substation | 0.05 | --> | 0.05 | 0.04 | 6.49 |  | --> | 0.048 | 0 | 0.01 | 0.041 | 0 |  | --> | C17 ex BUSHFIELD | Bushfield [T41,T42] | ATHLONE |  | 53.4348 | -7.9024
MV/LV Substation MI***381Y |  | 20 kV | _ | LV | 100 kVA :Pole Substation | 0.1 | --> | 0.1 | 0 | 0 | Constrained, otherwise capacity available =50 kVA | --> | 0.095 | 0 | 0.004 | 0.099 | 0 |  | --> | C22 ex ATHLONE | Athlone [T41,T42] | ATHLONE |  | 53.4256 | -8.0108
MV/LV Substation WO***385Y |  | 10 kV | _ | LV | 400 kVA :Kiosk Substation | 0.4 | --> | 0.4 | 0.329 | 6.49 |  | --> | 0.38 | 0 | 0.041 | 0.359 | 0 |  | --> | C17 ex BUSHFIELD | Bushfield [T41,T42] | ATHLONE |  | 53.4341 | -7.8977
MV/LV Substation SL***392Y |  | 20 kV | _ | LV | 400 kVA :Kiosk Substation | 0.4 | --> | 0.4 | 0 | 0 | Constrained, otherwise capacity available =228 kVA | --> | 0.38 | 0 | 0.051 | 0.365 | 0 |  | --> | C22 ex ATHLONE | Athlone [T41,T42] | ATHLONE |  | 53.4259 | -7.9879
MV/LV Substation LI***4004 |  | 20 kV | _ | LV | 50 kVA :Pole Substation | 0.05 | --> | 0.05 | 0 | 0 | Constrained, otherwise capacity available =50 kVA | --> | 0.048 | 0 | 0 | 0.048 | 0 |  | --> | E11 ex CREAGH | Creagh [T421,T422] | ATHLONE |  | 53.4626 | -8.2057
MV/LV Substation BA***4010 |  | 20 kV | _ | LV | 50 kVA :Pole Substation | 0.05 | --> | 0.05 | 0 | 0 | Constrained, otherwise capacity available =40 kVA | --> | 0.048 | 0 | 0.015 | 0.038 | 0 |  | --> | C22 ex ATHLONE | Athlone [T41,T42] | ATHLONE |  | 53.4573 | -7.9924
MV/LV Substation WA***4015 |  | 20 kV | _ | LV | 100 kVA :Pole Substation | 0.1 | --> | 0.1 | 0 | 0 | Constrained, otherwise capacity available =100 kVA | --> | 0.095 | 0 | 0 | 0.095 | 0 |  | --> | C22 ex ATHLONE | Athlone [T41,T42] | ATHLONE |  | 53.4497 | -8.057
MV/LV Substation BA***4034 |  | 10 kV | _ | LV | 50 kVA :Pole Substation | 0.05 | --> | 0.05 | 0.046 | 7.61 |  | --> | 0.048 | 0 | 0 | 0.048 | 0 |  | --> | C19 ex GARRYCASTLE | Garrycastle [T41,T42] | ATHLONE |  | 53.3473 | -7.8427
MV/LV Substation MO***4037 |  | 10 kV | _ | LV | 50 kVA :Pole Substation | 0.05 | --> | 0.05 | 0 | 0 | Constrained, otherwise capacity available =50 kVA | --> | 0.048 | 0 | 0 | 0.048 | 0 |  | --> | C24 ex ATHLONE | Athlone [T41,T42] | ATHLONE |  | 53.416 | -7.9794
MV/LV Substation ST***4038 |  | 20 kV | _ | LV | 50 kVA :Pole Substation | 0.05 | --> | 0.05 | 0.05 | 6.49 |  | --> | 0.048 | 0 | 0 | 0.048 | 0 |  | --> | C22 ex BUSHFIELD | Bushfield [T41,T42] | ATHLONE |  | 53.494 | -7.7865
MV/LV Substation LO***4050 |  | 20 kV | _ | LV | 50 kVA :Pole Substation | 0.05 | --> | 0.05 | 0.05 | 6.49 |  | --> | 0.048 | 0 | 0 | 0.048 | 0 |  | --> | C22 ex BUSHFIELD | Bushfield [T41,T42] | ATHLONE |  | 53.4389 | -7.8527
MV/LV Substation BA***4051 |  | 20 kV | _ | LV | 50 kVA :Pole Substation | 0.05 | --> | 0.05 | 0 | 0 | Constrained, otherwise capacity available =49 kVA | --> | 0.048 | 0 | 0 | 0.048 | 0 |  | --> | C22 ex ATHLONE | Athlone [T41,T42] | ATHLONE |  | 53.4565 | -7.9748
MV/LV Substation BA***4052 |  | 20 kV | _ | LV | 50 kVA :Pole Substation | 0.05 | --> | 0.05 | 0 | 0 | Constrained, otherwise capacity available =50 kVA | --> | 0.048 | 0 | 0 | 0.048 | 0 |  | --> | C22 ex ATHLONE | Athlone [T41,T42] | ATHLONE |  | 53.4546 | -7.9862
MV/LV Substation SP***4061 |  | 20 kV | _ | LV | 50 kVA :Pole Substation | 0.05 | --> | 0.05 | 0 | 6.49 |  | --> | 0.048 | 0 | 0 | 0.058 | 0 |  | --> | C22 ex BUSHFIELD | Bushfield [T41,T42] | ATHLONE |  | 53.4727 | -7.8651
MV/LV Substation LA***4070 |  | 20 kV | _ | LV | 100 kVA :Pole Substation | 0.1 | --> | 0.1 | 0.089 | 6.49 |  | --> | 0.095 | 0 | 0 | 0.096 | 0 |  | --> | C22 ex BUSHFIELD | Bushfield [T41,T42] | ATHLONE |  | 53.5026 | -7.8512
MV/LV Substation PU***4083 |  | 20 kV | _ | LV | 100 kVA :Pole Substation | 0.1 | --> | 0.1 | 0 | 0 | Constrained, otherwise capacity available =51 kVA | --> | 0.095 | 0 | 0 | 0.102 | 0 |  | --> | C22 ex ATHLONE | Athlone [T41,T42] | ATHLONE |  | 53.5432 | -8.065
MV/LV Substation LA***4092 |  | 20 kV | _ | LV | 50 kVA :Pole Substation | 0.05 | --> | 0.05 | 0.05 | 6.49 |  | --> | 0.048 | 0 | 0 | 0.048 | 0 |  | --> | C22 ex BUSHFIELD | Bushfield [T41,T42] | ATHLONE |  | 53.5036 | -7.8407
MV/LV Substation CR***4114 |  | 20 kV | _ | LV | 100 kVA :Pole Substation | 0.1 | --> | 0.1 | 0 | 0 | Constrained, otherwise capacity available =100 kVA | --> | 0.095 | 0 | 0 | 0.095 | 0 |  | --> | C22 ex ATHLONE | Athlone [T41,T42] | ATHLONE |  | 53.4211 | -8.0636
MV/LV Substation CL***4125 |  | 20 kV | _ | LV | 50 kVA :Pole Substation | 0.05 | --> | 0.05 | 0 | 0 | Constrained, otherwise capacity available =50 kVA | --> | 0.048 | 0 | 0 | 0.048 | 0 |  | --> | C24 ex ATHLONE | Athlone [T41,T42] | ATHLONE |  | 53.3684 | -8.0351
MV/LV Substation AR***4132 |  | 20 kV | _ | LV | 50 kVA :Pole Substation | 0.05 | --> | 0.05 | 0 | 0 | Constrained, otherwise capacity available =42 kVA | --> | 0.048 | 0 | 0.02 | 0.034 | 0 |  | --> | C16 ex MOATE | Moate [T41,T42] | ATHLONE |  | 53.5189 | -7.7533
MV/LV Substation ER***4133 |  | 10 kV | _ | LV | 400 kVA :Building Structure | 0.4 | --> | 0.4 | 0.189 | 6.49 |  | --> | 0.38 | 0 | 0 | 0.408 | 0 |  | --> | C20 ex BUSHFIELD | Bushfield [T41,T42] | ATHLONE |  | 53.4294 | -7.8993
MV/LV Substation FL***4136 |  | 20 kV | _ | LV | 50 kVA :Pole Substation | 0.05 | --> | 0.05 | 0.05 | 4.61 |  | --> | 0.048 | 0 | 0 | 0.048 | 0 |  | --> | E12 ex LUMCLOON | Lumcloon [T421,T422] | DALLOW |  | 53.2812 | -7.8125
MV/LV Substation CO***4145 |  | 10 kV | _ | LV | 400 kVA :Building Structure | 0.4 | --> | 0.4 | 0.331 | 7.61 |  | --> | 0.38 | 0 | 0 | 0.389 | 0 |  | --> | C14 ex GARRYCASTLE | Garrycastle [T41,T42] | ATHLONE |  | 53.4241 | -7.919
MV/LV Substation CR***414Y |  | 20 kV | _ | LV | 50 kVA :Pole Substation | 0.05 | --> | 0.05 | 0 | 0 | Constrained, otherwise capacity available =50 kVA | --> | 0.048 | 0 | 0 | 0.048 | 0 |  | --> | C24 ex ATHLONE | Athlone [T41,T42] | ATHLONE |  | 53.374 | -7.9935
MV/LV Substation CA***4172 |  | 20 kV | _ | LV | 50 kVA :Pole Substation | 0.05 | --> | 0.05 | 0.05 | 6.49 |  | --> | 0.048 | 0 | 0 | 0.048 | 0 |  | --> | C22 ex BUSHFIELD | Bushfield [T41,T42] | ATHLONE |  | 53.449 | -7.891
MV/LV Substation KI***4173 |  | 10 kV | _ | LV | 200 kVA :Pole Substation | 0.2 | --> | 0.2 | 0.2 | 7.61 |  | --> | 0.19 | 0 | 0 | 0.19 | 0 |  | --> | C12 ex GARRYCASTLE | Garrycastle [T41,T42] | ATHLONE |  | 53.413 | -7.898
MV/LV Substation LI***4182 |  | 20 kV | _ | LV | 100 kVA :Pole Substation | 0.1 | --> | 0.1 | 0.093 | 6.49 |  | --> | 0.095 | 0 | 0.119 | 0.008 | 0 |  | --> | C22 ex BUSHFIELD | Bushfield [T41,T42] | ATHLONE |  | 53.4785 | -7.8325
MV/LV Substation BU***4195 |  | 10 kV | _ | LV | 200 kVA :Kiosk Substation | 0.2 | --> | 0.2 | 0 | 0 | Constrained, otherwise capacity available =200 kVA | --> | 0.19 | 0 | 0 | 0 | 0 | Constrained, otherwise capacity available =190 kW | --> | C11 ex BUSHFIELD |  |  |  | 53.429 | -7.9026
MV/LV Substation SU***419X |  | 20 kV | _ | LV | 150 kVA :Pole Substation | 0.15 | --> | 0.15 | 0 | 0 | Constrained, otherwise capacity available =100 kVA | --> | 0.142 | 0 | 0.015 | 0.138 | 0 |  | --> | C24 ex ATHLONE | Athlone [T41,T42] | ATHLONE |  | 53.4077 | -7.9869
MV/LV Substation RE***419Y |  | 10 kV | _ | LV | 400 kVA :Building Structure | 0.4 | --> | 0.4 | 0.306 | 6.49 |  | --> | 0.38 | 0 | 0 | 0.393 | 0 |  | --> | C19 ex BUSHFIELD | Bushfield [T41,T42] | ATHLONE |  | 53.429 | -7.9214
MV/LV Substation HU***4202 |  | 20 kV | _ | LV | 50 kVA :Pole Substation | 0.05 | --> | 0.05 | 0 | 0 | Constrained, otherwise capacity available =50 kVA | --> | 0.048 | 0 | 0 | 0.048 | 0 |  | --> | C22 ex ATHLONE | Athlone [T41,T42] | ATHLONE |  | 53.462 | -7.9983
MV/LV Substation HE***4203 |  | 10 kV | _ | LV | 400 kVA :Building Structure | 0.4 | --> | 0.4 | 0 | 0 | Constrained, otherwise capacity available =215 kVA | --> | 0.38 | 0 | 0 | 0.404 | 0 |  | --> | C23 ex ATHLONE | Athlone [T41,T42] | ATHLONE |  | 53.4336 | -7.9415
MV/LV Substation PU***4205 |  | 20 kV | _ | LV | 50 kVA :Pole Substation | 0.05 | --> | 0.05 | 0 | 0 | Constrained, otherwise capacity available =50 kVA | --> | 0.048 | 0 | 0 | 0.048 | 0 |  | --> | C22 ex ATHLONE | Athlone [T41,T42] | ATHLONE |  | 53.4674 | -7.9893
MV/LV Substation LA***420X |  | 20 kV | _ | LV | 50 kVA :Pole Substation | 0.05 | --> | 0.05 | 0 | 0 | Constrained, otherwise capacity available =32 kVA | --> | 0.048 | 0 | 0 | 0.05 | 0 |  | --> | C22 ex ATHLONE | Athlone [T41,T42] | ATHLONE |  | 53.4235 | -7.9924
MV/LV Substation CL***4211 |  | 20 kV | _ | LV | 50 kVA :Pole Substation | 0.05 | --> | 0.05 | 0.05 | 6.49 |  | --> | 0.048 | 0 | 0 | 0.048 | 0 |  | --> | C22 ex BUSHFIELD | Bushfield [T41,T42] | ATHLONE |  | 53.5378 | -7.8155
MV/LV Substation GA***422X |  | 10 kV | _ | LV | 200 kVA :Pole Substation | 0.2 | --> | 0.2 | 0.112 | 7.61 |  | --> | 0.19 | 0 | 0.027 | 0.182 | 0 |  | --> | C20 ex GARRYCASTLE | Garrycastle [T41,T42] | ATHLONE |  | 53.4239 | -7.8976
MV/LV Substation PI***4230 |  | 20 kV | _ | LV | 50 kVA :Pole Substation | 0.05 | --> | 0.05 | 0.033 | 6.49 |  | --> | 0.048 | 0 | 0 | 0.05 | 0 |  | --> | C22 ex BUSHFIELD | Bushfield [T41,T42] | ATHLONE |  | 53.489 | -7.8085
MV/LV Substation ID***4235 |  | 10 kV | _ | LV | 400 kVA :Kiosk Substation | 0.4 | --> | 0.4 | 0.386 | 7.61 |  | --> | 0.38 | 0 | 0 | 0.382 | 0 |  | --> | C17 ex GARRYCASTLE | Garrycastle [T41,T42] | ATHLONE |  | 53.4195 | -7.8955
MV/LV Substation SU***4238 |  | 10 kV | _ | LV | 400 kVA :Building Structure | 0.4 | --> | 0.4 | 0.278 | 6.49 |  | --> | 0.38 | 0 | 0 | 0.396 | 0 |  | --> | C18 ex BUSHFIELD | Bushfield [T41,T42] | ATHLONE |  | 53.4343 | -7.9198
MV/LV Substation TE***4257 |  | 10 kV | _ | LV | 400 kVA :Building Structure | 0.4 | --> | 0.4 | 0.328 | 7.61 |  | --> | 0.38 | 0 | 0 | 0.39 | 0 |  | --> | C17 ex GARRYCASTLE | Garrycastle [T41,T42] | ATHLONE |  | 53.4167 | -7.8964
MV/LV Substation WO***4259 |  | 10 kV | _ | LV | 400 kVA :Kiosk Substation | 0.4 | --> | 0.4 | 0.31 | 7.61 |  | --> | 0.38 | 0 | 0.26 | 0.19 | 0 |  | --> | C20 ex GARRYCASTLE | Garrycastle [T41,T42] | ATHLONE |  | 53.4257 | -7.8942
MV/LV Substation TR***4276 |  | 10 kV | _ | LV | 400 kVA :Building Structure | 0.4 | --> | 0.4 | 0.4 | 7.61 |  | --> | 0.38 | 0 | 0 | 0.38 | 0 |  | --> | C11 ex GARRYCASTLE | Garrycastle [T41,T42] | ATHLONE |  | 53.4155 | -7.9267
MV/LV Substation AR***427Y |  | 10 kV | _ | LV | 200 kVA :Kiosk Substation | 0.2 | --> | 0.2 | 0.153 | 7.61 |  | --> | 0.19 | 0 | 0.014 | 0.186 | 0 |  | --> | C14 ex GARRYCASTLE | Garrycastle [T41,T42] | ATHLONE |  | 53.4226 | -7.9085
MV/LV Substation KI***4323 |  | 20 kV | _ | LV | 400 kVA :Building Structure | 0.4 | --> | 0.4 | 0 | 0 | Constrained, otherwise capacity available =291 kVA | --> | 0.38 | 0 | 0 | 0.395 | 0 |  | --> | C22 ex ATHLONE | Athlone [T41,T42] | ATHLONE |  | 53.4229 | -8.0372
MV/LV Substation ES***4326 |  | 10 kV | _ | LV | 50 kVA :Pole Substation | 0.05 | --> | 0.05 | 0.05 | 6.49 |  | --> | 0.048 | 0 | 0 | 0.048 | 0 |  | --> | C18 ex BUSHFIELD | Bushfield [T41,T42] | ATHLONE |  | 53.4294 | -7.9021
MV/LV Substation MR***4330 |  | 10 kV | _ | LV | 50 kVA :Pole Substation | 0.05 | --> | 0.05 | 0.05 | 6.49 |  | --> | 0.048 | 0 | 0 | 0.048 | 0 |  | --> | C17 ex BUSHFIELD | Bushfield [T41,T42] | ATHLONE |  | 53.434 | -7.9018
MV/LV Substation ES***4354 |  | 10 kV | _ | LV | 400 kVA :Kiosk Substation | 0.4 | --> | 0.4 | 0 | 0 | Constrained, otherwise capacity available =400 kVA | --> | 0.38 | 0 | 0 | 0.38 | 0 |  | --> | C23 ex ATHLONE | Athlone [T41,T42] | ATHLONE |  | 53.4319 | -7.9408
MV/LV Substation SA***4357 |  | 10 kV | _ | LV | 400 kVA :Kiosk Substation | 0.4 | --> | 0.4 | 0.381 | 7.61 |  | --> | 0.38 | 0 | 0 | 0.383 | 0 |  | --> | C19 ex GARRYCASTLE | Garrycastle [T41,T42] | ATHLONE |  | 53.3256 | -7.9872
MV/LV Substation FA***4364 |  | 20 kV | _ | LV | 50 kVA :Pole Substation | 0.05 | --> | 0.05 | 0.05 | 6.49 |  | --> | 0.048 | 0 | 0 | 0.048 | 0 |  | --> | C22 ex BUSHFIELD | Bushfield [T41,T42] | ATHLONE |  | 53.481 | -7.8575
MV/LV Substation PA***4379 |  | 20 kV | _ | LV | 400 kVA :Kiosk Substation | 0.4 | --> | 0.4 | 0 | 0 | Constrained, otherwise capacity available =358 kVA | --> | 0.38 | 0 | 0 | 0.386 | 0 |  | --> | C22 ex ATHLONE | Athlone [T41,T42] | ATHLONE |  | 53.4294 | -7.9996
MV/LV Substation AR***4382 |  | 10 kV | _ | LV | 630 kVA :Kiosk Substation | 0.63 | --> | 0.63 | 0.5 | 6.49 |  | --> | 0.598 | 0 | 0.025 | 0.5 | 0 |  | --> | C18 ex BUSHFIELD | Bushfield [T41,T42] | ATHLONE |  | 53.4331 | -7.936
MV/LV Substation PR***438Y |  | 10 kV | _ | LV | 1000 kVA :Building Structure | 1 | --> | 1 | 0 | 0 | Constrained, otherwise capacity available =506 kVA | --> | 0.95 | 0 | 0.005 | 0.5 | 0 |  | --> | C17 ex ATHLONE | Athlone [T41,T42] | ATHLONE |  | 53.4241 | -7.9392
MV/LV Substation B***4396 |  | 20 kV | _ | LV | 50 kVA :Pole Substation | 0.05 | --> | 0.05 | 0 | 0 | Constrained, otherwise capacity available =50 kVA | --> | 0.048 | 0 | 0 | 0.048 | 0 |  | --> | C22 ex ATHLONE | Athlone [T41,T42] | ATHLONE |  | 53.4524 | -8.0245
MV/LV Substation CR***439Y |  | 10 kV | _ | LV | 630 kVA :Building Structure | 0.63 | --> | 0.63 | 0.387 | 7.61 |  | --> | 0.598 | 0 | 0.075 | 0.5 | 0 |  | --> | C11 ex GARRYCASTLE | Garrycastle [T41,T42] | ATHLONE |  | 53.4175 | -7.9084
MV/LV Substation CI***4412 |  | 10 kV | _ | LV | 50 kVA :Pole Substation | 0.05 | --> | 0.05 | 0.035 | 7.61 |  | --> | 0.048 | 0 | 0 | 0.05 | 0 |  | --> | C13 ex GARRYCASTLE | Garrycastle [T41,T42] | ATHLONE |  | 53.4278 | -7.9246
MV/LV Substation IL***4413 |  | 10 kV | _ | LV | 400 kVA :Building Structure | 0.4 | --> | 0.4 | 0.4 | 6.49 |  | --> | 0.38 | 0 | 0 | 0.38 | 0 |  | --> | C20 ex BUSHFIELD | Bushfield [T41,T42] | ATHLONE |  | 53.4276 | -7.8998
MV/LV Substation KI***441X |  | 10 kV | _ | LV | 50 kVA :Pole Substation | 0.05 | --> | 0.05 | 0.046 | 7.61 |  | --> | 0.048 | 0 | 0 | 0.048 | 0 |  | --> | C19 ex GARRYCASTLE | Garrycastle [T41,T42] | ATHLONE |  | 53.3764 | -7.8612
MV/LV Substation CU***441Y |  | 10 kV | _ | LV | 630 kVA :Building Structure | 0.63 | --> | 0.63 | 0 | 0 | Constrained, otherwise capacity available =522 kVA | --> | 0.598 | 0 | 0 | 0.5 | 0 |  | --> | C23 ex ATHLONE | Athlone [T41,T42] | ATHLONE |  | 53.4238 | -7.9404
MV/LV Substation TH***4420 |  | 10 kV | _ | LV | 400 kVA :Kiosk Substation | 0.4 | --> | 0.4 | 0 | 0 | Constrained, otherwise capacity available =400 kVA | --> | 0.38 | 0 | 0 | 0.38 | 0 |  | --> | C23 ex ATHLONE | Athlone [T41,T42] | ATHLONE |  | 53.423 | -7.9402
MV/LV Substation CR***4426 |  | 10 kV | _ | LV | 100 kVA :Pole Substation | 0.1 | --> | 0.1 | 0.1 | 7.61 |  | --> | 0.095 | 0 | 0 | 0.095 | 0 |  | --> | C19 ex GARRYCASTLE | Garrycastle [T41,T42] | ATHLONE |  | 53.4032 | -7.8843
MV/LV Substation LO***4430 |  | 10 kV | _ | LV | 100 kVA :Pole Substation | 0.1 | --> | 0.1 | 0 | 0 | Constrained, otherwise capacity available =93 kVA | --> | 0.095 | 0 | 0.004 | 0.093 | 0 |  | --> | C23 ex ATHLONE | Athlone [T41,T42] | ATHLONE |  | 53.4638 | -7.9283
MV/LV Substation VI***4435 |  | 10 kV | _ | LV | 400 kVA :Building Structure | 0.4 | --> | 0.4 | 0 | 0 | Constrained, otherwise capacity available =229 kVA | --> | 0.38 | 0 | 0 | 0.396 | 0 |  | --> | C16 ex ATHLONE | Athlone [T41,T42] | ATHLONE |  | 53.4283 | -7.9496
MV/LV Substation BO***4438 |  | 10 kV | _ | LV | 400 kVA :Kiosk Substation | 0.4 | --> | 0.4 | 0.343 | 7.61 |  | --> | 0.38 | 0 | 0.013 | 0.378 | 0 |  | --> | C14 ex GARRYCASTLE | Garrycastle [T41,T42] | ATHLONE |  | 53.4228 | -7.9268
MV/LV Substation SE***4439 |  | 10 kV | _ | LV | 100 kVA :Pole Substation | 0.1 | --> | 0.1 | 0.064 | 7.61 |  | --> | 0.095 | 0 | 0 | 0.099 | 0 |  | --> | C20 ex GARRYCASTLE | Garrycastle [T41,T42] | ATHLONE |  | 53.4212 | -7.8791
MV/LV Substation MI***444 |  | 20 kV | _ | LV | 100 kVA :Pole Substation | 0.1 | --> | 0.1 | 0 | 0 | Constrained, otherwise capacity available =73 kVA | --> | 0.095 | 0 | 0 | 0.099 | 0 |  | --> | C22 ex ATHLONE | Athlone [T41,T42] | ATHLONE |  | 53.4587 | -8.0719
MV/LV Substation FA***4441 |  | 20 kV | _ | LV | 50 kVA :Pole Substation | 0.05 | --> | 0.05 | 0.05 | 6.49 |  | --> | 0.048 | 0 | 0 | 0.048 | 0 |  | --> | C22 ex BUSHFIELD | Bushfield [T41,T42] | ATHLONE |  | 53.4694 | -7.9054
MV/LV Substation BO***4456 |  | 10 kV | _ | LV | 630 kVA :Kiosk Substation | 0.63 | --> | 0.63 | 0.5 | 6.49 |  | --> | 0.598 | 0 | 0 | 0.5 | 0 |  | --> | C18 ex BUSHFIELD | Bushfield [T41,T42] | ATHLONE |  | 53.4351 | -7.9245
MV/LV Substation DU***4457 |  | 10 kV | _ | LV | 630 kVA :Kiosk Substation | 0.63 | --> | 0.63 | 0.5 | 6.49 |  | --> | 0.598 | 0 | 0.005 | 0.5 | 0 |  | --> | C18 ex BUSHFIELD | Bushfield [T41,T42] | ATHLONE |  | 53.4362 | -7.926
MV/LV Substation ID***4459 |  | 10 kV | _ | LV | 400 kVA :Building Structure | 0.4 | --> | 0.4 | 0.4 | 7.61 |  | --> | 0.38 | 0 | 0 | 0.38 | 0 |  | --> | C17 ex GARRYCASTLE | Garrycastle [T41,T42] | ATHLONE |  | 53.4203 | -7.8936
MV/LV Substation CO***4466 |  | 20 kV | _ | LV | 50 kVA :Pole Substation | 0.05 | --> | 0.05 | 0 | 0 | Constrained, otherwise capacity available =50 kVA | --> | 0.048 | 0 | 0 | 0.048 | 0 |  | --> | C22 ex ATHLONE | Athlone [T41,T42] | ATHLONE |  | 53.5089 | -8.1362
MV/LV Substation WA***4467 |  | 10 kV | _ | LV | 200 kVA :Pole Substation | 0.2 | --> | 0.2 | 0.2 | 7.61 |  | --> | 0.19 | 0 | 0 | 0.19 | 0 |  | --> | C11 ex GARRYCASTLE | Garrycastle [T41,T42] | ATHLONE |  | 53.4178 | -7.9358
MV/LV Substation BA***4469 |  | 20 kV | _ | LV | 50 kVA :Pole Substation | 0.05 | --> | 0.05 | 0 | 0 | Constrained, otherwise capacity available =50 kVA | --> | 0.048 | 0 | 0 | 0.048 | 0 |  | --> | C22 ex ATHLONE | Athlone [T41,T42] | ATHLONE |  | 53.4517 | -7.9882
MV/LV Substation CU***446Y |  | 10 kV | _ | LV | 200 kVA :Kiosk Substation | 0.2 | --> | 0.2 | 0.166 | 6.49 |  | --> | 0.19 | 0 | 0.01 | 0.187 | 0 |  | --> | C19 ex BUSHFIELD | Bushfield [T41,T42] | ATHLONE |  | 53.4306 | -7.9191
MV/LV Substation CU***4477 |  | 20 kV | _ | LV | 50 kVA :Pole Substation | 0.05 | --> | 0.05 | 0 | 0 | Constrained, otherwise capacity available =50 kVA | --> | 0.048 | 0 | 0 | 0.048 | 0 |  | --> | C22 ex ATHLONE | Athlone [T41,T42] | ATHLONE |  | 53.488 | -8.097
MV/LV Substation NU***4480 |  | 10 kV | _ | LV | 400 kVA :Kiosk Substation | 0.4 | --> | 0.4 | 0 | 0 | Constrained, otherwise capacity available =400 kVA | --> | 0.38 | 0 | 0 | 0.38 | 0 |  | --> | C23 ex ATHLONE | Athlone [T41,T42] | ATHLONE |  | 53.4337 | -7.9412
MV/LV Substation AS***4518 |  | 10 kV | _ | LV | 50 kVA :Pole Substation | 0.05 | --> | 0.05 | 0.05 | 7.61 |  | --> | 0.048 | 0 | 0 | 0.048 | 0 |  | --> | C19 ex GARRYCASTLE | Garrycastle [T41,T42] | ATHLONE |  | 53.2977 | -7.9601
MV/LV Substation WO***4522 |  | 20 kV | _ | LV | 630 kVA :Kiosk Substation | 0.63 | --> | 0.63 | 0 | 0 | Constrained, otherwise capacity available =630 kVA | --> | 0.598 | 0 | 0 | 0.5 | 0 |  | --> | C22 ex ATHLONE | Athlone [T41,T42] | ATHLONE |  | 53.4243 | -8.0033
MV/LV Substation TR***4523 |  | 10 kV | _ | LV | 630 kVA :Kiosk Substation | 0.63 | --> | 0.63 | 0.5 | 7.61 |  | --> | 0.598 | 0 | 0 | 0.5 | 0 |  | --> | C20 ex GARRYCASTLE | Garrycastle [T41,T42] | ATHLONE |  | 53.4257 | -7.9028
MV/LV Substation TR***4525 |  | 10 kV | _ | LV | 50 kVA :Pole Substation | 0.05 | --> | 0.05 | 0.05 | 7.61 |  | --> | 0.048 | 0 | 0 | 0.048 | 0 |  | --> | C20 ex GARRYCASTLE | Garrycastle [T41,T42] | ATHLONE |  | 53.4257 | -7.9031
MV/LV Substation TR***4526 |  | 10 kV | _ | LV | 50 kVA :Pole Substation | 0.05 | --> | 0.05 | 0.05 | 7.61 |  | --> | 0.048 | 0 | 0 | 0.048 | 0 |  | --> | C20 ex GARRYCASTLE | Garrycastle [T41,T42] | ATHLONE |  | 53.4258 | -7.9033
MV/LV Substation CI***458Y |  | 10 kV | _ | LV | 630 kVA :Building Structure | 0.63 | --> | 0.63 | 0 | 0 | Constrained, otherwise capacity available =590 kVA | --> | 0.598 | 0 | 0.03 | 0.5 | 0 |  | --> | C17 ex ATHLONE | Athlone [T41,T42] | ATHLONE |  | 53.424 | -7.9379
MV/LV Substation AT***463Y |  | 10 kV | _ | LV | 630 kVA :Building Structure | 0.63 | --> | 0.63 | 0.495 | 7.61 |  | --> | 0.598 | 0 | 0 | 0.5 | 0 |  | --> | C12 ex GARRYCASTLE | Garrycastle [T41,T42] | ATHLONE |  | 53.4131 | -7.8994
MV/LV Substation BA***472X |  | 20 kV | _ | LV | 50 kVA :Pole Substation | 0.05 | --> | 0.05 | 0 | 0 | Constrained, otherwise capacity available =32 kVA | --> | 0.048 | 0 | 0.01 | 0.042 | 0 |  | --> | C22 ex ATHLONE | Athlone [T41,T42] | ATHLONE |  | 53.4641 | -8.0087
MV/LV Substation MO***488Y |  | 10 kV | _ | LV | 400 kVA :Kiosk Substation | 0.4 | --> | 0.4 | 0 | 0 | Constrained, otherwise capacity available =316 kVA | --> | 0.38 | 0 | 0 | 0.391 | 0 |  | --> | C21 ex ATHLONE | Athlone [T41,T42] | ATHLONE |  | 53.4214 | -7.9904
MV/LV Substation CL***494Y |  | 20 kV | _ | LV | 50 kVA :Pole Substation | 0.05 | --> | 0.05 | 0 | 0 | Constrained, otherwise capacity available =50 kVA | --> | 0.048 | 0 | 0 | 0.048 | 0 |  | --> | C24 ex ATHLONE | Athlone [T41,T42] | ATHLONE |  | 53.3666 | -8.0265
MV/LV Substation CA***499 |  | 20 kV | _ | LV | 50 kVA :Pole Substation | 0.05 | --> | 0.05 | 0 | 0 | Constrained, otherwise capacity available =47 kVA | --> | 0.048 | 0 | 0 | 0.048 | 0 |  | --> | C22 ex ATHLONE | Athlone [T41,T42] | ATHLONE |  | 53.5013 | -8.0177
MV/LV Substation TR***499X |  | 20 kV | _ | LV | 200 kVA :Pole Substation | 0.2 | --> | 0.2 | 0 | 0 | Constrained, otherwise capacity available =148 kVA | --> | 0.19 | 0 | 0 | 0.197 | 0 |  | --> | C24 ex ATHLONE | Athlone [T41,T42] | ATHLONE |  | 53.4057 | -7.9865
MV/LV Substation N6***499Y |  | 10 kV | _ | LV | 200 kVA :Pole Substation | 0.2 | --> | 0.2 | 0.03 | 7.61 |  | --> | 0.19 | 0 | 0 | 0.212 | 0 |  | --> | C12 ex GARRYCASTLE | Garrycastle [T41,T42] | ATHLONE |  | 53.4102 | -7.8927
MV/LV Substation GL***504 |  | 20 kV | _ | LV | 50 kVA :Pole Substation | 0.05 | --> | 0.05 | 0 | 0 | Constrained, otherwise capacity available =36 kVA | --> | 0.048 | 0 | 0.011 | 0.041 | 0 |  | --> | C22 ex ATHLONE | Athlone [T41,T42] | ATHLONE |  | 53.5179 | -8.0319
MV/LV Substation IN***505Y |  | 10 kV | _ | LV | 630 kVA :Building Structure | 0.63 | --> | 0.63 | 0.5 | 7.61 |  | --> | 0.598 | 0 | 0 | 0.5 | 0 |  | --> | C14 ex GARRYCASTLE | Garrycastle [T41,T42] | ATHLONE |  | 53.4218 | -7.9318
MV/LV Substation BA***522Y |  | 20 kV | _ | LV | 50 kVA :Pole Substation | 0.05 | --> | 0.05 | 0.044 | 6.49 |  | --> | 0.048 | 0 | 0 | 0.048 | 0 |  | --> | C22 ex BUSHFIELD | Bushfield [T41,T42] | ATHLONE |  | 53.4338 | -7.85
MV/LV Substation CR***525Y |  | 10 kV | _ | LV | 200 kVA :Kiosk Substation | 0.2 | --> | 0.2 | 0.057 | 7.61 |  | --> | 0.19 | 0 | 0 | 0.209 | 0 |  | --> | C19 ex GARRYCASTLE | Garrycastle [T41,T42] | ATHLONE |  | 53.404 | -7.8849
MV/LV Substation PO***547X |  | 20 kV | _ | LV | 50 kVA :Pole Substation | 0.05 | --> | 0.05 | 0 | 0 | Constrained, otherwise capacity available =30 kVA | --> | 0.048 | 0 | 0.012 | 0.041 | 0 |  | --> | C22 ex ATHLONE | Athlone [T41,T42] | ATHLONE |  | 53.4823 | -8.1052
MV/LV Substation TH***576Y |  | 10 kV | _ | LV | 400 kVA :Kiosk Substation | 0.4 | --> | 0.4 | 0.242 | 6.49 |  | --> | 0.38 | 0 | 0.058 | 0.358 | 0 |  | --> | C18 ex BUSHFIELD | Bushfield [T41,T42] | ATHLONE |  | 53.4343 | -7.9245
MV/LV Substation LI***581Y |  | 10 kV | _ | LV | 400 kVA :Kiosk Substation | 0.4 | --> | 0.4 | 0.272 | 7.61 |  | --> | 0.38 | 0 | 0.01 | 0.39 | 0 |  | --> | C13 ex GARRYCASTLE | Garrycastle [T41,T42] | ATHLONE |  | 53.4265 | -7.9149
MV/LV Substation CL***585Y |  | 10 kV | _ | LV | 200 kVA :Kiosk Substation | 0.2 | --> | 0.2 | 0.041 | 6.49 |  | --> | 0.19 | 0 | 0.066 | 0.162 | 0 |  | --> | C19 ex BUSHFIELD | Bushfield [T41,T42] | ATHLONE |  | 53.4312 | -7.9212
MV/LV Substation BE***588Y |  | 20 kV | _ | LV | 50 kVA :Pole Substation | 0.05 | --> | 0.05 | 0 | 0 | Constrained, otherwise capacity available =33 kVA | --> | 0.048 | 0 | 0.01 | 0.042 | 0 |  | --> | C22 ex ATHLONE | Athlone [T41,T42] | ATHLONE |  | 53.4273 | -8.0228
MV/LV Substation CO***595Y |  | 10 kV | _ | LV | 50 kVA :Pole Substation | 0.05 | --> | 0.05 | 0 | 0 | Constrained, otherwise capacity available =28 kVA | --> | 0.048 | 0 | 0 | 0.05 | 0 |  | --> | C24 ex ATHLONE | Athlone [T41,T42] | ATHLONE |  | 53.4226 | -7.975
MV/LV Substation GO***610X |  | 20 kV | _ | LV | 50 kVA :Pole Substation | 0.05 | --> | 0.05 | 0 | 0 | Constrained, otherwise capacity available =25 kVA | --> | 0.048 | 0 | 0 | 0.051 | 0 |  | --> | C22 ex ATHLONE | Athlone [T41,T42] | ATHLONE |  | 53.4662 | -7.9926
MV/LV Substation BA***611X |  | 20 kV | _ | LV | 50 kVA :Pole Substation | 0.05 | --> | 0.05 | 0 | 0 | Constrained, otherwise capacity available =29 kVA | --> | 0.048 | 0 | 0.022 | 0.034 | 0 |  | --> | C22 ex ATHLONE | Athlone [T41,T42] | ATHLONE |  | 53.4557 | -7.988
MV/LV Substation CR***612Y |  | 10 kV | _ | LV | 50 kVA :Pole Substation | 0.05 | --> | 0.05 | 0 | 0 | Constrained, otherwise capacity available =44 kVA | --> | 0.048 | 0 | 0.011 | 0.04 | 0 |  | --> | C23 ex ATHLONE | Athlone [T41,T42] | ATHLONE |  | 53.4485 | -7.9327
MV/LV Substation RO***617Y |  | 20 kV | _ | LV | 50 kVA :Pole Substation | 0.05 | --> | 0.05 | 0 | 0 | Constrained, otherwise capacity available =50 kVA | --> | 0.048 | 0 | 0 | 0.048 | 0 |  | --> | C24 ex ATHLONE | Athlone [T41,T42] | ATHLONE |  | 53.3909 | -7.9914
MV/LV Substation BA***619 |  | 20 kV | _ | LV | 50 kVA :Pole Substation | 0.05 | --> | 0.05 | 0.029 | 6.49 |  | --> | 0.048 | 0 | 0 | 0.05 | 0 |  | --> | C22 ex BUSHFIELD | Bushfield [T41,T42] | ATHLONE |  | 53.4492 | -7.888
MV/LV Substation GL***629 |  | 20 kV | _ | LV | 100 kVA :Pole Substation | 0.1 | --> | 0.1 | 0.023 | 6.49 |  | --> | 0.095 | 0 | 0.01 | 0.098 | 0 |  | --> | C22 ex BUSHFIELD | Bushfield [T41,T42] | ATHLONE |  | 53.4704 | -7.8646
MV/LV Substation AB***635Y |  | 10 kV | _ | LV | 400 kVA :Kiosk Substation | 0.4 | --> | 0.4 | 0 | 0 | Constrained, otherwise capacity available =339 kVA | --> | 0.38 | 0 | 0.023 | 0.371 | 0 |  | --> | C23 ex ATHLONE | Athlone [T41,T42] | ATHLONE |  | 53.4246 | -7.9669
MV/LV Substation CA***637X |  | 10 kV | _ | LV | 50 kVA :Pole Substation | 0.05 | --> | 0.05 | 0.042 | 7.61 |  | --> | 0.048 | 0 | 0 | 0.049 | 0 |  | --> | C12 ex GARRYCASTLE | Garrycastle [T41,T42] | ATHLONE |  | 53.4172 | -7.8987
MV/LV Substation WA***640 |  | 10 kV | _ | LV | 630 kVA :Building Structure | 0.63 | --> | 0.63 | 0.5 | 6.49 |  | --> | 0.598 | 0 | 0.01 | 0.5 | 0 |  | --> | C19 ex BUSHFIELD | Bushfield [T41,T42] | ATHLONE |  | 53.4288 | -7.9464
MV/LV Substation AN***645X |  | 10 kV | _ | LV | 400 kVA :Building Structure | 0.4 | --> | 0.4 | 0.336 | 7.61 |  | --> | 0.38 | 0 | 0 | 0.389 | 0 |  | --> | C20 ex GARRYCASTLE | Garrycastle [T41,T42] | ATHLONE |  | 53.4248 | -7.8995
MV/LV Substation AS***650Y |  | 10 kV | _ | LV | 200 kVA :Kiosk Substation | 0.2 | --> | 0.2 | 0.175 | 7.61 |  | --> | 0.19 | 0 | 0.01 | 0.186 | 0 |  | --> | C14 ex GARRYCASTLE | Garrycastle [T41,T42] | ATHLONE |  | 53.4222 | -7.9054
MV/LV Substation GA***653Y |  | 10 kV | _ | LV | 200 kVA :Kiosk Substation | 0.2 | --> | 0.2 | 0.196 | 7.61 |  | --> | 0.19 | 0 | 0.015 | 0.179 | 0 |  | --> | C17 ex GARRYCASTLE | Garrycastle [T41,T42] | ATHLONE |  | 53.4137 | -7.8931
MV/LV Substation GL***654X |  | 20 kV | _ | LV | 200 kVA :Pole Substation | 0.2 | --> | 0.2 | 0.199 | 6.49 |  | --> | 0.19 | 0 | 0 | 0.19 | 0 |  | --> | C22 ex BUSHFIELD | Bushfield [T41,T42] | ATHLONE |  | 53.4739 | -7.8656
MV/LV Substation PR***654Y |  | 10 kV | _ | LV | 400 kVA :Building Structure | 0.4 | --> | 0.4 | 0 | 0 | Constrained, otherwise capacity available =332 kVA | --> | 0.38 | 0 | 0 | 0.389 | 0 |  | --> | C17 ex ATHLONE | Athlone [T41,T42] | ATHLONE |  | 53.424 | -7.9386
MV/LV Substation DE***664X |  | 10 kV | _ | LV | 200 kVA :Kiosk Substation | 0.2 | --> | 0.2 | 0.144 | 7.61 |  | --> | 0.19 | 0 | 0.011 | 0.189 | 0 |  | --> | C13 ex GARRYCASTLE | Garrycastle [T41,T42] | ATHLONE |  | 53.4305 | -7.9272
MV/LV Substation WI***665X |  | 20 kV | _ | LV | 50 kVA :Pole Substation | 0.05 | --> | 0.05 | 0.044 | 6.49 |  | --> | 0.048 | 0 | 0.006 | 0.044 | 0 |  | --> | C22 ex BUSHFIELD | Bushfield [T41,T42] | ATHLONE |  | 53.4379 | -7.8999
MV/LV Substation KI***666Y |  | 10 kV | _ | LV | 50 kVA :Pole Substation | 0.05 | --> | 0.05 | 0.039 | 7.61 |  | --> | 0.048 | 0 | 0.011 | 0.041 | 0 |  | --> | C19 ex GARRYCASTLE | Garrycastle [T41,T42] | ATHLONE |  | 53.3679 | -7.8556
MV/LV Substation GA***676Y |  | 20 kV | _ | LV | 200 kVA :Kiosk Substation | 0.2 | --> | 0.2 | 0 | 0 | Constrained, otherwise capacity available =100 kVA | --> | 0.19 | 0 | 0 | 0.203 | 0 |  | --> | C22 ex ATHLONE | Athlone [T41,T42] | ATHLONE |  | 53.4312 | -7.9631
MV/LV Substation DO***682X |  | 20 kV | _ | LV | 100 kVA :Pole Substation | 0.1 | --> | 0.1 | 0 | 0 | Constrained, otherwise capacity available =97 kVA | --> | 0.095 | 0 | 0 | 0.095 | 0 |  | --> | C24 ex ATHLONE | Athlone [T41,T42] | ATHLONE |  | 53.3651 | -8.0625
MV/LV Substation KE***696Y |  | 20 kV | _ | LV | 50 kVA :Pole Substation | 0.05 | --> | 0.05 | 0 | 0 | Constrained, otherwise capacity available =48 kVA | --> | 0.048 | 0 | 0 | 0.048 | 0 |  | --> | C24 ex ATHLONE | Athlone [T41,T42] | ATHLONE |  | 53.3785 | -8.0586
MV/LV Substation ST***697X |  | 20 kV | _ | LV | 100 kVA :Pole Substation | 0.1 | --> | 0.1 | 0 | 0 | Constrained, otherwise capacity available =89 kVA | --> | 0.095 | 0 | 0 | 0.097 | 0 |  | --> | C22 ex ATHLONE | Athlone [T41,T42] | ATHLONE |  | 53.4857 | -8.0283
MV/LV Substation NI***698X |  | 10 kV | _ | LV | 400 kVA :Kiosk Substation | 0.4 | --> | 0.4 | 0 | 0 | Constrained, otherwise capacity available =373 kVA | --> | 0.38 | 0 | 0 | 0.384 | 0 |  | --> | C21 ex ATHLONE | Athlone [T41,T42] | ATHLONE |  | 53.4195 | -7.9905
MV/LV Substation OL***698Y |  | 20 kV | _ | LV | 400 kVA :Kiosk Substation | 0.4 | --> | 0.4 | 0 | 0 | Constrained, otherwise capacity available =358 kVA | --> | 0.38 | 0 | 0.006 | 0.381 | 0 |  | --> | C22 ex ATHLONE | Athlone [T41,T42] | ATHLONE |  | 53.4227 | -7.9879
MV/LV Substation EN***701X |  | 10 kV | _ | LV | 630 kVA :Building Structure | 0.63 | --> | 0.63 | 0 | 0 | Constrained, otherwise capacity available =450 kVA | --> | 0.598 | 0 | 0.016 | 0.5 | 0 |  | --> | C16 ex ATHLONE | Athlone [T41,T42] | ATHLONE |  | 53.4277 | -7.9508
MV/LV Substation RI***705Y |  | 20 kV | _ | LV | 630 kVA :Kiosk Substation | 0.63 | --> | 0.63 | 0 | 0 | Constrained, otherwise capacity available =455 kVA | --> | 0.598 | 0 | 0.03 | 0.5 | 0 |  | --> | C22 ex ATHLONE | Athlone [T41,T42] | ATHLONE |  | 53.4223 | -8.0008
MV/LV Substation CH***706Y |  | 10 kV | _ | LV | 200 kVA :Kiosk Substation | 0.2 | --> | 0.2 | 0 | 0 | Constrained, otherwise capacity available =136 kVA | --> | 0.19 | 0 | 0.025 | 0.18 | 0 |  | --> | C23 ex ATHLONE | Athlone [T41,T42] | ATHLONE |  | 53.4379 | -7.9323
MV/LV Substation KI***713X |  | 20 kV | _ | LV | 400 kVA :Building Structure | 0.4 | --> | 0.4 | 0.236 | 6.49 |  | --> | 0.38 | 0 | 0.005 | 0.398 | 0 |  | --> | C22 ex BUSHFIELD | Bushfield [T41,T42] | ATHLONE |  | 53.4756 | -7.9015
MV/LV Substation KI***719X |  | 20 kV | _ | LV | 50 kVA :Pole Substation | 0.05 | --> | 0.05 | 0.05 | 6.49 |  | --> | 0.048 | 0 | 0 | 0.048 | 0 |  | --> | C22 ex BUSHFIELD | Bushfield [T41,T42] | ATHLONE |  | 53.469 | -7.9081
MV/LV Substation AN***720Y |  | 10 kV | _ | LV | 630 kVA :Kiosk Substation | 0.63 | --> | 0.63 | 0.5 | 7.61 |  | --> | 0.598 | 0 | 0.005 | 0.5 | 0 |  | --> | C11 ex GARRYCASTLE | Garrycastle [T41,T42] | ATHLONE |  | 53.4197 | -7.9264
MV/LV Substation BU***721X |  | 20 kV | _ | LV | 100 kVA :Pole Substation | 0.1 | --> | 0.1 | 0.086 | 6.49 |  | --> | 0.095 | 0 | 0.03 | 0.075 | 0 |  | --> | C22 ex BUSHFIELD | Bushfield [T41,T42] | ATHLONE |  | 53.4832 | -7.8618
MV/LV Substation TO***722X |  | 20 kV | _ | LV | 50 kVA :Pole Substation | 0.05 | --> | 0.05 | 0.045 | 6.49 |  | --> | 0.048 | 0 | 0.006 | 0.044 | 0 |  | --> | C22 ex BUSHFIELD | Bushfield [T41,T42] | ATHLONE |  | 53.4914 | -7.8574
MV/LV Substation IN***726Y |  | 10 kV | _ | LV | 400 kVA :Building Structure | 0.4 | --> | 0.4 | 0.289 | 7.61 |  | --> | 0.38 | 0 | 0 | 0.395 | 0 |  | --> | C14 ex GARRYCASTLE | Garrycastle [T41,T42] | ATHLONE |  | 53.4221 | -7.9312
MV/LV Substation GA***729 |  | 10 kV | _ | LV | 100 kVA :Pole Substation | 0.1 | --> | 0.1 | 0.057 | 7.61 |  | --> | 0.095 | 0 | 0 | 0.101 | 0 |  | --> | C12 ex GARRYCASTLE | Garrycastle [T41,T42] | ATHLONE |  | 53.4148 | -7.8984
MV/LV Substation LI***729Y |  | 20 kV | _ | LV | 50 kVA :Pole Substation | 0.05 | --> | 0.05 | 0.038 | 6.49 |  | --> | 0.048 | 0 | 0 | 0.049 | 0 |  | --> | C22 ex BUSHFIELD | Bushfield [T41,T42] | ATHLONE |  | 53.5052 | -7.839
MV/LV Substation PO***733X |  | 20 kV | _ | LV | 200 kVA :Pole Substation | 0.2 | --> | 0.2 | 0.199 | 6.49 |  | --> | 0.19 | 0 | 0 | 0.19 | 0 |  | --> | C22 ex BUSHFIELD | Bushfield [T41,T42] | ATHLONE |  | 53.4949 | -7.9113
MV/LV Substation MO***734Y |  | 10 kV | _ | LV | 400 kVA :Kiosk Substation | 0.4 | --> | 0.4 | 0.4 | 7.61 |  | --> | 0.38 | 0 | 0 | 0.38 | 0 |  | --> | C11 ex GARRYCASTLE | Garrycastle [T41,T42] | ATHLONE |  | 53.4208 | -7.9263
MV/LV Substation TO***735X |  | 20 kV | _ | LV | 50 kVA :Pole Substation | 0.05 | --> | 0.05 | 0.038 | 6.49 |  | --> | 0.048 | 0 | 0.005 | 0.045 | 0 |  | --> | C22 ex BUSHFIELD | Bushfield [T41,T42] | ATHLONE |  | 53.4962 | -7.8523
MV/LV Substation AR***753Y |  | 20 kV | _ | LV | 50 kVA :Pole Substation | 0.05 | --> | 0.05 | 0.046 | 6.49 |  | --> | 0.048 | 0 | 0 | 0.048 | 0 |  | --> | C22 ex BUSHFIELD | Bushfield [T41,T42] | ATHLONE |  | 53.4789 | -7.7923
MV/LV Substation WA***754Y |  | 20 kV | _ | LV | 400 kVA :Kiosk Substation | 0.4 | --> | 0.4 | 0 | 0 | Constrained, otherwise capacity available =374 kVA | --> | 0.38 | 0 | 0.027 | 0.364 | 0 |  | --> | C22 ex ATHLONE | Athlone [T41,T42] | ATHLONE |  | 53.4263 | -8.0053
MV/LV Substation HA***758 |  | 10 kV | _ | LV | 100 kVA :Pole Substation | 0.1 | --> | 0.1 | 0.059 | 6.49 |  | --> | 0.095 | 0 | 0 | 0.1 | 0 |  | --> | C19 ex BUSHFIELD | Bushfield [T41,T42] | ATHLONE |  | 53.4279 | -7.9044
MV/LV Substation CH***763Y |  | 10 kV | _ | LV | 200 kVA :Kiosk Substation | 0.2 | --> | 0.2 | 0 | 0 | Constrained, otherwise capacity available =190 kVA | --> | 0.19 | 0 | 0 | 0.191 | 0 |  | --> | C23 ex ATHLONE | Athlone [T41,T42] | ATHLONE |  | 53.4346 | -7.935
MV/LV Substation CA***767Y |  | 20 kV | _ | LV | 50 kVA :Pole Substation | 0.05 | --> | 0.05 | 0 | 0 | Constrained, otherwise capacity available =50 kVA | --> | 0.048 | 0 | 0 | 0.048 | 0 |  | --> | C22 ex ATHLONE | Athlone [T41,T42] | ATHLONE |  | 53.4914 | -8.0324
MV/LV Substation CO***769 |  | 10 kV | _ | LV | 200 kVA :Kiosk Substation | 0.2 | --> | 0.2 | 0.146 | 6.49 |  | --> | 0.19 | 0 | 0.024 | 0.18 | 0 |  | --> | C18 ex BUSHFIELD | Bushfield [T41,T42] | ATHLONE |  | 53.4351 | -7.9288
MV/LV Substation MO***780Y |  | 20 kV | _ | LV | 400 kVA :Kiosk Substation | 0.4 | --> | 0.4 | 0 | 0 | Constrained, otherwise capacity available =275 kVA | --> | 0.38 | 0 | 0.013 | 0.387 | 0 |  | --> | C22 ex ATHLONE | Athlone [T41,T42] | ATHLONE |  | 53.4269 | -8.002
MV/LV Substation LA***785Y |  | 10 kV | _ | LV | 630 kVA :Kiosk Substation | 0.63 | --> | 0.63 | 0 | 0 | Constrained, otherwise capacity available =544 kVA | --> | 0.598 | 0 | 0.061 | 0.5 | 0 |  | --> | C16 ex ATHLONE | Athlone [T41,T42] | ATHLONE |  | 53.4259 | -7.9573
MV/LV Substation GA***791 |  | 10 kV | _ | LV | 50 kVA :Pole Substation | 0.05 | --> | 0.05 | 0.021 | 7.61 |  | --> | 0.048 | 0 | 0.018 | 0.038 | 0 |  | --> | C20 ex GARRYCASTLE | Garrycastle [T41,T42] | ATHLONE |  | 53.4218 | -7.8926
MV/LV Substation BO***794 |  | 20 kV | _ | LV | 100 kVA :Pole Substation | 0.1 | --> | 0.1 | 0 | 0 | Constrained, otherwise capacity available =48 kVA | --> | 0.095 | 0 | 0 | 0.102 | 0 |  | --> | C22 ex ATHLONE | Athlone [T41,T42] | ATHLONE |  | 53.4298 | -7.9635
MV/LV Substation AR***801X |  | 20 kV | _ | LV | 50 kVA :Pole Substation | 0.05 | --> | 0.05 | 0.038 | 6.49 |  | --> | 0.048 | 0 | 0.006 | 0.045 | 0 |  | --> | C22 ex BUSHFIELD | Bushfield [T41,T42] | ATHLONE |  | 53.4835 | -7.7895
MV/LV Substation B ***806Y |  | 10 kV | _ | LV | 630 kVA :Building Structure | 0.63 | --> | 0.63 | 0 | 0 | Constrained, otherwise capacity available =596 kVA | --> | 0.598 | 0 | 0 | 0.5 | 0 |  | --> | C23 ex ATHLONE | Athlone [T41,T42] | ATHLONE |  | 53.4339 | -7.9374
MV/LV Substation WA***813X |  | 20 kV | _ | LV | 200 kVA :Pole Substation | 0.2 | --> | 0.2 | 0.178 | 6.49 |  | --> | 0.19 | 0 | 0 | 0.193 | 0 |  | --> | C22 ex BUSHFIELD | Bushfield [T41,T42] | ATHLONE |  | 53.4634 | -7.8038
MV/LV Substation LY***826Y |  | 10 kV | _ | LV | 400 kVA :Building Structure | 0.4 | --> | 0.4 | 0 | 0 | Constrained, otherwise capacity available =337 kVA | --> | 0.38 | 0 | 0 | 0.388 | 0 |  | --> | C23 ex ATHLONE | Athlone [T41,T42] | ATHLONE |  | 53.4209 | -7.9429
MV/LV Substation CO***834Y |  | 10 kV | _ | LV | 50 kVA :Pole Substation | 0.05 | --> | 0.05 | 0 | 0 | Constrained, otherwise capacity available =35 kVA | --> | 0.048 | 0 | 0.006 | 0.045 | 0 |  | --> | C23 ex ATHLONE | Athlone [T41,T42] | ATHLONE |  | 53.4474 | -7.9334
MV/LV Substation SH***841Y |  | 10 kV | _ | LV | 630 kVA :Building Structure | 0.63 | --> | 0.63 | 0.5 | 7.61 |  | --> | 0.598 | 0 | 0.025 | 0.5 | 0 |  | --> | C12 ex GARRYCASTLE | Garrycastle [T41,T42] | ATHLONE |  | 53.4142 | -7.8996
MV/LV Substation AR***842Y |  | 10 kV | _ | LV | 630 kVA :Building Structure | 0.63 | --> | 0.63 | 0 | 0 | Constrained, otherwise capacity available =563 kVA | --> | 0.598 | 0 | 0.005 | 0.5 | 0 |  | --> | C23 ex ATHLONE | Athlone [T41,T42] | ATHLONE |  | 53.4329 | -7.9374
MV/LV Substation RO***848Y |  | 20 kV | _ | LV | 200 kVA :Kiosk Substation | 0.2 | --> | 0.2 | 0 | 0 | Constrained, otherwise capacity available =146 kVA | --> | 0.19 | 0 | 0.017 | 0.185 | 0 |  | --> | C22 ex ATHLONE | Athlone [T41,T42] | ATHLONE |  | 53.4249 | -7.9899
MV/LV Substation EA***850Y |  | 10 kV | _ | LV | 630 kVA :Building Structure | 0.63 | --> | 0.63 | 0 | 0 | Constrained, otherwise capacity available =438 kVA | --> | 0.598 | 0 | 0 | 0.5 | 0 |  | --> | C21 ex ATHLONE | Athlone [T41,T42] | ATHLONE |  | 53.421 | -7.986
MV/LV Substation IN***862 |  | 20 kV | _ | LV | 200 kVA :Pole Substation | 0.2 | --> | 0.2 | 0 | 0 | Constrained, otherwise capacity available =200 kVA | --> | 0.19 | 0 | 0 | 0.19 | 0 |  | --> | C24 ex ATHLONE | Athlone [T41,T42] | ATHLONE |  | 53.4052 | -7.9873
MV/LV Substation WI***862Y |  | 10 kV | _ | LV | 400 kVA :Kiosk Substation | 0.4 | --> | 0.4 | 0.347 | 7.61 |  | --> | 0.38 | 0 | 0 | 0.387 | 0 |  | --> | C11 ex GARRYCASTLE | Garrycastle [T41,T42] | ATHLONE |  | 53.4161 | -7.907
MV/LV Substation GA***863Y |  | 10 kV | _ | LV | 200 kVA :Kiosk Substation | 0.2 | --> | 0.2 | 0.14 | 7.61 |  | --> | 0.19 | 0 | 0 | 0.198 | 0 |  | --> | C13 ex GARRYCASTLE | Garrycastle [T41,T42] | ATHLONE |  | 53.4277 | -7.9286
MV/LV Substation BA***864 |  | 10 kV | _ | LV | 100 kVA :Pole Substation | 0.1 | --> | 0.1 | 0.084 | 7.61 |  | --> | 0.095 | 0 | 0 | 0.097 | 0 |  | --> | C19 ex GARRYCASTLE | Garrycastle [T41,T42] | ATHLONE |  | 53.3502 | -7.8476
MV/LV Substation BU***871Y |  | 20 kV | _ | LV | 50 kVA :Pole Substation | 0.05 | --> | 0.05 | 0 | 0 | Constrained, otherwise capacity available =47 kVA | --> | 0.048 | 0 | 0 | 0.048 | 0 |  | --> | C22 ex ATHLONE | Athlone [T41,T42] | ATHLONE |  | 53.4285 | -8.0227
MV/LV Substation OR***874Y |  | 10 kV | _ | LV | 400 kVA :Kiosk Substation | 0.4 | --> | 0.4 | 0.29 | 6.49 |  | --> | 0.38 | 0 | 0.01 | 0.387 | 0 |  | --> | C17 ex BUSHFIELD | Bushfield [T41,T42] | ATHLONE |  | 53.4357 | -7.9001
MV/LV Substation BA***877 |  | 10 kV | _ | LV | 50 kVA :Pole Substation | 0.05 | --> | 0.05 | 0.044 | 7.61 |  | --> | 0.048 | 0 | 0 | 0.048 | 0 |  | --> | C19 ex GARRYCASTLE | Garrycastle [T41,T42] | ATHLONE |  | 53.3233 | -7.9225
MV/LV Substation AR***879Y |  | 10 kV | _ | LV | 1000 kVA :Building Structure | 1 | --> | 1 | 0 | 0 | Constrained, otherwise capacity available =932 kVA | --> | 0.95 | 0 | 0 | 0.5 | 0 |  | --> | C23 ex ATHLONE | Athlone [T41,T42] | ATHLONE |  | 53.4328 | -7.9391
MV/LV Substation JO***881Y |  | 10 kV | _ | LV | 630 kVA :Building Structure | 0.63 | --> | 0.63 | 0 | 0 | Constrained, otherwise capacity available =479 kVA | --> | 0.598 | 0 | 0.013 | 0.5 | 0 |  | --> | C23 ex ATHLONE | Athlone [T41,T42] | ATHLONE |  | 53.4319 | -7.9477
MV/LV Substation CO***882Y |  | 20 kV | _ | LV | 200 kVA :Kiosk Substation | 0.2 | --> | 0.2 | 0 | 0 | Constrained, otherwise capacity available =153 kVA | --> | 0.19 | 0 | 0.025 | 0.178 | 0 |  | --> | C22 ex ATHLONE | Athlone [T41,T42] | ATHLONE |  | 53.4235 | -8.0013
MV/LV Substation PU***889X |  | 20 kV | _ | LV | 200 kVA :Pole Substation | 0.2 | --> | 0.2 | 0.183 | 6.49 |  | --> | 0.19 | 0 | 0 | 0.192 | 0 |  | --> | C22 ex BUSHFIELD | Bushfield [T41,T42] | ATHLONE |  | 53.5414 | -7.8394
MV/LV Substation SH***896X |  | 10 kV | _ | LV | 400 kVA :Kiosk Substation | 0.4 | --> | 0.4 | 0 | 0 | Constrained, otherwise capacity available =339 kVA | --> | 0.38 | 0 | 0 | 0.388 | 0 |  | --> | C23 ex ATHLONE | Athlone [T41,T42] | ATHLONE |  | 53.4207 | -7.941
MV/LV Substation WA***899X |  | 20 kV | _ | LV | 400 kVA :Kiosk Substation | 0.4 | --> | 0.4 | 0 | 0 | Constrained, otherwise capacity available =393 kVA | --> | 0.38 | 0 | 0 | 0.381 | 0 |  | --> | C22 ex ATHLONE | Athlone [T41,T42] | ATHLONE |  | 53.4482 | -8.06
MV/LV Substation UT***902X |  | 10 kV | _ | LV | 630 kVA :Building Structure | 0.63 | --> | 0.63 | 0.5 | 7.61 |  | --> | 0.598 | 0 | 0 | 0.5 | 0 |  | --> | C12 ex GARRYCASTLE | Garrycastle [T41,T42] | ATHLONE |  | 53.4146 | -7.8943
MV/LV Substation AT***903Y |  | 10 kV | _ | LV | 1000 kVA :Building Structure | 1 | --> | 1 | 0 | 0 | Constrained, otherwise capacity available =445 kVA | --> | 0.95 | 0 | 0 | 0.5 | 0 |  | --> | C17 ex ATHLONE | Athlone [T41,T42] | ATHLONE |  | 53.4247 | -7.936
MV/LV Substation AT***904Y |  | 10 kV | _ | LV | 1000 kVA :Building Structure | 1 | --> | 1 | 0 | 0 | Constrained, otherwise capacity available =974 kVA | --> | 0.95 | 0 | 0 | 0.5 | 0 |  | --> | C17 ex ATHLONE | Athlone [T41,T42] | ATHLONE |  | 53.4246 | -7.936
MV/LV Substation AT***906Y |  | 10 kV | _ | LV | 1000 kVA :Building Structure | 1 | --> | 1 | 0 | 0 | Constrained, otherwise capacity available =916 kVA | --> | 0.95 | 0 | 0 | 0.5 | 0 |  | --> | C17 ex ATHLONE | Athlone [T41,T42] | ATHLONE |  | 53.4244 | -7.936
MV/LV Substation BL***911X |  | 10 kV | _ | LV | 200 kVA :Pole Substation | 0.2 | --> | 0.2 | 0.187 | 7.61 |  | --> | 0.19 | 0 | 0 | 0.192 | 0 |  | --> | C20 ex GARRYCASTLE | Garrycastle [T41,T42] | ATHLONE |  | 53.4249 | -7.8923
MV/LV Substation CO***916Y |  | 10 kV | _ | LV | 50 kVA :Pole Substation | 0.05 | --> | 0.05 | 0 | 0 | Constrained, otherwise capacity available =47 kVA | --> | 0.048 | 0 | 0 | 0.048 | 0 |  | --> | C23 ex ATHLONE | Athlone [T41,T42] | ATHLONE |  | 53.4599 | -7.9303
MV/LV Substation SH***922X |  | 10 kV | _ | LV | 400 kVA :Kiosk Substation | 0.4 | --> | 0.4 | 0 | 0 | Constrained, otherwise capacity available =292 kVA | --> | 0.38 | 0 | 0 | 0.394 | 0 |  | --> | C23 ex ATHLONE | Athlone [T41,T42] | ATHLONE |  | 53.4214 | -7.9418
MV/LV Substation PH***922Y |  | 10 kV | _ | LV | 100 kVA :Pole Substation | 0.1 | --> | 0.1 | 0 | 0 | Constrained, otherwise capacity available =92 kVA | --> | 0.095 | 0 | 0 | 0.096 | 0 |  | --> | C21 ex ATHLONE | Athlone [T41,T42] | ATHLONE |  | 53.4208 | -7.9823
MV/LV Substation CI***924Y |  | 10 kV | _ | LV | 400 kVA :Kiosk Substation | 0.4 | --> | 0.4 | 0 | 0 | Constrained, otherwise capacity available =400 kVA | --> | 0.38 | 0 | 0 | 0.38 | 0 |  | --> | C17 ex ATHLONE | Athlone [T41,T42] | ATHLONE |  | 53.4275 | -7.9393
MV/LV Substation BA***931Y |  | 10 kV | _ | LV | 630 kVA :Building Structure | 0.63 | --> | 0.63 | 0 | 0 | Constrained, otherwise capacity available =613 kVA | --> | 0.598 | 0 | 0 | 0.5 | 0 |  | --> | C14 ex ATHLONE | Athlone [T41,T42] | ATHLONE |  | 53.4224 | -7.9469
MV/LV Substation SO***941Y |  | 10 kV | _ | LV | 200 kVA :Building Structure | 0.2 | --> | 0.2 | 0.15 | 7.61 |  | --> | 0.19 | 0 | 0 | 0.197 | 0 |  | --> | C14 ex GARRYCASTLE | Garrycastle [T41,T42] | ATHLONE |  | 53.4272 | -7.9206
MV/LV Substation TH***947Y |  | 10 kV | _ | LV | 630 kVA :Building Structure | 0.63 | --> | 0.63 | 0 | 0 | Constrained, otherwise capacity available =292 kVA | --> | 0.598 | 0 | 0 | 0.5 | 0 |  | --> | C21 ex ATHLONE | Athlone [T41,T42] | ATHLONE |  | 53.4217 | -7.9975
MV/LV Substation FO***959Y |  | 20 kV | _ | LV | 200 kVA :Kiosk Substation | 0.2 | --> | 0.2 | 0 | 0 | Constrained, otherwise capacity available =113 kVA | --> | 0.19 | 0 | 0.008 | 0.196 | 0 |  | --> | C22 ex ATHLONE | Athlone [T41,T42] | ATHLONE |  | 53.4283 | -8.013
MV/LV Substation GR***965X |  | 10 kV | _ | LV | 630 kVA :Kiosk Substation | 0.63 | --> | 0.63 | 0 | 0 | Constrained, otherwise capacity available =589 kVA | --> | 0.598 | 0 | 0 | 0.5 | 0 |  | --> | C17 ex ATHLONE | Athlone [T41,T42] | ATHLONE |  | 53.4218 | -7.9369
MV/LV Substation CL***969Y |  | 10 kV | _ | LV | 400 kVA :Kiosk Substation | 0.4 | --> | 0.4 | 0.4 | 6.49 |  | --> | 0.38 | 0 | 0 | 0.38 | 0 |  | --> | C19 ex BUSHFIELD | Bushfield [T41,T42] | ATHLONE |  | 53.4303 | -7.9253
MV/LV Substation CL***970Y |  | 10 kV | _ | LV | 400 kVA :Kiosk Substation | 0.4 | --> | 0.4 | 0.4 | 7.61 |  | --> | 0.38 | 0 | 0 | 0.38 | 0 |  | --> | C13 ex GARRYCASTLE | Garrycastle [T41,T42] | ATHLONE |  | 53.4302 | -7.9251
MV/LV Substation CR***979Y |  | 10 kV | _ | LV | 630 kVA :Kiosk Substation | 0.63 | --> | 0.63 | 0.5 | 7.61 |  | --> | 0.598 | 0 | 0 | 0.5 | 0 |  | --> | C12 ex GARRYCASTLE | Garrycastle [T41,T42] | ATHLONE |  | 53.4103 | -7.8997
MV/LV Substation MI***985 |  | 20 kV | _ | LV | 100 kVA :Pole Substation | 0.1 | --> | 0.1 | 0 | 0 | Constrained, otherwise capacity available =92 kVA | --> | 0.095 | 0 | 0 | 0.096 | 0 |  | --> | C22 ex ATHLONE | Athlone [T41,T42] | ATHLONE |  | 53.4261 | -8.0151
MV/LV Substation AT***991Y |  | 10 kV | _ | LV | 1000 kVA :Building Structure | 1 | --> | 1 | 0 | 0 | Constrained, otherwise capacity available =994 kVA | --> | 0.95 | 0 | 0 | 0.5 | 0 |  | --> | C17 ex ATHLONE | Athlone [T41,T42] | ATHLONE |  | 53.4237 | -7.9358
MV/LV Substation BE***992 |  | 20 kV | _ | LV | 100 kVA :Pole Substation | 0.1 | --> | 0.1 | 0 | 0 | Constrained, otherwise capacity available =87 kVA | --> | 0.095 | 0 | 0 | 0.097 | 0 |  | --> | C22 ex ATHLONE | Athlone [T41,T42] | ATHLONE |  | 53.4258 | -8.0217
MV/LV Substation AT***992Y |  | 10 kV | _ | LV | 1000 kVA :Building Structure | 1 | --> | 1 | 0 | 0 | Constrained, otherwise capacity available =939 kVA | --> | 0.95 | 0 | 0 | 0.5 | 0 |  | --> | C17 ex ATHLONE | Athlone [T41,T42] | ATHLONE |  | 53.4236 | -7.9359
MV/LV Substation CR***997 |  | 10 kV | _ | LV | 200 kVA :Pole Substation | 0.2 | --> | 0.2 | 0 | 0 | Constrained, otherwise capacity available =120 kVA | --> | 0.19 | 0 | 0.02 | 0.186 | 0 |  | --> | C24 ex ATHLONE | Athlone [T41,T42] | ATHLONE |  | 53.4219 | -7.9747
MV/LV Substation MO***998 |  | 10 kV | _ | LV | 50 kVA :Pole Substation | 0.05 | --> | 0.05 | 0 | 0 | Constrained, otherwise capacity available =35 kVA | --> | 0.048 | 0 | 0.005 | 0.046 | 0 |  | --> | C24 ex ATHLONE | Athlone [T41,T42] | ATHLONE |  | 53.4205 | -7.9765
MV/LV Substation RI***001 |  | 10 kV | _ | LV | 400 kVA :Kiosk Substation | 0.4 | --> | 0.4 | 0.222 | 2.22 |  | --> | 0.38 | 0 | 0.032 | 0.38 | 0 |  | --> | E14 ex CLARA | Clara [T421,T422] | THORNSBERRY |  | 53.3423 | -7.6129
MV/LV Substation KI***003 |  | 20 kV | _ | LV | 400 kVA :Kiosk Substation | 0.4 | --> | 0.4 | 0.11 | 2.22 |  | --> | 0.38 | 0 | 0.027 | 0.398 | 0 |  | --> | E12 ex CLARA | Clara [T421,T422] | THORNSBERRY |  | 53.3676 | -7.4983
MV/LV Substation WE***005 |  | 10 kV | _ | LV | 200 kVA :Kiosk Substation | 0.2 | --> | 0.2 | 0.132 | 2.22 |  | --> | 0.19 | 0 | 0.015 | 0.188 | 0 |  | --> | E14 ex CLARA | Clara [T421,T422] | THORNSBERRY |  | 53.3407 | -7.6203
MV/LV Substation GA***006 |  | 20 kV | _ | LV | 100 kVA :Pole Substation | 0.1 | --> | 0.1 | 0.09 | 2.22 |  | --> | 0.095 | 0 | 0 | 0.096 | 0 |  | --> | E13 ex CLARA | Clara [T421,T422] | THORNSBERRY |  | 53.3939 | -7.5827
MV/LV Substation BR***009 |  | 10 kV | _ | LV | 400 kVA :Building Structure | 0.4 | --> | 0.4 | 0.044 | 2.22 |  | --> | 0.38 | 0 | 0.153 | 0.312 | 0 |  | --> | E14 ex CLARA | Clara [T421,T422] | THORNSBERRY |  | 53.3424 | -7.6157
MV/LV Substation TH***015 |  | 10 kV | _ | LV | 200 kVA :Pole Substation | 0.2 | --> | 0.2 | 0.113 | 2.22 |  | --> | 0.19 | 0 | 0.004 | 0.198 | 0 |  | --> | E14 ex CLARA | Clara [T421,T422] | THORNSBERRY |  | 53.3444 | -7.6093
MV/LV Substation CH***020 |  | 20 kV | _ | LV | 100 kVA :Pole Substation | 0.1 | --> | 0.1 | 0.027 | 2.22 |  | --> | 0.095 | 0 | 0.015 | 0.093 | 0 |  | --> | E21 ex CLARA | Clara [T421,T422] | THORNSBERRY |  | 53.3458 | -7.6154
MV/LV Substation CO***021 |  | 10 kV | _ | LV | 100 kVA :Pole Substation | 0.1 | --> | 0.1 | 0.08 | 2.22 |  | --> | 0.095 | 0 | 0 | 0.098 | 0 |  | --> | E14 ex CLARA | Clara [T421,T422] | THORNSBERRY |  | 53.3448 | -7.5955
MV/LV Substation CO***023 |  | 20 kV | _ | LV | 200 kVA :Pole Substation | 0.2 | --> | 0.2 | 0.166 | 2.22 |  | --> | 0.19 | 0 | 0.005 | 0.191 | 0 |  | --> | E21 ex CLARA | Clara [T421,T422] | THORNSBERRY |  | 53.3407 | -7.6221
MV/LV Substation PO***048 |  | 20 kV | _ | LV | 400 kVA :Building Structure | 0.4 | --> | 0.4 | 0.384 | 2.22 |  | --> | 0.38 | 0 | 0.14 | 0.278 | 0 |  | --> | E12 ex CLARA | Clara [T421,T422] | THORNSBERRY |  | 53.3706 | -7.508
MV/LV Substation CO***208 |  | 20 kV | _ | LV | 100 kVA :Pole Substation | 0.1 | --> | 0.1 | 0.1 | 2.22 |  | --> | 0.095 | 0 | 0 | 0.095 | 0 |  | --> | E17 ex CLARA | Clara [T421,T422] | THORNSBERRY |  | 53.377 | -7.4949
MV/LV Substation WI***209X |  | 20 kV | _ | LV | 50 kVA :Pole Substation | 0.05 | --> | 0.05 | 0.019 | 2.22 |  | --> | 0.048 | 0 | 0.005 | 0.048 | 0 |  | --> | E12 ex CLARA | Clara [T421,T422] | THORNSBERRY |  | 53.369 | -7.48
MV/LV Substation CL***211X |  | 20 kV | _ | LV | 100 kVA :Pole Substation | 0.1 | --> | 0.1 | 0 | 2.22 |  | --> | 0.095 | 0 | 0 | 0.105 | 0 |  | --> | E21 ex CLARA | Clara [T421,T422] | THORNSBERRY |  | 53.3538 | -7.6457
MV/LV Substation BE***216 |  | 20 kV | _ | LV | 50 kVA :Pole Substation | 0.05 | --> | 0.05 | 0.049 | 2.22 |  | --> | 0.048 | 0 | 0 | 0.048 | 0 |  | --> | E21 ex CLARA | Clara [T421,T422] | THORNSBERRY |  | 53.3362 | -7.7266
MV/LV Substation MI***218 |  | 20 kV | _ | LV | 50 kVA :Pole Substation | 0.05 | --> | 0.05 | 0.024 | 2.22 |  | --> | 0.048 | 0 | 0 | 0.051 | 0 |  | --> | E21 ex CLARA | Clara [T421,T422] | THORNSBERRY |  | 53.3484 | -7.6138
MV/LV Substation BR***218X |  | 20 kV | _ | LV | 50 kVA :Pole Substation | 0.05 | --> | 0.05 | 0.049 | 2.22 |  | --> | 0.048 | 0 | 0 | 0.048 | 0 |  | --> | E12 ex CLARA | Clara [T421,T422] | THORNSBERRY |  | 53.3761 | -7.3873
MV/LV Substation BA***224X |  | 20 kV | _ | LV | 200 kVA :Pole Substation | 0.2 | --> | 0.2 | 0.197 | 2.22 |  | --> | 0.19 | 0 | 0 | 0.19 | 0 |  | --> | E17 ex CLARA | Clara [T421,T422] | THORNSBERRY |  | 53.4071 | -7.4617
MV/LV Substation MO***226 |  | 20 kV | _ | LV | 50 kVA :Pole Substation | 0.05 | --> | 0.05 | 0.044 | 2.22 |  | --> | 0.048 | 0 | 0 | 0.048 | 0 |  | --> | E12 ex CLARA | Clara [T421,T422] | THORNSBERRY |  | 53.3701 | -7.5079
MV/LV Substation BR***230X |  | 20 kV | _ | LV | 50 kVA :Pole Substation | 0.05 | --> | 0.05 | 0.048 | 2.22 |  | --> | 0.048 | 0 | 0 | 0.048 | 0 |  | --> | E21 ex CLARA | Clara [T421,T422] | THORNSBERRY |  | 53.325 | -7.6806
MV/LV Substation KI***238 |  | 20 kV | _ | LV | 200 kVA :Pole Substation | 0.2 | --> | 0.2 | 0.2 | 2.22 |  | --> | 0.19 | 0 | 0 | 0.19 | 0 |  | --> | E17 ex CLARA | Clara [T421,T422] | THORNSBERRY |  | 53.3732 | -7.5024
MV/LV Substation SE***242X |  | 20 kV | _ | LV | 200 kVA :Pole Substation | 0.2 | --> | 0.2 | 0.174 | 2.22 |  | --> | 0.19 | 0 | 0.005 | 0.19 | 0 |  | --> | E12 ex CLARA | Clara [T421,T422] | THORNSBERRY |  | 53.3675 | -7.4904
MV/LV Substation KI***250X |  | 20 kV | _ | LV | 50 kVA :Pole Substation | 0.05 | --> | 0.05 | 0.032 | 2.22 |  | --> | 0.048 | 0 | 0.014 | 0.04 | 0 |  | --> | E12 ex CLARA | Clara [T421,T422] | THORNSBERRY |  | 53.3453 | -7.5873
MV/LV Substation LI***252 |  | 20 kV | _ | LV | 200 kVA :Pole Substation | 0.2 | --> | 0.2 | 0.197 | 2.22 |  | --> | 0.19 | 0 | 0.005 | 0.187 | 0 |  | --> | E17 ex CLARA | Clara [T421,T422] | THORNSBERRY |  | 53.395 | -7.4861
MV/LV Substation TH***262X |  | 20 kV | _ | LV | 400 kVA :Kiosk Substation | 0.4 | --> | 0.4 | 0.297 | 2.22 |  | --> | 0.38 | 0 | 0.006 | 0.389 | 0 |  | --> | E12 ex CLARA | Clara [T421,T422] | THORNSBERRY |  | 53.3629 | -7.4971
MV/LV Substation CL***303 |  | 10 kV | _ | LV | 100 kVA :Pole Substation | 0.1 | --> | 0.1 | 0.064 | 2.22 |  | --> | 0.095 | 0 | 0.009 | 0.093 | 0 |  | --> | E14 ex CLARA | Clara [T421,T422] | THORNSBERRY |  | 53.3448 | -7.5935
MV/LV Substation LA***304 |  | 20 kV | _ | LV | 150 kVA :Pole Substation | 0.15 | --> | 0.15 | 0.1 | 2.22 |  | --> | 0.142 | 0 | 0.003 | 0.147 | 0 |  | --> | E21 ex CLARA | Clara [T421,T422] | THORNSBERRY |  | 53.3392 | -7.6277
MV/LV Substation LO***320X |  | 20 kV | _ | LV | 630 kVA :Kiosk Substation | 0.63 | --> | 0.63 | 0.5 | 2.22 |  | --> | 0.598 | 0 | 0.05 | 0.5 | 0 |  | --> | E21 ex CLARA | Clara [T421,T422] | THORNSBERRY |  | 53.3924 | -7.6959
MV/LV Substation CA***337X |  | 20 kV | _ | LV | 50 kVA :Pole Substation | 0.05 | --> | 0.05 | 0.027 | 2.22 |  | --> | 0.048 | 0 | 0.005 | 0.047 | 0 |  | --> | E21 ex CLARA | Clara [T421,T422] | THORNSBERRY |  | 53.3244 | -7.7298
MV/LV Substation GN***347X |  | 20 kV | _ | LV | 50 kVA :Pole Substation | 0.05 | --> | 0.05 | 0.047 | 2.22 |  | --> | 0.048 | 0 | 0 | 0.048 | 0 |  | --> | E13 ex CLARA | Clara [T421,T422] | THORNSBERRY |  | 53.4143 | -7.5645
MV/LV Substation KI***348X |  | 10 kV | _ | LV | 100 kVA :Pole Substation | 0.1 | --> | 0.1 | 0.082 | 2.22 |  | --> | 0.095 | 0 | 0 | 0.098 | 0 |  | --> | E14 ex CLARA | Clara [T421,T422] | THORNSBERRY |  | 53.3429 | -7.6017
MV/LV Substation AR***366X |  | 10 kV | _ | LV | 100 kVA :Pole Substation | 0.1 | --> | 0.1 | 0.061 | 2.22 |  | --> | 0.095 | 0 | 0.005 | 0.096 | 0 |  | --> | E14 ex CLARA | Clara [T421,T422] | THORNSBERRY |  | 53.338 | -7.6194
MV/LV Substation RE***367X |  | 20 kV | _ | LV | 100 kVA :Pole Substation | 0.1 | --> | 0.1 | 0.057 | 2.22 |  | --> | 0.095 | 0 | 0.005 | 0.097 | 0 |  | --> | E21 ex CLARA | Clara [T421,T422] | THORNSBERRY |  | 53.3456 | -7.594
MV/LV Substation SH***4006 |  | 20 kV | _ | LV | 50 kVA :Pole Substation | 0.05 | --> | 0.05 | 0.05 | 2.22 |  | --> | 0.048 | 0 | 0 | 0.048 | 0 |  | --> | E12 ex CLARA | Clara [T421,T422] | THORNSBERRY |  | 53.3829 | -7.3798
MV/LV Substation CL***4019 |  | 20 kV | _ | LV | 50 kVA :Pole Substation | 0.05 | --> | 0.05 | 0.048 | 2.22 |  | --> | 0.048 | 0 | 0 | 0.048 | 0 |  | --> | E21 ex CLARA | Clara [T421,T422] | THORNSBERRY |  | 53.3498 | -7.6244
MV/LV Substation NU***4034 |  | 20 kV | _ | LV | 100 kVA :Pole Substation | 0.1 | --> | 0.1 | 0.023 | 2.22 |  | --> | 0.095 | 0 | 0 | 0.105 | 0 |  | --> | E20 ex CLARA | Clara [T421,T422] | THORNSBERRY |  | 53.3349 | -7.5954
MV/LV Substation MO***4036 |  | 20 kV | _ | LV | 50 kVA :Pole Substation | 0.05 | --> | 0.05 | 0.05 | 2.22 |  | --> | 0.048 | 0 | 0 | 0.048 | 0 |  | --> | E21 ex CLARA | Clara [T421,T422] | THORNSBERRY |  | 53.3496 | -7.7218
MV/LV Substation BO***4046 |  | 20 kV | _ | LV | 50 kVA :Pole Substation | 0.05 | --> | 0.05 | 0.049 | 2.22 |  | --> | 0.048 | 0 | 0 | 0.048 | 0 |  | --> | E21 ex CLARA | Clara [T421,T422] | THORNSBERRY |  | 53.3225 | -7.7366
MV/LV Substation BA***4074 |  | 20 kV | _ | LV | 50 kVA :Pole Substation | 0.05 | --> | 0.05 | 0.048 | 2.22 |  | --> | 0.048 | 0 | 0 | 0.048 | 0 |  | --> | E21 ex CLARA | Clara [T421,T422] | THORNSBERRY |  | 53.3252 | -7.685
MV/LV Substation BA***4088 |  | 20 kV | _ | LV | 50 kVA :Pole Substation | 0.05 | --> | 0.05 | 0.038 | 2.22 |  | --> | 0.048 | 0 | 0 | 0.049 | 0 |  | --> | E17 ex CLARA | Clara [T421,T422] | THORNSBERRY |  | 53.399 | -7.467
MV/LV Substation DU***4113 |  | 20 kV | _ | LV | 50 kVA :Pole Substation | 0.05 | --> | 0.05 | 0.047 | 2.22 |  | --> | 0.048 | 0 | 0 | 0.048 | 0 |  | --> | E20 ex CLARA | Clara [T421,T422] | THORNSBERRY |  | 53.3312 | -7.5085
MV/LV Substation MU***4133 |  | 20 kV | _ | LV | 50 kVA :Pole Substation | 0.05 | --> | 0.05 | 0.05 | 2.22 |  | --> | 0.048 | 0 | 0 | 0.048 | 0 |  | --> | E21 ex CLARA | Clara [T421,T422] | THORNSBERRY |  | 53.3108 | -7.7106
MV/LV Substation IR***4144 |  | 20 kV | _ | LV | 400 kVA :Building Structure | 0.4 | --> | 0.4 | 0.4 | 2.22 |  | --> | 0.38 | 0 | 0 | 0.38 | 0 |  | --> | E20 ex CLARA | Clara [T421,T422] | THORNSBERRY |  | 53.3016 | -7.4896
MV/LV Substation BA***415 |  | 20 kV | _ | LV | 100 kVA :Pole Substation | 0.1 | --> | 0.1 | 0.042 | 2.22 |  | --> | 0.095 | 0 | 0 | 0.103 | 0 |  | --> | E21 ex CLARA | Clara [T421,T422] | THORNSBERRY |  | 53.3262 | -7.6865
MV/LV Substation BA***4157 |  | 20 kV | _ | LV | 50 kVA :Pole Substation | 0.05 | --> | 0.05 | 0.05 | 2.22 |  | --> | 0.048 | 0 | 0 | 0.048 | 0 |  | --> | E20 ex CLARA | Clara [T421,T422] | THORNSBERRY |  | 53.3252 | -7.5055
MV/LV Substation SP***4160 |  | 20 kV | _ | LV | 50 kVA :Pole Substation | 0.05 | --> | 0.05 | 0.05 | 2.22 |  | --> | 0.048 | 0 | 0 | 0.048 | 0 |  | --> | E13 ex CLARA | Clara [T421,T422] | THORNSBERRY |  | 53.4053 | -7.5754
MV/LV Substation ME***416X |  | 20 kV | _ | LV | 100 kVA :Pole Substation | 0.1 | --> | 0.1 | 0.085 | 2.22 |  | --> | 0.095 | 0 | 0.005 | 0.093 | 0 |  | --> | E12 ex CLARA | Clara [T421,T422] | THORNSBERRY |  | 53.3671 | -7.5063
MV/LV Substation NE***4176 |  | 20 kV | _ | LV | 400 kVA :Building Structure | 0.4 | --> | 0.4 | 0.372 | 2.22 |  | --> | 0.38 | 0 | 0.03 | 0.362 | 0 |  | --> | E12 ex CLARA | Clara [T421,T422] | THORNSBERRY |  | 53.3677 | -7.4858
MV/LV Substation WI***4199 |  | 20 kV | _ | LV | 200 kVA :Pole Substation | 0.2 | --> | 0.2 | 0.2 | 2.22 |  | --> | 0.19 | 0 | 0 | 0.19 | 0 |  | --> | E21 ex CLARA | Clara [T421,T422] | THORNSBERRY |  | 53.35 | -7.6236
MV/LV Substation LE***4200 |  | 20 kV | _ | LV | 50 kVA :Pole Substation | 0.05 | --> | 0.05 | 0.05 | 4.61 |  | --> | 0.048 | 0 | 0 | 0.048 | 0 |  | --> | E12 ex LUMCLOON | Lumcloon [T421,T422] | DALLOW |  | 53.2974 | -7.7516
MV/LV Substation MO***4207 |  | 20 kV | _ | LV | 50 kVA :Pole Substation | 0.05 | --> | 0.05 | 0.05 | 2.22 |  | --> | 0.048 | 0 | 0 | 0.048 | 0 |  | --> | E12 ex CLARA | Clara [T421,T422] | THORNSBERRY |  | 53.3698 | -7.5101
MV/LV Substation SK***4214 |  | 20 kV | _ | LV | 50 kVA :Pole Substation | 0.05 | --> | 0.05 | 0.05 | 2.22 |  | --> | 0.048 | 0 | 0 | 0.048 | 0 |  | --> | E12 ex CLARA | Clara [T421,T422] | THORNSBERRY |  | 53.3661 | -7.4723
MV/LV Substation CL***426X |  | 20 kV | _ | LV | 200 kVA :Pole Substation | 0.2 | --> | 0.2 | 0.172 | 2.22 |  | --> | 0.19 | 0 | 0 | 0.194 | 0 |  | --> | E21 ex CLARA | Clara [T421,T422] | THORNSBERRY |  | 53.3399 | -7.6352
MV/LV Substation KN***431X |  | 20 kV | _ | LV | 100 kVA :Pole Substation | 0.1 | --> | 0.1 | 0.096 | 2.22 |  | --> | 0.095 | 0 | 0 | 0.096 | 0 |  | --> | E17 ex CLARA | Clara [T421,T422] | THORNSBERRY |  | 53.4025 | -7.452
MV/LV Substation IV***439X |  | 20 kV | _ | LV | 200 kVA :Pole Substation | 0.2 | --> | 0.2 | 0.162 | 2.22 |  | --> | 0.19 | 0 | 0.005 | 0.191 | 0 |  | --> | E17 ex CLARA | Clara [T421,T422] | THORNSBERRY |  | 53.3677 | -7.5127
MV/LV Substation KI***445X |  | 20 kV | _ | LV | 100 kVA :Pole Substation | 0.1 | --> | 0.1 | 0.079 | 2.22 |  | --> | 0.095 | 0 | 0 | 0.098 | 0 |  | --> | E21 ex CLARA | Clara [T421,T422] | THORNSBERRY |  | 53.3468 | -7.6134
MV/LV Substation CL***447X |  | 20 kV | _ | LV | 200 kVA :Pole Substation | 0.2 | --> | 0.2 | 0.157 | 2.22 |  | --> | 0.19 | 0 | 0 | 0.196 | 0 |  | --> | E21 ex CLARA | Clara [T421,T422] | THORNSBERRY |  | 53.3453 | -7.6203
MV/LV Substation MI***448X |  | 20 kV | _ | LV | 630 kVA :Building Structure | 0.63 | --> | 0.63 | 0.323 | 2.22 |  | --> | 0.598 | 0 | 0.031 | 0.5 | 0 |  | --> | E17 ex CLARA | Clara [T421,T422] | THORNSBERRY |  | 53.3727 | -7.5008
MV/LV Substation BO***450X |  | 20 kV | _ | LV | 50 kVA :Pole Substation | 0.05 | --> | 0.05 | 0.05 | 2.22 |  | --> | 0.048 | 0 | 0 | 0.048 | 0 |  | --> | E12 ex CLARA | Clara [T421,T422] | THORNSBERRY |  | 53.3708 | -7.5099
MV/LV Substation CH***452X |  | 20 kV | _ | LV | 100 kVA :Pole Substation | 0.1 | --> | 0.1 | 0.078 | 2.22 |  | --> | 0.095 | 0 | 0.005 | 0.094 | 0 |  | --> | E21 ex CLARA | Clara [T421,T422] | THORNSBERRY |  | 53.3505 | -7.6229
MV/LV Substation TE***456X |  | 20 kV | _ | LV | 200 kVA :Pole Substation | 0.2 | --> | 0.2 | 0.17 | 2.22 |  | --> | 0.19 | 0 | 0 | 0.194 | 0 |  | --> | E13 ex CLARA | Clara [T421,T422] | THORNSBERRY |  | 53.4061 | -7.602
MV/LV Substation GA***459X |  | 20 kV | _ | LV | 50 kVA :Pole Substation | 0.05 | --> | 0.05 | 0.022 | 2.22 |  | --> | 0.048 | 0 | 0 | 0.051 | 0 |  | --> | E17 ex CLARA | Clara [T421,T422] | THORNSBERRY |  | 53.392 | -7.4819
MV/LV Substation SA***466X |  | 20 kV | _ | LV | 200 kVA :Pole Substation | 0.2 | --> | 0.2 | 0.2 | 2.22 |  | --> | 0.19 | 0 | 0 | 0.19 | 0 |  | --> | E20 ex CLARA | Clara [T421,T422] | THORNSBERRY |  | 53.3438 | -7.5807
MV/LV Substation AB***480X |  | 20 kV | _ | LV | 200 kVA :Kiosk Substation | 0.2 | --> | 0.2 | 0.149 | 2.22 |  | --> | 0.19 | 0 | 0.005 | 0.193 | 0 |  | --> | E12 ex CLARA | Clara [T421,T422] | THORNSBERRY |  | 53.3445 | -7.5884
MV/LV Substation TH***487 |  | 20 kV | _ | LV | 50 kVA :Pole Substation | 0.05 | --> | 0.05 | 0.032 | 2.22 |  | --> | 0.048 | 0 | 0 | 0.05 | 0 |  | --> | E21 ex CLARA | Clara [T421,T422] | THORNSBERRY |  | 53.397 | -7.6721
MV/LV Substation CA***488X |  | 20 kV | _ | LV | 400 kVA :Kiosk Substation | 0.4 | --> | 0.4 | 0.319 | 2.22 |  | --> | 0.38 | 0 | 0.03 | 0.369 | 0 |  | --> | E12 ex CLARA | Clara [T421,T422] | THORNSBERRY |  | 53.3652 | -7.4994
MV/LV Substation SI***489X |  | 20 kV | _ | LV | 100 kVA :Pole Substation | 0.1 | --> | 0.1 | 0.076 | 2.22 |  | --> | 0.095 | 0 | 0 | 0.098 | 0 |  | --> | E20 ex CLARA | Clara [T421,T422] | THORNSBERRY |  | 53.3222 | -7.53
MV/LV Substation RI***490X |  | 20 kV | _ | LV | 630 kVA :Building Structure | 0.63 | --> | 0.63 | 0.5 | 2.22 |  | --> | 0.598 | 0 | 0.009 | 0.5 | 0 |  | --> | E12 ex CLARA | Clara [T421,T422] | THORNSBERRY |  | 53.3689 | -7.4999
MV/LV Substation HE***494X |  | 20 kV | _ | LV | 200 kVA :Kiosk Substation | 0.2 | --> | 0.2 | 0.141 | 2.22 |  | --> | 0.19 | 0 | 0 | 0.198 | 0 |  | --> | E13 ex CLARA | Clara [T421,T422] | THORNSBERRY |  | 53.3471 | -7.5895
MV/LV Substation NE***496X |  | 20 kV | _ | LV | 200 kVA :Kiosk Substation | 0.2 | --> | 0.2 | 0.185 | 2.22 |  | --> | 0.19 | 0 | 0 | 0.192 | 0 |  | --> | E12 ex CLARA | Clara [T421,T422] | THORNSBERRY |  | 53.3879 | -7.4309
MV/LV Substation BR***499X |  | 20 kV | _ | LV | 100 kVA :Pole Substation | 0.1 | --> | 0.1 | 0.083 | 2.22 |  | --> | 0.095 | 0 | 0.005 | 0.094 | 0 |  | --> | E12 ex CLARA | Clara [T421,T422] | THORNSBERRY |  | 53.3664 | -7.5061
MV/LV Substation KI***500X |  | 20 kV | _ | LV | 200 kVA :Kiosk Substation | 0.2 | --> | 0.2 | 0.174 | 2.22 |  | --> | 0.19 | 0 | 0 | 0.194 | 0 |  | --> | E21 ex CLARA | Clara [T421,T422] | THORNSBERRY |  | 53.3476 | -7.6123
MV/LV Substation AS***508X |  | 20 kV | _ | LV | 100 kVA :Pole Substation | 0.1 | --> | 0.1 | 0.1 | 2.22 |  | --> | 0.095 | 0 | 0 | 0.095 | 0 |  | --> | E21 ex CLARA | Clara [T421,T422] | THORNSBERRY |  | 53.3902 | -7.6707
MV/LV Substation CH***512 |  | 20 kV | _ | LV | 50 kVA :Pole Substation | 0.05 | --> | 0.05 | 0.03 | 2.22 |  | --> | 0.048 | 0 | 0 | 0.05 | 0 |  | --> | E21 ex CLARA | Clara [T421,T422] | THORNSBERRY |  | 53.3463 | -7.6187
MV/LV Substation TO***516X |  | 20 kV | _ | LV | 100 kVA :Pole Substation | 0.1 | --> | 0.1 | 0.085 | 2.22 |  | --> | 0.095 | 0 | 0.009 | 0.09 | 0 |  | --> | E21 ex CLARA | Clara [T421,T422] | THORNSBERRY |  | 53.3794 | -7.6619
MV/LV Substation AU***523X |  | 10 kV | _ | LV | 400 kVA :Kiosk Substation | 0.4 | --> | 0.4 | 0.384 | 2.22 |  | --> | 0.38 | 0 | 0 | 0.382 | 0 |  | --> | E14 ex CLARA | Clara [T421,T422] | THORNSBERRY |  | 53.3396 | -7.6093
MV/LV Substation KI***526X |  | 20 kV | _ | LV | 50 kVA :Pole Substation | 0.05 | --> | 0.05 | 0.028 | 2.22 |  | --> | 0.048 | 0 | 0 | 0.05 | 0 |  | --> | E12 ex CLARA | Clara [T421,T422] | THORNSBERRY |  | 53.3576 | -7.4938
MV/LV Substation CL***527X |  | 10 kV | _ | LV | 400 kVA :Kiosk Substation | 0.4 | --> | 0.4 | 0.365 | 2.22 |  | --> | 0.38 | 0 | 0.007 | 0.38 | 0 |  | --> | E14 ex CLARA | Clara [T421,T422] | THORNSBERRY |  | 53.3375 | -7.6068
MV/LV Substation ME***538X |  | 20 kV | _ | LV | 50 kVA :Pole Substation | 0.05 | --> | 0.05 | 0.05 | 2.22 |  | --> | 0.048 | 0 | 0 | 0.048 | 0 |  | --> | E12 ex CLARA | Clara [T421,T422] | THORNSBERRY |  | 53.367 | -7.5076
MV/LV Substation CA***540X |  | 20 kV | _ | LV | 630 kVA :Building Structure | 0.63 | --> | 0.63 | 0.5 | 2.22 |  | --> | 0.598 | 0 | 0 | 0.5 | 0 |  | --> | E21 ex CLARA | Clara [T421,T422] | THORNSBERRY |  | 53.3545 | -7.6214
MV/LV Substation LO***551 |  | 20 kV | _ | LV | 50 kVA :Pole Substation | 0.05 | --> | 0.05 | 0.039 | 2.22 |  | --> | 0.048 | 0 | 0 | 0.049 | 0 |  | --> | E17 ex CLARA | Clara [T421,T422] | THORNSBERRY |  | 53.3826 | -7.4912
MV/LV Substation TO***552X |  | 20 kV | _ | LV | 50 kVA :Pole Substation | 0.05 | --> | 0.05 | 0.041 | 2.22 |  | --> | 0.048 | 0 | 0 | 0.049 | 0 |  | --> | E21 ex CLARA | Clara [T421,T422] | THORNSBERRY |  | 53.3849 | -7.6818
MV/LV Substation CL***558X |  | 20 kV | _ | LV | 50 kVA :Pole Substation | 0.05 | --> | 0.05 | 0.05 | 2.22 |  | --> | 0.048 | 0 | 0 | 0.048 | 0 |  | --> | E21 ex CLARA | Clara [T421,T422] | THORNSBERRY |  | 53.3855 | -7.6919
MV/LV Substation MO***559X |  | 20 kV | _ | LV | 50 kVA :Pole Substation | 0.05 | --> | 0.05 | 0.05 | 2.22 |  | --> | 0.048 | 0 | 0 | 0.048 | 0 |  | --> | E21 ex CLARA | Clara [T421,T422] | THORNSBERRY |  | 53.388 | -7.6758
MV/LV Substation DU***575 |  | 20 kV | _ | LV | 400 kVA :Building Structure | 0.4 | --> | 0.4 | 0.383 | 2.22 |  | --> | 0.38 | 0 | 0 | 0.382 | 0 |  | --> | E12 ex CLARA | Clara [T421,T422] | THORNSBERRY |  | 53.3479 | -7.3891
MV/LV Substation TA***633 |  | 20 kV | _ | LV | 50 kVA :Pole Substation | 0.05 | --> | 0.05 | 0.046 | 2.22 |  | --> | 0.048 | 0 | 0 | 0.048 | 0 |  | --> | E20 ex CLARA | Clara [T421,T422] | THORNSBERRY |  | 53.33 | -7.5523
MV/LV Substation RO***650 |  | 20 kV | _ | LV | 100 kVA :Pole Substation | 0.1 | --> | 0.1 | 0.1 | 2.22 |  | --> | 0.095 | 0 | 0 | 0.095 | 0 |  | --> | E20 ex CLARA | Clara [T421,T422] | THORNSBERRY |  | 53.3454 | -7.4805
MV/LV Substation AC***663 |  | 20 kV | _ | LV | 50 kVA :Pole Substation | 0.05 | --> | 0.05 | 0.047 | 2.22 |  | --> | 0.048 | 0 | 0 | 0.048 | 0 |  | --> | E20 ex CLARA | Clara [T421,T422] | THORNSBERRY |  | 53.3172 | -7.4945
MV/LV Substation AR***670 |  | 20 kV | _ | LV | 100 kVA :Pole Substation | 0.1 | --> | 0.1 | 0.098 | 2.22 |  | --> | 0.095 | 0 | 0 | 0.095 | 0 |  | --> | E20 ex CLARA | Clara [T421,T422] | THORNSBERRY |  | 53.3002 | -7.4922
MV/LV Substation KI***673 |  | 20 kV | _ | LV | 150 kVA :Pole Substation | 0.15 | --> | 0.15 | 0.146 | 2.22 |  | --> | 0.142 | 0 | 0 | 0.143 | 0 |  | --> | E12 ex CLARA | Clara [T421,T422] | THORNSBERRY |  | 53.3777 | -7.3845
MV/LV Substation MO***729 |  | 20 kV | _ | LV | 100 kVA :Pole Substation | 0.1 | --> | 0.1 | 0.1 | 2.22 |  | --> | 0.095 | 0 | 0 | 0.095 | 0 |  | --> | E21 ex CLARA | Clara [T421,T422] | THORNSBERRY |  | 53.4 | -7.6769
MV/LV Substation AS***768 |  | 20 kV | _ | LV | 50 kVA :Pole Substation | 0.05 | --> | 0.05 | 0.046 | 2.22 |  | --> | 0.048 | 0 | 0.01 | 0.041 | 0 |  | --> | E21 ex CLARA | Clara [T421,T422] | THORNSBERRY |  | 53.3532 | -7.6415
MV/LV Substation KI***810 |  | 20 kV | _ | LV | 45 kVA :Pole Substation | 0.045 | --> | 0.045 | 0 | 2.22 |  | --> | 0.043 | 0 | 0.063 | 0.002 | 0 |  | --> | E12 ex CLARA | Clara [T421,T422] | THORNSBERRY |  | 53.3624 | -7.495
MV/LV Substation KI***812 |  | 20 kV | _ | LV | 50 kVA :Pole Substation | 0.05 | --> | 0.05 | 0.049 | 2.22 |  | --> | 0.048 | 0 | 0 | 0.048 | 0 |  | --> | E12 ex CLARA | Clara [T421,T422] | THORNSBERRY |  | 53.3649 | -7.4869
MV/LV Substation GO***849 |  | 20 kV | _ | LV | 50 kVA :Pole Substation | 0.05 | --> | 0.05 | 0.048 | 2.22 |  | --> | 0.048 | 0 | 0.004 | 0.045 | 0 |  | --> | E20 ex CLARA | Clara [T421,T422] | THORNSBERRY |  | 53.3119 | -7.5024
MV/LV Substation GO***850 |  | 20 kV | _ | LV | 50 kVA :Pole Substation | 0.05 | --> | 0.05 | 0.038 | 2.22 |  | --> | 0.048 | 0 | 0 | 0.049 | 0 |  | --> | E20 ex CLARA | Clara [T421,T422] | THORNSBERRY |  | 53.3063 | -7.4926
MV/LV Substation PO***858 |  | 20 kV | _ | LV | 100 kVA :Pole Substation | 0.1 | --> | 0.1 | 0.06 | 2.22 |  | --> | 0.095 | 0 | 0 | 0.1 | 0 |  | --> | E21 ex CLARA | Clara [T421,T422] | THORNSBERRY |  | 53.2833 | -7.7199
MV/LV Substation FA***865 |  | 20 kV | _ | LV | 50 kVA :Pole Substation | 0.05 | --> | 0.05 | 0.049 | 2.22 |  | --> | 0.048 | 0 | 0.006 | 0.043 | 0 |  | --> | E12 ex CLARA | Clara [T421,T422] | THORNSBERRY |  | 53.3712 | -7.4605
MV/LV Substation KI***879 |  | 20 kV | _ | LV | 50 kVA :Pole Substation | 0.05 | --> | 0.05 | 0.043 | 2.22 |  | --> | 0.048 | 0 | 0.03 | 0.026 | 0 |  | --> | E21 ex CLARA | Clara [T421,T422] | THORNSBERRY |  | 53.3966 | -7.6666
MV/LV Substation NE***881 |  | 20 kV | _ | LV | 50 kVA :Pole Substation | 0.05 | --> | 0.05 | 0.05 | 2.22 |  | --> | 0.048 | 0 | 0 | 0.048 | 0 |  | --> | E12 ex CLARA | Clara [T421,T422] | THORNSBERRY |  | 53.3794 | -7.3854
MV/LV Substation BA***882 |  | 20 kV | _ | LV | 50 kVA :Pole Substation | 0.05 | --> | 0.05 | 0.026 | 2.22 |  | --> | 0.048 | 0 | 0 | 0.051 | 0 |  | --> | E21 ex CLARA | Clara [T421,T422] | THORNSBERRY |  | 53.3963 | -7.6865
MV/LV Substation RE***891 |  | 20 kV | _ | LV | 200 kVA :Pole Substation | 0.2 | --> | 0.2 | 0.115 | 2.22 |  | --> | 0.19 | 0 | 0 | 0.201 | 0 |  | --> | E12 ex CLARA | Clara [T421,T422] | THORNSBERRY |  | 53.3678 | -7.5021
MV/LV Substation BU***895 |  | 20 kV | _ | LV | 200 kVA :Pole Substation | 0.2 | --> | 0.2 | 0.197 | 2.22 |  | --> | 0.19 | 0 | 0 | 0.19 | 0 |  | --> | E20 ex CLARA | Clara [T421,T422] | THORNSBERRY |  | 53.3055 | -7.4721
MV/LV Substation GA***896 |  | 20 kV | _ | LV | 50 kVA :Pole Substation | 0.05 | --> | 0.05 | 0.05 | 2.22 |  | --> | 0.048 | 0 | 0 | 0.048 | 0 |  | --> | E20 ex CLARA | Clara [T421,T422] | THORNSBERRY |  | 53.302 | -7.4994
MV/LV Substation NB***901 |  | 20 kV | _ | LV | 200 kVA :Pole Substation | 0.2 | --> | 0.2 | 0.136 | 2.22 |  | --> | 0.19 | 0 | 0 | 0.199 | 0 |  | --> | E21 ex CLARA | Clara [T421,T422] | THORNSBERRY |  | 53.346 | -7.597
MV/LV Substation BA***914 |  | 20 kV | _ | LV | 100 kVA :Pole Substation | 0.1 | --> | 0.1 | 0.064 | 2.22 |  | --> | 0.095 | 0 | 0 | 0.1 | 0 |  | --> | E21 ex CLARA | Clara [T421,T422] | THORNSBERRY |  | 53.3464 | -7.7146
MV/LV Substation HO***922 |  | 20 kV | _ | LV | 50 kVA :Pole Substation | 0.05 | --> | 0.05 | 0.046 | 2.22 |  | --> | 0.048 | 0 | 0.005 | 0.044 | 0 |  | --> | E13 ex CLARA | Clara [T421,T422] | THORNSBERRY |  | 53.3908 | -7.586
MV/LV Substation AG***927 |  | 20 kV | _ | LV | 100 kVA :Pole Substation | 0.1 | --> | 0.1 | 0.093 | 2.22 |  | --> | 0.095 | 0 | 0.005 | 0.092 | 0 |  | --> | E20 ex CLARA | Clara [T421,T422] | THORNSBERRY |  | 53.3168 | -7.5066
MV/LV Substation NE***930 |  | 20 kV | _ | LV | 100 kVA :Pole Substation | 0.1 | --> | 0.1 | 0.096 | 2.22 |  | --> | 0.095 | 0 | 0.006 | 0.091 | 0 |  | --> | E12 ex CLARA | Clara [T421,T422] | THORNSBERRY |  | 53.3744 | -7.4232
MV/LV Substation WO***936 |  | 20 kV | _ | LV | 50 kVA :Pole Substation | 0.05 | --> | 0.05 | 0.045 | 2.22 |  | --> | 0.048 | 0 | 0 | 0.048 | 0 |  | --> | E21 ex CLARA | Clara [T421,T422] | THORNSBERRY |  | 53.3669 | -7.6273
MV/LV Substation MO***942 |  | 20 kV | _ | LV | 50 kVA :Pole Substation | 0.05 | --> | 0.05 | 0.046 | 2.22 |  | --> | 0.048 | 0 | 0 | 0.048 | 0 |  | --> | E21 ex CLARA | Clara [T421,T422] | THORNSBERRY |  | 53.3325 | -7.7071
MV/LV Substation KI***943 |  | 20 kV | _ | LV | 200 kVA :Pole Substation | 0.2 | --> | 0.2 | 0.193 | 2.22 |  | --> | 0.19 | 0 | 0 | 0.191 | 0 |  | --> | E17 ex CLARA | Clara [T421,T422] | THORNSBERRY |  | 53.3851 | -7.4988
MV/LV Substation LO***948 |  | 20 kV | _ | LV | 50 kVA :Pole Substation | 0.05 | --> | 0.05 | 0.048 | 2.22 |  | --> | 0.048 | 0 | 0 | 0.048 | 0 |  | --> | E17 ex CLARA | Clara [T421,T422] | THORNSBERRY |  | 53.3834 | -7.4895
MV/LV Substation BA***952 |  | 20 kV | _ | LV | 100 kVA :Pole Substation | 0.1 | --> | 0.1 | 0.061 | 2.22 |  | --> | 0.095 | 0 | 0 | 0.1 | 0 |  | --> | E21 ex CLARA | Clara [T421,T422] | THORNSBERRY |  | 53.3381 | -7.7329
MV/LV Substation RA***953 |  | 10 kV | _ | LV | 200 kVA :Pole Substation | 0.2 | --> | 0.2 | 0.093 | 2.22 |  | --> | 0.19 | 0 | 0.021 | 0.188 | 0 |  | --> | E14 ex CLARA | Clara [T421,T422] | THORNSBERRY |  | 53.3405 | -7.6168
MV/LV Substation MO***955 |  | 20 kV | _ | LV | 50 kVA :Pole Substation | 0.05 | --> | 0.05 | 0.05 | 2.22 |  | --> | 0.048 | 0 | 0 | 0.048 | 0 |  | --> | E12 ex CLARA | Clara [T421,T422] | THORNSBERRY |  | 53.3406 | -7.4118
MV/LV Substation TI***960 |  | 20 kV | _ | LV | 400 kVA :Building Structure | 0.4 | --> | 0.4 | 0.4 | 2.22 |  | --> | 0.38 | 0 | 0 | 0.38 | 0 |  | --> | E20 ex CLARA | Clara [T421,T422] | THORNSBERRY |  | 53.3011 | -7.4814
MV/LV Substation LO***985 |  | 20 kV | _ | LV | 50 kVA :Pole Substation | 0.05 | --> | 0.05 | 0.048 | 2.22 |  | --> | 0.048 | 0 | 0 | 0.048 | 0 |  | --> | E17 ex CLARA | Clara [T421,T422] | THORNSBERRY |  | 53.381 | -7.4944
MV/LV Substation KI***991 |  | 20 kV | _ | LV | 200 kVA :Pole Substation | 0.2 | --> | 0.2 | 0.174 | 2.22 |  | --> | 0.19 | 0 | 0 | 0.194 | 0 |  | --> | E12 ex CLARA | Clara [T421,T422] | THORNSBERRY |  | 53.3641 | -7.5094
MV/LV Substation DO***001 |  | 10 kV | _ | LV | 1000 kVA :Building Structure | 1 | --> | 1 | 0.5 | 10.9 |  | --> | 0.95 | 0 | 0.011 | 0.5 | 0 |  | --> | C12 ex MULLINGAR | Mullingar [T101,T102] | MULLINGAR |  | 53.5239 | -7.3442
MV/LV Substation AU***002 |  | 10 kV | _ | LV | 630 kVA :Kiosk Substation | 0.63 | --> | 0.63 | 0.345 | 10.9 |  | --> | 0.598 | 0 | 0.01 | 0.5 | 0 |  | --> | C19 ex MULLINGAR | Mullingar [T101,T102] | MULLINGAR |  | 53.5259 | -7.3362
MV/LV Substation RA***002Z |  | 20 kV | _ | LV | 100 kVA :Pole Substation | 0.1 | --> | 0.1 | 0 | 0 | Constrained, otherwise capacity available =87 kVA | --> | 0.095 | 0 | 0 | 0 | 0 | Constrained, otherwise capacity available =97 kW | --> | E18 ex BALLINDERRY | Ballinderry [T41,T422] | MULLINGAR |  | 53.5063 | -7.1458
MV/LV Substation ST***004 |  | 10 kV | _ | LV | 400 kVA :Building Structure | 0.4 | --> | 0.4 | 0.306 | 10.9 |  | --> | 0.38 | 0 | 0 | 0.393 | 0 |  | --> | C19 ex MULLINGAR | Mullingar [T101,T102] | MULLINGAR |  | 53.5335 | -7.32
MV/LV Substation TE***004X |  | 10 kV | _ | LV | 400 kVA :Building Structure | 0.4 | --> | 0.4 | 0.4 | 10.9 |  | --> | 0.38 | 0 | 0 | 0.38 | 0 |  | --> | C12 ex MULLINGAR | Mullingar [T101,T102] | MULLINGAR |  | 53.524 | -7.342
MV/LV Substation IN***004Y |  | 10 kV | _ | LV | 630 kVA :Building Structure | 0.63 | --> | 0.63 | 0.5 | 1.25 |  | --> | 0.598 | 0 | 0 | 0 | 0 | Constrained, otherwise capacity available =599 kW | --> | C17 ex LOUGHANALLA | Loughanalla [T41,T42] | MULLINGAR |  | 53.6857 | -7.294
MV/LV Substation KE***005Y |  | 20 kV | _ | LV | 50 kVA :Pole Substation | 0.05 | --> | 0.05 | 0 | 0 | Constrained, otherwise capacity available =29 kVA | --> | 0.048 | 0 | 0 | 0 | 0 | Constrained, otherwise capacity available =50 kW | --> | C18 ex NEWBROOK | Newbrook [T42] | MULLINGAR |  | 53.4422 | -7.5856
MV/LV Substation HA***006 |  | 10 kV | _ | LV | 200 kVA :Kiosk Substation | 0.2 | --> | 0.2 | 0.117 | 10.9 |  | --> | 0.19 | 0 | 0.005 | 0.197 | 0 |  | --> | C19 ex MULLINGAR | Mullingar [T101,T102] | MULLINGAR |  | 53.5287 | -7.3413
MV/LV Substation SE***006Y |  | 20 kV | _ | LV | 100 kVA :Pole Substation | 0.1 | --> | 0.1 | 0.089 | 2.22 |  | --> | 0.095 | 0 | 0 | 0.096 | 0 |  | --> | E13 ex CLARA | Clara [T421,T422] | THORNSBERRY |  | 53.4424 | -7.4815
MV/LV Substation PA***007 |  | 10 kV | _ | LV | 200 kVA :Pole Substation | 0.2 | --> | 0.2 | 0.001 | 10.9 |  | --> | 0.19 | 0 | 0.041 | 0.185 | 0 |  | --> | C21 ex MULLINGAR | Mullingar [T101,T102] | MULLINGAR |  | 53.5235 | -7.354
MV/LV Substation LI***008X |  | 10 kV | _ | LV | 200 kVA :Pole Substation | 0.2 | --> | 0.2 | 0.193 | 1.25 |  | --> | 0.19 | 0 | 0 | 0 | 0 | Constrained, otherwise capacity available =191 kW | --> | C17 ex LOUGHANALLA | Loughanalla [T41,T42] | MULLINGAR |  | 53.7159 | -7.318
MV/LV Substation CO***009Z |  | 10 kV | _ | LV | 400 kVA :Kiosk Substation | 0.4 | --> | 0.4 | 0.317 | 10.9 |  | --> | 0.38 | 0 | 0.019 | 0.377 | 0 |  | --> | C14 ex MULLINGAR | Mullingar [T101,T102] | MULLINGAR |  | 53.5399 | -7.3598
MV/LV Substation BA***013 |  | 10 kV | _ | LV | 200 kVA :Kiosk Substation | 0.2 | --> | 0.2 | 0 | 0 | Constrained, otherwise capacity available =108 kVA | --> | 0.19 | 0 | 0.041 | 0 | 0 | Constrained, otherwise capacity available =172 kW | --> | C21 ex BALLINDERRY | Ballinderry [T41,T422] | MULLINGAR |  | 53.5177 | -7.3381
MV/LV Substation KI***013Y |  | 20 kV | _ | LV | 200 kVA :Kiosk Substation | 0.2 | --> | 0.2 | 0 | 0 | Constrained, otherwise capacity available =110 kVA | --> | 0.19 | 0 | 0.022 | 0.186 | 0 |  | --> | E19 ex EDENDERRY | Edenderry [T421,T422] | BLAKE |  | 53.4568 | -7.1038
MV/LV Substation TH***018X |  | 20 kV | _ | LV | 50 kVA :Pole Substation | 0.05 | --> | 0.05 | 0 | 0 | Constrained, otherwise capacity available =42 kVA | --> | 0.048 | 0 | 0 | 0.049 | 0 |  | --> | E19 ex EDENDERRY | Edenderry [T421,T422] | BLAKE |  | 53.4978 | -7.1296
MV/LV Substation MY***019Z |  | 20 kV | _ | LV | 50 kVA :Pole Substation | 0.05 | --> | 0.05 | 0 | 0 | Constrained, otherwise capacity available =37 kVA | --> | 0.048 | 0 | 0 | 0 | 0 | Constrained, otherwise capacity available =49 kW | --> | C15 ex DELVIN | Delvin [T41,T42] | MULLINGAR |  | 53.532 | -7.1292
MV/LV Substation HE***027Y |  | 10 kV | _ | LV | 50 kVA :Pole Substation | 0.05 | --> | 0.05 | 0 | 0 | Constrained, otherwise capacity available =50 kVA | --> | 0.048 | 0 | 0 | 0 | 0 | Constrained, otherwise capacity available =48 kW | --> | C17 ex DELVIN | Delvin [T41,T42] | MULLINGAR |  | 53.6697 | -7.0181
MV/LV Substation NE***028Z |  | 20 kV | _ | LV | 50 kVA :Pole Substation | 0.05 | --> | 0.05 | 0 | 0 | Constrained, otherwise capacity available =50 kVA | --> | 0.048 | 0 | 0 | 0 | 0 | Constrained, otherwise capacity available =48 kW | --> | E20 ex BALLINDERRY | Ballinderry [T41,T422] | MULLINGAR |  | 53.5108 | -7.3275
MV/LV Substation LO***029Y |  | 10 kV | _ | LV | 400 kVA :Kiosk Substation | 0.4 | --> | 0.4 | 0.358 | 10.9 |  | --> | 0.38 | 0 | 0.01 | 0.378 | 0 |  | --> | C13 ex MULLINGAR | Mullingar [T101,T102] | MULLINGAR |  | 53.5416 | -7.3473
MV/LV Substation LA***030Z |  | 10 kV | _ | LV | 400 kVA :Kiosk Substation | 0.4 | --> | 0.4 | 0 | 0 | Constrained, otherwise capacity available =283 kVA | --> | 0.38 | 0 | 0.044 | 0 | 0 | Constrained, otherwise capacity available =363 kW | --> | C17 ex BALLINDERRY | Ballinderry [T41,T422] | MULLINGAR |  | 53.5279 | -7.3174
MV/LV Substation GR***033 |  | 10 kV | _ | LV | 200 kVA :Pole Substation | 0.2 | --> | 0.2 | 0.098 | 10.9 |  | --> | 0.19 | 0 | 0.009 | 0.197 | 0 |  | --> | C14 ex MULLINGAR | Mullingar [T101,T102] | MULLINGAR |  | 53.5284 | -7.3509
MV/LV Substation AR***033Y |  | 10 kV | _ | LV | 400 kVA :Kiosk Substation | 0.4 | --> | 0.4 | 0 | 0 | Constrained, otherwise capacity available =309 kVA | --> | 0.38 | 0 | 0 | 0 | 0 | Constrained, otherwise capacity available =392 kW | --> | C19 ex BALLINDERRY | Ballinderry [T41,T422] | MULLINGAR |  | 53.5194 | -7.3304
MV/LV Substation CL***037X |  | 10 kV | _ | LV | 400 kVA :Kiosk Substation | 0.4 | --> | 0.4 | 0 | 0 | Constrained, otherwise capacity available =400 kVA | --> | 0.38 | 0 | 0 | 0 | 0 | Constrained, otherwise capacity available =380 kW | --> | C16 ex NEWBROOK | Newbrook [T42] | MULLINGAR |  | 53.5144 | -7.3659
MV/LV Substation CH***038 |  | 10 kV | _ | LV | 630 kVA :Building Structure | 0.63 | --> | 0.63 | 0.313 | 10.9 |  | --> | 0.598 | 0 | 0.02 | 0.5 | 0 |  | --> | C12 ex MULLINGAR | Mullingar [T101,T102] | MULLINGAR |  | 53.5253 | -7.34
MV/LV Substation DO***039 |  | 20 kV | _ | LV | 200 kVA :Pole Substation | 0.2 | --> | 0.2 | 0 | 0 | Constrained, otherwise capacity available =169 kVA | --> | 0.19 | 0 | 0 | 0 | 0 | Constrained, otherwise capacity available =194 kW | --> | E14 ex BALLINDERRY | Ballinderry [T41,T422] | MULLINGAR |  | 53.3911 | -7.2575
MV/LV Substation AL***040 |  | 10 kV | _ | LV | 630 kVA :Kiosk Substation | 0.63 | --> | 0.63 | 0.39 | 10.9 |  | --> | 0.598 | 0 | 0.01 | 0.5 | 0 |  | --> | C19 ex MULLINGAR | Mullingar [T101,T102] | MULLINGAR |  | 53.5311 | -7.3475
MV/LV Substation CL***040Y |  | 10 kV | _ | LV | 100 kVA :Pole Substation | 0.1 | --> | 0.1 | 0 | 0 | Constrained, otherwise capacity available =100 kVA | --> | 0.095 | 0 | 0 | 0 | 0 | Constrained, otherwise capacity available =95 kW | --> | C17 ex DELVIN | Delvin [T41,T42] | MULLINGAR |  | 53.6091 | -7.0875
MV/LV Substation GR***041 |  | 10 kV | _ | LV | 630 kVA :Building Structure | 0.63 | --> | 0.63 | 0.379 | 10.9 |  | --> | 0.598 | 0 | 0 | 0.5 | 0 |  | --> | C21 ex MULLINGAR | Mullingar [T101,T102] | MULLINGAR |  | 53.5245 | -7.3481
MV/LV Substation BU***043 |  | 10 kV | _ | LV | 200 kVA :Kiosk Substation | 0.2 | --> | 0.2 | 0 | 0 | Constrained, otherwise capacity available =184 kVA | --> | 0.19 | 0 | 0 | 0 | 0 | Constrained, otherwise capacity available =192 kW | --> | C17 ex BALLINDERRY | Ballinderry [T41,T422] | MULLINGAR |  | 53.5265 | -7.3195
MV/LV Substation LY***044 |  | 10 kV | _ | LV | 200 kVA :Pole Substation | 0.2 | --> | 0.2 | 0.195 | 10.9 |  | --> | 0.19 | 0 | 0 | 0.191 | 0 |  | --> | C12 ex MULLINGAR | Mullingar [T101,T102] | MULLINGAR |  | 53.5219 | -7.3391
MV/LV Substation HI***045 |  | 10 kV | _ | LV | 400 kVA :Kiosk Substation | 0.4 | --> | 0.4 | 0 | 0 | Constrained, otherwise capacity available =300 kVA | --> | 0.38 | 0 | 0.024 | 0 | 0 | Constrained, otherwise capacity available =376 kW | --> | C21 ex BALLINDERRY | Ballinderry [T41,T422] | MULLINGAR |  | 53.5166 | -7.3358
MV/LV Substation CL***045Z |  | 10 kV | _ | LV | 200 kVA :Kiosk Substation | 0.2 | --> | 0.2 | 0 | 0 | Constrained, otherwise capacity available =111 kVA | --> | 0.19 | 0 | 0.039 | 0 | 0 | Constrained, otherwise capacity available =173 kW | --> | C17 ex DELVIN | Delvin [T41,T42] | MULLINGAR |  | 53.6643 | -7.0213
MV/LV Substation MA***047 |  | 10 kV | _ | LV | 200 kVA :Pole Substation | 0.2 | --> | 0.2 | 0 | 0 | Constrained, otherwise capacity available =83 kVA | --> | 0.19 | 0 | 0.018 | 0 | 0 | Constrained, otherwise capacity available =192 kW | --> | C19 ex BALLINDERRY | Ballinderry [T41,T422] | MULLINGAR |  | 53.5212 | -7.3327
MV/LV Substation BR***047Z |  | 10 kV | _ | LV | 400 kVA :Kiosk Substation | 0.4 | --> | 0.4 | 0 | 0 | Constrained, otherwise capacity available =305 kVA | --> | 0.38 | 0 | 0 | 0 | 0 | Constrained, otherwise capacity available =393 kW | --> | C21 ex BALLINDERRY | Ballinderry [T41,T422] | MULLINGAR |  | 53.5164 | -7.3419
MV/LV Substation ST***048 |  | 10 kV | _ | LV | 400 kVA :Kiosk Substation | 0.4 | --> | 0.4 | 0 | 0 | Constrained, otherwise capacity available =264 kVA | --> | 0.38 | 0 | 0 | 0 | 0 | Constrained, otherwise capacity available =398 kW | --> | C21 ex BALLINDERRY | Ballinderry [T41,T422] | MULLINGAR |  | 53.5149 | -7.3356
MV/LV Substation RA***049Z |  | 20 kV | _ | LV | 400 kVA :Kiosk Substation | 0.4 | --> | 0.4 | 0 | 0 | Constrained, otherwise capacity available =287 kVA | --> | 0.38 | 0 | 0.042 | 0 | 0 | Constrained, otherwise capacity available =364 kW | --> | E14 ex BALLINDERRY | Ballinderry [T41,T422] | MULLINGAR |  | 53.4158 | -7.296
MV/LV Substation CL***050X |  | 10 kV | _ | LV | 100 kVA :Pole Substation | 0.1 | --> | 0.1 | 0 | 0 | Constrained, otherwise capacity available =53 kVA | --> | 0.095 | 0 | 0 | 0 | 0 | Constrained, otherwise capacity available =101 kW | --> | C17 ex DELVIN | Delvin [T41,T42] | MULLINGAR |  | 53.6629 | -7.0214
MV/LV Substation PE***054Z |  | 10 kV | _ | LV | 200 kVA :Kiosk Substation | 0.2 | --> | 0.2 | 0 | 0 | Constrained, otherwise capacity available =120 kVA | --> | 0.19 | 0 | 0.034 | 0 | 0 | Constrained, otherwise capacity available =176 kW | --> | C17 ex BALLINDERRY | Ballinderry [T41,T422] | MULLINGAR |  | 53.5234 | -7.3186
MV/LV Substation PE***055Z |  | 10 kV | _ | LV | 400 kVA :Kiosk Substation | 0.4 | --> | 0.4 | 0 | 0 | Constrained, otherwise capacity available =268 kVA | --> | 0.38 | 0 | 0.08 | 0 | 0 | Constrained, otherwise capacity available =338 kW | --> | C17 ex BALLINDERRY | Ballinderry [T41,T422] | MULLINGAR |  | 53.5213 | -7.3208
MV/LV Substation MA***056X |  | 20 kV | _ | LV | 50 kVA :Pole Substation | 0.05 | --> | 0.05 | 0 | 0 | Constrained, otherwise capacity available =42 kVA | --> | 0.048 | 0 | 0 | 0 | 0 | Constrained, otherwise capacity available =49 kW | --> | E18 ex BALLINDERRY | Ballinderry [T41,T422] | MULLINGAR |  | 53.5144 | -7.3093
MV/LV Substation AD***057 |  | 10 kV | _ | LV | 200 kVA :Kiosk Substation | 0.2 | --> | 0.2 | 0.026 | 10.9 |  | --> | 0.19 | 0 | 0 | 0.212 | 0 |  | --> | C12 ex MULLINGAR | Mullingar [T101,T102] | MULLINGAR |  | 53.5201 | -7.3428
MV/LV Substation OA***057X |  | 10 kV | _ | LV | 200 kVA :Kiosk Substation | 0.2 | --> | 0.2 | 0.144 | 10.9 |  | --> | 0.19 | 0 | 0.013 | 0.188 | 0 |  | --> | C18 ex MULLINGAR | Mullingar [T101,T102] | MULLINGAR |  | 53.5216 | -7.3658
MV/LV Substation BE***058 |  | 10 kV | _ | LV | 200 kVA :Kiosk Substation | 0.2 | --> | 0.2 | 0 | 0 | Constrained, otherwise capacity available =111 kVA | --> | 0.19 | 0 | 0.056 | 0 | 0 | Constrained, otherwise capacity available =160 kW | --> | C17 ex BALLINDERRY | Ballinderry [T41,T422] | MULLINGAR |  | 53.5273 | -7.3229
MV/LV Substation GR***058X |  | 10 kV | _ | LV | 400 kVA :Kiosk Substation | 0.4 | --> | 0.4 | 0.257 | 10.9 |  | --> | 0.38 | 0 | 0.004 | 0.396 | 0 |  | --> | C18 ex MULLINGAR | Mullingar [T101,T102] | MULLINGAR |  | 53.5229 | -7.3616
MV/LV Substation CL***059 |  | 10 kV | _ | LV | 200 kVA :Pole Substation | 0.2 | --> | 0.2 | 0 | 0 | Constrained, otherwise capacity available =82 kVA | --> | 0.19 | 0 | 0.067 | 0 | 0 | Constrained, otherwise capacity available =156 kW | --> | C21 ex BALLINDERRY | Ballinderry [T41,T422] | MULLINGAR |  | 53.5192 | -7.3538
MV/LV Substation BE***062 |  | 10 kV | _ | LV | 100 kVA :Pole Substation | 0.1 | --> | 0.1 | 0 | 0 | Constrained, otherwise capacity available =68 kVA | --> | 0.095 | 0 | 0.031 | 0 | 0 | Constrained, otherwise capacity available =76 kW | --> | C17 ex BALLINDERRY | Ballinderry [T41,T422] | MULLINGAR |  | 53.5302 | -7.3205
MV/LV Substation CL***062X |  | 10 kV | _ | LV | 200 kVA :Pole Substation | 0.2 | --> | 0.2 | 0 | 0 | Constrained, otherwise capacity available =137 kVA | --> | 0.19 | 0 | 0.015 | 0 | 0 | Constrained, otherwise capacity available =187 kW | --> | C17 ex DELVIN | Delvin [T41,T42] | MULLINGAR |  | 53.6639 | -7.0144
MV/LV Substation CL***064 |  | 10 kV | _ | LV | 400 kVA :Building Structure | 0.4 | --> | 0.4 | 0 | 0 | Constrained, otherwise capacity available =400 kVA | --> | 0.38 | 0 | 0 | 0 | 0 | Constrained, otherwise capacity available =380 kW | --> | C21 ex BALLINDERRY | Ballinderry [T41,T422] | MULLINGAR |  | 53.5165 | -7.3502
MV/LV Substation DA***065 |  | 10 kV | _ | LV | 400 kVA :Kiosk Substation | 0.4 | --> | 0.4 | 0.331 | 10.9 |  | --> | 0.38 | 0 | 0.013 | 0.38 | 0 |  | --> | C19 ex MULLINGAR | Mullingar [T101,T102] | MULLINGAR |  | 53.5309 | -7.3293
MV/LV Substation SK***065Z |  | 20 kV | _ | LV | 50 kVA :Pole Substation | 0.05 | --> | 0.05 | 0 | 0 | Constrained, otherwise capacity available =39 kVA | --> | 0.048 | 0 | 0 | 0 | 0 | Constrained, otherwise capacity available =49 kW | --> | E14 ex BALLINDERRY | Ballinderry [T41,T422] | MULLINGAR |  | 53.4413 | -7.244
MV/LV Substation NC***066Z |  | 10 kV | _ | LV | 400 kVA :Kiosk Substation | 0.4 | --> | 0.4 | 0 | 0 | Constrained, otherwise capacity available =316 kVA | --> | 0.38 | 0 | 0 | 0 | 0 | Constrained, otherwise capacity available =391 kW | --> | C21 ex BALLINDERRY | Ballinderry [T41,T422] | MULLINGAR |  | 53.5141 | -7.3553
MV/LV Substation BU***067Z |  | 10 kV | _ | LV | 400 kVA :Kiosk Substation | 0.4 | --> | 0.4 | 0 | 0 | Constrained, otherwise capacity available =309 kVA | --> | 0.38 | 0 | 0 | 0 | 0 | Constrained, otherwise capacity available =392 kW | --> | C21 ex BALLINDERRY | Ballinderry [T41,T422] | MULLINGAR |  | 53.517 | -7.3568
MV/LV Substation BU***068Z |  | 10 kV | _ | LV | 400 kVA :Kiosk Substation | 0.4 | --> | 0.4 | 0 | 0 | Constrained, otherwise capacity available =290 kVA | --> | 0.38 | 0 | 0.01 | 0 | 0 | Constrained, otherwise capacity available =387 kW | --> | C21 ex BALLINDERRY | Ballinderry [T41,T422] | MULLINGAR |  | 53.5161 | -7.3546
MV/LV Substation LY***070 |  | 10 kV | _ | LV | 630 kVA :Kiosk Substation | 0.63 | --> | 0.63 | 0 | 0 | Constrained, otherwise capacity available =397 kVA | --> | 0.598 | 0 | 0.02 | 0 | 0 | Constrained, otherwise capacity available =615 kW | --> | C21 ex BALLINDERRY | Ballinderry [T41,T422] | MULLINGAR |  | 53.5202 | -7.3473
MV/LV Substation RA***071Y |  | 20 kV | _ | LV | 50 kVA :Pole Substation | 0.05 | --> | 0.05 | 0 | 0 | Constrained, otherwise capacity available =46 kVA | --> | 0.048 | 0 | 0.005 | 0 | 0 | Constrained, otherwise capacity available =44 kW | --> | E18 ex BALLINDERRY | Ballinderry [T41,T422] | MULLINGAR |  | 53.5104 | -7.1585
MV/LV Substation HE***072Z |  | 20 kV | _ | LV | 50 kVA :Pole Substation | 0.05 | --> | 0.05 | 0 | 0 | Constrained, otherwise capacity available =43 kVA | --> | 0.048 | 0 | 0 | 0 | 0 | Constrained, otherwise capacity available =48 kW | --> | E14 ex BALLINDERRY | Ballinderry [T41,T422] | MULLINGAR |  | 53.4162 | -7.2995
MV/LV Substation RO***074Y |  | 10 kV | _ | LV | 50 kVA :Pole Substation | 0.05 | --> | 0.05 | 0.05 | 10.9 |  | --> | 0.048 | 0 | 0 | 0.048 | 0 |  | --> | C19 ex MULLINGAR | Mullingar [T101,T102] | MULLINGAR |  | 53.5331 | -7.3446
MV/LV Substation MA***079Z |  | 20 kV | _ | LV | 100 kVA :Pole Substation | 0.1 | --> | 0.1 | 0.098 | 10.9 |  | --> | 0.095 | 0 | 0 | 0.095 | 0 |  | --> | C25 ex MULLINGAR | Mullingar [T101,T102] | MULLINGAR |  | 53.539 | -7.4184
MV/LV Substation HI***080X |  | 10 kV | _ | LV | 400 kVA :Kiosk Substation | 0.4 | --> | 0.4 | 0 | 0 | Constrained, otherwise capacity available =324 kVA | --> | 0.38 | 0 | 0.053 | 0 | 0 | Constrained, otherwise capacity available =351 kW | --> | C21 ex BALLINDERRY | Ballinderry [T41,T422] | MULLINGAR |  | 53.5118 | -7.3401
MV/LV Substation PO***081X |  | 10 kV | _ | LV | 400 kVA :Building Structure | 0.4 | --> | 0.4 | 0.145 | 10.9 |  | --> | 0.38 | 0 | 0.005 | 0.41 | 0 |  | --> | C12 ex MULLINGAR | Mullingar [T101,T102] | MULLINGAR |  | 53.5252 | -7.3456
MV/LV Substation CU***086X |  | 20 kV | _ | LV | 100 kVA :Pole Substation | 0.1 | --> | 0.1 | 0.061 | 10.9 |  | --> | 0.095 | 0 | 0.009 | 0.094 | 0 |  | --> | C24 ex MULLINGAR | Mullingar [T101,T102] | MULLINGAR |  | 53.5501 | -7.3543
MV/LV Substation CH***089X |  | 10 kV | _ | LV | 100 kVA :Pole Substation | 0.1 | --> | 0.1 | 0 | 0 | Constrained, otherwise capacity available =58 kVA | --> | 0.095 | 0 | 0.005 | 0 | 0 | Constrained, otherwise capacity available =97 kW | --> | C21 ex BALLINDERRY | Ballinderry [T41,T422] | MULLINGAR |  | 53.5151 | -7.3325
MV/LV Substation KG***090Z |  | 20 kV | _ | LV | 630 kVA :Kiosk Substation | 0.63 | --> | 0.63 | 0 | 0 | Constrained, otherwise capacity available =506 kVA | --> | 0.598 | 0 | 0.011 | 0.5 | 0 |  | --> | E19 ex EDENDERRY | Edenderry [T421,T422] | BLAKE |  | 53.4562 | -7.1014
MV/LV Substation CA***093X |  | 10 kV | _ | LV | 630 kVA :Building Structure | 0.63 | --> | 0.63 | 0.406 | 10.9 |  | --> | 0.598 | 0 | 0 | 0.5 | 0 |  | --> | C12 ex MULLINGAR | Mullingar [T101,T102] | MULLINGAR |  | 53.5267 | -7.3395
MV/LV Substation LO***101X |  | 10 kV | _ | LV | 400 kVA :Kiosk Substation | 0.4 | --> | 0.4 | 0.248 | 10.9 |  | --> | 0.38 | 0 | 0.05 | 0.363 | 0 |  | --> | C13 ex MULLINGAR | Mullingar [T101,T102] | MULLINGAR |  | 53.5408 | -7.3456
MV/LV Substation GR***103X |  | 10 kV | _ | LV | 400 kVA :Kiosk Substation | 0.4 | --> | 0.4 | 0.267 | 10.9 |  | --> | 0.38 | 0 | 0.005 | 0.394 | 0 |  | --> | C18 ex MULLINGAR | Mullingar [T101,T102] | MULLINGAR |  | 53.5241 | -7.3575
MV/LV Substation TO***106X |  | 10 kV | _ | LV | 200 kVA :Kiosk Substation | 0.2 | --> | 0.2 | 0 | 0 | Constrained, otherwise capacity available =112 kVA | --> | 0.19 | 0 | 0.005 | 0 | 0 | Constrained, otherwise capacity available =198 kW | --> | C17 ex BALLINDERRY | Ballinderry [T41,T422] | MULLINGAR |  | 53.5273 | -7.3177
MV/LV Substation CL***108Y |  | 10 kV | _ | LV | 200 kVA :Kiosk Substation | 0.2 | --> | 0.2 | 0 | 0 | Constrained, otherwise capacity available =143 kVA | --> | 0.19 | 0 | 0 | 0 | 0 | Constrained, otherwise capacity available =198 kW | --> | C16 ex NEWBROOK | Newbrook [T42] | MULLINGAR |  | 53.5187 | -7.361
MV/LV Substation ST***108Z |  | 20 kV | _ | LV | 200 kVA :Kiosk Substation | 0.2 | --> | 0.2 | 0 | 0 | Constrained, otherwise capacity available =125 kVA | --> | 0.19 | 0 | 0.005 | 0 | 0 | Constrained, otherwise capacity available =196 kW | --> | E14 ex BALLINDERRY | Ballinderry [T41,T422] | MULLINGAR |  | 53.4176 | -7.2939
MV/LV Substation CL***109Y |  | 10 kV | _ | LV | 200 kVA :Kiosk Substation | 0.2 | --> | 0.2 | 0 | 0 | Constrained, otherwise capacity available =155 kVA | --> | 0.19 | 0 | 0.04 | 0 | 0 | Constrained, otherwise capacity available =166 kW | --> | C16 ex NEWBROOK | Newbrook [T42] | MULLINGAR |  | 53.5175 | -7.3604
MV/LV Substation MA***112X |  | 10 kV | _ | LV | 50 kVA :Pole Substation | 0.05 | --> | 0.05 | 0 | 0 | Constrained, otherwise capacity available =43 kVA | --> | 0.048 | 0 | 0 | 0 | 0 | Constrained, otherwise capacity available =48 kW | --> | C23 ex BALLINDERRY | Ballinderry [T41,T422] | MULLINGAR |  | 53.5208 | -7.3076
MV/LV Substation RA***113Y |  | 10 kV | _ | LV | 50 kVA :Pole Substation | 0.05 | --> | 0.05 | 0.045 | 10.9 |  | --> | 0.048 | 0 | 0.004 | 0.045 | 0 |  | --> | C12 ex MULLINGAR | Mullingar [T101,T102] | MULLINGAR |  | 53.5306 | -7.3668
MV/LV Substation LI***115Z |  | 20 kV | _ | LV | 200 kVA :Pole Substation | 0.2 | --> | 0.2 | 0 | 0 | Constrained, otherwise capacity available =120 kVA | --> | 0.19 | 0 | 0 | 0 | 0 | Constrained, otherwise capacity available =201 kW | --> | E18 ex BALLINDERRY | Ballinderry [T41,T422] | MULLINGAR |  | 53.5193 | -7.2873
MV/LV Substation ST***116 |  | 20 kV | _ | LV | 50 kVA :Pole Substation | 0.05 | --> | 0.05 | 0 | 0 | Constrained, otherwise capacity available =42 kVA | --> | 0.048 | 0 | 0 | 0 | 0 | Constrained, otherwise capacity available =48 kW | --> | C18 ex NEWBROOK | Newbrook [T42] | MULLINGAR |  | 53.4385 | -7.6013
MV/LV Substation KN***117X |  | 20 kV | _ | LV | 200 kVA :Building Structure | 0.2 | --> | 0.2 | 0 | 0 | Constrained, otherwise capacity available =180 kVA | --> | 0.19 | 0 | 0 | 0 | 0 | Constrained, otherwise capacity available =193 kW | --> | E18 ex BALLINDERRY | Ballinderry [T41,T422] | MULLINGAR |  | 53.5051 | -7.2028
MV/LV Substation LE***118Z |  | 20 kV | _ | LV | 50 kVA :Pole Substation | 0.05 | --> | 0.05 | 0 | 0 | Constrained, otherwise capacity available =15 kVA | --> | 0.048 | 0 | 0.009 | 0 | 0 | Constrained, otherwise capacity available =45 kW | --> | E18 ex BALLINDERRY | Ballinderry [T41,T422] | MULLINGAR |  | 53.5069 | -7.1414
MV/LV Substation OL***121X |  | 20 kV | _ | LV | 50 kVA :Pole Substation | 0.05 | --> | 0.05 | 0 | 0 | Constrained, otherwise capacity available =49 kVA | --> | 0.048 | 0 | 0 | 0 | 0 | Constrained, otherwise capacity available =48 kW | --> | E20 ex BALLINDERRY | Ballinderry [T41,T422] | MULLINGAR |  | 53.4042 | -7.3293
MV/LV Substation GR***121Z |  | 10 kV | _ | LV | 630 kVA :Building Structure | 0.63 | --> | 0.63 | 0.5 | 10.9 |  | --> | 0.598 | 0 | 0.018 | 0.5 | 0 |  | --> | C12 ex MULLINGAR | Mullingar [T101,T102] | MULLINGAR |  | 53.5208 | -7.3397
MV/LV Substation PR***126Z |  | 10 kV | _ | LV | 200 kVA :Pole Substation | 0.2 | --> | 0.2 | 0.173 | 10.9 |  | --> | 0.19 | 0 | 0 | 0.194 | 0 |  | --> | C13 ex MULLINGAR | Mullingar [T101,T102] | MULLINGAR |  | 53.5495 | -7.3292
MV/LV Substation MY***131Y |  | 20 kV | _ | LV | 50 kVA :Pole Substation | 0.05 | --> | 0.05 | 0 | 0 | Constrained, otherwise capacity available =48 kVA | --> | 0.048 | 0 | 0 | 0 | 0 | Constrained, otherwise capacity available =48 kW | --> | C15 ex DELVIN | Delvin [T41,T42] | MULLINGAR |  | 53.5348 | -7.1231
MV/LV Substation TH***135Y |  | 10 kV | _ | LV | 1000 kVA :Building Structure | 1 | --> | 1 | 0.5 | 10.9 |  | --> | 0.95 | 0 | 0 | 0.5 | 0 |  | --> | C21 ex MULLINGAR | Mullingar [T101,T102] | MULLINGAR |  | 53.526 | -7.355
MV/LV Substation BR***145Y |  | 10 kV | _ | LV | 400 kVA :Kiosk Substation | 0.4 | --> | 0.4 | 0.268 | 10.9 |  | --> | 0.38 | 0 | 0.069 | 0.347 | 0 |  | --> | C14 ex MULLINGAR | Mullingar [T101,T102] | MULLINGAR |  | 53.5347 | -7.356
MV/LV Substation SE***146Y |  | 20 kV | _ | LV | 50 kVA :Pole Substation | 0.05 | --> | 0.05 | 0.042 | 1.25 |  | --> | 0.048 | 0 | 0 | 0 | 0 | Constrained, otherwise capacity available =48 kW | --> | C16 ex LOUGHANALLA | Loughanalla [T41,T42] | MULLINGAR |  | 53.6725 | -7.3084
MV/LV Substation GL***155X |  | 10 kV | _ | LV | 100 kVA :Pole Substation | 0.1 | --> | 0.1 | 0.071 | 1.25 |  | --> | 0.095 | 0 | 0 | 0 | 0 | Constrained, otherwise capacity available =99 kW | --> | C17 ex LOUGHANALLA | Loughanalla [T41,T42] | MULLINGAR |  | 53.6835 | -7.299
MV/LV Substation DE***159Z |  | 10 kV | _ | LV | 400 kVA :Kiosk Substation | 0.4 | --> | 0.4 | 0.341 | 1.25 |  | --> | 0.38 | 0 | 0 | 0 | 0 | Constrained, otherwise capacity available =388 kW | --> | C17 ex LOUGHANALLA | Loughanalla [T41,T42] | MULLINGAR |  | 53.6792 | -7.3015
MV/LV Substation HO***160Y |  | 20 kV | _ | LV | 100 kVA :Pole Substation | 0.1 | --> | 0.1 | 0.086 | 10.9 |  | --> | 0.095 | 0 | 0 | 0.097 | 0 |  | --> | C24 ex MULLINGAR | Mullingar [T101,T102] | MULLINGAR |  | 53.6248 | -7.3864
MV/LV Substation RA***162X |  | 20 kV | _ | LV | 400 kVA :Kiosk Substation | 0.4 | --> | 0.4 | 0 | 0 | Constrained, otherwise capacity available =385 kVA | --> | 0.38 | 0 | 0.015 | 0.371 | 0 |  | --> | E19 ex EDENDERRY | Edenderry [T421,T422] | BLAKE |  | 53.4608 | -7.108
MV/LV Substation BA***165Z |  | 20 kV | _ | LV | 50 kVA :Pole Substation | 0.05 | --> | 0.05 | 0 | 0 | Constrained, otherwise capacity available =28 kVA | --> | 0.048 | 0 | 0 | 0 | 0 | Constrained, otherwise capacity available =50 kW | --> | C15 ex DELVIN | Delvin [T41,T42] | MULLINGAR |  | 53.5605 | -7.134
MV/LV Substation RI***170Y |  | 20 kV | _ | LV | 50 kVA :Pole Substation | 0.05 | --> | 0.05 | 0 | 0 | Constrained, otherwise capacity available =48 kVA | --> | 0.048 | 0 | 0 | 0 | 0 | Constrained, otherwise capacity available =48 kW | --> | E18 ex BALLINDERRY | Ballinderry [T41,T422] | MULLINGAR |  | 53.5059 | -7.0736
MV/LV Substation PO***183Z |  | 20 kV | _ | LV | 100 kVA :Pole Substation | 0.1 | --> | 0.1 | 0.052 | 1.25 |  | --> | 0.095 | 0 | 0.006 | 0 | 0 | Constrained, otherwise capacity available =97 kW | --> | C16 ex LOUGHANALLA | Loughanalla [T41,T42] | MULLINGAR |  | 53.6712 | -7.2873
MV/LV Substation KI***190X |  | 10 kV | _ | LV | 50 kVA :Pole Substation | 0.05 | --> | 0.05 | 0 | 0 | Constrained, otherwise capacity available =26 kVA | --> | 0.048 | 0 | 0.008 | 0 | 0 | Constrained, otherwise capacity available =45 kW | --> | C17 ex ATHBOY | Athboy [T42] | NAVAN |  | 53.6612 | -6.9945
MV/LV Substation BA***191 |  | 20 kV | _ | LV | 200 kVA :Pole Substation | 0.2 | --> | 0.2 | 0.113 | 10.9 |  | --> | 0.19 | 0 | 0.005 | 0.198 | 0 |  | --> | C25 ex MULLINGAR | Mullingar [T101,T102] | MULLINGAR |  | 53.5832 | -7.5376
MV/LV Substation MO***192 |  | 20 kV | _ | LV | 100 kVA :Pole Substation | 0.1 | --> | 0.1 | 0.064 | 10.9 |  | --> | 0.095 | 0 | 0.005 | 0.096 | 0 |  | --> | C25 ex MULLINGAR | Mullingar [T101,T102] | MULLINGAR |  | 53.5846 | -7.5343
MV/LV Substation WI***193 |  | 20 kV | _ | LV | 100 kVA :Pole Substation | 0.1 | --> | 0.1 | 0.098 | 10.9 |  | --> | 0.095 | 0 | 0.006 | 0.091 | 0 |  | --> | C25 ex MULLINGAR | Mullingar [T101,T102] | MULLINGAR |  | 53.5897 | -7.5306
MV/LV Substation RA***193Y |  | 20 kV | _ | LV | 100 kVA :Pole Substation | 0.1 | --> | 0.1 | 0 | 0 | Constrained, otherwise capacity available =17 kVA | --> | 0.095 | 0 | 0.01 | 0 | 0 | Constrained, otherwise capacity available =98 kW | --> | E18 ex BALLINDERRY | Ballinderry [T41,T422] | MULLINGAR |  | 53.5094 | -7.1431
MV/LV Substation RA***197Y |  | 10 kV | _ | LV | 50 kVA :Pole Substation | 0.05 | --> | 0.05 | 0 | 0 | Constrained, otherwise capacity available =49 kVA | --> | 0.048 | 0 | 0 | 0 | 0 | Constrained, otherwise capacity available =48 kW | --> | C23 ex BALLINDERRY | Ballinderry [T41,T422] | MULLINGAR |  | 53.547 | -7.292
MV/LV Substation WA***202X |  | 20 kV | _ | LV | 100 kVA :Pole Substation | 0.1 | --> | 0.1 | 0 | 0 | Constrained, otherwise capacity available =96 kVA | --> | 0.095 | 0 | 0 | 0 | 0 | Constrained, otherwise capacity available =96 kW | --> | E20 ex BALLINDERRY | Ballinderry [T41,T422] | MULLINGAR |  | 53.4435 | -7.3715
MV/LV Substation GR***204Y |  | 20 kV | _ | LV | 50 kVA :Pole Substation | 0.05 | --> | 0.05 | 0 | 0 | Constrained, otherwise capacity available =30 kVA | --> | 0.048 | 0 | 0 | 0 | 0 | Constrained, otherwise capacity available =50 kW | --> | C15 ex DELVIN | Delvin [T41,T42] | MULLINGAR |  | 53.5157 | -7.1386
MV/LV Substation MA***206Z |  | 10 kV | _ | LV | 630 kVA :Kiosk Substation | 0.63 | --> | 0.63 | 0.314 | 10.9 |  | --> | 0.598 | 0 | 0 | 0.5 | 0 |  | --> | C12 ex MULLINGAR | Mullingar [T101,T102] | MULLINGAR |  | 53.5258 | -7.3423
MV/LV Substation AS***209X |  | 20 kV | _ | LV | 100 kVA :Pole Substation | 0.1 | --> | 0.1 | 0 | 0 | Constrained, otherwise capacity available =79 kVA | --> | 0.095 | 0 | 0.005 | 0 | 0 | Constrained, otherwise capacity available =94 kW | --> | E18 ex BALLINDERRY | Ballinderry [T41,T422] | MULLINGAR |  | 53.5233 | -7.1016
MV/LV Substation CA***224X |  | 10 kV | _ | LV | 100 kVA :Pole Substation | 0.1 | --> | 0.1 | 0.089 | 10.9 |  | --> | 0.095 | 0 | 0.006 | 0.092 | 0 |  | --> | C13 ex MULLINGAR | Mullingar [T101,T102] | MULLINGAR |  | 53.5706 | -7.3263
MV/LV Substation CA***227 |  | 20 kV | _ | LV | 100 kVA :Pole Substation | 0.1 | --> | 0.1 | 0.058 | 2.22 |  | --> | 0.095 | 0 | 0 | 0.101 | 0 |  | --> | E13 ex CLARA | Clara [T421,T422] | THORNSBERRY |  | 53.4451 | -7.487
MV/LV Substation WA***227Y |  | 20 kV | _ | LV | 50 kVA :Pole Substation | 0.05 | --> | 0.05 | 0 | 0 | Constrained, otherwise capacity available =41 kVA | --> | 0.048 | 0 | 0.024 | 0 | 0 | Constrained, otherwise capacity available =31 kW | --> | E18 ex BALLINDERRY | Ballinderry [T41,T422] | MULLINGAR |  | 53.5158 | -7.1014
MV/LV Substation TH***231Z |  | 10 kV | _ | LV | 50 kVA :Pole Substation | 0.05 | --> | 0.05 | 0.049 | 10.9 |  | --> | 0.048 | 0 | 0 | 0.048 | 0 |  | --> | C13 ex MULLINGAR | Mullingar [T101,T102] | MULLINGAR |  | 53.5732 | -7.3258
MV/LV Substation SH***242Y |  | 10 kV | _ | LV | 200 kVA :Pole Substation | 0.2 | --> | 0.2 | 0.103 | 1.25 |  | --> | 0.19 | 0 | 0 | 0 | 0 | Constrained, otherwise capacity available =203 kW | --> | C17 ex LOUGHANALLA | Loughanalla [T41,T42] | MULLINGAR |  | 53.7396 | -7.2689
MV/LV Substation TE***243Y |  | 10 kV | _ | LV | 630 kVA :Building Structure | 0.63 | --> | 0.63 | 0.45 | 10.9 |  | --> | 0.598 | 0 | 0.024 | 0.5 | 0 |  | --> | C14 ex MULLINGAR | Mullingar [T101,T102] | MULLINGAR |  | 53.5272 | -7.3522
MV/LV Substation LA***243Z |  | 10 kV | _ | LV | 630 kVA :Kiosk Substation | 0.63 | --> | 0.63 | 0 | 0 | Constrained, otherwise capacity available =458 kVA | --> | 0.598 | 0 | 0.052 | 0 | 0 | Constrained, otherwise capacity available =583 kW | --> | C17 ex BALLINDERRY | Ballinderry [T41,T422] | MULLINGAR |  | 53.5304 | -7.3146
MV/LV Substation CL***248Y |  | 20 kV | _ | LV | 100 kVA :Pole Substation | 0.1 | --> | 0.1 | 0 | 0 | Constrained, otherwise capacity available =96 kVA | --> | 0.095 | 0 | 0 | 0 | 0 | Constrained, otherwise capacity available =96 kW | --> | E20 ex BALLINDERRY | Ballinderry [T41,T422] | MULLINGAR |  | 53.4947 | -7.3458
MV/LV Substation BA***253Y |  | 20 kV | _ | LV | 100 kVA :Pole Substation | 0.1 | --> | 0.1 | 0 | 0 | Constrained, otherwise capacity available =100 kVA | --> | 0.095 | 0 | 0 | 0 | 0 | Constrained, otherwise capacity available =95 kW | --> | E18 ex BALLINDERRY | Ballinderry [T41,T422] | MULLINGAR |  | 53.5073 | -7.1994
MV/LV Substation FA***258Z |  | 20 kV | _ | LV | 400 kVA :Kiosk Substation | 0.4 | --> | 0.4 | 0 | 0 | Constrained, otherwise capacity available =375 kVA | --> | 0.38 | 0 | 0 | 0.383 | 0 |  | --> | E19 ex EDENDERRY | Edenderry [T421,T422] | BLAKE |  | 53.4539 | -7.103
MV/LV Substation HK***260Z |  | 20 kV | _ | LV | 50 kVA :Pole Substation | 0.05 | --> | 0.05 | 0 | 0 | Constrained, otherwise capacity available =46 kVA | --> | 0.048 | 0 | 0.002 | 0 | 0 | Constrained, otherwise capacity available =46 kW | --> | E18 ex BALLINDERRY | Ballinderry [T41,T422] | MULLINGAR |  | 53.5122 | -7.1119
MV/LV Substation BR***261 |  | 20 kV | _ | LV | 50 kVA :Pole Substation | 0.05 | --> | 0.05 | 0 | 0 | Constrained, otherwise capacity available =40 kVA | --> | 0.048 | 0 | 0 | 0 | 0 | Constrained, otherwise capacity available =49 kW | --> | C15 ex DELVIN | Delvin [T41,T42] | MULLINGAR |  | 53.572 | -7.0993
MV/LV Substation BR***263 |  | 20 kV | _ | LV | 200 kVA :Pole Substation | 0.2 | --> | 0.2 | 0 | 0 | Constrained, otherwise capacity available =189 kVA | --> | 0.19 | 0 | 0 | 0 | 0 | Constrained, otherwise capacity available =191 kW | --> | C15 ex DELVIN | Delvin [T41,T42] | MULLINGAR |  | 53.5709 | -7.0894
MV/LV Substation MI***266Z |  | 10 kV | _ | LV | 400 kVA :Kiosk Substation | 0.4 | --> | 0.4 | 0 | 0 | Constrained, otherwise capacity available =293 kVA | --> | 0.38 | 0 | 0.006 | 0 | 0 | Constrained, otherwise capacity available =390 kW | --> | C19 ex BALLINDERRY | Ballinderry [T41,T422] | MULLINGAR |  | 53.5187 | -7.3337
MV/LV Substation HA***268Z |  | 10 kV | _ | LV | 400 kVA :Kiosk Substation | 0.4 | --> | 0.4 | 0.327 | 10.9 |  | --> | 0.38 | 0 | 0.005 | 0.386 | 0 |  | --> | C19 ex MULLINGAR | Mullingar [T101,T102] | MULLINGAR |  | 53.5298 | -7.3422
MV/LV Substation RA***270X |  | 20 kV | _ | LV | 50 kVA :Pole Substation | 0.05 | --> | 0.05 | 0 | 0 | Constrained, otherwise capacity available =8 kVA | --> | 0.048 | 0 | 0 | 0.053 | 0 |  | --> | E19 ex EDENDERRY | Edenderry [T421,T422] | BLAKE |  | 53.5039 | -7.1315
MV/LV Substation TY***275X |  | 20 kV | _ | LV | 50 kVA :Pole Substation | 0.05 | --> | 0.05 | 0 | 0 | Constrained, otherwise capacity available =35 kVA | --> | 0.048 | 0 | 0 | 0 | 0 | Constrained, otherwise capacity available =50 kW | --> | E20 ex BALLINDERRY | Ballinderry [T41,T422] | MULLINGAR |  | 53.3938 | -7.3874
MV/LV Substation HE***286Z |  | 20 kV | _ | LV | 400 kVA :Kiosk Substation | 0.4 | --> | 0.4 | 0 | 0 | Constrained, otherwise capacity available =266 kVA | --> | 0.38 | 0 | 0.033 | 0 | 0 | Constrained, otherwise capacity available =374 kW | --> | E14 ex BALLINDERRY | Ballinderry [T41,T422] | MULLINGAR |  | 53.4551 | -7.1089
MV/LV Substation KE***288Z |  | 10 kV | _ | LV | 50 kVA :Pole Substation | 0.05 | --> | 0.05 | 0 | 0 | Constrained, otherwise capacity available =49 kVA | --> | 0.048 | 0 | 0 | 0 | 0 | Constrained, otherwise capacity available =48 kW | --> | C18 ex NEWBROOK | Newbrook [T42] | MULLINGAR |  | 53.5184 | -7.3908
MV/LV Substation TH***289Z |  | 20 kV | _ | LV | 400 kVA :Kiosk Substation | 0.4 | --> | 0.4 | 0 | 0 | Constrained, otherwise capacity available =348 kVA | --> | 0.38 | 0 | 0 | 0 | 0 | Constrained, otherwise capacity available =387 kW | --> | E18 ex BALLINDERRY | Ballinderry [T41,T422] | MULLINGAR |  | 53.5116 | -7.1418
MV/LV Substation BA***293 |  | 10 kV | _ | LV | 50 kVA :Pole Substation | 0.05 | --> | 0.05 | 0.034 | 10.9 |  | --> | 0.048 | 0 | 0 | 0.05 | 0 |  | --> | C13 ex MULLINGAR | Mullingar [T101,T102] | MULLINGAR |  | 53.5431 | -7.3381
MV/LV Substation LY***293Y |  | 20 kV | _ | LV | 50 kVA :Pole Substation | 0.05 | --> | 0.05 | 0 | 0 | Constrained, otherwise capacity available =48 kVA | --> | 0.048 | 0 | 0 | 0 | 0 | Constrained, otherwise capacity available =48 kW | --> | E20 ex BALLINDERRY | Ballinderry [T41,T422] | MULLINGAR |  | 53.4982 | -7.3581
MV/LV Substation BO***294 |  | 10 kV | _ | LV | 100 kVA :Pole Substation | 0.1 | --> | 0.1 | 0.086 | 10.9 |  | --> | 0.095 | 0 | 0 | 0.097 | 0 |  | --> | C13 ex MULLINGAR | Mullingar [T101,T102] | MULLINGAR |  | 53.5452 | -7.3344
MV/LV Substation PR***295X |  | 10 kV | _ | LV | 100 kVA :Pole Substation | 0.1 | --> | 0.1 | 0 | 0 | Constrained, otherwise capacity available =82 kVA | --> | 0.095 | 0 | 0 | 0 | 0 | Constrained, otherwise capacity available =97 kW | --> | C19 ex BALLINDERRY | Ballinderry [T41,T422] | MULLINGAR |  | 53.5237 | -7.3303
MV/LV Substation SE***295Y |  | 20 kV | _ | LV | 100 kVA :Pole Substation | 0.1 | --> | 0.1 | 0.077 | 1.25 |  | --> | 0.095 | 0 | 0 | 0 | 0 | Constrained, otherwise capacity available =98 kW | --> | C16 ex LOUGHANALLA | Loughanalla [T41,T42] | MULLINGAR |  | 53.6678 | -7.3203
MV/LV Substation GO***296Z |  | 20 kV | _ | LV | 50 kVA :Pole Substation | 0.05 | --> | 0.05 | 0 | 0 | Constrained, otherwise capacity available =42 kVA | --> | 0.048 | 0 | 0 | 0 | 0 | Constrained, otherwise capacity available =49 kW | --> | E20 ex BALLINDERRY | Ballinderry [T41,T422] | MULLINGAR |  | 53.4833 | -7.3571
MV/LV Substation KI***299Y |  | 20 kV | _ | LV | 200 kVA :Pole Substation | 0.2 | --> | 0.2 | 0 | 0 | Constrained, otherwise capacity available =173 kVA | --> | 0.19 | 0 | 0 | 0.194 | 0 |  | --> | E19 ex EDENDERRY | Edenderry [T421,T422] | BLAKE |  | 53.456 | -7.0914
MV/LV Substation CA***303Y |  | 20 kV | _ | LV | 100 kVA :Pole Substation | 0.1 | --> | 0.1 | 0.074 | 2.22 |  | --> | 0.095 | 0 | 0.005 | 0.095 | 0 |  | --> | E13 ex CLARA | Clara [T421,T422] | THORNSBERRY |  | 53.4466 | -7.491
MV/LV Substation RA***308Z |  | 20 kV | _ | LV | 200 kVA :Kiosk Substation | 0.2 | --> | 0.2 | 0 | 0 | Constrained, otherwise capacity available =158 kVA | --> | 0.19 | 0 | 0 | 0 | 0 | Constrained, otherwise capacity available =196 kW | --> | E14 ex BALLINDERRY | Ballinderry [T41,T422] | MULLINGAR |  | 53.4156 | -7.2935
MV/LV Substation GU***309Y |  | 20 kV | _ | LV | 50 kVA :Pole Substation | 0.05 | --> | 0.05 | 0 | 0 | Constrained, otherwise capacity available =32 kVA | --> | 0.048 | 0 | 0 | 0 | 0 | Constrained, otherwise capacity available =50 kW | --> | E20 ex BALLINDERRY | Ballinderry [T41,T422] | MULLINGAR |  | 53.4816 | -7.356
MV/LV Substation MI***311Y |  | 20 kV | _ | LV | 50 kVA :Pole Substation | 0.05 | --> | 0.05 | 0 | 0 | Constrained, otherwise capacity available =46 kVA | --> | 0.048 | 0 | 0 | 0 | 0 | Constrained, otherwise capacity available =48 kW | --> | E14 ex BALLINDERRY | Ballinderry [T41,T422] | MULLINGAR |  | 53.4426 | -7.2442
MV/LV Substation CU***318Z |  | 20 kV | _ | LV | 200 kVA :Pole Substation | 0.2 | --> | 0.2 | 0.2 | 10.9 |  | --> | 0.19 | 0 | 0 | 0.19 | 0 |  | --> | C24 ex MULLINGAR | Mullingar [T101,T102] | MULLINGAR |  | 53.5495 | -7.3535
MV/LV Substation CU***321Y |  | 10 kV | _ | LV | 50 kVA :Pole Substation | 0.05 | --> | 0.05 | 0.05 | 10.9 |  | --> | 0.048 | 0 | 0 | 0.048 | 0 |  | --> | C13 ex MULLINGAR | Mullingar [T101,T102] | MULLINGAR |  | 53.5521 | -7.3322
MV/LV Substation FO***326Z |  | 10 kV | _ | LV | 630 kVA :Building Structure | 0.63 | --> | 0.63 | 0 | 0 | Constrained, otherwise capacity available =441 kVA | --> | 0.598 | 0 | 0 | 0 | 0 | Constrained, otherwise capacity available =624 kW | --> | C16 ex NEWBROOK | Newbrook [T42] | MULLINGAR |  | 53.5154 | -7.3691
MV/LV Substation US***329Z |  | 10 kV | _ | LV | 630 kVA :Kiosk Substation | 0.63 | --> | 0.63 | 0 | 0 | Constrained, otherwise capacity available =545 kVA | --> | 0.598 | 0 | 0 | 0 | 0 | Constrained, otherwise capacity available =610 kW | --> | C21 ex BALLINDERRY | Ballinderry [T41,T422] | MULLINGAR |  | 53.5185 | -7.34
MV/LV Substation CL***330Z |  | 20 kV | _ | LV | 50 kVA :Pole Substation | 0.05 | --> | 0.05 | 0 | 0 | Constrained, otherwise capacity available =31 kVA | --> | 0.048 | 0 | 0 | 0 | 0 | Constrained, otherwise capacity available =50 kW | --> | C15 ex DELVIN | Delvin [T41,T42] | MULLINGAR |  | 53.5351 | -7.1941
MV/LV Substation BI***331Y |  | 10 kV | _ | LV | 630 kVA :Kiosk Substation | 0.63 | --> | 0.63 | 0.469 | 10.9 |  | --> | 0.598 | 0 | 0.045 | 0.5 | 0 |  | --> | C12 ex MULLINGAR | Mullingar [T101,T102] | MULLINGAR |  | 53.5266 | -7.344
MV/LV Substation O ***332Z |  | 20 kV | _ | LV | 200 kVA :Pole Substation | 0.2 | --> | 0.2 | 0 | 0 | Constrained, otherwise capacity available =193 kVA | --> | 0.19 | 0 | 0 | 0 | 0 | Constrained, otherwise capacity available =191 kW | --> | E14 ex BALLINDERRY | Ballinderry [T41,T422] | MULLINGAR |  | 53.4808 | -7.2892
MV/LV Substation MA***333Z |  | 20 kV | _ | LV | 400 kVA :Kiosk Substation | 0.4 | --> | 0.4 | 0 | 0 | Constrained, otherwise capacity available =262 kVA | --> | 0.38 | 0 | 0.043 | 0.366 | 0 |  | --> | E19 ex EDENDERRY | Edenderry [T421,T422] | BLAKE |  | 53.4586 | -7.1075
MV/LV Substation AR***337Z |  | 10 kV | _ | LV | 400 kVA :Kiosk Substation | 0.4 | --> | 0.4 | 0 | 0 | Constrained, otherwise capacity available =209 kVA | --> | 0.38 | 0 | 0.077 | 0 | 0 | Constrained, otherwise capacity available =348 kW | --> | C23 ex BALLINDERRY | Ballinderry [T41,T422] | MULLINGAR |  | 53.5196 | -7.3122
MV/LV Substation BA***341X |  | 20 kV | _ | LV | 50 kVA :Pole Substation | 0.05 | --> | 0.05 | 0.047 | 10.9 |  | --> | 0.048 | 0 | 0 | 0.048 | 0 |  | --> | C25 ex MULLINGAR | Mullingar [T101,T102] | MULLINGAR |  | 53.5705 | -7.5087
MV/LV Substation AR***344Z |  | 10 kV | _ | LV | 400 kVA :Kiosk Substation | 0.4 | --> | 0.4 | 0.272 | 10.9 |  | --> | 0.38 | 0 | 0.024 | 0.379 | 0 |  | --> | C18 ex MULLINGAR | Mullingar [T101,T102] | MULLINGAR |  | 53.5235 | -7.3698
MV/LV Substation DR***353 |  | 20 kV | _ | LV | 50 kVA :Pole Substation | 0.05 | --> | 0.05 | 0 | 0 | Constrained, otherwise capacity available =44 kVA | --> | 0.048 | 0 | 0 | 0 | 0 | Constrained, otherwise capacity available =48 kW | --> | C18 ex DELVIN | Delvin [T41,T42] | MULLINGAR |  | 53.6399 | -7.1537
MV/LV Substation KI***357Y |  | 20 kV | _ | LV | 50 kVA :Pole Substation | 0.05 | --> | 0.05 | 0.04 | 10.9 |  | --> | 0.048 | 0 | 0 | 0.049 | 0 |  | --> | C24 ex MULLINGAR | Mullingar [T101,T102] | MULLINGAR |  | 53.6077 | -7.3846
MV/LV Substation KE***360Z |  | 20 kV | _ | LV | 50 kVA :Pole Substation | 0.05 | --> | 0.05 | 0.043 | 10.9 |  | --> | 0.048 | 0 | 0 | 0.048 | 0 |  | --> | C25 ex MULLINGAR | Mullingar [T101,T102] | MULLINGAR |  | 53.5528 | -7.4156
MV/LV Substation BA***364 |  | 10 kV | _ | LV | 200 kVA :Pole Substation | 0.2 | --> | 0.2 | 0 | 0 | Constrained, otherwise capacity available =158 kVA | --> | 0.19 | 0 | 0.008 | 0 | 0 | Constrained, otherwise capacity available =190 kW | --> | C21 ex BALLINDERRY | Ballinderry [T41,T422] | MULLINGAR |  | 53.5148 | -7.3398
MV/LV Substation WO***369Z |  | 20 kV | _ | LV | 200 kVA :Pole Substation | 0.2 | --> | 0.2 | 0 | 0 | Constrained, otherwise capacity available =200 kVA | --> | 0.19 | 0 | 0 | 0 | 0 | Constrained, otherwise capacity available =190 kW | --> | C18 ex NEWBROOK | Newbrook [T42] | MULLINGAR |  | 53.5059 | -7.4521
MV/LV Substation CL***370 |  | 20 kV | _ | LV | 50 kVA :Pole Substation | 0.05 | --> | 0.05 | 0 | 0 | Constrained, otherwise capacity available =38 kVA | --> | 0.048 | 0 | 0 | 0 | 0 | Constrained, otherwise capacity available =49 kW | --> | E20 ex BALLINDERRY | Ballinderry [T41,T422] | MULLINGAR |  | 53.5067 | -7.3481
MV/LV Substation BE***374Z |  | 10 kV | _ | LV | 400 kVA :Kiosk Substation | 0.4 | --> | 0.4 | 0 | 0 | Constrained, otherwise capacity available =286 kVA | --> | 0.38 | 0 | 0.022 | 0 | 0 | Constrained, otherwise capacity available =379 kW | --> | C21 ex BALLINDERRY | Ballinderry [T41,T422] | MULLINGAR |  | 53.5124 | -7.3374
MV/LV Substation BE***375Z |  | 10 kV | _ | LV | 200 kVA :Kiosk Substation | 0.2 | --> | 0.2 | 0 | 0 | Constrained, otherwise capacity available =190 kVA | --> | 0.19 | 0 | 0 | 0 | 0 | Constrained, otherwise capacity available =191 kW | --> | C21 ex BALLINDERRY | Ballinderry [T41,T422] | MULLINGAR |  | 53.5137 | -7.339
MV/LV Substation MI***378Z |  | 20 kV | _ | LV | 200 kVA :Pole Substation | 0.2 | --> | 0.2 | 0 | 0 | Constrained, otherwise capacity available =166 kVA | --> | 0.19 | 0 | 0.011 | 0 | 0 | Constrained, otherwise capacity available =186 kW | --> | E14 ex BALLINDERRY | Ballinderry [T41,T422] | MULLINGAR |  | 53.4422 | -7.2461
MV/LV Substation KN***380 |  | 20 kV | _ | LV | 50 kVA :Pole Substation | 0.05 | --> | 0.05 | 0 | 0 | Constrained, otherwise capacity available =49 kVA | --> | 0.048 | 0 | 0.029 | 0 | 0 | Constrained, otherwise capacity available =26 kW | --> | E20 ex BALLINDERRY | Ballinderry [T41,T422] | MULLINGAR |  | 53.4511 | -7.3663
MV/LV Substation WI***389Y |  | 20 kV | _ | LV | 200 kVA :Pole Substation | 0.2 | --> | 0.2 | 0.169 | 10.9 |  | --> | 0.19 | 0 | 0.011 | 0.186 | 0 |  | --> | C24 ex MULLINGAR | Mullingar [T101,T102] | MULLINGAR |  | 53.6124 | -7.42
MV/LV Substation GU***392 |  | 20 kV | _ | LV | 100 kVA :Pole Substation | 0.1 | --> | 0.1 | 0 | 0 | Constrained, otherwise capacity available =94 kVA | --> | 0.095 | 0 | 0 | 0 | 0 | Constrained, otherwise capacity available =96 kW | --> | E20 ex BALLINDERRY | Ballinderry [T41,T422] | MULLINGAR |  | 53.3957 | -7.3827
MV/LV Substation LO***392Y |  | 20 kV | _ | LV | 200 kVA :Pole Substation | 0.2 | --> | 0.2 | 0 | 0 | Constrained, otherwise capacity available =174 kVA | --> | 0.19 | 0 | 0 | 0 | 0 | Constrained, otherwise capacity available =194 kW | --> | C18 ex DELVIN | Delvin [T41,T42] | MULLINGAR |  | 53.681 | -7.163
MV/LV Substation TY***393 |  | 20 kV | _ | LV | 50 kVA :Pole Substation | 0.05 | --> | 0.05 | 0 | 0 | Constrained, otherwise capacity available =39 kVA | --> | 0.048 | 0 | 0 | 0 | 0 | Constrained, otherwise capacity available =49 kW | --> | E20 ex BALLINDERRY | Ballinderry [T41,T422] | MULLINGAR |  | 53.3927 | -7.3706
MV/LV Substation CU***4004 |  | 20 kV | _ | LV | 50 kVA :Pole Substation | 0.05 | --> | 0.05 | 0.048 | 10.9 |  | --> | 0.048 | 0 | 0 | 0.048 | 0 |  | --> | C24 ex MULLINGAR | Mullingar [T101,T102] | MULLINGAR |  | 53.5553 | -7.3538
MV/LV Substation CI***4019 |  | 10 kV | _ | LV | 400 kVA :Building Structure | 0.4 | --> | 0.4 | 0.306 | 10.9 |  | --> | 0.38 | 0 | 0.04 | 0.363 | 0 |  | --> | C12 ex MULLINGAR | Mullingar [T101,T102] | MULLINGAR |  | 53.5232 | -7.3413
MV/LV Substation BA***4021 |  | 20 kV | _ | LV | 50 kVA :Pole Substation | 0.05 | --> | 0.05 | 0 | 0 | Constrained, otherwise capacity available =42 kVA | --> | 0.048 | 0 | 0.056 | 0 | 0 | Constrained, otherwise capacity available =8 kW | --> | C18 ex DELVIN | Delvin [T41,T42] | MULLINGAR |  | 53.6329 | -7.2173
MV/LV Substation GA***4029 |  | 20 kV | _ | LV | 50 kVA :Pole Substation | 0.05 | --> | 0.05 | 0 | 0 | Constrained, otherwise capacity available =50 kVA | --> | 0.048 | 0 | 0 | 0 | 0 | Constrained, otherwise capacity available =48 kW | --> | E14 ex BALLINDERRY | Ballinderry [T41,T422] | MULLINGAR |  | 53.4802 | -7.2927
MV/LV Substation WA***4035 |  | 20 kV | _ | LV | 100 kVA :Pole Substation | 0.1 | --> | 0.1 | 0 | 0 | Constrained, otherwise capacity available =100 kVA | --> | 0.095 | 0 | 0 | 0.095 | 0 |  | --> | E19 ex EDENDERRY | Edenderry [T421,T422] | BLAKE |  | 53.4962 | -7.1281
MV/LV Substation CU***4036 |  | 20 kV | _ | LV | 50 kVA :Pole Substation | 0.05 | --> | 0.05 | 0 | 0 | Constrained, otherwise capacity available =48 kVA | --> | 0.048 | 0 | 0.011 | 0.04 | 0 |  | --> | E19 ex EDENDERRY | Edenderry [T421,T422] | BLAKE |  | 53.4912 | -7.137
MV/LV Substation RK***4040 |  | 20 kV | _ | LV | 50 kVA :Pole Substation | 0.05 | --> | 0.05 | 0 | 0 | Constrained, otherwise capacity available =30 kVA | --> | 0.048 | 0 | 0 | 0 | 0 | Constrained, otherwise capacity available =50 kW | --> | C15 ex DELVIN | Delvin [T41,T42] | MULLINGAR |  | 53.5242 | -7.1571
MV/LV Substation WO***4054 |  | 20 kV | _ | LV | 100 kVA :Pole Substation | 0.1 | --> | 0.1 | 0.083 | 2.22 |  | --> | 0.095 | 0 | 0 | 0.097 | 0 |  | --> | E13 ex CLARA | Clara [T421,T422] | THORNSBERRY |  | 53.4424 | -7.4843
MV/LV Substation GR***405X |  | 10 kV | _ | LV | 200 kVA :Kiosk Substation | 0.2 | --> | 0.2 | 0 | 0 | Constrained, otherwise capacity available =74 kVA | --> | 0.19 | 0 | 0.024 | 0 | 0 | Constrained, otherwise capacity available =189 kW | --> | C18 ex NEWBROOK | Newbrook [T42] | MULLINGAR |  | 53.5197 | -7.3761
MV/LV Substation HA***406Z |  | 10 kV | _ | LV | 100 kVA :Pole Substation | 0.1 | --> | 0.1 | 0 | 0 | Constrained, otherwise capacity available =70 kVA | --> | 0.095 | 0 | 0.006 | 0 | 0 | Constrained, otherwise capacity available =95 kW | --> | C23 ex BALLINDERRY | Ballinderry [T41,T422] | MULLINGAR |  | 53.5238 | -7.3079
MV/LV Substation FA***4093 |  | 10 kV | _ | LV | 200 kVA :Kiosk Substation | 0.2 | --> | 0.2 | 0.146 | 10.9 |  | --> | 0.19 | 0 | 0 | 0.197 | 0 |  | --> | C21 ex MULLINGAR | Mullingar [T101,T102] | MULLINGAR |  | 53.5243 | -7.3497
MV/LV Substation GI***4104 |  | 20 kV | _ | LV | 100 kVA :Pole Substation | 0.1 | --> | 0.1 | 0 | 0 | Constrained, otherwise capacity available =70 kVA | --> | 0.095 | 0 | 0.09 | 0 | 0 | Constrained, otherwise capacity available =32 kW | --> | C18 ex DELVIN | Delvin [T41,T42] | MULLINGAR |  | 53.6054 | -7.2053
MV/LV Substation CO***410Y |  | 20 kV | _ | LV | 50 kVA :Pole Substation | 0.05 | --> | 0.05 | 0 | 0 | Constrained, otherwise capacity available =48 kVA | --> | 0.048 | 0 | 0 | 0 | 0 | Constrained, otherwise capacity available =48 kW | --> | C15 ex DELVIN | Delvin [T41,T42] | MULLINGAR |  | 53.5428 | -7.1288
MV/LV Substation RO***4119 |  | 20 kV | _ | LV | 50 kVA :Pole Substation | 0.05 | --> | 0.05 | 0 | 0 | Constrained, otherwise capacity available =47 kVA | --> | 0.048 | 0 | 0 | 0 | 0 | Constrained, otherwise capacity available =48 kW | --> | E20 ex BALLINDERRY | Ballinderry [T41,T422] | MULLINGAR |  | 53.4703 | -7.3227
MV/LV Substation MO***4125 |  | 10 kV | _ | LV | 100 kVA :Pole Substation | 0.1 | --> | 0.1 | 0 | 0 | Constrained, otherwise capacity available =71 kVA | --> | 0.095 | 0 | 0 | 0 | 0 | Constrained, otherwise capacity available =99 kW | --> | C17 ex DELVIN | Delvin [T41,T42] | MULLINGAR |  | 53.624 | -7.0809
MV/LV Substation KN***4131 |  | 10 kV | _ | LV | 50 kVA :Pole Substation | 0.05 | --> | 0.05 | 0.035 | 10.9 |  | --> | 0.048 | 0 | 0.019 | 0.035 | 0 |  | --> | C13 ex MULLINGAR | Mullingar [T101,T102] | MULLINGAR |  | 53.5653 | -7.3254
MV/LV Substation MU***415 |  | 20 kV | _ | LV | 200 kVA :Pole Substation | 0.2 | --> | 0.2 | 0.128 | 10.9 |  | --> | 0.19 | 0 | 0 | 0.2 | 0 |  | --> | C24 ex MULLINGAR | Mullingar [T101,T102] | MULLINGAR |  | 53.6252 | -7.389
MV/LV Substation UI***4166 |  | 20 kV | _ | LV | 50 kVA :Pole Substation | 0.05 | --> | 0.05 | 0 | 0 | Constrained, otherwise capacity available =50 kVA | --> | 0.048 | 0 | 0 | 0 | 0 | Constrained, otherwise capacity available =48 kW | --> | C18 ex NEWBROOK | Newbrook [T42] | MULLINGAR |  | 53.4849 | -7.5799
MV/LV Substation SA***4169 |  | 10 kV | _ | LV | 400 kVA :Building Structure | 0.4 | --> | 0.4 | 0.363 | 10.9 |  | --> | 0.38 | 0 | 0 | 0.38 | 0 |  | --> | C14 ex MULLINGAR | Mullingar [T101,T102] | MULLINGAR |  | 53.5365 | -7.3511
MV/LV Substation TR***4173 |  | 10 kV | _ | LV | 50 kVA :Pole Substation | 0.05 | --> | 0.05 | 0.05 | 1.25 |  | --> | 0.048 | 0 | 0 | 0 | 0 | Constrained, otherwise capacity available =48 kW | --> | C17 ex LOUGHANALLA | Loughanalla [T41,T42] | MULLINGAR |  | 53.6898 | -7.364
MV/LV Substation CL***4174 |  | 20 kV | _ | LV | 50 kVA :Pole Substation | 0.05 | --> | 0.05 | 0 | 0 | Constrained, otherwise capacity available =50 kVA | --> | 0.048 | 0 | 0 | 0 | 0 | Constrained, otherwise capacity available =48 kW | --> | C15 ex DELVIN | Delvin [T41,T42] | MULLINGAR |  | 53.5713 | -7.0831
MV/LV Substation MU***4177 |  | 20 kV | _ | LV | 50 kVA :Pole Substation | 0.05 | --> | 0.05 | 0 | 0 | Constrained, otherwise capacity available =39 kVA | --> | 0.048 | 0 | 0.009 | 0 | 0 | Constrained, otherwise capacity available =42 kW | --> | E18 ex BALLINDERRY | Ballinderry [T41,T422] | MULLINGAR |  | 53.5071 | -7.2292
MV/LV Substation RA***417Z |  | 10 kV | _ | LV | 630 kVA :Kiosk Substation | 0.63 | --> | 0.63 | 0.494 | 10.9 |  | --> | 0.598 | 0 | 0.01 | 0.5 | 0 |  | --> | C21 ex MULLINGAR | Mullingar [T101,T102] | MULLINGAR |  | 53.5268 | -7.3593
MV/LV Substation FR***4191 |  | 20 kV | _ | LV | 400 kVA :Building Structure | 0.4 | --> | 0.4 | 0.346 | 10.9 |  | --> | 0.38 | 0 | 0.08 | 0.328 | 0 |  | --> | C24 ex MULLINGAR | Mullingar [T101,T102] | MULLINGAR |  | 53.6293 | -7.3917
MV/LV Substation MU***4193 |  | 10 kV | _ | LV | 200 kVA :Kiosk Substation | 0.2 | --> | 0.2 | 0.17 | 10.9 |  | --> | 0.19 | 0 | 0 | 0.194 | 0 |  | --> | C12 ex MULLINGAR | Mullingar [T101,T102] | MULLINGAR |  | 53.5225 | -7.3444
MV/LV Substation SP***419Z |  | 10 kV | _ | LV | 630 kVA :Kiosk Substation | 0.63 | --> | 0.63 | 0.447 | 10.9 |  | --> | 0.598 | 0 | 0.015 | 0.5 | 0 |  | --> | C19 ex MULLINGAR | Mullingar [T101,T102] | MULLINGAR |  | 53.5273 | -7.3319
MV/LV Substation ST***4238 |  | 10 kV | _ | LV | 400 kVA :Building Structure | 0.4 | --> | 0.4 | 0.338 | 10.9 |  | --> | 0.38 | 0 | 0 | 0.388 | 0 |  | --> | C19 ex MULLINGAR | Mullingar [T101,T102] | MULLINGAR |  | 53.533 | -7.3233
MV/LV Substation TY***4252 |  | 20 kV | _ | LV | 200 kVA :Pole Substation | 0.2 | --> | 0.2 | 0 | 0 | Constrained, otherwise capacity available =61 kVA | --> | 0.19 | 0 | 0.005 | 0 | 0 | Constrained, otherwise capacity available =204 kW | --> | E20 ex BALLINDERRY | Ballinderry [T41,T422] | MULLINGAR |  | 53.3901 | -7.3782
MV/LV Substation TY***4253 |  | 20 kV | _ | LV | 200 kVA :Pole Substation | 0.2 | --> | 0.2 | 0 | 0 | Constrained, otherwise capacity available =121 kVA | --> | 0.19 | 0 | 0 | 0 | 0 | Constrained, otherwise capacity available =201 kW | --> | E20 ex BALLINDERRY | Ballinderry [T41,T422] | MULLINGAR |  | 53.3866 | -7.381
MV/LV Substation TY***4254 |  | 20 kV | _ | LV | 200 kVA :Pole Substation | 0.2 | --> | 0.2 | 0 | 0 | Constrained, otherwise capacity available =70 kVA | --> | 0.19 | 0 | 0 | 0 | 0 | Constrained, otherwise capacity available =207 kW | --> | E20 ex BALLINDERRY | Ballinderry [T41,T422] | MULLINGAR |  | 53.3864 | -7.3811
MV/LV Substation MA***425Y |  | 20 kV | _ | LV | 50 kVA :Pole Substation | 0.05 | --> | 0.05 | 0 | 0 | Constrained, otherwise capacity available =47 kVA | --> | 0.048 | 0 | 0 | 0 | 0 | Constrained, otherwise capacity available =48 kW | --> | C15 ex DELVIN | Delvin [T41,T42] | MULLINGAR |  | 53.5893 | -7.1045
MV/LV Substation BR***4276 |  | 20 kV | _ | LV | 50 kVA :Pole Substation | 0.05 | --> | 0.05 | 0 | 0 | Constrained, otherwise capacity available =47 kVA | --> | 0.048 | 0 | 0 | 0 | 0 | Constrained, otherwise capacity available =48 kW | --> | C18 ex NEWBROOK | Newbrook [T42] | MULLINGAR |  | 53.5044 | -7.4544
MV/LV Substation PR***4277 |  | 20 kV | _ | LV | 50 kVA :Pole Substation | 0.05 | --> | 0.05 | 0 | 0 | Constrained, otherwise capacity available =46 kVA | --> | 0.048 | 0 | 0 | 0 | 0 | Constrained, otherwise capacity available =48 kW | --> | C18 ex DELVIN | Delvin [T41,T42] | MULLINGAR |  | 53.6082 | -7.1289
MV/LV Substation AN***4278 |  | 20 kV | _ | LV | 50 kVA :Pole Substation | 0.05 | --> | 0.05 | 0 | 0 | Constrained, otherwise capacity available =50 kVA | --> | 0.048 | 0 | 0 | 0.048 | 0 |  | --> | E19 ex EDENDERRY | Edenderry [T421,T422] | BLAKE |  | 53.4898 | -7.1205
MV/LV Substation JO***4287 |  | 20 kV | _ | LV | 50 kVA :Pole Substation | 0.05 | --> | 0.05 | 0 | 0 | Constrained, otherwise capacity available =50 kVA | --> | 0.048 | 0 | 0 | 0 | 0 | Constrained, otherwise capacity available =48 kW | --> | E18 ex BALLINDERRY | Ballinderry [T41,T422] | MULLINGAR |  | 53.5238 | -7.1143
MV/LV Substation RA***4288 |  | 20 kV | _ | LV | 50 kVA :Pole Substation | 0.05 | --> | 0.05 | 0 | 0 | Constrained, otherwise capacity available =45 kVA | --> | 0.048 | 0 | 0 | 0 | 0 | Constrained, otherwise capacity available =48 kW | --> | E20 ex BALLINDERRY | Ballinderry [T41,T422] | MULLINGAR |  | 53.4052 | -7.3886
MV/LV Substation NR***4308 |  | 20 kV | _ | LV | 100 kVA :Pole Substation | 0.1 | --> | 0.1 | 0 | 0 | Constrained, otherwise capacity available =91 kVA | --> | 0.095 | 0 | 0 | 0 | 0 | Constrained, otherwise capacity available =96 kW | --> | E14 ex BALLINDERRY | Ballinderry [T41,T422] | MULLINGAR |  | 53.4479 | -7.1237
MV/LV Substation CO***4323 |  | 20 kV | _ | LV | 630 kVA :Building Structure | 0.63 | --> | 0.63 | 0.394 | 10.9 |  | --> | 0.598 | 0 | 0 | 0.5 | 0 |  | --> | C25 ex MULLINGAR | Mullingar [T101,T102] | MULLINGAR |  | 53.5605 | -7.4578
MV/LV Substation EN***4339 |  | 10 kV | _ | LV | 200 kVA :Kiosk Substation | 0.2 | --> | 0.2 | 0.04 | 10.9 |  | --> | 0.19 | 0 | 0.013 | 0.201 | 0 |  | --> | C18 ex MULLINGAR | Mullingar [T101,T102] | MULLINGAR |  | 53.5215 | -7.3556
MV/LV Substation AN***4343 |  | 20 kV | _ | LV | 50 kVA :Pole Substation | 0.05 | --> | 0.05 | 0 | 0 | Constrained, otherwise capacity available =32 kVA | --> | 0.048 | 0 | 0 | 0 | 0 | Constrained, otherwise capacity available =50 kW | --> | E20 ex BALLINDERRY | Ballinderry [T41,T422] | MULLINGAR |  | 53.4742 | -7.3412
MV/LV Substation LI***4345 |  | 10 kV | _ | LV | 200 kVA :Kiosk Substation | 0.2 | --> | 0.2 | 0.122 | 10.9 |  | --> | 0.19 | 0 | 0 | 0.2 | 0 |  | --> | C18 ex MULLINGAR | Mullingar [T101,T102] | MULLINGAR |  | 53.521 | -7.3598
MV/LV Substation ST***4356 |  | 20 kV | _ | LV | 100 kVA :Pole Substation | 0.1 | --> | 0.1 | 0 | 0 | Constrained, otherwise capacity available =82 kVA | --> | 0.095 | 0 | 0.005 | 0.094 | 0 |  | --> | E19 ex EDENDERRY | Edenderry [T421,T422] | BLAKE |  | 53.5049 | -7.132
MV/LV Substation CL***4360 |  | 10 kV | _ | LV | 100 kVA :Pole Substation | 0.1 | --> | 0.1 | 0.073 | 1.25 |  | --> | 0.095 | 0 | 0 | 0 | 0 | Constrained, otherwise capacity available =99 kW | --> | C17 ex LOUGHANALLA | Loughanalla [T41,T42] | MULLINGAR |  | 53.6833 | -7.3035
MV/LV Substation AR***4361 |  | 20 kV | _ | LV | 200 kVA :Kiosk Substation | 0.2 | --> | 0.2 | 0 | 0 | Constrained, otherwise capacity available =86 kVA | --> | 0.19 | 0 | 0.12 | 0 | 0 | Constrained, otherwise capacity available =107 kW | --> | E18 ex BALLINDERRY | Ballinderry [T41,T422] | MULLINGAR |  | 53.5133 | -7.3114
MV/LV Substation PR***4377 |  | 10 kV | _ | LV | 630 kVA :Building Structure | 0.63 | --> | 0.63 | 0.5 | 10.9 |  | --> | 0.598 | 0 | 0 | 0.5 | 0 |  | --> | C19 ex MULLINGAR | Mullingar [T101,T102] | MULLINGAR |  | 53.5327 | -7.3452
MV/LV Substation AR***4378 |  | 20 kV | _ | LV | 200 kVA :Pole Substation | 0.2 | --> | 0.2 | 0 | 0 | Constrained, otherwise capacity available =185 kVA | --> | 0.19 | 0 | 0.038 | 0 | 0 | Constrained, otherwise capacity available =164 kW | --> | C18 ex NEWBROOK | Newbrook [T42] | MULLINGAR |  | 53.4782 | -7.4267
MV/LV Substation LO***4385 |  | 10 kV | _ | LV | 400 kVA :Kiosk Substation | 0.4 | --> | 0.4 | 0.389 | 10.9 |  | --> | 0.38 | 0 | 0 | 0.381 | 0 |  | --> | C13 ex MULLINGAR | Mullingar [T101,T102] | MULLINGAR |  | 53.5447 | -7.3419
MV/LV Substation KN***4391 |  | 20 kV | _ | LV | 50 kVA :Pole Substation | 0.05 | --> | 0.05 | 0.05 | 2.22 |  | --> | 0.048 | 0 | 0 | 0.048 | 0 |  | --> | E13 ex CLARA | Clara [T421,T422] | THORNSBERRY |  | 53.4114 | -7.5429
MV/LV Substation AL***4392 |  | 10 kV | _ | LV | 200 kVA :Kiosk Substation | 0.2 | --> | 0.2 | 0 | 0 | Constrained, otherwise capacity available =85 kVA | --> | 0.19 | 0 | 0.042 | 0 | 0 | Constrained, otherwise capacity available =174 kW | --> | C17 ex BALLINDERRY | Ballinderry [T41,T422] | MULLINGAR |  | 53.526 | -7.3198
MV/LV Substation CL***4393 |  | 10 kV | _ | LV | 400 kVA :Kiosk Substation | 0.4 | --> | 0.4 | 0 | 0 | Constrained, otherwise capacity available =400 kVA | --> | 0.38 | 0 | 0 | 0 | 0 | Constrained, otherwise capacity available =380 kW | --> | C16 ex NEWBROOK | Newbrook [T42] | MULLINGAR |  | 53.5184 | -7.3582
MV/LV Substation MO***4406 |  | 20 kV | _ | LV | 50 kVA :Pole Substation | 0.05 | --> | 0.05 | 0.05 | 2.22 |  | --> | 0.048 | 0 | 0 | 0.048 | 0 |  | --> | E13 ex CLARA | Clara [T421,T422] | THORNSBERRY |  | 53.4433 | -7.4959
MV/LV Substation CU***4413 |  | 10 kV | _ | LV | 100 kVA :Pole Substation | 0.1 | --> | 0.1 | 0 | 0 | Constrained, otherwise capacity available =85 kVA | --> | 0.095 | 0 | 0.006 | 0 | 0 | Constrained, otherwise capacity available =93 kW | --> | C23 ex BALLINDERRY | Ballinderry [T41,T422] | MULLINGAR |  | 53.5197 | -7.3159
MV/LV Substation MU***4417 |  | 10 kV | _ | LV | 630 kVA :Building Structure | 0.63 | --> | 0.63 | 0.5 | 10.9 |  | --> | 0.598 | 0 | 0.019 | 0.5 | 0 |  | --> | C12 ex MULLINGAR | Mullingar [T101,T102] | MULLINGAR |  | 53.5242 | -7.3398
MV/LV Substation GR***4448 |  | 20 kV | _ | LV | 100 kVA :Pole Substation | 0.1 | --> | 0.1 | 0 | 0 | Constrained, otherwise capacity available =77 kVA | --> | 0.095 | 0 | 0.045 | 0.065 | 0 |  | --> | E19 ex EDENDERRY | Edenderry [T421,T422] | BLAKE |  | 53.47 | -7.1298
MV/LV Substation CL***445 |  | 20 kV | _ | LV | 100 kVA :Pole Substation | 0.1 | --> | 0.1 | 0.088 | 10.9 |  | --> | 0.095 | 0 | 0.01 | 0.089 | 0 |  | --> | C24 ex MULLINGAR | Mullingar [T101,T102] | MULLINGAR |  | 53.5966 | -7.4049
MV/LV Substation ST***4452 |  | 20 kV | _ | LV | 50 kVA :Pole Substation | 0.05 | --> | 0.05 | 0 | 0 | Constrained, otherwise capacity available =50 kVA | --> | 0.048 | 0 | 0 | 0 | 0 | Constrained, otherwise capacity available =48 kW | --> | E14 ex BALLINDERRY | Ballinderry [T41,T422] | MULLINGAR |  | 53.4178 | -7.3011
MV/LV Substation JO***4472 |  | 10 kV | _ | LV | 400 kVA :Kiosk Substation | 0.4 | --> | 0.4 | 0 | 0 | Constrained, otherwise capacity available =390 kVA | --> | 0.38 | 0 | 0 | 0 | 0 | Constrained, otherwise capacity available =381 kW | --> | C16 ex NEWBROOK | Newbrook [T42] | MULLINGAR |  | 53.5124 | -7.3563
MV/LV Substation KI***4473 |  | 20 kV | _ | LV | 50 kVA :Pole Substation | 0.05 | --> | 0.05 | 0.035 | 1.25 |  | --> | 0.048 | 0 | 0 | 0 | 0 | Constrained, otherwise capacity available =50 kW | --> | C16 ex LOUGHANALLA | Loughanalla [T41,T42] | MULLINGAR |  | 53.6721 | -7.3076
MV/LV Substation RA***4477 |  | 20 kV | _ | LV | 50 kVA :Pole Substation | 0.05 | --> | 0.05 | 0 | 0 | Constrained, otherwise capacity available =26 kVA | --> | 0.048 | 0 | 0 | 0 | 0 | Constrained, otherwise capacity available =51 kW | --> | C18 ex NEWBROOK | Newbrook [T42] | MULLINGAR |  | 53.4804 | -7.5469
MV/LV Substation CL***4503 |  | 20 kV | _ | LV | 200 kVA :Pole Substation | 0.2 | --> | 0.2 | 0.2 | 1.25 |  | --> | 0.19 | 0 | 0 | 0 | 0 | Constrained, otherwise capacity available =190 kW | --> | C16 ex LOUGHANALLA | Loughanalla [T41,T42] | MULLINGAR |  | 53.6476 | -7.216
MV/LV Substation AL***4504 |  | 20 kV | _ | LV | 200 kVA :Pole Substation | 0.2 | --> | 0.2 | 0 | 0 | Constrained, otherwise capacity available =132 kVA | --> | 0.19 | 0 | 0 | 0.199 | 0 |  | --> | E19 ex EDENDERRY | Edenderry [T421,T422] | BLAKE |  | 53.4529 | -7.0995
MV/LV Substation GA***4514 |  | 20 kV | _ | LV | 50 kVA :Pole Substation | 0.05 | --> | 0.05 | 0 | 0 | Constrained, otherwise capacity available =50 kVA | --> | 0.048 | 0 | 0 | 0 | 0 | Constrained, otherwise capacity available =48 kW | --> | E20 ex BALLINDERRY | Ballinderry [T41,T422] | MULLINGAR |  | 53.4706 | -7.318
MV/LV Substation RO***451Z |  | 20 kV | _ | LV | 200 kVA :Pole Substation | 0.2 | --> | 0.2 | 0 | 0 | Constrained, otherwise capacity available =192 kVA | --> | 0.19 | 0 | 0 | 0 | 0 | Constrained, otherwise capacity available =191 kW | --> | E14 ex BALLINDERRY | Ballinderry [T41,T422] | MULLINGAR |  | 53.3938 | -7.2704
MV/LV Substation AN***4522 |  | 10 kV | _ | LV | 100 kVA :Pole Substation | 0.1 | --> | 0.1 | 0 | 0 | Constrained, otherwise capacity available =90 kVA | --> | 0.095 | 0 | 0.012 | 0 | 0 | Constrained, otherwise capacity available =88 kW | --> | C21 ex BALLINDERRY | Ballinderry [T41,T422] | MULLINGAR |  | 53.5172 | -7.3427
MV/LV Substation SU***4526 |  | 20 kV | _ | LV | 400 kVA :Kiosk Substation | 0.4 | --> | 0.4 | 0 | 0 | Constrained, otherwise capacity available =254 kVA | --> | 0.38 | 0 | 0 | 0 | 0 | Constrained, otherwise capacity available =400 kW | --> | E14 ex BALLINDERRY | Ballinderry [T41,T422] | MULLINGAR |  | 53.4522 | -7.1084
MV/LV Substation DR***4529 |  | 20 kV | _ | LV | 100 kVA :Pole Substation | 0.1 | --> | 0.1 | 0 | 0 | Constrained, otherwise capacity available =74 kVA | --> | 0.095 | 0 | 0 | 0 | 0 | Constrained, otherwise capacity available =98 kW | --> | E14 ex BALLINDERRY | Ballinderry [T41,T422] | MULLINGAR |  | 53.4287 | -7.2455
MV/LV Substation ST***4541 |  | 20 kV | _ | LV | 50 kVA :Pole Substation | 0.05 | --> | 0.05 | 0 | 0 | Constrained, otherwise capacity available =36 kVA | --> | 0.048 | 0 | 0 | 0 | 0 | Constrained, otherwise capacity available =49 kW | --> | C18 ex NEWBROOK | Newbrook [T42] | MULLINGAR |  | 53.5011 | -7.4424
MV/LV Substation KI***4549 |  | 20 kV | _ | LV | 50 kVA :Pole Substation | 0.05 | --> | 0.05 | 0 | 0 | Constrained, otherwise capacity available =31 kVA | --> | 0.048 | 0 | 0 | 0 | 0 | Constrained, otherwise capacity available =50 kW | --> | E14 ex BALLINDERRY | Ballinderry [T41,T422] | MULLINGAR |  | 53.4448 | -7.1425
MV/LV Substation SO***455X |  | 20 kV | _ | LV | 50 kVA :Pole Substation | 0.05 | --> | 0.05 | 0.04 | 10.9 |  | --> | 0.048 | 0 | 0.005 | 0.045 | 0 |  | --> | C24 ex MULLINGAR | Mullingar [T101,T102] | MULLINGAR |  | 53.6302 | -7.3995
MV/LV Substation PR***456Z |  | 10 kV | _ | LV | 630 kVA :Kiosk Substation | 0.63 | --> | 0.63 | 0 | 0 | Constrained, otherwise capacity available =462 kVA | --> | 0.598 | 0 | 0.059 | 0 | 0 | Constrained, otherwise capacity available =577 kW | --> | C19 ex BALLINDERRY | Ballinderry [T41,T422] | MULLINGAR |  | 53.5238 | -7.3283
MV/LV Substation KI***4573 |  | 20 kV | _ | LV | 50 kVA :Pole Substation | 0.05 | --> | 0.05 | 0.05 | 2.22 |  | --> | 0.048 | 0 | 0 | 0.048 | 0 |  | --> | E13 ex CLARA | Clara [T421,T422] | THORNSBERRY |  | 53.4396 | -7.4849
MV/LV Substation SO***4580 |  | 10 kV | _ | LV | 200 kVA :Pole Substation | 0.2 | --> | 0.2 | 0 | 0 | Constrained, otherwise capacity available =111 kVA | --> | 0.19 | 0 | 0.06 | 0 | 0 | Constrained, otherwise capacity available =146 kW | --> | C15 ex NEWBROOK | Newbrook [T42] | MULLINGAR |  | 53.5127 | -7.3644
MV/LV Substation DO***4581 |  | 20 kV | _ | LV | 50 kVA :Pole Substation | 0.05 | --> | 0.05 | 0 | 0 | Constrained, otherwise capacity available =40 kVA | --> | 0.048 | 0 | 0.005 | 0 | 0 | Constrained, otherwise capacity available =45 kW | --> | E18 ex BALLINDERRY | Ballinderry [T41,T422] | MULLINGAR |  | 53.5085 | -7.244
MV/LV Substation TR***4583 |  | 20 kV | _ | LV | 630 kVA :Building Structure | 0.63 | --> | 0.63 | 0 | 0 | Constrained, otherwise capacity available =493 kVA | --> | 0.598 | 0 | 0 | 0 | 0 | Constrained, otherwise capacity available =602 kW | --> | E20 ex BALLINDERRY | Ballinderry [T41,T422] | MULLINGAR |  | 53.4104 | -7.3931
MV/LV Substation RA***4588 |  | 20 kV | _ | LV | 50 kVA :Pole Substation | 0.05 | --> | 0.05 | 0.043 | 1.25 |  | --> | 0.048 | 0 | 0 | 0 | 0 | Constrained, otherwise capacity available =48 kW | --> | C16 ex LOUGHANALLA | Loughanalla [T41,T42] | MULLINGAR |  | 53.6445 | -7.2304
MV/LV Substation BA***4589 |  | 20 kV | _ | LV | 50 kVA :Pole Substation | 0.05 | --> | 0.05 | 0 | 0 | Constrained, otherwise capacity available =50 kVA | --> | 0.048 | 0 | 0 | 0 | 0 | Constrained, otherwise capacity available =48 kW | --> | C18 ex DELVIN | Delvin [T41,T42] | MULLINGAR |  | 53.6319 | -7.2148
MV/LV Substation ES***458Z |  | 20 kV | _ | LV | 50 kVA :Pole Substation | 0.05 | --> | 0.05 | 0.033 | 1.25 |  | --> | 0.048 | 0 | 0 | 0 | 0 | Constrained, otherwise capacity available =50 kW | --> | C18 ex LOUGHANALLA | Loughanalla [T41,T42] | MULLINGAR |  | 53.6851 | -7.2948
MV/LV Substation O ***4593 |  | 20 kV | _ | LV | 630 kVA :Building Structure | 0.63 | --> | 0.63 | 0.332 | 10.9 |  | --> | 0.598 | 0 | 0 | 0.5 | 0 |  | --> | C24 ex MULLINGAR | Mullingar [T101,T102] | MULLINGAR |  | 53.6261 | -7.4671
MV/LV Substation CL***460Y |  | 20 kV | _ | LV | 200 kVA :Pole Substation | 0.2 | --> | 0.2 | 0 | 0 | Constrained, otherwise capacity available =144 kVA | --> | 0.19 | 0 | 0 | 0 | 0 | Constrained, otherwise capacity available =197 kW | --> | E18 ex BALLINDERRY | Ballinderry [T41,T422] | MULLINGAR |  | 53.5201 | -7.292
MV/LV Substation GA***461Z |  | 20 kV | _ | LV | 50 kVA :Pole Substation | 0.05 | --> | 0.05 | 0 | 0 | Constrained, otherwise capacity available =41 kVA | --> | 0.048 | 0 | 0 | 0 | 0 | Constrained, otherwise capacity available =49 kW | --> | E14 ex BALLINDERRY | Ballinderry [T41,T422] | MULLINGAR |  | 53.4611 | -7.295
MV/LV Substation BA***462Y |  | 10 kV | _ | LV | 400 kVA :Building Structure | 0.4 | --> | 0.4 | 0.4 | 10.9 |  | --> | 0.38 | 0 | 0 | 0.38 | 0 |  | --> | C13 ex MULLINGAR | Mullingar [T101,T102] | MULLINGAR |  | 53.5786 | -7.337
MV/LV Substation KI***4630 |  | 20 kV | _ | LV | 50 kVA :Pole Substation | 0.05 | --> | 0.05 | 0.05 | 10.9 |  | --> | 0.048 | 0 | 0 | 0.048 | 0 |  | --> | C25 ex MULLINGAR | Mullingar [T101,T102] | MULLINGAR |  | 53.5697 | -7.5025
MV/LV Substation GA***4634 |  | 20 kV | _ | LV | 400 kVA :Kiosk Substation | 0.4 | --> | 0.4 | 0 | 0 | Constrained, otherwise capacity available =376 kVA | --> | 0.38 | 0 | 0 | 0.383 | 0 |  | --> | E19 ex EDENDERRY | Edenderry [T421,T422] | BLAKE |  | 53.4578 | -7.1039
MV/LV Substation AR***4635 |  | 10 kV | _ | LV | 400 kVA :Kiosk Substation | 0.4 | --> | 0.4 | 0 | 0 | Constrained, otherwise capacity available =400 kVA | --> | 0.38 | 0 | 0 | 0 | 0 | Constrained, otherwise capacity available =380 kW | --> | C23 ex BALLINDERRY | Ballinderry [T41,T422] | MULLINGAR |  | 53.5189 | -7.3118
MV/LV Substation ED***4636 |  | 20 kV | _ | LV | 50 kVA :Pole Substation | 0.05 | --> | 0.05 | 0 | 0 | Constrained, otherwise capacity available =47 kVA | --> | 0.048 | 0 | 0 | 0 | 0 | Constrained, otherwise capacity available =48 kW | --> | C15 ex DELVIN | Delvin [T41,T42] | MULLINGAR |  | 53.5333 | -7.1683
MV/LV Substation MA***4642 |  | 20 kV | _ | LV | 50 kVA :Pole Substation | 0.05 | --> | 0.05 | 0 | 0 | Constrained, otherwise capacity available =50 kVA | --> | 0.048 | 0 | 0 | 0 | 0 | Constrained, otherwise capacity available =48 kW | --> | C18 ex DELVIN | Delvin [T41,T42] | MULLINGAR |  | 53.6353 | -7.1545
MV/LV Substation GL***4671 |  | 10 kV | _ | LV | 400 kVA :Kiosk Substation | 0.4 | --> | 0.4 | 0 | 0 | Constrained, otherwise capacity available =348 kVA | --> | 0.38 | 0 | 0 | 0 | 0 | Constrained, otherwise capacity available =387 kW | --> | C17 ex BALLINDERRY | Ballinderry [T41,T422] | MULLINGAR |  | 53.5268 | -7.311
MV/LV Substation FA***4684 |  | 20 kV | _ | LV | 50 kVA :Pole Substation | 0.05 | --> | 0.05 | 0 | 0 | Constrained, otherwise capacity available =46 kVA | --> | 0.048 | 0 | 0 | 0 | 0 | Constrained, otherwise capacity available =48 kW | --> | E20 ex BALLINDERRY | Ballinderry [T41,T422] | MULLINGAR |  | 53.4095 | -7.3319
MV/LV Substation EN***4686 |  | 10 kV | _ | LV | 400 kVA :Kiosk Substation | 0.4 | --> | 0.4 | 0.388 | 10.9 |  | --> | 0.38 | 0 | 0 | 0.382 | 0 |  | --> | C18 ex MULLINGAR | Mullingar [T101,T102] | MULLINGAR |  | 53.5211 | -7.3545
MV/LV Substation HS***4687 |  | 10 kV | _ | LV | 100 kVA :Pole Substation | 0.1 | --> | 0.1 | 0.1 | 10.9 |  | --> | 0.095 | 0 | 0 | 0.095 | 0 |  | --> | C19 ex MULLINGAR | Mullingar [T101,T102] | MULLINGAR |  | 53.5325 | -7.3174
MV/LV Substation CA***468Y |  | 10 kV | _ | LV | 200 kVA :Kiosk Substation | 0.2 | --> | 0.2 | 0 | 0 | Constrained, otherwise capacity available =129 kVA | --> | 0.19 | 0 | 0.006 | 0 | 0 | Constrained, otherwise capacity available =195 kW | --> | C18 ex NEWBROOK | Newbrook [T42] | MULLINGAR |  | 53.5178 | -7.3733
MV/LV Substation LA***468Z |  | 10 kV | _ | LV | 200 kVA :Kiosk Substation | 0.2 | --> | 0.2 | 0 | 0 | Constrained, otherwise capacity available =139 kVA | --> | 0.19 | 0 | 0.027 | 0 | 0 | Constrained, otherwise capacity available =178 kW | --> | C17 ex DELVIN | Delvin [T41,T42] | MULLINGAR |  | 53.6102 | -7.0951
MV/LV Substation BA***4695 |  | 10 kV | _ | LV | 630 kVA :Kiosk Substation | 0.63 | --> | 0.63 | 0 | 0 | Constrained, otherwise capacity available =579 kVA | --> | 0.598 | 0 | 0 | 0 | 0 | Constrained, otherwise capacity available =605 kW | --> | C18 ex NEWBROOK | Newbrook [T42] | MULLINGAR |  | 53.5151 | -7.3746
MV/LV Substation CO***469X |  | 20 kV | _ | LV | 100 kVA :Pole Substation | 0.1 | --> | 0.1 | 0.09 | 10.9 |  | --> | 0.095 | 0 | 0 | 0.096 | 0 |  | --> | C25 ex MULLINGAR | Mullingar [T101,T102] | MULLINGAR |  | 53.542 | -7.3922
MV/LV Substation MC***470 |  | 20 kV | _ | LV | 100 kVA :Pole Substation | 0.1 | --> | 0.1 | 0 | 0 | Constrained, otherwise capacity available =68 kVA | --> | 0.095 | 0 | 0 | 0 | 0 | Constrained, otherwise capacity available =99 kW | --> | C18 ex DELVIN | Delvin [T41,T42] | MULLINGAR |  | 53.6753 | -7.1941
MV/LV Substation KI***4704 |  | 20 kV | _ | LV | 50 kVA :Pole Substation | 0.05 | --> | 0.05 | 0 | 0 | Constrained, otherwise capacity available =44 kVA | --> | 0.048 | 0 | 0.005 | 0 | 0 | Constrained, otherwise capacity available =45 kW | --> | C15 ex DELVIN | Delvin [T41,T42] | MULLINGAR |  | 53.5846 | -7.1324
MV/LV Substation AN***472 |  | 20 kV | _ | LV | 50 kVA :Pole Substation | 0.05 | --> | 0.05 | 0 | 0 | Constrained, otherwise capacity available =48 kVA | --> | 0.048 | 0 | 0 | 0 | 0 | Constrained, otherwise capacity available =48 kW | --> | C18 ex DELVIN | Delvin [T41,T42] | MULLINGAR |  | 53.6756 | -7.2
MV/LV Substation SS***4746 |  | 10 kV | _ | LV | 1000 kVA :Building Structure | 1 | --> | 1 | 0.5 | 10.9 |  | --> | 0.95 | 0 | 0 | 0.5 | 0 |  | --> | C13 ex MULLINGAR | Mullingar [T101,T102] | MULLINGAR |  | 53.5448 | -7.3482
MV/LV Substation GI***4752 |  | 20 kV | _ | LV | 200 kVA :Pole Substation | 0.2 | --> | 0.2 | 0 | 0 | Constrained, otherwise capacity available =200 kVA | --> | 0.19 | 0 | 0 | 0.19 | 0 |  | --> | E19 ex EDENDERRY | Edenderry [T421,T422] | BLAKE |  | 53.4533 | -7.0993
MV/LV Substation CL***4755 |  | 20 kV | _ | LV | 630 kVA :Kiosk Substation | 0.63 | --> | 0.63 | 0.5 | 1.25 |  | --> | 0.598 | 0 | 0.185 | 0 | 0 | Constrained, otherwise capacity available =471 kW | --> | C16 ex LOUGHANALLA | Loughanalla [T41,T42] | MULLINGAR |  | 53.6474 | -7.216
MV/LV Substation FA***4765 |  | 10 kV | _ | LV | 630 kVA :Kiosk Substation | 0.63 | --> | 0.63 | 0.5 | 10.9 |  | --> | 0.598 | 0 | 0.027 | 0.5 | 0 |  | --> | C12 ex MULLINGAR | Mullingar [T101,T102] | MULLINGAR |  | 53.5304 | -7.3617
MV/LV Substation FA***4766 |  | 10 kV | _ | LV | 630 kVA :Kiosk Substation | 0.63 | --> | 0.63 | 0.5 | 10.9 |  | --> | 0.598 | 0 | 0.01 | 0.5 | 0 |  | --> | C12 ex MULLINGAR | Mullingar [T101,T102] | MULLINGAR |  | 53.5319 | -7.3597
MV/LV Substation HA***4781 |  | 10 kV | _ | LV | 630 kVA :Kiosk Substation | 0.63 | --> | 0.63 | 0.5 | 10.9 |  | --> | 0.598 | 0 | 0 | 0.5 | 0 |  | --> | C19 ex MULLINGAR | Mullingar [T101,T102] | MULLINGAR |  | 53.5336 | -7.3425
MV/LV Substation RA***4786 |  | 20 kV | _ | LV | 630 kVA :Kiosk Substation | 0.63 | --> | 0.63 | 0 | 0 | Constrained, otherwise capacity available =630 kVA | --> | 0.598 | 0 | 0 | 0 | 0 | Constrained, otherwise capacity available =598 kW | --> | E14 ex BALLINDERRY | Ballinderry [T41,T422] | MULLINGAR |  | 53.4195 | -7.2941
MV/LV Substation ST***4789 |  | 10 kV | _ | LV | 630 kVA :Kiosk Substation | 0.63 | --> | 0.63 | 0.5 | 10.9 |  | --> | 0.598 | 0 | 0 | 0.5 | 0 |  | --> | C13 ex MULLINGAR | Mullingar [T101,T102] | MULLINGAR |  | 53.5411 | -7.354
MV/LV Substation NE***479Y |  | 10 kV | _ | LV | 400 kVA :Kiosk Substation | 0.4 | --> | 0.4 | 0 | 0 | Constrained, otherwise capacity available =270 kVA | --> | 0.38 | 0 | 0.029 | 0 | 0 | Constrained, otherwise capacity available =376 kW | --> | C21 ex BALLINDERRY | Ballinderry [T41,T422] | MULLINGAR |  | 53.515 | -7.3273
MV/LV Substation NB***4801 |  | 20 kV | _ | LV | 50 kVA :Pole Substation | 0.05 | --> | 0.05 | 0 | 0 | Constrained, otherwise capacity available =50 kVA | --> | 0.048 | 0 | 0 | 0 | 0 | Constrained, otherwise capacity available =48 kW | --> | E20 ex BALLINDERRY | Ballinderry [T41,T422] | MULLINGAR |  | 53.3952 | -7.3845
MV/LV Substation TY***4802 |  | 20 kV | _ | LV | 200 kVA :Pole Substation | 0.2 | --> | 0.2 | 0 | 0 | Constrained, otherwise capacity available =181 kVA | --> | 0.19 | 0 | 0 | 0 | 0 | Constrained, otherwise capacity available =192 kW | --> | E20 ex BALLINDERRY | Ballinderry [T41,T422] | MULLINGAR |  | 53.3936 | -7.3807
MV/LV Substation PE***4803 |  | 10 kV | _ | LV | 100 kVA :Pole Substation | 0.1 | --> | 0.1 | 0 | 0 | Constrained, otherwise capacity available =100 kVA | --> | 0.095 | 0 | 0 | 0 | 0 | Constrained, otherwise capacity available =95 kW | --> | C23 ex BALLINDERRY | Ballinderry [T41,T422] | MULLINGAR |  | 53.526 | -7.3063
MV/LV Substation CI***4804 |  | 20 kV | _ | LV | 630 kVA :Kiosk Substation | 0.63 | --> | 0.63 | 0 | 0 | Constrained, otherwise capacity available =630 kVA | --> | 0.598 | 0 | 0 | 0 | 0 | Constrained, otherwise capacity available =598 kW | --> | E18 ex BALLINDERRY | Ballinderry [T41,T422] | MULLINGAR |  | 53.52 | -7.2904
MV/LV Substation AR***4807 |  | 10 kV | _ | LV | 200 kVA :Pole Substation | 0.2 | --> | 0.2 | 0.2 | 10.9 |  | --> | 0.19 | 0 | 0 | 0.19 | 0 |  | --> | C21 ex MULLINGAR | Mullingar [T101,T102] | MULLINGAR |  | 53.5258 | -7.3547
MV/LV Substation SI***4817 |  | 20 kV | _ | LV | 100 kVA :Pole Substation | 0.1 | --> | 0.1 | 0 | 0 | Constrained, otherwise capacity available =100 kVA | --> | 0.095 | 0 | 0 | 0 | 0 | Constrained, otherwise capacity available =95 kW | --> | E14 ex BALLINDERRY | Ballinderry [T41,T422] | MULLINGAR |  | 53.409 | -7.2946
MV/LV Substation GR***4818 |  | 10 kV | _ | LV | 630 kVA :Kiosk Substation | 0.63 | --> | 0.63 | 0.5 | 10.9 |  | --> | 0.598 | 0 | 0.006 | 0.5 | 0 |  | --> | C12 ex MULLINGAR | Mullingar [T101,T102] | MULLINGAR |  | 53.5295 | -7.3591
MV/LV Substation GR***4819 |  | 10 kV | _ | LV | 630 kVA :Kiosk Substation | 0.63 | --> | 0.63 | 0.5 | 10.9 |  | --> | 0.598 | 0 | 0 | 0.5 | 0 |  | --> | C19 ex MULLINGAR | Mullingar [T101,T102] | MULLINGAR |  | 53.5297 | -7.3569
MV/LV Substation CL***4820 |  | 20 kV | _ | LV | 200 kVA :Pole Substation | 0.2 | --> | 0.2 | 0 | 0 | Constrained, otherwise capacity available =200 kVA | --> | 0.19 | 0 | 0 | 0 | 0 | Constrained, otherwise capacity available =190 kW | --> | E14 ex BALLINDERRY | Ballinderry [T41,T422] | MULLINGAR |  | 53.4598 | -7.2128
MV/LV Substation O ***482Z |  | 20 kV | _ | LV | 50 kVA :Pole Substation | 0.05 | --> | 0.05 | 0 | 0 | Constrained, otherwise capacity available =36 kVA | --> | 0.048 | 0 | 0 | 0 | 0 | Constrained, otherwise capacity available =49 kW | --> | E20 ex BALLINDERRY | Ballinderry [T41,T422] | MULLINGAR |  | 53.3806 | -7.3547
MV/LV Substation AR***4835 |  | 10 kV | _ | LV | 630 kVA :Kiosk Substation | 0.63 | --> | 0.63 | 0 | 0 | Constrained, otherwise capacity available =630 kVA | --> | 0.598 | 0 | 0 | 0 | 0 | Constrained, otherwise capacity available =598 kW | --> | C17 ex BALLINDERRY | Ballinderry [T41,T422] | MULLINGAR |  | 53.5258 | -7.323
MV/LV Substation AL***4847 |  | 10 kV | _ | LV | 630 kVA :Building Structure | 0.63 | --> | 0.63 | 0 | 0 | Constrained, otherwise capacity available =630 kVA | --> | 0.598 | 0 | 0 | 0 | 0 | Constrained, otherwise capacity available =598 kW | --> | C21 ex BALLINDERRY | Ballinderry [T41,T422] | MULLINGAR |  | 53.5144 | -7.3357
MV/LV Substation OA***484Y |  | 10 kV | _ | LV | 200 kVA :Kiosk Substation | 0.2 | --> | 0.2 | 0 | 0 | Constrained, otherwise capacity available =144 kVA | --> | 0.19 | 0 | 0.008 | 0 | 0 | Constrained, otherwise capacity available =192 kW | --> | C21 ex BALLINDERRY | Ballinderry [T41,T422] | MULLINGAR |  | 53.5159 | -7.3315
MV/LV Substation GA***4857 |  | 20 kV | _ | LV | 630 kVA :Kiosk Substation | 0.63 | --> | 0.63 | 0 | 0 | Constrained, otherwise capacity available =630 kVA | --> | 0.598 | 0 | 0 | 0 | 0 | Constrained, otherwise capacity available =598 kW | --> | E20 ex BALLINDERRY | Ballinderry [T41,T422] | MULLINGAR |  | 53.3991 | -7.3237
MV/LV Substation NE***493X |  | 10 kV | _ | LV | 50 kVA :Pole Substation | 0.05 | --> | 0.05 | 0 | 0 | Constrained, otherwise capacity available =41 kVA | --> | 0.048 | 0 | 0 | 0 | 0 | Constrained, otherwise capacity available =49 kW | --> | C18 ex NEWBROOK | Newbrook [T42] | MULLINGAR |  | 53.5149 | -7.3813
MV/LV Substation RA***498Y |  | 20 kV | _ | LV | 100 kVA :Pole Substation | 0.1 | --> | 0.1 | 0 | 0 | Constrained, otherwise capacity available =62 kVA | --> | 0.095 | 0 | 0.012 | 0 | 0 | Constrained, otherwise capacity available =91 kW | --> | E18 ex BALLINDERRY | Ballinderry [T41,T422] | MULLINGAR |  | 53.5086 | -7.1365
MV/LV Substation GE***506Y |  | 20 kV | _ | LV | 100 kVA :Pole Substation | 0.1 | --> | 0.1 | 0 | 0 | Constrained, otherwise capacity available =66 kVA | --> | 0.095 | 0 | 0.045 | 0 | 0 | Constrained, otherwise capacity available =66 kW | --> | E18 ex BALLINDERRY | Ballinderry [T41,T422] | MULLINGAR |  | 53.5048 | -7.2424
MV/LV Substation MU***512Z |  | 10 kV | _ | LV | 630 kVA :Building Structure | 0.63 | --> | 0.63 | 0 | 0 | Constrained, otherwise capacity available =445 kVA | --> | 0.598 | 0 | 0 | 0 | 0 | Constrained, otherwise capacity available =623 kW | --> | C23 ex BALLINDERRY | Ballinderry [T41,T422] | MULLINGAR |  | 53.5234 | -7.3043
MV/LV Substation GR***513X |  | 10 kV | _ | LV | 400 kVA :Kiosk Substation | 0.4 | --> | 0.4 | 0 | 0 | Constrained, otherwise capacity available =273 kVA | --> | 0.38 | 0 | 0.054 | 0 | 0 | Constrained, otherwise capacity available =357 kW | --> | C18 ex NEWBROOK | Newbrook [T42] | MULLINGAR |  | 53.5204 | -7.3731
MV/LV Substation CL***514Z |  | 10 kV | _ | LV | 400 kVA :Kiosk Substation | 0.4 | --> | 0.4 | 0 | 0 | Constrained, otherwise capacity available =394 kVA | --> | 0.38 | 0 | 0.1 | 0 | 0 | Constrained, otherwise capacity available =307 kW | --> | C17 ex DELVIN | Delvin [T41,T42] | MULLINGAR |  | 53.6663 | -7.0196
MV/LV Substation CA***515Z |  | 10 kV | _ | LV | 200 kVA :Pole Substation | 0.2 | --> | 0.2 | 0 | 0 | Constrained, otherwise capacity available =169 kVA | --> | 0.19 | 0 | 0.014 | 0 | 0 | Constrained, otherwise capacity available =184 kW | --> | C17 ex DELVIN | Delvin [T41,T42] | MULLINGAR |  | 53.6606 | -7.0194
MV/LV Substation CL***518Z |  | 20 kV | _ | LV | 630 kVA :Kiosk Substation | 0.63 | --> | 0.63 | 0 | 0 | Constrained, otherwise capacity available =578 kVA | --> | 0.598 | 0 | 0 | 0.5 | 0 |  | --> | E19 ex EDENDERRY | Edenderry [T421,T422] | BLAKE |  | 53.454 | -7.0963
MV/LV Substation IN***520Z |  | 20 kV | _ | LV | 200 kVA :Kiosk Substation | 0.2 | --> | 0.2 | 0.152 | 10.9 |  | --> | 0.19 | 0 | 0.006 | 0.192 | 0 |  | --> | C24 ex MULLINGAR | Mullingar [T101,T102] | MULLINGAR |  | 53.6273 | -7.4701
MV/LV Substation LA***521X |  | 10 kV | _ | LV | 630 kVA :Building Structure | 0.63 | --> | 0.63 | 0 | 0 | Constrained, otherwise capacity available =488 kVA | --> | 0.598 | 0 | 0.05 | 0 | 0 | Constrained, otherwise capacity available =581 kW | --> | C23 ex BALLINDERRY | Ballinderry [T41,T422] | MULLINGAR |  | 53.5314 | -7.3118
MV/LV Substation KI***521Y |  | 20 kV | _ | LV | 50 kVA :Pole Substation | 0.05 | --> | 0.05 | 0 | 0 | Constrained, otherwise capacity available =35 kVA | --> | 0.048 | 0 | 0 | 0 | 0 | Constrained, otherwise capacity available =49 kW | --> | E14 ex BALLINDERRY | Ballinderry [T41,T422] | MULLINGAR |  | 53.4452 | -7.2305
MV/LV Substation BE***521Z |  | 10 kV | _ | LV | 400 kVA :Kiosk Substation | 0.4 | --> | 0.4 | 0 | 0 | Constrained, otherwise capacity available =337 kVA | --> | 0.38 | 0 | 0.004 | 0 | 0 | Constrained, otherwise capacity available =386 kW | --> | C21 ex BALLINDERRY | Ballinderry [T41,T422] | MULLINGAR |  | 53.512 | -7.335
MV/LV Substation GR***522Z |  | 10 kV | _ | LV | 400 kVA :Kiosk Substation | 0.4 | --> | 0.4 | 0.347 | 10.9 |  | --> | 0.38 | 0 | 0 | 0.387 | 0 |  | --> | C12 ex MULLINGAR | Mullingar [T101,T102] | MULLINGAR |  | 53.5239 | -7.345
MV/LV Substation CO***523 |  | 20 kV | _ | LV | 50 kVA :Pole Substation | 0.05 | --> | 0.05 | 0 | 0 | Constrained, otherwise capacity available =45 kVA | --> | 0.048 | 0 | 0 | 0 | 0 | Constrained, otherwise capacity available =48 kW | --> | E18 ex BALLINDERRY | Ballinderry [T41,T422] | MULLINGAR |  | 53.5368 | -7.2399
MV/LV Substation RA***524 |  | 10 kV | _ | LV | 50 kVA :Pole Substation | 0.05 | --> | 0.05 | 0 | 0 | Constrained, otherwise capacity available =29 kVA | --> | 0.048 | 0 | 0 | 0 | 0 | Constrained, otherwise capacity available =50 kW | --> | C23 ex BALLINDERRY | Ballinderry [T41,T422] | MULLINGAR |  | 53.5458 | -7.2941
MV/LV Substation KI***524Y |  | 20 kV | _ | LV | 50 kVA :Pole Substation | 0.05 | --> | 0.05 | 0.048 | 10.9 |  | --> | 0.048 | 0 | 0 | 0.048 | 0 |  | --> | C24 ex MULLINGAR | Mullingar [T101,T102] | MULLINGAR |  | 53.6018 | -7.4181
MV/LV Substation MA***524Z |  | 20 kV | _ | LV | 100 kVA :Pole Substation | 0.1 | --> | 0.1 | 0 | 0 | Constrained, otherwise capacity available =97 kVA | --> | 0.095 | 0 | 0 | 0 | 0 | Constrained, otherwise capacity available =96 kW | --> | E18 ex BALLINDERRY | Ballinderry [T41,T422] | MULLINGAR |  | 53.523 | -7.2931
MV/LV Substation AR***527 |  | 20 kV | _ | LV | 50 kVA :Pole Substation | 0.05 | --> | 0.05 | 0.04 | 10.9 |  | --> | 0.048 | 0 | 0 | 0.049 | 0 |  | --> | C25 ex MULLINGAR | Mullingar [T101,T102] | MULLINGAR |  | 53.5392 | -7.3847
MV/LV Substation BA***529 |  | 20 kV | _ | LV | 100 kVA :Pole Substation | 0.1 | --> | 0.1 | 0.085 | 10.9 |  | --> | 0.095 | 0 | 0 | 0.097 | 0 |  | --> | C24 ex MULLINGAR | Mullingar [T101,T102] | MULLINGAR |  | 53.6335 | -7.4058
MV/LV Substation VO***532X |  | 20 kV | _ | LV | 50 kVA :Pole Substation | 0.05 | --> | 0.05 | 0 | 0 | Constrained, otherwise capacity available =21 kVA | --> | 0.048 | 0 | 0 | 0 | 0 | Constrained, otherwise capacity available =51 kW | --> | C15 ex DELVIN | Delvin [T41,T42] | MULLINGAR |  | 53.5173 | -7.1396
MV/LV Substation LE***536Y |  | 20 kV | _ | LV | 630 kVA :Kiosk Substation | 0.63 | --> | 0.63 | 0 | 0 | Constrained, otherwise capacity available =608 kVA | --> | 0.598 | 0 | 0.05 | 0 | 0 | Constrained, otherwise capacity available =564 kW | --> | E14 ex BALLINDERRY | Ballinderry [T41,T422] | MULLINGAR |  | 53.4386 | -7.2483
MV/LV Substation KI***543X |  | 20 kV | _ | LV | 200 kVA :Pole Substation | 0.2 | --> | 0.2 | 0 | 0 | Constrained, otherwise capacity available =97 kVA | --> | 0.19 | 0 | 0.01 | 0 | 0 | Constrained, otherwise capacity available =196 kW | --> | E18 ex BALLINDERRY | Ballinderry [T41,T422] | MULLINGAR |  | 53.5143 | -7.1419
MV/LV Substation MA***546Z |  | 10 kV | _ | LV | 630 kVA :Kiosk Substation | 0.63 | --> | 0.63 | 0 | 0 | Constrained, otherwise capacity available =462 kVA | --> | 0.598 | 0 | 0 | 0 | 0 | Constrained, otherwise capacity available =621 kW | --> | C16 ex NEWBROOK | Newbrook [T42] | MULLINGAR |  | 53.5228 | -7.3509
MV/LV Substation RO***548Y |  | 10 kV | _ | LV | 50 kVA :Pole Substation | 0.05 | --> | 0.05 | 0.049 | 10.9 |  | --> | 0.048 | 0 | 0 | 0.048 | 0 |  | --> | C19 ex MULLINGAR | Mullingar [T101,T102] | MULLINGAR |  | 53.5338 | -7.3416
MV/LV Substation MA***548Z |  | 10 kV | _ | LV | 630 kVA :Building Structure | 0.63 | --> | 0.63 | 0 | 0 | Constrained, otherwise capacity available =482 kVA | --> | 0.598 | 0 | 0 | 0 | 0 | Constrained, otherwise capacity available =618 kW | --> | C23 ex BALLINDERRY | Ballinderry [T41,T422] | MULLINGAR |  | 53.5229 | -7.3016
MV/LV Substation RA***550X |  | 20 kV | _ | LV | 100 kVA :Pole Substation | 0.1 | --> | 0.1 | 0 | 0 | Constrained, otherwise capacity available =42 kVA | --> | 0.095 | 0 | 0.005 | 0 | 0 | Constrained, otherwise capacity available =99 kW | --> | E18 ex BALLINDERRY | Ballinderry [T41,T422] | MULLINGAR |  | 53.5232 | -7.0943
MV/LV Substation RI***551X |  | 10 kV | _ | LV | 400 kVA :Kiosk Substation | 0.4 | --> | 0.4 | 0 | 0 | Constrained, otherwise capacity available =371 kVA | --> | 0.38 | 0 | 0.022 | 0 | 0 | Constrained, otherwise capacity available =368 kW | --> | C23 ex BALLINDERRY | Ballinderry [T41,T422] | MULLINGAR |  | 53.5244 | -7.3066
MV/LV Substation ON***556Z |  | 20 kV | _ | LV | 400 kVA :Kiosk Substation | 0.4 | --> | 0.4 | 0.384 | 1.25 |  | --> | 0.38 | 0 | 0 | 0 | 0 | Constrained, otherwise capacity available =382 kW | --> | C16 ex LOUGHANALLA | Loughanalla [T41,T42] | MULLINGAR |  | 53.6778 | -7.2992
MV/LV Substation AR***558Z |  | 10 kV | _ | LV | 200 kVA :Kiosk Substation | 0.2 | --> | 0.2 | 0.037 | 10.9 |  | --> | 0.19 | 0 | 0.029 | 0.19 | 0 |  | --> | C18 ex MULLINGAR | Mullingar [T101,T102] | MULLINGAR |  | 53.5245 | -7.365
MV/LV Substation AR***559Z |  | 10 kV | _ | LV | 200 kVA :Kiosk Substation | 0.2 | --> | 0.2 | 0.134 | 10.9 |  | --> | 0.19 | 0 | 0.006 | 0.194 | 0 |  | --> | C18 ex MULLINGAR | Mullingar [T101,T102] | MULLINGAR |  | 53.5223 | -7.3647
MV/LV Substation GR***560Y |  | 10 kV | _ | LV | 200 kVA :Kiosk Substation | 0.2 | --> | 0.2 | 0 | 0 | Constrained, otherwise capacity available =91 kVA | --> | 0.19 | 0 | 0.037 | 0 | 0 | Constrained, otherwise capacity available =177 kW | --> | C18 ex NEWBROOK | Newbrook [T42] | MULLINGAR |  | 53.5187 | -7.3782
MV/LV Substation KI***563Z |  | 20 kV | _ | LV | 400 kVA :Kiosk Substation | 0.4 | --> | 0.4 | 0 | 0 | Constrained, otherwise capacity available =299 kVA | --> | 0.38 | 0 | 0.027 | 0 | 0 | Constrained, otherwise capacity available =374 kW | --> | E18 ex BALLINDERRY | Ballinderry [T41,T422] | MULLINGAR |  | 53.5059 | -7.1374
MV/LV Substation BL***564 |  | 20 kV | _ | LV | 400 kVA :Building Structure | 0.4 | --> | 0.4 | 0 | 0 | Constrained, otherwise capacity available =216 kVA | --> | 0.38 | 0 | 0 | 0 | 0 | Constrained, otherwise capacity available =404 kW | --> | E20 ex BALLINDERRY | Ballinderry [T41,T422] | MULLINGAR |  | 53.4887 | -7.3636
MV/LV Substation HO***565X |  | 20 kV | _ | LV | 400 kVA :Kiosk Substation | 0.4 | --> | 0.4 | 0 | 0 | Constrained, otherwise capacity available =362 kVA | --> | 0.38 | 0 | 0 | 0 | 0 | Constrained, otherwise capacity available =385 kW | --> | C18 ex DELVIN | Delvin [T41,T42] | MULLINGAR |  | 53.634 | -7.164
MV/LV Substation CO***566Y |  | 10 kV | _ | LV | 200 kVA :Kiosk Substation | 0.2 | --> | 0.2 | 0.114 | 10.9 |  | --> | 0.19 | 0 | 0.005 | 0.198 | 0 |  | --> | C14 ex MULLINGAR | Mullingar [T101,T102] | MULLINGAR |  | 53.5386 | -7.3596
MV/LV Substation QU***572X |  | 20 kV | _ | LV | 200 kVA :Pole Substation | 0.2 | --> | 0.2 | 0 | 0 | Constrained, otherwise capacity available =184 kVA | --> | 0.19 | 0 | 0.005 | 0 | 0 | Constrained, otherwise capacity available =188 kW | --> | E18 ex BALLINDERRY | Ballinderry [T41,T422] | MULLINGAR |  | 53.51 | -7.078
MV/LV Substation R ***572Z |  | 20 kV | _ | LV | 630 kVA :Kiosk Substation | 0.63 | --> | 0.63 | 0 | 0 | Constrained, otherwise capacity available =572 kVA | --> | 0.598 | 0 | 0 | 0 | 0 | Constrained, otherwise capacity available =606 kW | --> | E14 ex BALLINDERRY | Ballinderry [T41,T422] | MULLINGAR |  | 53.4169 | -7.2981
MV/LV Substation LY***573Z |  | 10 kV | _ | LV | 630 kVA :Kiosk Substation | 0.63 | --> | 0.63 | 0 | 0 | Constrained, otherwise capacity available =572 kVA | --> | 0.598 | 0 | 0.009 | 0 | 0 | Constrained, otherwise capacity available =600 kW | --> | C21 ex BALLINDERRY | Ballinderry [T41,T422] | MULLINGAR |  | 53.5193 | -7.3488
MV/LV Substation AR***578Z |  | 10 kV | _ | LV | 400 kVA :Kiosk Substation | 0.4 | --> | 0.4 | 0.304 | 10.9 |  | --> | 0.38 | 0 | 0.026 | 0.374 | 0 |  | --> | C18 ex MULLINGAR | Mullingar [T101,T102] | MULLINGAR |  | 53.525 | -7.3681
MV/LV Substation CL***582Z |  | 20 kV | _ | LV | 630 kVA :Building Structure | 0.63 | --> | 0.63 | 0.5 | 1.25 |  | --> | 0.598 | 0 | 0 | 0 | 0 | Constrained, otherwise capacity available =599 kW | --> | C16 ex LOUGHANALLA | Loughanalla [T41,T42] | MULLINGAR |  | 53.664 | -7.2787
MV/LV Substation RO***585Y |  | 10 kV | _ | LV | 200 kVA :Pole Substation | 0.2 | --> | 0.2 | 0.173 | 1.25 |  | --> | 0.19 | 0 | 0 | 0 | 0 | Constrained, otherwise capacity available =194 kW | --> | C17 ex LOUGHANALLA | Loughanalla [T41,T42] | MULLINGAR |  | 53.7088 | -7.3523
MV/LV Substation DE***586X |  | 10 kV | _ | LV | 400 kVA :Kiosk Substation | 0.4 | --> | 0.4 | 0.316 | 10.9 |  | --> | 0.38 | 0 | 0.018 | 0.378 | 0 |  | --> | C19 ex MULLINGAR | Mullingar [T101,T102] | MULLINGAR |  | 53.5346 | -7.3187
MV/LV Substation TI***586Z |  | 20 kV | _ | LV | 400 kVA :Kiosk Substation | 0.4 | --> | 0.4 | 0 | 0 | Constrained, otherwise capacity available =286 kVA | --> | 0.38 | 0 | 0.011 | 0 | 0 | Constrained, otherwise capacity available =387 kW | --> | E14 ex BALLINDERRY | Ballinderry [T41,T422] | MULLINGAR |  | 53.4578 | -7.1103
MV/LV Substation HO***590Y |  | 20 kV | _ | LV | 100 kVA :Pole Substation | 0.1 | --> | 0.1 | 0 | 0 | Constrained, otherwise capacity available =51 kVA | --> | 0.095 | 0 | 0 | 0 | 0 | Constrained, otherwise capacity available =102 kW | --> | C15 ex DELVIN | Delvin [T41,T42] | MULLINGAR |  | 53.5286 | -7.15
MV/LV Substation CA***591Y |  | 20 kV | _ | LV | 50 kVA :Pole Substation | 0.05 | --> | 0.05 | 0.05 | 2.22 |  | --> | 0.048 | 0 | 0 | 0.048 | 0 |  | --> | E13 ex CLARA | Clara [T421,T422] | THORNSBERRY |  | 53.4408 | -7.4833
MV/LV Substation CO***592Z |  | 10 kV | _ | LV | 400 kVA :Kiosk Substation | 0.4 | --> | 0.4 | 0.245 | 10.9 |  | --> | 0.38 | 0 | 0.001 | 0.4 | 0 |  | --> | C12 ex MULLINGAR | Mullingar [T101,T102] | MULLINGAR |  | 53.5261 | -7.3459
MV/LV Substation CR***594Z |  | 20 kV | _ | LV | 50 kVA :Pole Substation | 0.05 | --> | 0.05 | 0 | 0 | Constrained, otherwise capacity available =41 kVA | --> | 0.048 | 0 | 0 | 0 | 0 | Constrained, otherwise capacity available =49 kW | --> | C18 ex NEWBROOK | Newbrook [T42] | MULLINGAR |  | 53.4478 | -7.5743
MV/LV Substation RO***596 |  | 20 kV | _ | LV | 200 kVA :Pole Substation | 0.2 | --> | 0.2 | 0 | 0 | Constrained, otherwise capacity available =93 kVA | --> | 0.19 | 0 | 0 | 0 | 0 | Constrained, otherwise capacity available =204 kW | --> | E14 ex BALLINDERRY | Ballinderry [T41,T422] | MULLINGAR |  | 53.415 | -7.3002
MV/LV Substation C ***600 |  | 20 kV | _ | LV | 400 kVA :Building Structure | 0.4 | --> | 0.4 | 0.342 | 1.25 |  | --> | 0.38 | 0 | 0 | 0 | 0 | Constrained, otherwise capacity available =388 kW | --> | C16 ex LOUGHANALLA | Loughanalla [T41,T42] | MULLINGAR |  | 53.6792 | -7.2935
MV/LV Substation KI***600Y |  | 20 kV | _ | LV | 200 kVA :Pole Substation | 0.2 | --> | 0.2 | 0 | 0 | Constrained, otherwise capacity available =200 kVA | --> | 0.19 | 0 | 0 | 0.19 | 0 |  | --> | E19 ex EDENDERRY | Edenderry [T421,T422] | BLAKE |  | 53.4537 | -7.1004
MV/LV Substation LU***600Z |  | 20 kV | _ | LV | 200 kVA :Pole Substation | 0.2 | --> | 0.2 | 0 | 0 | Constrained, otherwise capacity available =158 kVA | --> | 0.19 | 0 | 0 | 0 | 0 | Constrained, otherwise capacity available =196 kW | --> | C18 ex NEWBROOK | Newbrook [T42] | MULLINGAR |  | 53.4331 | -7.5874
MV/LV Substation MA***601 |  | 10 kV | _ | LV | 50 kVA :Pole Substation | 0.05 | --> | 0.05 | 0 | 0 | Constrained, otherwise capacity available =42 kVA | --> | 0.048 | 0 | 0 | 0 | 0 | Constrained, otherwise capacity available =49 kW | --> | C23 ex BALLINDERRY | Ballinderry [T41,T422] | MULLINGAR |  | 53.5218 | -7.3003
MV/LV Substation CL***603 |  | 10 kV | _ | LV | 200 kVA :Kiosk Substation | 0.2 | --> | 0.2 | 0 | 0 | Constrained, otherwise capacity available =177 kVA | --> | 0.19 | 0 | 0 | 0 | 0 | Constrained, otherwise capacity available =193 kW | --> | C17 ex DELVIN | Delvin [T41,T42] | MULLINGAR |  | 53.6671 | -7.0184
MV/LV Substation PU***603X |  | 20 kV | _ | LV | 100 kVA :Pole Substation | 0.1 | --> | 0.1 | 0 | 0 | Constrained, otherwise capacity available =38 kVA | --> | 0.095 | 0 | 0 | 0 | 0 | Constrained, otherwise capacity available =103 kW | --> | E18 ex BALLINDERRY | Ballinderry [T41,T422] | MULLINGAR |  | 53.5041 | -7.1509
MV/LV Substation RA***607 |  | 10 kV | _ | LV | 200 kVA :Kiosk Substation | 0.2 | --> | 0.2 | 0.187 | 1.25 |  | --> | 0.19 | 0 | 0 | 0 | 0 | Constrained, otherwise capacity available =192 kW | --> | C17 ex LOUGHANALLA | Loughanalla [T41,T42] | MULLINGAR |  | 53.6846 | -7.2942
MV/LV Substation WA***614Y |  | 10 kV | _ | LV | 50 kVA :Pole Substation | 0.05 | --> | 0.05 | 0.007 | 1.25 |  | --> | 0.048 | 0 | 0.008 | 0 | 0 | Constrained, otherwise capacity available =47 kW | --> | C17 ex LOUGHANALLA | Loughanalla [T41,T42] | MULLINGAR |  | 53.6842 | -7.2965
MV/LV Substation DE***621Y |  | 20 kV | _ | LV | 200 kVA :Pole Substation | 0.2 | --> | 0.2 | 0 | 0 | Constrained, otherwise capacity available =132 kVA | --> | 0.19 | 0 | 0 | 0 | 0 | Constrained, otherwise capacity available =199 kW | --> | E14 ex BALLINDERRY | Ballinderry [T41,T422] | MULLINGAR |  | 53.4088 | -7.1974
MV/LV Substation TA***622Y |  | 10 kV | _ | LV | 400 kVA :Building Structure | 0.4 | --> | 0.4 | 0 | 0 | Constrained, otherwise capacity available =400 kVA | --> | 0.38 | 0 | 0 | 0 | 0 | Constrained, otherwise capacity available =380 kW | --> | C21 ex BALLINDERRY | Ballinderry [T41,T422] | MULLINGAR |  | 53.519 | -7.3447
MV/LV Substation MA***623Z |  | 10 kV | _ | LV | 630 kVA :Kiosk Substation | 0.63 | --> | 0.63 | 0 | 0 | Constrained, otherwise capacity available =390 kVA | --> | 0.598 | 0 | 0 | 0 | 0 | Constrained, otherwise capacity available =630 kW | --> | C16 ex NEWBROOK | Newbrook [T42] | MULLINGAR |  | 53.5234 | -7.3496
MV/LV Substation CO***624Z |  | 20 kV | _ | LV | 50 kVA :Pole Substation | 0.05 | --> | 0.05 | 0 | 0 | Constrained, otherwise capacity available =44 kVA | --> | 0.048 | 0 | 0 | 0 | 0 | Constrained, otherwise capacity available =48 kW | --> | C18 ex DELVIN | Delvin [T41,T42] | MULLINGAR |  | 53.6381 | -7.2084
MV/LV Substation LA***627Z |  | 10 kV | _ | LV | 400 kVA :Kiosk Substation | 0.4 | --> | 0.4 | 0 | 0 | Constrained, otherwise capacity available =318 kVA | --> | 0.38 | 0 | 0.012 | 0 | 0 | Constrained, otherwise capacity available =382 kW | --> | C17 ex BALLINDERRY | Ballinderry [T41,T422] | MULLINGAR |  | 53.5308 | -7.3188
MV/LV Substation BE***630Z |  | 20 kV | _ | LV | 100 kVA :Pole Substation | 0.1 | --> | 0.1 | 0.089 | 1.25 |  | --> | 0.095 | 0 | 0 | 0 | 0 | Constrained, otherwise capacity available =96 kW | --> | C16 ex LOUGHANALLA | Loughanalla [T41,T42] | MULLINGAR |  | 53.643 | -7.2134
MV/LV Substation MA***634Z |  | 10 kV | _ | LV | 630 kVA :Kiosk Substation | 0.63 | --> | 0.63 | 0 | 0 | Constrained, otherwise capacity available =504 kVA | --> | 0.598 | 0 | 0 | 0 | 0 | Constrained, otherwise capacity available =615 kW | --> | C16 ex NEWBROOK | Newbrook [T42] | MULLINGAR |  | 53.5234 | -7.3481
MV/LV Substation SO***638Y |  | 10 kV | _ | LV | 100 kVA :Pole Substation | 0.1 | --> | 0.1 | 0 | 0 | Constrained, otherwise capacity available =77 kVA | --> | 0.095 | 0 | 0 | 0 | 0 | Constrained, otherwise capacity available =98 kW | --> | C17 ex DELVIN | Delvin [T41,T42] | MULLINGAR |  | 53.611 | -7.0723
MV/LV Substation SO***639Y |  | 10 kV | _ | LV | 50 kVA :Pole Substation | 0.05 | --> | 0.05 | 0 | 0 | Constrained, otherwise capacity available =25 kVA | --> | 0.048 | 0 | 0 | 0 | 0 | Constrained, otherwise capacity available =51 kW | --> | C17 ex DELVIN | Delvin [T41,T42] | MULLINGAR |  | 53.6093 | -7.0635
MV/LV Substation DE***640Y |  | 10 kV | _ | LV | 50 kVA :Pole Substation | 0.05 | --> | 0.05 | 0 | 0 | Constrained, otherwise capacity available =49 kVA | --> | 0.048 | 0 | 0 | 0 | 0 | Constrained, otherwise capacity available =48 kW | --> | C17 ex DELVIN | Delvin [T41,T42] | MULLINGAR |  | 53.6075 | -7.0838
MV/LV Substation SO***642Y |  | 10 kV | _ | LV | 50 kVA :Pole Substation | 0.05 | --> | 0.05 | 0 | 0 | Constrained, otherwise capacity available =29 kVA | --> | 0.048 | 0 | 0 | 0 | 0 | Constrained, otherwise capacity available =50 kW | --> | C17 ex DELVIN | Delvin [T41,T42] | MULLINGAR |  | 53.6079 | -7.0863
MV/LV Substation DE***645Y |  | 10 kV | _ | LV | 200 kVA :Pole Substation | 0.2 | --> | 0.2 | 0 | 0 | Constrained, otherwise capacity available =108 kVA | --> | 0.19 | 0 | 0.008 | 0 | 0 | Constrained, otherwise capacity available =196 kW | --> | C17 ex DELVIN | Delvin [T41,T42] | MULLINGAR |  | 53.6131 | -7.0898
MV/LV Substation LO***653Z |  | 10 kV | _ | LV | 200 kVA :Kiosk Substation | 0.2 | --> | 0.2 | 0.134 | 10.9 |  | --> | 0.19 | 0 | 0.003 | 0.197 | 0 |  | --> | C14 ex MULLINGAR | Mullingar [T101,T102] | MULLINGAR |  | 53.534 | -7.3516
MV/LV Substation ST***656 |  | 20 kV | _ | LV | 100 kVA :Pole Substation | 0.1 | --> | 0.1 | 0.087 | 1.25 |  | --> | 0.095 | 0 | 0.01 | 0 | 0 | Constrained, otherwise capacity available =89 kW | --> | C16 ex LOUGHANALLA | Loughanalla [T41,T42] | MULLINGAR |  | 53.6482 | -7.2185
MV/LV Substation SH***656Z |  | 20 kV | _ | LV | 200 kVA :Pole Substation | 0.2 | --> | 0.2 | 0 | 0 | Constrained, otherwise capacity available =173 kVA | --> | 0.19 | 0 | 0 | 0 | 0 | Constrained, otherwise capacity available =194 kW | --> | E20 ex BALLINDERRY | Ballinderry [T41,T422] | MULLINGAR |  | 53.3888 | -7.3745
MV/LV Substation GL***661Z |  | 20 kV | _ | LV | 200 kVA :Kiosk Substation | 0.2 | --> | 0.2 | 0.096 | 1.25 |  | --> | 0.19 | 0 | 0.019 | 0 | 0 | Constrained, otherwise capacity available =190 kW | --> | C16 ex LOUGHANALLA | Loughanalla [T41,T42] | MULLINGAR |  | 53.647 | -7.2113
MV/LV Substation CA***662 |  | 20 kV | _ | LV | 200 kVA :Pole Substation | 0.2 | --> | 0.2 | 0.091 | 1.25 |  | --> | 0.19 | 0 | 0 | 0 | 0 | Constrained, otherwise capacity available =204 kW | --> | C16 ex LOUGHANALLA | Loughanalla [T41,T42] | MULLINGAR |  | 53.6648 | -7.2555
MV/LV Substation RO***662Z |  | 10 kV | _ | LV | 400 kVA :Kiosk Substation | 0.4 | --> | 0.4 | 0 | 0 | Constrained, otherwise capacity available =317 kVA | --> | 0.38 | 0 | 0.01 | 0 | 0 | Constrained, otherwise capacity available =384 kW | --> | C19 ex BALLINDERRY | Ballinderry [T41,T422] | MULLINGAR |  | 53.5214 | -7.3294
MV/LV Substation GR***666Z |  | 10 kV | _ | LV | 1000 kVA :Kiosk Substation | 1 | --> | 1 | 0.5 | 10.9 |  | --> | 0.95 | 0 | 0.01 | 0.5 | 0 |  | --> | C12 ex MULLINGAR | Mullingar [T101,T102] | MULLINGAR |  | 53.5254 | -7.3506
MV/LV Substation GR***667Z |  | 10 kV | _ | LV | 630 kVA :Building Structure | 0.63 | --> | 0.63 | 0.5 | 10.9 |  | --> | 0.598 | 0 | 0 | 0.5 | 0 |  | --> | C12 ex MULLINGAR | Mullingar [T101,T102] | MULLINGAR |  | 53.524 | -7.3507
MV/LV Substation LA***672Z |  | 10 kV | _ | LV | 400 kVA :Kiosk Substation | 0.4 | --> | 0.4 | 0 | 0 | Constrained, otherwise capacity available =322 kVA | --> | 0.38 | 0 | 0.03 | 0 | 0 | Constrained, otherwise capacity available =368 kW | --> | C17 ex BALLINDERRY | Ballinderry [T41,T422] | MULLINGAR |  | 53.527 | -7.3138
MV/LV Substation KI***682Z |  | 20 kV | _ | LV | 50 kVA :Pole Substation | 0.05 | --> | 0.05 | 0 | 0 | Constrained, otherwise capacity available =48 kVA | --> | 0.048 | 0 | 0 | 0.048 | 0 |  | --> | E19 ex EDENDERRY | Edenderry [T421,T422] | BLAKE |  | 53.4663 | -7.1118
MV/LV Substation RE***699 |  | 20 kV | _ | LV | 100 kVA :Pole Substation | 0.1 | --> | 0.1 | 0.076 | 2.22 |  | --> | 0.095 | 0 | 0.004 | 0.095 | 0 |  | --> | E13 ex CLARA | Clara [T421,T422] | THORNSBERRY |  | 53.4704 | -7.5188
MV/LV Substation KI***708X |  | 20 kV | _ | LV | 400 kVA :Kiosk Substation | 0.4 | --> | 0.4 | 0.326 | 1.25 |  | --> | 0.38 | 0 | 0.003 | 0 | 0 | Constrained, otherwise capacity available =388 kW | --> | C16 ex LOUGHANALLA | Loughanalla [T41,T42] | MULLINGAR |  | 53.681 | -7.2909
MV/LV Substation OW***709Z |  | 20 kV | _ | LV | 50 kVA :Pole Substation | 0.05 | --> | 0.05 | 0.05 | 10.9 |  | --> | 0.048 | 0 | 0 | 0.048 | 0 |  | --> | C24 ex MULLINGAR | Mullingar [T101,T102] | MULLINGAR |  | 53.5797 | -7.3673
MV/LV Substation BA***710X |  | 10 kV | _ | LV | 50 kVA :Pole Substation | 0.05 | --> | 0.05 | 0 | 0 | Constrained, otherwise capacity available =45 kVA | --> | 0.048 | 0 | 0 | 0 | 0 | Constrained, otherwise capacity available =48 kW | --> | C19 ex BALLINDERRY | Ballinderry [T41,T422] | MULLINGAR |  | 53.5183 | -7.3242
MV/LV Substation ST***722X |  | 10 kV | _ | LV | 400 kVA :Building Structure | 0.4 | --> | 0.4 | 0.397 | 10.9 |  | --> | 0.38 | 0 | 0.01 | 0.373 | 0 |  | --> | C14 ex MULLINGAR | Mullingar [T101,T102] | MULLINGAR |  | 53.5388 | -7.3568
MV/LV Substation RO***723X |  | 20 kV | _ | LV | 50 kVA :Pole Substation | 0.05 | --> | 0.05 | 0 | 0 | Constrained, otherwise capacity available =50 kVA | --> | 0.048 | 0 | 0 | 0 | 0 | Constrained, otherwise capacity available =48 kW | --> | E14 ex BALLINDERRY | Ballinderry [T41,T422] | MULLINGAR |  | 53.4171 | -7.3009
MV/LV Substation KN***724X |  | 10 kV | _ | LV | 100 kVA :Pole Substation | 0.1 | --> | 0.1 | 0.093 | 10.9 |  | --> | 0.095 | 0 | 0 | 0.096 | 0 |  | --> | C13 ex MULLINGAR | Mullingar [T101,T102] | MULLINGAR |  | 53.5753 | -7.3146
MV/LV Substation MI***726 |  | 20 kV | _ | LV | 50 kVA :Pole Substation | 0.05 | --> | 0.05 | 0.048 | 2.22 |  | --> | 0.048 | 0 | 0 | 0.048 | 0 |  | --> | E13 ex CLARA | Clara [T421,T422] | THORNSBERRY |  | 53.4367 | -7.4711
MV/LV Substation IV***726X |  | 20 kV | _ | LV | 200 kVA :Pole Substation | 0.2 | --> | 0.2 | 0 | 0 | Constrained, otherwise capacity available =176 kVA | --> | 0.19 | 0 | 0.029 | 0 | 0 | Constrained, otherwise capacity available =172 kW | --> | C15 ex DELVIN | Delvin [T41,T42] | MULLINGAR |  | 53.5161 | -7.1433
MV/LV Substation CU***727X |  | 10 kV | _ | LV | 50 kVA :Pole Substation | 0.05 | --> | 0.05 | 0.044 | 10.9 |  | --> | 0.048 | 0 | 0 | 0.048 | 0 |  | --> | C13 ex MULLINGAR | Mullingar [T101,T102] | MULLINGAR |  | 53.5603 | -7.3285
MV/LV Substation CR***733Z |  | 20 kV | _ | LV | 50 kVA :Pole Substation | 0.05 | --> | 0.05 | 0.039 | 1.25 |  | --> | 0.048 | 0 | 0.04 | 0 | 0 | Constrained, otherwise capacity available =19 kW | --> | C16 ex LOUGHANALLA | Loughanalla [T41,T42] | MULLINGAR |  | 53.6473 | -7.2148
MV/LV Substation KI***734X |  | 20 kV | _ | LV | 50 kVA :Pole Substation | 0.05 | --> | 0.05 | 0 | 0 | Constrained, otherwise capacity available =42 kVA | --> | 0.048 | 0 | 0 | 0 | 0 | Constrained, otherwise capacity available =49 kW | --> | C18 ex NEWBROOK | Newbrook [T42] | MULLINGAR |  | 53.5064 | -7.3917
MV/LV Substation CA***734Z |  | 10 kV | _ | LV | 630 kVA :Building Structure | 0.63 | --> | 0.63 | 0 | 0 | Constrained, otherwise capacity available =409 kVA | --> | 0.598 | 0 | 0 | 0 | 0 | Constrained, otherwise capacity available =628 kW | --> | C17 ex DELVIN | Delvin [T41,T42] | MULLINGAR |  | 53.6526 | -7.0408
MV/LV Substation BA***735Z |  | 20 kV | _ | LV | 50 kVA :Pole Substation | 0.05 | --> | 0.05 | 0 | 0 | Constrained, otherwise capacity available =34 kVA | --> | 0.048 | 0 | 0 | 0 | 0 | Constrained, otherwise capacity available =50 kW | --> | C18 ex NEWBROOK | Newbrook [T42] | MULLINGAR |  | 53.5083 | -7.4143
MV/LV Substation BE***738X |  | 20 kV | _ | LV | 200 kVA :Pole Substation | 0.2 | --> | 0.2 | 0 | 0 | Constrained, otherwise capacity available =169 kVA | --> | 0.19 | 0 | 0 | 0 | 0 | Constrained, otherwise capacity available =194 kW | --> | E20 ex BALLINDERRY | Ballinderry [T41,T422] | MULLINGAR |  | 53.4765 | -7.3692
MV/LV Substation TA***739X |  | 20 kV | _ | LV | 50 kVA :Pole Substation | 0.05 | --> | 0.05 | 0 | 0 | Constrained, otherwise capacity available =10 kVA | --> | 0.048 | 0 | 0.005 | 0 | 0 | Constrained, otherwise capacity available =49 kW | --> | E20 ex BALLINDERRY | Ballinderry [T41,T422] | MULLINGAR |  | 53.4732 | -7.3529
MV/LV Substation CA***744Y |  | 20 kV | _ | LV | 50 kVA :Pole Substation | 0.05 | --> | 0.05 | 0 | 0 | Constrained, otherwise capacity available =18 kVA | --> | 0.048 | 0 | 0 | 0 | 0 | Constrained, otherwise capacity available =52 kW | --> | E20 ex BALLINDERRY | Ballinderry [T41,T422] | MULLINGAR |  | 53.3903 | -7.3753
MV/LV Substation BA***745 |  | 20 kV | _ | LV | 50 kVA :Pole Substation | 0.05 | --> | 0.05 | 0.048 | 2.22 |  | --> | 0.048 | 0 | 0 | 0.048 | 0 |  | --> | E13 ex CLARA | Clara [T421,T422] | THORNSBERRY |  | 53.4094 | -7.5461
MV/LV Substation KI***745X |  | 10 kV | _ | LV | 50 kVA :Pole Substation | 0.05 | --> | 0.05 | 0.039 | 10.9 |  | --> | 0.048 | 0 | 0 | 0.049 | 0 |  | --> | C13 ex MULLINGAR | Mullingar [T101,T102] | MULLINGAR |  | 53.5813 | -7.3237
MV/LV Substation RI***747Y |  | 20 kV | _ | LV | 400 kVA :Kiosk Substation | 0.4 | --> | 0.4 | 0 | 0 | Constrained, otherwise capacity available =250 kVA | --> | 0.38 | 0 | 0.022 | 0.384 | 0 |  | --> | E19 ex EDENDERRY | Edenderry [T421,T422] | BLAKE |  | 53.4547 | -7.0959
MV/LV Substation BU***747Z |  | 20 kV | _ | LV | 50 kVA :Pole Substation | 0.05 | --> | 0.05 | 0.043 | 10.9 |  | --> | 0.048 | 0 | 0 | 0.048 | 0 |  | --> | C24 ex MULLINGAR | Mullingar [T101,T102] | MULLINGAR |  | 53.6087 | -7.4359
MV/LV Substation AN***749Z |  | 10 kV | _ | LV | 400 kVA :Building Structure | 0.4 | --> | 0.4 | 0.349 | 10.9 |  | --> | 0.38 | 0 | 0 | 0.387 | 0 |  | --> | C19 ex MULLINGAR | Mullingar [T101,T102] | MULLINGAR |  | 53.5248 | -7.3382
MV/LV Substation SH***751 |  | 10 kV | _ | LV | 50 kVA :Pole Substation | 0.05 | --> | 0.05 | 0 | 0 | Constrained, otherwise capacity available =20 kVA | --> | 0.048 | 0 | 0 | 0 | 0 | Constrained, otherwise capacity available =52 kW | --> | C23 ex BALLINDERRY | Ballinderry [T41,T422] | MULLINGAR |  | 53.5508 | -7.2762
MV/LV Substation BU***751Y |  | 10 kV | _ | LV | 400 kVA :Building Structure | 0.4 | --> | 0.4 | 0.261 | 10.9 |  | --> | 0.38 | 0 | 0 | 0.398 | 0 |  | --> | C19 ex MULLINGAR | Mullingar [T101,T102] | MULLINGAR |  | 53.5268 | -7.3364
MV/LV Substation MU***755Y |  | 10 kV | _ | LV | 630 kVA :Building Structure | 0.63 | --> | 0.63 | 0.5 | 10.9 |  | --> | 0.598 | 0 | 0 | 0.5 | 0 |  | --> | C19 ex MULLINGAR | Mullingar [T101,T102] | MULLINGAR |  | 53.5279 | -7.3407
MV/LV Substation LO***760Z |  | 10 kV | _ | LV | 630 kVA :Kiosk Substation | 0.63 | --> | 0.63 | 0.5 | 10.9 |  | --> | 0.598 | 0 | 0.069 | 0.5 | 0 |  | --> | C13 ex MULLINGAR | Mullingar [T101,T102] | MULLINGAR |  | 53.5437 | -7.3465
MV/LV Substation TH***764Z |  | 20 kV | _ | LV | 50 kVA :Pole Substation | 0.05 | --> | 0.05 | 0 | 0 | Constrained, otherwise capacity available =44 kVA | --> | 0.048 | 0 | 0.03 | 0 | 0 | Constrained, otherwise capacity available =26 kW | --> | E18 ex BALLINDERRY | Ballinderry [T41,T422] | MULLINGAR |  | 53.5082 | -7.2409
MV/LV Substation PL***768Z |  | 20 kV | _ | LV | 50 kVA :Pole Substation | 0.05 | --> | 0.05 | 0 | 0 | Constrained, otherwise capacity available =46 kVA | --> | 0.048 | 0 | 0 | 0 | 0 | Constrained, otherwise capacity available =48 kW | --> | E14 ex BALLINDERRY | Ballinderry [T41,T422] | MULLINGAR |  | 53.4552 | -7.119
MV/LV Substation RU***772X |  | 20 kV | _ | LV | 50 kVA :Pole Substation | 0.05 | --> | 0.05 | 0 | 0 | Constrained, otherwise capacity available =46 kVA | --> | 0.048 | 0 | 0 | 0 | 0 | Constrained, otherwise capacity available =48 kW | --> | E14 ex BALLINDERRY | Ballinderry [T41,T422] | MULLINGAR |  | 53.5015 | -7.3041
MV/LV Substation GL***779Z |  | 10 kV | _ | LV | 400 kVA :Kiosk Substation | 0.4 | --> | 0.4 | 0 | 0 | Constrained, otherwise capacity available =260 kVA | --> | 0.38 | 0 | 0.122 | 0 | 0 | Constrained, otherwise capacity available =308 kW | --> | C17 ex BALLINDERRY | Ballinderry [T41,T422] | MULLINGAR |  | 53.523 | -7.3227
MV/LV Substation SH***783Y |  | 10 kV | _ | LV | 100 kVA :Pole Substation | 0.1 | --> | 0.1 | 0.068 | 10.9 |  | --> | 0.095 | 0 | 0 | 0.099 | 0 |  | --> | C13 ex MULLINGAR | Mullingar [T101,T102] | MULLINGAR |  | 53.5389 | -7.3451
MV/LV Substation MC***790Y |  | 10 kV | _ | LV | 400 kVA :Kiosk Substation | 0.4 | --> | 0.4 | 0.112 | 10.9 |  | --> | 0.38 | 0 | 0.006 | 0.413 | 0 |  | --> | C19 ex MULLINGAR | Mullingar [T101,T102] | MULLINGAR |  | 53.5263 | -7.3342
MV/LV Substation PL***794Z |  | 20 kV | _ | LV | 50 kVA :Pole Substation | 0.05 | --> | 0.05 | 0 | 0 | Constrained, otherwise capacity available =44 kVA | --> | 0.048 | 0 | 0 | 0.048 | 0 |  | --> | E19 ex EDENDERRY | Edenderry [T421,T422] | BLAKE |  | 53.4507 | -7.1091
MV/LV Substation ST***796Y |  | 20 kV | _ | LV | 200 kVA :Pole Substation | 0.2 | --> | 0.2 | 0 | 0 | Constrained, otherwise capacity available =118 kVA | --> | 0.19 | 0 | 0 | 0 | 0 | Constrained, otherwise capacity available =201 kW | --> | C18 ex NEWBROOK | Newbrook [T42] | MULLINGAR |  | 53.4342 | -7.5863
MV/LV Substation CI***799Z |  | 10 kV | _ | LV | 400 kVA :Kiosk Substation | 0.4 | --> | 0.4 | 0 | 0 | Constrained, otherwise capacity available =371 kVA | --> | 0.38 | 0 | 0 | 0 | 0 | Constrained, otherwise capacity available =384 kW | --> | C16 ex NEWBROOK | Newbrook [T42] | MULLINGAR |  | 53.5154 | -7.3612
MV/LV Substation CO***800 |  | 20 kV | _ | LV | 100 kVA :Pole Substation | 0.1 | --> | 0.1 | 0.087 | 1.25 |  | --> | 0.095 | 0 | 0 | 0 | 0 | Constrained, otherwise capacity available =97 kW | --> | C16 ex LOUGHANALLA | Loughanalla [T41,T42] | MULLINGAR |  | 53.6754 | -7.3008
MV/LV Substation MU***801 |  | 20 kV | _ | LV | 200 kVA :Pole Substation | 0.2 | --> | 0.2 | 0.159 | 1.25 |  | --> | 0.19 | 0 | 0.005 | 0 | 0 | Constrained, otherwise capacity available =192 kW | --> | C16 ex LOUGHANALLA | Loughanalla [T41,T42] | MULLINGAR |  | 53.6756 | -7.3039
MV/LV Substation DU***802 |  | 20 kV | _ | LV | 200 kVA :Pole Substation | 0.2 | --> | 0.2 | 0.129 | 1.25 |  | --> | 0.19 | 0 | 0 | 0 | 0 | Constrained, otherwise capacity available =199 kW | --> | C16 ex LOUGHANALLA | Loughanalla [T41,T42] | MULLINGAR |  | 53.6774 | -7.2958
MV/LV Substation MO***804X |  | 20 kV | _ | LV | 50 kVA :Pole Substation | 0.05 | --> | 0.05 | 0 | 0 | Constrained, otherwise capacity available =50 kVA | --> | 0.048 | 0 | 0 | 0 | 0 | Constrained, otherwise capacity available =48 kW | --> | E14 ex BALLINDERRY | Ballinderry [T41,T422] | MULLINGAR |  | 53.4574 | -7.1399
MV/LV Substation GL***804Z |  | 10 kV | _ | LV | 200 kVA :Kiosk Substation | 0.2 | --> | 0.2 | 0 | 0 | Constrained, otherwise capacity available =166 kVA | --> | 0.19 | 0 | 0.047 | 0 | 0 | Constrained, otherwise capacity available =160 kW | --> | C19 ex BALLINDERRY | Ballinderry [T41,T422] | MULLINGAR |  | 53.5226 | -7.3243
MV/LV Substation HE***807Y |  | 20 kV | _ | LV | 200 kVA :Kiosk Substation | 0.2 | --> | 0.2 | 0 | 0 | Constrained, otherwise capacity available =85 kVA | --> | 0.19 | 0 | 0.005 | 0 | 0 | Constrained, otherwise capacity available =201 kW | --> | E14 ex BALLINDERRY | Ballinderry [T41,T422] | MULLINGAR |  | 53.4554 | -7.1058
MV/LV Substation EI***808X |  | 10 kV | _ | LV | 50 kVA :Pole Substation | 0.05 | --> | 0.05 | 0 | 0 | Constrained, otherwise capacity available =48 kVA | --> | 0.048 | 0 | 0 | 0 | 0 | Constrained, otherwise capacity available =48 kW | --> | C23 ex BALLINDERRY | Ballinderry [T41,T422] | MULLINGAR |  | 53.5306 | -7.3093
MV/LV Substation CA***811Y |  | 20 kV | _ | LV | 50 kVA :Pole Substation | 0.05 | --> | 0.05 | 0.049 | 10.9 |  | --> | 0.048 | 0 | 0 | 0.048 | 0 |  | --> | C24 ex MULLINGAR | Mullingar [T101,T102] | MULLINGAR |  | 53.625 | -7.4621
MV/LV Substation LO***812X |  | 10 kV | _ | LV | 630 kVA :Kiosk Substation | 0.63 | --> | 0.63 | 0.5 | 10.9 |  | --> | 0.598 | 0 | 0.05 | 0.5 | 0 |  | --> | C13 ex MULLINGAR | Mullingar [T101,T102] | MULLINGAR |  | 53.5425 | -7.3419
MV/LV Substation AR***816Y |  | 10 kV | _ | LV | 630 kVA :Kiosk Substation | 0.63 | --> | 0.63 | 0.426 | 10.9 |  | --> | 0.598 | 0 | 0.035 | 0.5 | 0 |  | --> | C18 ex MULLINGAR | Mullingar [T101,T102] | MULLINGAR |  | 53.521 | -7.3695
MV/LV Substation TH***818Z |  | 20 kV | _ | LV | 50 kVA :Pole Substation | 0.05 | --> | 0.05 | 0 | 0 | Constrained, otherwise capacity available =44 kVA | --> | 0.048 | 0 | 0.006 | 0 | 0 | Constrained, otherwise capacity available =44 kW | --> | E18 ex BALLINDERRY | Ballinderry [T41,T422] | MULLINGAR |  | 53.5073 | -7.2442
MV/LV Substation TH***819Z |  | 20 kV | _ | LV | 100 kVA :Pole Substation | 0.1 | --> | 0.1 | 0 | 0 | Constrained, otherwise capacity available =88 kVA | --> | 0.095 | 0 | 0 | 0 | 0 | Constrained, otherwise capacity available =97 kW | --> | E18 ex BALLINDERRY | Ballinderry [T41,T422] | MULLINGAR |  | 53.5153 | -7.2703
MV/LV Substation KI***824Z |  | 20 kV | _ | LV | 100 kVA :Pole Substation | 0.1 | --> | 0.1 | 0 | 0 | Constrained, otherwise capacity available =94 kVA | --> | 0.095 | 0 | 0 | 0.096 | 0 |  | --> | E19 ex EDENDERRY | Edenderry [T421,T422] | BLAKE |  | 53.4602 | -7.105
MV/LV Substation AB***828Y |  | 10 kV | _ | LV | 400 kVA :Kiosk Substation | 0.4 | --> | 0.4 | 0.25 | 10.9 |  | --> | 0.38 | 0 | 0.034 | 0.375 | 0 |  | --> | C14 ex MULLINGAR | Mullingar [T101,T102] | MULLINGAR |  | 53.5314 | -7.3515
MV/LV Substation MU***831Z |  | 10 kV | _ | LV | 50 kVA :Pole Substation | 0.05 | --> | 0.05 | 0.023 | 1.25 |  | --> | 0.048 | 0 | 0 | 0 | 0 | Constrained, otherwise capacity available =51 kW | --> | C17 ex LOUGHANALLA | Loughanalla [T41,T42] | MULLINGAR |  | 53.6863 | -7.3382
MV/LV Substation KI***832X |  | 20 kV | _ | LV | 100 kVA :Pole Substation | 0.1 | --> | 0.1 | 0.094 | 10.9 |  | --> | 0.095 | 0 | 0 | 0.096 | 0 |  | --> | C24 ex MULLINGAR | Mullingar [T101,T102] | MULLINGAR |  | 53.6125 | -7.3696
MV/LV Substation BA***833X |  | 20 kV | _ | LV | 50 kVA :Pole Substation | 0.05 | --> | 0.05 | 0.023 | 10.9 |  | --> | 0.048 | 0 | 0 | 0.051 | 0 |  | --> | C24 ex MULLINGAR | Mullingar [T101,T102] | MULLINGAR |  | 53.6153 | -7.3873
MV/LV Substation BA***836X |  | 20 kV | _ | LV | 50 kVA :Pole Substation | 0.05 | --> | 0.05 | 0.042 | 10.9 |  | --> | 0.048 | 0 | 0 | 0.049 | 0 |  | --> | C24 ex MULLINGAR | Mullingar [T101,T102] | MULLINGAR |  | 53.6151 | -7.4528
MV/LV Substation PE***842Z |  | 10 kV | _ | LV | 200 kVA :Pole Substation | 0.2 | --> | 0.2 | 0 | 0 | Constrained, otherwise capacity available =174 kVA | --> | 0.19 | 0 | 0.016 | 0 | 0 | Constrained, otherwise capacity available =182 kW | --> | C17 ex BALLINDERRY | Ballinderry [T41,T422] | MULLINGAR |  | 53.524 | -7.313
MV/LV Substation CO***845Z |  | 20 kV | _ | LV | 100 kVA :Pole Substation | 0.1 | --> | 0.1 | 0.075 | 10.9 |  | --> | 0.095 | 0 | 0.017 | 0.086 | 0 |  | --> | C24 ex MULLINGAR | Mullingar [T101,T102] | MULLINGAR |  | 53.6227 | -7.3877
MV/LV Substation WO***848 |  | 20 kV | _ | LV | 400 kVA :Building Structure | 0.4 | --> | 0.4 | 0 | 0 | Constrained, otherwise capacity available =352 kVA | --> | 0.38 | 0 | 0.04 | 0 | 0 | Constrained, otherwise capacity available =357 kW | --> | E18 ex BALLINDERRY | Ballinderry [T41,T422] | MULLINGAR |  | 53.5021 | -7.2298
MV/LV Substation CL***849Y |  | 20 kV | _ | LV | 200 kVA :Pole Substation | 0.2 | --> | 0.2 | 0.175 | 10.9 |  | --> | 0.19 | 0 | 0 | 0.193 | 0 |  | --> | C24 ex MULLINGAR | Mullingar [T101,T102] | MULLINGAR |  | 53.5958 | -7.3999
MV/LV Substation HA***858Y |  | 10 kV | _ | LV | 630 kVA :Building Structure | 0.63 | --> | 0.63 | 0.456 | 10.9 |  | --> | 0.598 | 0 | 0 | 0.5 | 0 |  | --> | C19 ex MULLINGAR | Mullingar [T101,T102] | MULLINGAR |  | 53.5279 | -7.3365
MV/LV Substation BR***859Y |  | 10 kV | _ | LV | 400 kVA :Kiosk Substation | 0.4 | --> | 0.4 | 0.35 | 10.9 |  | --> | 0.38 | 0 | 0 | 0.387 | 0 |  | --> | C19 ex MULLINGAR | Mullingar [T101,T102] | MULLINGAR |  | 53.528 | -7.3345
MV/LV Substation RO***860 |  | 20 kV | _ | LV | 200 kVA :Pole Substation | 0.2 | --> | 0.2 | 0 | 0 | Constrained, otherwise capacity available =145 kVA | --> | 0.19 | 0 | 0.005 | 0 | 0 | Constrained, otherwise capacity available =194 kW | --> | E14 ex BALLINDERRY | Ballinderry [T41,T422] | MULLINGAR |  | 53.4149 | -7.3056
MV/LV Substation TH***861 |  | 20 kV | _ | LV | 400 kVA :Kiosk Substation | 0.4 | --> | 0.4 | 0 | 0 | Constrained, otherwise capacity available =286 kVA | --> | 0.38 | 0 | 0.015 | 0 | 0 | Constrained, otherwise capacity available =384 kW | --> | E14 ex BALLINDERRY | Ballinderry [T41,T422] | MULLINGAR |  | 53.4177 | -7.2977
MV/LV Substation ST***861X |  | 10 kV | _ | LV | 400 kVA :Building Structure | 0.4 | --> | 0.4 | 0 | 0 | Constrained, otherwise capacity available =392 kVA | --> | 0.38 | 0 | 0 | 0 | 0 | Constrained, otherwise capacity available =381 kW | --> | C23 ex BALLINDERRY | Ballinderry [T41,T422] | MULLINGAR |  | 53.5341 | -7.3144
MV/LV Substation TO***861Y |  | 20 kV | _ | LV | 50 kVA :Pole Substation | 0.05 | --> | 0.05 | 0.04 | 10.9 |  | --> | 0.048 | 0 | 0 | 0.049 | 0 |  | --> | C25 ex MULLINGAR | Mullingar [T101,T102] | MULLINGAR |  | 53.583 | -7.5291
MV/LV Substation FO***861Z |  | 10 kV | _ | LV | 630 kVA :Building Structure | 0.63 | --> | 0.63 | 0 | 0 | Constrained, otherwise capacity available =485 kVA | --> | 0.598 | 0 | 0.011 | 0 | 0 | Constrained, otherwise capacity available =610 kW | --> | C16 ex NEWBROOK | Newbrook [T42] | MULLINGAR |  | 53.5168 | -7.3655
MV/LV Substation CO***867X |  | 20 kV | _ | LV | 50 kVA :Pole Substation | 0.05 | --> | 0.05 | 0 | 0 | Constrained, otherwise capacity available =44 kVA | --> | 0.048 | 0 | 0 | 0.048 | 0 |  | --> | E19 ex EDENDERRY | Edenderry [T421,T422] | BLAKE |  | 53.4629 | -7.1196
MV/LV Substation IC***868Z |  | 10 kV | _ | LV | 50 kVA :Pole Substation | 0.05 | --> | 0.05 | 0 | 0 | Constrained, otherwise capacity available =39 kVA | --> | 0.048 | 0 | 0 | 0 | 0 | Constrained, otherwise capacity available =49 kW | --> | C12 ex DELVIN | Delvin [T41,T42] | MULLINGAR |  | 53.5965 | -7.068
MV/LV Substation RO***870Y |  | 20 kV | _ | LV | 200 kVA :Pole Substation | 0.2 | --> | 0.2 | 0 | 0 | Constrained, otherwise capacity available =154 kVA | --> | 0.19 | 0 | 0 | 0 | 0 | Constrained, otherwise capacity available =196 kW | --> | E14 ex BALLINDERRY | Ballinderry [T41,T422] | MULLINGAR |  | 53.4118 | -7.3027
MV/LV Substation O ***871Z |  | 10 kV | _ | LV | 200 kVA :Pole Substation | 0.2 | --> | 0.2 | 0 | 0 | Constrained, otherwise capacity available =34 kVA | --> | 0.19 | 0 | 0 | 0 | 0 | Constrained, otherwise capacity available =211 kW | --> | C21 ex BALLINDERRY | Ballinderry [T41,T422] | MULLINGAR |  | 53.5144 | -7.3442
MV/LV Substation FA***874 |  | 10 kV | _ | LV | 400 kVA :Kiosk Substation | 0.4 | --> | 0.4 | 0.328 | 10.9 |  | --> | 0.38 | 0 | 0 | 0.39 | 0 |  | --> | C18 ex MULLINGAR | Mullingar [T101,T102] | MULLINGAR |  | 53.5254 | -7.3594
MV/LV Substation TH***874X |  | 10 kV | _ | LV | 630 kVA :Kiosk Substation | 0.63 | --> | 0.63 | 0 | 0 | Constrained, otherwise capacity available =533 kVA | --> | 0.598 | 0 | 0 | 0 | 0 | Constrained, otherwise capacity available =612 kW | --> | C17 ex DELVIN | Delvin [T41,T42] | MULLINGAR |  | 53.6125 | -7.0923
MV/LV Substation CA***876Z |  | 20 kV | _ | LV | 200 kVA :Kiosk Substation | 0.2 | --> | 0.2 | 0 | 0 | Constrained, otherwise capacity available =173 kVA | --> | 0.19 | 0 | 0.005 | 0 | 0 | Constrained, otherwise capacity available =190 kW | --> | E14 ex BALLINDERRY | Ballinderry [T41,T422] | MULLINGAR |  | 53.4096 | -7.3065
MV/LV Substation NE***884Y |  | 10 kV | _ | LV | 400 kVA :Kiosk Substation | 0.4 | --> | 0.4 | 0 | 0 | Constrained, otherwise capacity available =365 kVA | --> | 0.38 | 0 | 0 | 0 | 0 | Constrained, otherwise capacity available =385 kW | --> | C16 ex NEWBROOK | Newbrook [T42] | MULLINGAR |  | 53.5163 | -7.362
MV/LV Substation HI***887Z |  | 20 kV | _ | LV | 630 kVA :Building Structure | 0.63 | --> | 0.63 | 0 | 0 | Constrained, otherwise capacity available =436 kVA | --> | 0.598 | 0 | 0.003 | 0.5 | 0 |  | --> | E19 ex EDENDERRY | Edenderry [T421,T422] | BLAKE |  | 53.4553 | -7.0997
MV/LV Substation ST***889Z |  | 10 kV | _ | LV | 100 kVA :Pole Substation | 0.1 | --> | 0.1 | 0 | 0 | Constrained, otherwise capacity available =63 kVA | --> | 0.095 | 0 | 0.003 | 0 | 0 | Constrained, otherwise capacity available =98 kW | --> | C17 ex DELVIN | Delvin [T41,T42] | MULLINGAR |  | 53.6176 | -7.0938
MV/LV Substation KI***891Z |  | 10 kV | _ | LV | 400 kVA :Kiosk Substation | 0.4 | --> | 0.4 | 0 | 0 | Constrained, otherwise capacity available =292 kVA | --> | 0.38 | 0 | 0 | 0 | 0 | Constrained, otherwise capacity available =394 kW | --> | C17 ex DELVIN | Delvin [T41,T42] | MULLINGAR |  | 53.6652 | -7.0201
MV/LV Substation AR***892X |  | 10 kV | _ | LV | 50 kVA :Pole Substation | 0.05 | --> | 0.05 | 0 | 0 | Constrained, otherwise capacity available =50 kVA | --> | 0.048 | 0 | 0 | 0 | 0 | Constrained, otherwise capacity available =48 kW | --> | C23 ex BALLINDERRY | Ballinderry [T41,T422] | MULLINGAR |  | 53.5189 | -7.3188
MV/LV Substation RA***892Z |  | 20 kV | _ | LV | 200 kVA :Kiosk Substation | 0.2 | --> | 0.2 | 0 | 0 | Constrained, otherwise capacity available =118 kVA | --> | 0.19 | 0 | 0.029 | 0 | 0 | Constrained, otherwise capacity available =180 kW | --> | E18 ex BALLINDERRY | Ballinderry [T41,T422] | MULLINGAR |  | 53.5054 | -7.1341
MV/LV Substation GR***893Z |  | 10 kV | _ | LV | 200 kVA :Kiosk Substation | 0.2 | --> | 0.2 | 0 | 0 | Constrained, otherwise capacity available =91 kVA | --> | 0.19 | 0 | 0.008 | 0 | 0 | Constrained, otherwise capacity available =198 kW | --> | C18 ex NEWBROOK | Newbrook [T42] | MULLINGAR |  | 53.5177 | -7.3823
MV/LV Substation DE***894Z |  | 20 kV | _ | LV | 50 kVA :Pole Substation | 0.05 | --> | 0.05 | 0 | 0 | Constrained, otherwise capacity available =49 kVA | --> | 0.048 | 0 | 0 | 0 | 0 | Constrained, otherwise capacity available =48 kW | --> | E14 ex BALLINDERRY | Ballinderry [T41,T422] | MULLINGAR |  | 53.3955 | -7.2657
MV/LV Substation CA***898Z |  | 10 kV | _ | LV | 200 kVA :Kiosk Substation | 0.2 | --> | 0.2 | 0 | 0 | Constrained, otherwise capacity available =164 kVA | --> | 0.19 | 0 | 0.005 | 0 | 0 | Constrained, otherwise capacity available =191 kW | --> | C17 ex DELVIN | Delvin [T41,T42] | MULLINGAR |  | 53.6093 | -7.096
MV/LV Substation MC***899Y |  | 10 kV | _ | LV | 630 kVA :Building Structure | 0.63 | --> | 0.63 | 0.486 | 10.9 |  | --> | 0.598 | 0 | 0 | 0.5 | 0 |  | --> | C12 ex MULLINGAR | Mullingar [T101,T102] | MULLINGAR |  | 53.5255 | -7.3394
MV/LV Substation DE***902Z |  | 20 kV | _ | LV | 100 kVA :Pole Substation | 0.1 | --> | 0.1 | 0.063 | 10.9 |  | --> | 0.095 | 0 | 0.009 | 0.093 | 0 |  | --> | C24 ex MULLINGAR | Mullingar [T101,T102] | MULLINGAR |  | 53.6226 | -7.396
MV/LV Substation LA***903Z |  | 10 kV | _ | LV | 400 kVA :Kiosk Substation | 0.4 | --> | 0.4 | 0 | 0 | Constrained, otherwise capacity available =286 kVA | --> | 0.38 | 0 | 0.028 | 0 | 0 | Constrained, otherwise capacity available =374 kW | --> | C17 ex BALLINDERRY | Ballinderry [T41,T422] | MULLINGAR |  | 53.5263 | -7.314
MV/LV Substation TA***905X |  | 10 kV | _ | LV | 630 kVA :Building Structure | 0.63 | --> | 0.63 | 0.5 | 10.9 |  | --> | 0.598 | 0 | 0 | 0.5 | 0 |  | --> | C19 ex MULLINGAR | Mullingar [T101,T102] | MULLINGAR |  | 53.5326 | -7.3474
MV/LV Substation BA***907X |  | 20 kV | _ | LV | 50 kVA :Pole Substation | 0.05 | --> | 0.05 | 0.012 | 10.9 |  | --> | 0.048 | 0 | 0.005 | 0.049 | 0 |  | --> | C24 ex MULLINGAR | Mullingar [T101,T102] | MULLINGAR |  | 53.6274 | -7.4678
MV/LV Substation PA***909Y |  | 10 kV | _ | LV | 630 kVA :Building Structure | 0.63 | --> | 0.63 | 0 | 0 | Constrained, otherwise capacity available =628 kVA | --> | 0.598 | 0 | 0.015 | 0 | 0 | Constrained, otherwise capacity available =588 kW | --> | C16 ex NEWBROOK | Newbrook [T42] | MULLINGAR |  | 53.5177 | -7.3596
MV/LV Substation BA***912X |  | 20 kV | _ | LV | 50 kVA :Pole Substation | 0.05 | --> | 0.05 | 0.046 | 10.9 |  | --> | 0.048 | 0 | 0 | 0.048 | 0 |  | --> | C24 ex MULLINGAR | Mullingar [T101,T102] | MULLINGAR |  | 53.6302 | -7.4701
MV/LV Substation HY***913X |  | 20 kV | _ | LV | 100 kVA :Pole Substation | 0.1 | --> | 0.1 | 0 | 0 | Constrained, otherwise capacity available =65 kVA | --> | 0.095 | 0 | 0.06 | 0.055 | 0 |  | --> | E19 ex EDENDERRY | Edenderry [T421,T422] | BLAKE |  | 53.4979 | -7.1096
MV/LV Substation BO***913Z |  | 20 kV | _ | LV | 400 kVA :Kiosk Substation | 0.4 | --> | 0.4 | 0 | 0 | Constrained, otherwise capacity available =337 kVA | --> | 0.38 | 0 | 0 | 0.388 | 0 |  | --> | E19 ex EDENDERRY | Edenderry [T421,T422] | BLAKE |  | 53.4581 | -7.0986
MV/LV Substation RO***915Z |  | 20 kV | _ | LV | 50 kVA :Pole Substation | 0.05 | --> | 0.05 | 0 | 0 | Constrained, otherwise capacity available =35 kVA | --> | 0.048 | 0 | 0 | 0 | 0 | Constrained, otherwise capacity available =50 kW | --> | E14 ex BALLINDERRY | Ballinderry [T41,T422] | MULLINGAR |  | 53.4054 | -7.2857
MV/LV Substation KI***920X |  | 20 kV | _ | LV | 200 kVA :Pole Substation | 0.2 | --> | 0.2 | 0 | 0 | Constrained, otherwise capacity available =187 kVA | --> | 0.19 | 0 | 0 | 0 | 0 | Constrained, otherwise capacity available =192 kW | --> | E18 ex BALLINDERRY | Ballinderry [T41,T422] | MULLINGAR |  | 53.5075 | -7.1437
MV/LV Substation CO***920Y |  | 20 kV | _ | LV | 50 kVA :Pole Substation | 0.05 | --> | 0.05 | 0.042 | 10.9 |  | --> | 0.048 | 0 | 0 | 0.048 | 0 |  | --> | C25 ex MULLINGAR | Mullingar [T101,T102] | MULLINGAR |  | 53.5565 | -7.4721
MV/LV Substation FB***922Z |  | 10 kV | _ | LV | 400 kVA :Building Structure | 0.4 | --> | 0.4 | 0 | 0 | Constrained, otherwise capacity available =260 kVA | --> | 0.38 | 0 | 0 | 0 | 0 | Constrained, otherwise capacity available =399 kW | --> | C23 ex BALLINDERRY | Ballinderry [T41,T422] | MULLINGAR |  | 53.5312 | -7.3108
MV/LV Substation BA***923Z |  | 10 kV | _ | LV | 50 kVA :Pole Substation | 0.05 | --> | 0.05 | 0 | 0 | Constrained, otherwise capacity available =50 kVA | --> | 0.048 | 0 | 0 | 0 | 0 | Constrained, otherwise capacity available =48 kW | --> | C21 ex BALLINDERRY | Ballinderry [T41,T422] | MULLINGAR |  | 53.5159 | -7.3283
MV/LV Substation DE***926Z |  | 10 kV | _ | LV | 630 kVA :Kiosk Substation | 0.63 | --> | 0.63 | 0.5 | 10.9 |  | --> | 0.598 | 0 | 0.047 | 0.5 | 0 |  | --> | C19 ex MULLINGAR | Mullingar [T101,T102] | MULLINGAR |  | 53.5307 | -7.3257
MV/LV Substation DA***927Z |  | 10 kV | _ | LV | 400 kVA :Kiosk Substation | 0.4 | --> | 0.4 | 0.31 | 10.9 |  | --> | 0.38 | 0 | 0.007 | 0.387 | 0 |  | --> | C19 ex MULLINGAR | Mullingar [T101,T102] | MULLINGAR |  | 53.5326 | -7.3276
MV/LV Substation NU***928Y |  | 10 kV | _ | LV | 100 kVA :Pole Substation | 0.1 | --> | 0.1 | 0 | 0 | Constrained, otherwise capacity available =46 kVA | --> | 0.095 | 0 | 0.035 | 0 | 0 | Constrained, otherwise capacity available =76 kW | --> | C18 ex NEWBROOK | Newbrook [T42] | MULLINGAR |  | 53.5158 | -7.373
MV/LV Substation RU***930Z |  | 10 kV | _ | LV | 100 kVA :Pole Substation | 0.1 | --> | 0.1 | 0.082 | 10.9 |  | --> | 0.095 | 0 | 0 | 0.098 | 0 |  | --> | C13 ex MULLINGAR | Mullingar [T101,T102] | MULLINGAR |  | 53.5551 | -7.333
MV/LV Substation CA***931X |  | 20 kV | _ | LV | 100 kVA :Pole Substation | 0.1 | --> | 0.1 | 0.049 | 2.22 |  | --> | 0.095 | 0 | 0 | 0.102 | 0 |  | --> | E13 ex CLARA | Clara [T421,T422] | THORNSBERRY |  | 53.4525 | -7.4975
MV/LV Substation CO***934Z |  | 10 kV | _ | LV | 400 kVA :Kiosk Substation | 0.4 | --> | 0.4 | 0.366 | 1.25 |  | --> | 0.38 | 0 | 0.065 | 0 | 0 | Constrained, otherwise capacity available =336 kW | --> | C17 ex LOUGHANALLA | Loughanalla [T41,T42] | MULLINGAR |  | 53.6975 | -7.3627
MV/LV Substation LY***936X |  | 10 kV | _ | LV | 200 kVA :Kiosk Substation | 0.2 | --> | 0.2 | 0 | 0 | Constrained, otherwise capacity available =128 kVA | --> | 0.19 | 0 | 0.017 | 0 | 0 | Constrained, otherwise capacity available =187 kW | --> | C21 ex BALLINDERRY | Ballinderry [T41,T422] | MULLINGAR |  | 53.5101 | -7.3381
MV/LV Substation CA***937Z |  | 20 kV | _ | LV | 50 kVA :Pole Substation | 0.05 | --> | 0.05 | 0 | 0 | Constrained, otherwise capacity available =49 kVA | --> | 0.048 | 0 | 0 | 0 | 0 | Constrained, otherwise capacity available =48 kW | --> | E14 ex BALLINDERRY | Ballinderry [T41,T422] | MULLINGAR |  | 53.4173 | -7.3083
MV/LV Substation WA***938 |  | 20 kV | _ | LV | 200 kVA :Pole Substation | 0.2 | --> | 0.2 | 0.142 | 1.25 |  | --> | 0.19 | 0 | 0.009 | 0 | 0 | Constrained, otherwise capacity available =191 kW | --> | C16 ex LOUGHANALLA | Loughanalla [T41,T42] | MULLINGAR |  | 53.6811 | -7.2963
MV/LV Substation GR***941 |  | 10 kV | _ | LV | 200 kVA :Pole Substation | 0.2 | --> | 0.2 | 0.017 | 1.25 |  | --> | 0.19 | 0 | 0 | 0 | 0 | Constrained, otherwise capacity available =214 kW | --> | C17 ex LOUGHANALLA | Loughanalla [T41,T42] | MULLINGAR |  | 53.6804 | -7.3004
MV/LV Substation PA***942 |  | 10 kV | _ | LV | 50 kVA :Pole Substation | 0.05 | --> | 0.05 | 0.027 | 1.25 |  | --> | 0.048 | 0 | 0.004 | 0 | 0 | Constrained, otherwise capacity available =48 kW | --> | C17 ex LOUGHANALLA | Loughanalla [T41,T42] | MULLINGAR |  | 53.6808 | -7.307
MV/LV Substation RI***942Y |  | 20 kV | _ | LV | 200 kVA :Kiosk Substation | 0.2 | --> | 0.2 | 0 | 0 | Constrained, otherwise capacity available =140 kVA | --> | 0.19 | 0 | 0.034 | 0.173 | 0 |  | --> | E19 ex EDENDERRY | Edenderry [T421,T422] | BLAKE |  | 53.4558 | -7.0965
MV/LV Substation CH***944X |  | 10 kV | _ | LV | 200 kVA :Kiosk Substation | 0.2 | --> | 0.2 | 0 | 0 | Constrained, otherwise capacity available =115 kVA | --> | 0.19 | 0 | 0.014 | 0 | 0 | Constrained, otherwise capacity available =191 kW | --> | C21 ex BALLINDERRY | Ballinderry [T41,T422] | MULLINGAR |  | 53.5139 | -7.3307
MV/LV Substation RA***950Z |  | 10 kV | _ | LV | 400 kVA :Kiosk Substation | 0.4 | --> | 0.4 | 0.367 | 10.9 |  | --> | 0.38 | 0 | 0.01 | 0.377 | 0 |  | --> | C18 ex MULLINGAR | Mullingar [T101,T102] | MULLINGAR |  | 53.5272 | -7.3662
MV/LV Substation PA***952 |  | 10 kV | _ | LV | 50 kVA :Pole Substation | 0.05 | --> | 0.05 | 0.037 | 1.25 |  | --> | 0.048 | 0 | 0 | 0 | 0 | Constrained, otherwise capacity available =49 kW | --> | C17 ex LOUGHANALLA | Loughanalla [T41,T42] | MULLINGAR |  | 53.6809 | -7.3338
MV/LV Substation CA***952Z |  | 20 kV | _ | LV | 50 kVA :Pole Substation | 0.05 | --> | 0.05 | 0 | 0 | Constrained, otherwise capacity available =30 kVA | --> | 0.048 | 0 | 0.015 | 0 | 0 | Constrained, otherwise capacity available =39 kW | --> | E14 ex BALLINDERRY | Ballinderry [T41,T422] | MULLINGAR |  | 53.4158 | -7.3092
MV/LV Substation AS***953Y |  | 10 kV | _ | LV | 400 kVA :Kiosk Substation | 0.4 | --> | 0.4 | 0.334 | 10.9 |  | --> | 0.38 | 0 | 0.011 | 0.381 | 0 |  | --> | C14 ex MULLINGAR | Mullingar [T101,T102] | MULLINGAR |  | 53.5291 | -7.3539
MV/LV Substation AS***954Y |  | 10 kV | _ | LV | 400 kVA :Kiosk Substation | 0.4 | --> | 0.4 | 0.262 | 10.9 |  | --> | 0.38 | 0 | 0.048 | 0.363 | 0 |  | --> | C14 ex MULLINGAR | Mullingar [T101,T102] | MULLINGAR |  | 53.5303 | -7.3547
MV/LV Substation IA***955Y |  | 10 kV | _ | LV | 100 kVA :Pole Substation | 0.1 | --> | 0.1 | 0 | 0 | Constrained, otherwise capacity available =67 kVA | --> | 0.095 | 0 | 0 | 0 | 0 | Constrained, otherwise capacity available =99 kW | --> | C21 ex BALLINDERRY | Ballinderry [T41,T422] | MULLINGAR |  | 53.5194 | -7.3559
MV/LV Substation CL***962Z |  | 10 kV | _ | LV | 400 kVA :Kiosk Substation | 0.4 | --> | 0.4 | 0 | 0 | Constrained, otherwise capacity available =335 kVA | --> | 0.38 | 0 | 0.043 | 0 | 0 | Constrained, otherwise capacity available =357 kW | --> | C18 ex NEWBROOK | Newbrook [T42] | MULLINGAR |  | 53.5163 | -7.3816
MV/LV Substation TH***966Z |  | 20 kV | _ | LV | 200 kVA :Kiosk Substation | 0.2 | --> | 0.2 | 0.163 | 1.25 |  | --> | 0.19 | 0 | 0.036 | 0 | 0 | Constrained, otherwise capacity available =168 kW | --> | C16 ex LOUGHANALLA | Loughanalla [T41,T42] | MULLINGAR |  | 53.6756 | -7.2923
MV/LV Substation AR***968X |  | 10 kV | _ | LV | 100 kVA :Pole Substation | 0.1 | --> | 0.1 | 0 | 0 | Constrained, otherwise capacity available =82 kVA | --> | 0.095 | 0 | 0.019 | 0 | 0 | Constrained, otherwise capacity available =83 kW | --> | C23 ex BALLINDERRY | Ballinderry [T41,T422] | MULLINGAR |  | 53.5186 | -7.3232
MV/LV Substation KI***968Z |  | 20 kV | _ | LV | 50 kVA :Pole Substation | 0.05 | --> | 0.05 | 0.047 | 10.9 |  | --> | 0.048 | 0 | 0.01 | 0.041 | 0 |  | --> | C25 ex MULLINGAR | Mullingar [T101,T102] | MULLINGAR |  | 53.5624 | -7.4891
MV/LV Substation VI***969Z |  | 20 kV | _ | LV | 400 kVA :Kiosk Substation | 0.4 | --> | 0.4 | 0 | 0 | Constrained, otherwise capacity available =360 kVA | --> | 0.38 | 0 | 0.015 | 0 | 0 | Constrained, otherwise capacity available =374 kW | --> | E18 ex BALLINDERRY | Ballinderry [T41,T422] | MULLINGAR |  | 53.513 | -7.1399
MV/LV Substation VI***970Z |  | 20 kV | _ | LV | 400 kVA :Kiosk Substation | 0.4 | --> | 0.4 | 0 | 0 | Constrained, otherwise capacity available =400 kVA | --> | 0.38 | 0 | 0 | 0 | 0 | Constrained, otherwise capacity available =380 kW | --> | E18 ex BALLINDERRY | Ballinderry [T41,T422] | MULLINGAR |  | 53.5141 | -7.1398
MV/LV Substation BO***974Z |  | 20 kV | _ | LV | 100 kVA :Pole Substation | 0.1 | --> | 0.1 | 0 | 0 | Constrained, otherwise capacity available =69 kVA | --> | 0.095 | 0 | 0.005 | 0 | 0 | Constrained, otherwise capacity available =96 kW | --> | E18 ex BALLINDERRY | Ballinderry [T41,T422] | MULLINGAR |  | 53.509 | -7.1349
MV/LV Substation R ***981Z |  | 20 kV | _ | LV | 200 kVA :Building Structure | 0.2 | --> | 0.2 | 0 | 0 | Constrained, otherwise capacity available =164 kVA | --> | 0.19 | 0 | 0 | 0 | 0 | Constrained, otherwise capacity available =195 kW | --> | E14 ex BALLINDERRY | Ballinderry [T41,T422] | MULLINGAR |  | 53.4118 | -7.2942
MV/LV Substation TH***983Z |  | 20 kV | _ | LV | 100 kVA :Pole Substation | 0.1 | --> | 0.1 | 0.086 | 10.9 |  | --> | 0.095 | 0 | 0 | 0.097 | 0 |  | --> | C24 ex MULLINGAR | Mullingar [T101,T102] | MULLINGAR |  | 53.5974 | -7.3826
MV/LV Substation PR***985Y |  | 20 kV | _ | LV | 50 kVA :Pole Substation | 0.05 | --> | 0.05 | 0 | 0 | Constrained, otherwise capacity available =50 kVA | --> | 0.048 | 0 | 0 | 0 | 0 | Constrained, otherwise capacity available =48 kW | --> | C18 ex NEWBROOK | Newbrook [T42] | MULLINGAR |  | 53.5028 | -7.4656
MV/LV Substation EA***987Z |  | 20 kV | _ | LV | 630 kVA :Kiosk Substation | 0.63 | --> | 0.63 | 0 | 0 | Constrained, otherwise capacity available =566 kVA | --> | 0.598 | 0 | 0 | 0.5 | 0 |  | --> | E19 ex EDENDERRY | Edenderry [T421,T422] | BLAKE |  | 53.4531 | -7.0973
MV/LV Substation GO***992X |  | 20 kV | _ | LV | 50 kVA :Pole Substation | 0.05 | --> | 0.05 | 0.05 | 2.22 |  | --> | 0.048 | 0 | 0.003 | 0.045 | 0 |  | --> | E13 ex CLARA | Clara [T421,T422] | THORNSBERRY |  | 53.4577 | -7.5127
MV/LV Substation EU***995Y |  | 20 kV | _ | LV | 100 kVA :Pole Substation | 0.1 | --> | 0.1 | 0.097 | 2.22 |  | --> | 0.095 | 0 | 0 | 0.095 | 0 |  | --> | E13 ex CLARA | Clara [T421,T422] | THORNSBERRY |  | 53.4534 | -7.4951
MV/LV Substation BA***998Z |  | 20 kV | _ | LV | 400 kVA :Kiosk Substation | 0.4 | --> | 0.4 | 0.398 | 10.9 |  | --> | 0.38 | 0 | 0 | 0.38 | 0 |  | --> | C25 ex MULLINGAR | Mullingar [T101,T102] | MULLINGAR |  | 53.5802 | -7.5261
MV/LV Substation LO***001X |  | 10 kV | _ | LV | 400 kVA :Building Structure | 0.4 | --> | 0.4 | 0.4 | 3.28 |  | --> | 0.38 | 0 | 0 | 0.38 | 0 |  | --> | C25 ex SRAH | Srah [T43] | THORNSBERRY |  | 53.2814 | -7.5087
MV/LV Substation OC***002 |  | 10 kV | _ | LV | 630 kVA :Kiosk Substation | 0.63 | --> | 0.63 | 0 | 0 | Constrained, otherwise capacity available =313 kVA | --> | 0.598 | 0 | 0 | 0.5 | 0 |  | --> | C17 ex CLONMINCH | Clonminch [T41,T422] | THORNSBERRY |  | 53.2747 | -7.4918
MV/LV Substation GR***003 |  | 10 kV | _ | LV | 630 kVA :Kiosk Substation | 0.63 | --> | 0.63 | 0 | 0 | Constrained, otherwise capacity available =372 kVA | --> | 0.598 | 0 | 0.01 | 0.5 | 0 |  | --> | C19 ex CLONMINCH | Clonminch [T41,T422] | THORNSBERRY |  | 53.277 | -7.4886
MV/LV Substation DA***005 |  | 20 kV | _ | LV | 200 kVA :Pole Substation | 0.2 | --> | 0.2 | 0 | 0 | Constrained, otherwise capacity available =89 kVA | --> | 0.19 | 0 | 0.009 | 0.198 | 0 |  | --> | E20 ex CLONMINCH | Clonminch [T41,T422] | THORNSBERRY |  | 53.2941 | -7.2942
MV/LV Substation CO***006 |  | 10 kV | _ | LV | 630 kVA :Building Structure | 0.63 | --> | 0.63 | 0 | 0 | Constrained, otherwise capacity available =346 kVA | --> | 0.598 | 0 | 0.007 | 0.5 | 0 |  | --> | C17 ex CLONMINCH | Clonminch [T41,T422] | THORNSBERRY |  | 53.2688 | -7.4976
MV/LV Substation CL***012 |  | 10 kV | _ | LV | 100 kVA :Pole Substation | 0.1 | --> | 0.1 | 0.05 | 2.39 |  | --> | 0.095 | 0 | 0.037 | 0.074 | 0 |  | --> | C12 ex SRAH | Srah [T41,T42] | THORNSBERRY |  | 53.2821 | -7.5018
MV/LV Substation CH***014 |  | 10 kV | _ | LV | 200 kVA :Pole Substation | 0.2 | --> | 0.2 | 0.146 | 2.39 |  | --> | 0.19 | 0 | 0.028 | 0.176 | 0 |  | --> | C11 ex SRAH | Srah [T41,T42] | THORNSBERRY |  | 53.2658 | -7.5068
MV/LV Substation MO***015 |  | 10 kV | _ | LV | 630 kVA :Building Structure | 0.63 | --> | 0.63 | 0 | 0 | Constrained, otherwise capacity available =328 kVA | --> | 0.598 | 0 | 0.017 | 0.5 | 0 |  | --> | C17 ex CLONMINCH | Clonminch [T41,T422] | THORNSBERRY |  | 53.2705 | -7.4929
MV/LV Substation SR***016 |  | 10 kV | _ | LV | 200 kVA :Kiosk Substation | 0.2 | --> | 0.2 | 0.04 | 2.39 |  | --> | 0.19 | 0 | 0.03 | 0.188 | 0 |  | --> | C12 ex SRAH | Srah [T41,T42] | THORNSBERRY |  | 53.2776 | -7.5001
MV/LV Substation AD***017Z |  | 10 kV | _ | LV | 100 kVA :Pole Substation | 0.1 | --> | 0.1 | 0.065 | 2.39 |  | --> | 0.095 | 0 | 0.028 | 0.079 | 0 |  | --> | C11 ex SRAH | Srah [T41,T42] | THORNSBERRY |  | 53.265 | -7.5075
MV/LV Substation AS***018Z |  | 10 kV | _ | LV | 400 kVA :Kiosk Substation | 0.4 | --> | 0.4 | 0 | 0 | Constrained, otherwise capacity available =366 kVA | --> | 0.38 | 0 | 0.003 | 0.382 | 0 |  | --> | C13 ex CLONMINCH | Clonminch [T41,T422] | THORNSBERRY |  | 53.2698 | -7.4856
MV/LV Substation MA***019 |  | 10 kV | _ | LV | 630 kVA :Building Structure | 0.63 | --> | 0.63 | 0 | 0 | Constrained, otherwise capacity available =206 kVA | --> | 0.598 | 0 | 0.019 | 0.5 | 0 |  | --> | C19 ex CLONMINCH | Clonminch [T41,T422] | THORNSBERRY |  | 53.2753 | -7.4955
MV/LV Substation OF***020 |  | 10 kV | _ | LV | 630 kVA :Kiosk Substation | 0.63 | --> | 0.63 | 0 | 0 | Constrained, otherwise capacity available =477 kVA | --> | 0.598 | 0 | 0 | 0.5 | 0 |  | --> | C19 ex CLONMINCH | Clonminch [T41,T422] | THORNSBERRY |  | 53.2774 | -7.4925
MV/LV Substation NE***021 |  | 20 kV | _ | LV | 100 kVA :Pole Substation | 0.1 | --> | 0.1 | 0 | 0 | Constrained, otherwise capacity available =67 kVA | --> | 0.095 | 0 | 0.002 | 0.098 | 0 |  | --> | E20 ex CLONMINCH | Clonminch [T41,T422] | THORNSBERRY |  | 53.2943 | -7.2878
MV/LV Substation HI***023 |  | 10 kV | _ | LV | 400 kVA :Kiosk Substation | 0.4 | --> | 0.4 | 0 | 0 | Constrained, otherwise capacity available =127 kVA | --> | 0.38 | 0 | 0.015 | 0.404 | 0 |  | --> | C13 ex CLONMINCH | Clonminch [T41,T422] | THORNSBERRY |  | 53.2737 | -7.4929
MV/LV Substation SR***024 |  | 10 kV | _ | LV | 100 kVA :Pole Substation | 0.1 | --> | 0.1 | 0.06 | 2.39 |  | --> | 0.095 | 0 | 0.024 | 0.083 | 0 |  | --> | C11 ex SRAH | Srah [T41,T42] | THORNSBERRY |  | 53.2795 | -7.5092
MV/LV Substation CL***024Z |  | 20 kV | _ | LV | 100 kVA :Pole Substation | 0.1 | --> | 0.1 | 0 | 0 | Constrained, otherwise capacity available =94 kVA | --> | 0.095 | 0 | 0 | 0.096 | 0 |  | --> | E18 ex CLONMINCH | Clonminch [T41,T422] | THORNSBERRY |  | 53.235 | -7.5322
MV/LV Substation PU***025 |  | 10 kV | _ | LV | 200 kVA :Pole Substation | 0.2 | --> | 0.2 | 0.115 | 3.28 |  | --> | 0.19 | 0 | 0.008 | 0.195 | 0 |  | --> | C23 ex SRAH | Srah [T43] | THORNSBERRY |  | 53.2795 | -7.485
MV/LV Substation MO***026 |  | 20 kV | _ | LV | 200 kVA :Pole Substation | 0.2 | --> | 0.2 | 0 | 0 | Constrained, otherwise capacity available =100 kVA | --> | 0.19 | 0 | 0.044 | 0.17 | 0 |  | --> | E20 ex CLONMINCH | Clonminch [T41,T422] | THORNSBERRY |  | 53.298 | -7.2927
MV/LV Substation LU***026X |  | 20 kV | _ | LV | 50 kVA :Pole Substation | 0.05 | --> | 0.05 | 0 | 0 | Constrained, otherwise capacity available =44 kVA | --> | 0.048 | 0 | 0 | 0.048 | 0 |  | --> | C18 ex PORTARLINGTON | Portarlington [T41,T42] | PORTLAOISE |  | 53.2486 | -7.3307
MV/LV Substation AR***027 |  | 10 kV | _ | LV | 200 kVA :Pole Substation | 0.2 | --> | 0.2 | 0.143 | 3.28 |  | --> | 0.19 | 0 | 0.01 | 0.19 | 0 |  | --> | C23 ex SRAH | Srah [T43] | THORNSBERRY |  | 53.2886 | -7.4948
MV/LV Substation NE***028 |  | 10 kV | _ | LV | 200 kVA :Pole Substation | 0.2 | --> | 0.2 | 0 | 0 | Constrained, otherwise capacity available =151 kVA | --> | 0.19 | 0 | 0.005 | 0.193 | 0 |  | --> | C13 ex CLONMINCH | Clonminch [T41,T422] | THORNSBERRY |  | 53.2714 | -7.4863
MV/LV Substation WH***029 |  | 10 kV | _ | LV | 200 kVA :Pole Substation | 0.2 | --> | 0.2 | 0 | 0 | Constrained, otherwise capacity available =110 kVA | --> | 0.19 | 0 | 0.044 | 0.169 | 0 |  | --> | C19 ex CLONMINCH | Clonminch [T41,T422] | THORNSBERRY |  | 53.2768 | -7.4821
MV/LV Substation TU***031Z |  | 10 kV | _ | LV | 400 kVA :Kiosk Substation | 0.4 | --> | 0.4 | 0 | 0 | Constrained, otherwise capacity available =319 kVA | --> | 0.38 | 0 | 0 | 0.391 | 0 |  | --> | C17 ex CLONMINCH | Clonminch [T41,T422] | THORNSBERRY |  | 53.2709 | -7.4967
MV/LV Substation TH***032 |  | 10 kV | _ | LV | 400 kVA :Kiosk Substation | 0.4 | --> | 0.4 | 0.348 | 3.28 |  | --> | 0.38 | 0 | 0.003 | 0.385 | 0 |  | --> | C23 ex SRAH | Srah [T43] | THORNSBERRY |  | 53.28 | -7.4867
MV/LV Substation TU***036 |  | 10 kV | _ | LV | 200 kVA :Pole Substation | 0.2 | --> | 0.2 | 0.188 | 2.39 |  | --> | 0.19 | 0 | 0.005 | 0.188 | 0 |  | --> | C11 ex SRAH | Srah [T41,T42] | THORNSBERRY |  | 53.2649 | -7.5035
MV/LV Substation O ***036Z |  | 10 kV | _ | LV | 400 kVA :Building Structure | 0.4 | --> | 0.4 | 0.381 | 3.28 |  | --> | 0.38 | 0 | 0 | 0.383 | 0 |  | --> | C23 ex SRAH | Srah [T43] | THORNSBERRY |  | 53.2795 | -7.4887
MV/LV Substation CH***038Z |  | 10 kV | _ | LV | 400 kVA :Kiosk Substation | 0.4 | --> | 0.4 | 0 | 0 | Constrained, otherwise capacity available =349 kVA | --> | 0.38 | 0 | 0 | 0.387 | 0 |  | --> | C19 ex CLONMINCH | Clonminch [T41,T422] | THORNSBERRY |  | 53.2729 | -7.477
MV/LV Substation SP***039 |  | 10 kV | _ | LV | 200 kVA :Pole Substation | 0.2 | --> | 0.2 | 0 | 0 | Constrained, otherwise capacity available =186 kVA | --> | 0.19 | 0 | 0 | 0.192 | 0 |  | --> | C17 ex CLONMINCH | Clonminch [T41,T422] | THORNSBERRY |  | 53.2689 | -7.4921
MV/LV Substation CH***039Z |  | 10 kV | _ | LV | 400 kVA :Kiosk Substation | 0.4 | --> | 0.4 | 0 | 0 | Constrained, otherwise capacity available =390 kVA | --> | 0.38 | 0 | 0 | 0.381 | 0 |  | --> | C19 ex CLONMINCH | Clonminch [T41,T422] | THORNSBERRY |  | 53.2713 | -7.4788
MV/LV Substation DO***040Z |  | 10 kV | _ | LV | 400 kVA :Kiosk Substation | 0.4 | --> | 0.4 | 0.363 | 2.39 |  | --> | 0.38 | 0 | 0 | 0.385 | 0 |  | --> | C12 ex SRAH | Srah [T41,T42] | THORNSBERRY |  | 53.2788 | -7.4992
MV/LV Substation LY***042 |  | 20 kV | _ | LV | 200 kVA :Pole Substation | 0.2 | --> | 0.2 | 0 | 0 | Constrained, otherwise capacity available =153 kVA | --> | 0.19 | 0 | 0 | 0.196 | 0 |  | --> | E18 ex CLONMINCH | Clonminch [T41,T422] | THORNSBERRY |  | 53.254 | -7.568
MV/LV Substation CH***044 |  | 10 kV | _ | LV | 50 kVA :Pole Substation | 0.05 | --> | 0.05 | 0.02 | 2.39 |  | --> | 0.048 | 0 | 0.017 | 0.039 | 0 |  | --> | C11 ex SRAH | Srah [T41,T42] | THORNSBERRY |  | 53.2676 | -7.509
MV/LV Substation GA***047 |  | 10 kV | _ | LV | 200 kVA :Pole Substation | 0.2 | --> | 0.2 | 0.167 | 3.28 |  | --> | 0.19 | 0 | 0 | 0.194 | 0 |  | --> | C23 ex SRAH | Srah [T43] | THORNSBERRY |  | 53.2941 | -7.4934
MV/LV Substation TE***048 |  | 20 kV | _ | LV | 200 kVA :Kiosk Substation | 0.2 | --> | 0.2 | 0 | 0 | Constrained, otherwise capacity available =108 kVA | --> | 0.19 | 0 | 0.054 | 0.162 | 0 |  | --> | E18 ex CLONMINCH | Clonminch [T41,T422] | THORNSBERRY |  | 53.2472 | -7.5534
MV/LV Substation BA***049Z |  | 10 kV | _ | LV | 50 kVA :Pole Substation | 0.05 | --> | 0.05 | 0.049 | 2.39 |  | --> | 0.048 | 0 | 0 | 0.048 | 0 |  | --> | C12 ex SRAH | Srah [T41,T42] | THORNSBERRY |  | 53.295 | -7.5362
MV/LV Substation CL***051Z |  | 20 kV | _ | LV | 400 kVA :Kiosk Substation | 0.4 | --> | 0.4 | 0 | 0 | Constrained, otherwise capacity available =326 kVA | --> | 0.38 | 0 | 0.021 | 0.374 | 0 |  | --> | C18 ex PORTARLINGTON | Portarlington [T41,T42] | PORTLAOISE |  | 53.1879 | -7.2813
MV/LV Substation KY***052 |  | 20 kV | _ | LV | 50 kVA :Pole Substation | 0.05 | --> | 0.05 | 0.043 | 0.89 |  | --> | 0.048 | 0 | 0 | 0.048 | 0 |  | --> | E24 ex BIRR | Birr [T41,T422] | DALLOW |  | 53.1674 | -7.7304
MV/LV Substation DA***057 |  | 20 kV | _ | LV | 200 kVA :Pole Substation | 0.2 | --> | 0.2 | 0 | 0 | Constrained, otherwise capacity available =187 kVA | --> | 0.19 | 0 | 0 | 0.192 | 0 |  | --> | E20 ex CLONMINCH | Clonminch [T41,T422] | THORNSBERRY |  | 53.2986 | -7.2947
MV/LV Substation CO***059Z |  | 10 kV | _ | LV | 200 kVA :Kiosk Substation | 0.2 | --> | 0.2 | 0.151 | 2.39 |  | --> | 0.19 | 0 | 0 | 0.197 | 0 |  | --> | C18 ex SRAH | Srah [T41,T42] | THORNSBERRY |  | 53.2858 | -7.5225
MV/LV Substation ZA***060 |  | 10 kV | _ | LV | 400 kVA :Building Structure | 0.4 | --> | 0.4 | 0.376 | 3.28 |  | --> | 0.38 | 0 | 0 | 0.383 | 0 |  | --> | C25 ex SRAH | Srah [T43] | THORNSBERRY |  | 53.2835 | -7.5069
MV/LV Substation CL***062Z |  | 10 kV | _ | LV | 400 kVA :Kiosk Substation | 0.4 | --> | 0.4 | 0 | 0 | Constrained, otherwise capacity available =361 kVA | --> | 0.38 | 0 | 0 | 0.385 | 0 |  | --> | C23 ex CLONMINCH | Clonminch [T41,T422] | THORNSBERRY |  | 53.276 | -7.4761
MV/LV Substation DI***063X |  | 10 kV | _ | LV | 100 kVA :Pole Substation | 0.1 | --> | 0.1 | 0.064 | 2.39 |  | --> | 0.095 | 0 | 0.024 | 0.082 | 0 |  | --> | C11 ex SRAH | Srah [T41,T42] | THORNSBERRY |  | 53.2705 | -7.5033
MV/LV Substation CL***063Z |  | 10 kV | _ | LV | 200 kVA :Kiosk Substation | 0.2 | --> | 0.2 | 0 | 0 | Constrained, otherwise capacity available =160 kVA | --> | 0.19 | 0 | 0 | 0.195 | 0 |  | --> | C21 ex CLONMINCH | Clonminch [T41,T422] | THORNSBERRY |  | 53.2569 | -7.484
MV/LV Substation MA***066Z |  | 10 kV | _ | LV | 100 kVA :Pole Substation | 0.1 | --> | 0.1 | 0 | 0 | Constrained, otherwise capacity available =79 kVA | --> | 0.095 | 0 | 0 | 0.098 | 0 |  | --> | C23 ex CLONMINCH | Clonminch [T41,T422] | THORNSBERRY |  | 53.2773 | -7.4665
MV/LV Substation MO***071Z |  | 10 kV | _ | LV | 100 kVA :Pole Substation | 0.1 | --> | 0.1 | 0.088 | 2.39 |  | --> | 0.095 | 0 | 0.025 | 0.078 | 0 |  | --> | C12 ex SRAH | Srah [T41,T42] | THORNSBERRY |  | 53.3002 | -7.5349
MV/LV Substation SE***076Z |  | 10 kV | _ | LV | 630 kVA :Building Structure | 0.63 | --> | 0.63 | 0.416 | 3.28 |  | --> | 0.598 | 0 | 0 | 0.5 | 0 |  | --> | C25 ex SRAH | Srah [T43] | THORNSBERRY |  | 53.2818 | -7.5061
MV/LV Substation PU***093Z |  | 10 kV | _ | LV | 400 kVA :Kiosk Substation | 0.4 | --> | 0.4 | 0.363 | 3.28 |  | --> | 0.38 | 0 | 0 | 0.385 | 0 |  | --> | C23 ex SRAH | Srah [T43] | THORNSBERRY |  | 53.281 | -7.4828
MV/LV Substation BA***098Z |  | 20 kV | _ | LV | 50 kVA :Pole Substation | 0.05 | --> | 0.05 | 0 | 0 | Constrained, otherwise capacity available =50 kVA | --> | 0.048 | 0 | 0 | 0.048 | 0 |  | --> | E20 ex CLONMINCH | Clonminch [T41,T422] | THORNSBERRY |  | 53.2858 | -7.3589
MV/LV Substation GL***104 |  | 10 kV | _ | LV | 200 kVA :Kiosk Substation | 0.2 | --> | 0.2 | 0.149 | 2.39 |  | --> | 0.19 | 0 | 0.022 | 0.18 | 0 |  | --> | C12 ex SRAH | Srah [T41,T42] | THORNSBERRY |  | 53.2791 | -7.5028
MV/LV Substation HO***107 |  | 20 kV | _ | LV | 50 kVA :Pole Substation | 0.05 | --> | 0.05 | 0 | 0 | Constrained, otherwise capacity available =48 kVA | --> | 0.048 | 0 | 0.005 | 0.044 | 0 |  | --> | E18 ex CLONMINCH | Clonminch [T41,T422] | THORNSBERRY |  | 53.2312 | -7.5725
MV/LV Substation HI***112 |  | 10 kV | _ | LV | 200 kVA :Pole Substation | 0.2 | --> | 0.2 | 0 | 0 | Constrained, otherwise capacity available =172 kVA | --> | 0.19 | 0 | 0 | 0.194 | 0 |  | --> | C23 ex CLONMINCH | Clonminch [T41,T422] | THORNSBERRY |  | 53.2751 | -7.4646
MV/LV Substation RA***112Z |  | 20 kV | _ | LV | 50 kVA :Pole Substation | 0.05 | --> | 0.05 | 0 | 0 | Constrained, otherwise capacity available =48 kVA | --> | 0.048 | 0 | 0 | 0.048 | 0 |  | --> | E20 ex CLONMINCH | Clonminch [T41,T422] | THORNSBERRY |  | 53.3777 | -7.3509
MV/LV Substation ED***114Z |  | 10 kV | _ | LV | 400 kVA :Kiosk Substation | 0.4 | --> | 0.4 | 0 | 0 | Constrained, otherwise capacity available =375 kVA | --> | 0.38 | 0 | 0 | 0.384 | 0 |  | --> | C19 ex CLONMINCH | Clonminch [T41,T422] | THORNSBERRY |  | 53.2779 | -7.4885
MV/LV Substation AX***115Z |  | 10 kV | _ | LV | 630 kVA :Kiosk Substation | 0.63 | --> | 0.63 | 0.477 | 2.39 |  | --> | 0.598 | 0 | 0 | 0.5 | 0 |  | --> | C18 ex SRAH | Srah [T41,T42] | THORNSBERRY |  | 53.2886 | -7.5147
MV/LV Substation AX***116Z |  | 10 kV | _ | LV | 400 kVA :Kiosk Substation | 0.4 | --> | 0.4 | 0.334 | 2.39 |  | --> | 0.38 | 0 | 0.015 | 0.378 | 0 |  | --> | C18 ex SRAH | Srah [T41,T42] | THORNSBERRY |  | 53.2884 | -7.5165
MV/LV Substation AX***117Z |  | 10 kV | _ | LV | 630 kVA :Kiosk Substation | 0.63 | --> | 0.63 | 0.5 | 2.39 |  | --> | 0.598 | 0 | 0.01 | 0.5 | 0 |  | --> | C18 ex SRAH | Srah [T41,T42] | THORNSBERRY |  | 53.2881 | -7.5182
MV/LV Substation SP***118 |  | 10 kV | _ | LV | 400 kVA :Kiosk Substation | 0.4 | --> | 0.4 | 0.303 | 2.39 |  | --> | 0.38 | 0 | 0.01 | 0.386 | 0 |  | --> | C11 ex SRAH | Srah [T41,T42] | THORNSBERRY |  | 53.2662 | -7.499
MV/LV Substation BO***140X |  | 10 kV | _ | LV | 400 kVA :Building Structure | 0.4 | --> | 0.4 | 0.237 | 3.28 |  | --> | 0.38 | 0 | 0 | 0.402 | 0 |  | --> | C25 ex SRAH | Srah [T43] | THORNSBERRY |  | 53.284 | -7.5091
MV/LV Substation GE***141 |  | 20 kV | _ | LV | 100 kVA :Pole Substation | 0.1 | --> | 0.1 | 0 | 0 | Constrained, otherwise capacity available =60 kVA | --> | 0.095 | 0 | 0.005 | 0.096 | 0 |  | --> | C18 ex PORTARLINGTON | Portarlington [T41,T42] | PORTLAOISE |  | 53.234 | -7.3209
MV/LV Substation AX***146Z |  | 10 kV | _ | LV | 400 kVA :Kiosk Substation | 0.4 | --> | 0.4 | 0.351 | 2.39 |  | --> | 0.38 | 0 | 0.041 | 0.356 | 0 |  | --> | C18 ex SRAH | Srah [T41,T42] | THORNSBERRY |  | 53.288 | -7.5215
MV/LV Substation TU***151Z |  | 10 kV | _ | LV | 400 kVA :Building Structure | 0.4 | --> | 0.4 | 0 | 0 | Constrained, otherwise capacity available =343 kVA | --> | 0.38 | 0 | 0 | 0.388 | 0 |  | --> | C23 ex CLONMINCH | Clonminch [T41,T422] | THORNSBERRY |  | 53.2694 | -7.4752
MV/LV Substation B ***152Z |  | 20 kV | _ | LV | 200 kVA :Pole Substation | 0.2 | --> | 0.2 | 0.2 | 0.89 |  | --> | 0.19 | 0 | 0 | 0.19 | 0 |  | --> | E24 ex BIRR | Birr [T41,T422] | DALLOW |  | 53.1178 | -7.8597
MV/LV Substation BA***155Z |  | 20 kV | _ | LV | 100 kVA :Pole Substation | 0.1 | --> | 0.1 | 0 | 0 | Constrained, otherwise capacity available =98 kVA | --> | 0.095 | 0 | 0 | 0.095 | 0 |  | --> | E20 ex CLONMINCH | Clonminch [T41,T422] | THORNSBERRY |  | 53.2817 | -7.3654
MV/LV Substation BE***164 |  | 10 kV | _ | LV | 200 kVA :Pole Substation | 0.2 | --> | 0.2 | 0.182 | 2.39 |  | --> | 0.19 | 0 | 0.056 | 0.151 | 0 |  | --> | C12 ex SRAH | Srah [T41,T42] | THORNSBERRY |  | 53.2959 | -7.5205
MV/LV Substation NE***171X |  | 10 kV | _ | LV | 200 kVA :Building Structure | 0.2 | --> | 0.2 | 0 | 0 | Constrained, otherwise capacity available =162 kVA | --> | 0.19 | 0 | 0 | 0.195 | 0 |  | --> | C19 ex CLONMINCH | Clonminch [T41,T422] | THORNSBERRY |  | 53.261 | -7.4873
MV/LV Substation BA***172Z |  | 20 kV | _ | LV | 100 kVA :Pole Substation | 0.1 | --> | 0.1 | 0 | 0 | Constrained, otherwise capacity available =76 kVA | --> | 0.095 | 0 | 0.009 | 0.092 | 0 |  | --> | C18 ex PORTARLINGTON | Portarlington [T41,T42] | PORTLAOISE |  | 53.2325 | -7.3224
MV/LV Substation BU***180Z |  | 10 kV | _ | LV | 400 kVA :Building Structure | 0.4 | --> | 0.4 | 0 | 3.28 |  | --> | 0.38 | 0 | 0 | 0.396 | 0 |  | --> | C25 ex SRAH | Srah [T43] | THORNSBERRY |  | 53.2845 | -7.5172
MV/LV Substation BU***181Z |  | 10 kV | _ | LV | 630 kVA :Kiosk Substation | 0.63 | --> | 0.63 | 0.5 | 3.28 |  | --> | 0.598 | 0 | 0 | 0.5 | 0 |  | --> | C25 ex SRAH | Srah [T43] | THORNSBERRY |  | 53.2854 | -7.5134
MV/LV Substation KN***182 |  | 10 kV | _ | LV | 100 kVA :Pole Substation | 0.1 | --> | 0.1 | 0.063 | 2.39 |  | --> | 0.095 | 0 | 0.034 | 0.075 | 0 |  | --> | C12 ex SRAH | Srah [T41,T42] | THORNSBERRY |  | 53.2843 | -7.5012
MV/LV Substation BA***187Z |  | 10 kV | _ | LV | 50 kVA :Pole Substation | 0.05 | --> | 0.05 | 0.043 | 2.39 |  | --> | 0.048 | 0 | 0 | 0.048 | 0 |  | --> | C18 ex SRAH | Srah [T41,T42] | THORNSBERRY |  | 53.2939 | -7.5632
MV/LV Substation PA***189 |  | 10 kV | _ | LV | 50 kVA :Pole Substation | 0.05 | --> | 0.05 | 0.024 | 3.28 |  | --> | 0.048 | 0 | 0.003 | 0.049 | 0 |  | --> | C23 ex SRAH | Srah [T43] | THORNSBERRY |  | 53.2829 | -7.4864
MV/LV Substation MI***196Z |  | 10 kV | _ | LV | 100 kVA :Pole Substation | 0.1 | --> | 0.1 | 0 | 0 | Constrained, otherwise capacity available =67 kVA | --> | 0.095 | 0 | 0.005 | 0.096 | 0 |  | --> | C21 ex CLONMINCH | Clonminch [T41,T422] | THORNSBERRY |  | 53.2178 | -7.4479
MV/LV Substation CL***199X |  | 10 kV | _ | LV | 200 kVA :Kiosk Substation | 0.2 | --> | 0.2 | 0 | 0 | Constrained, otherwise capacity available =155 kVA | --> | 0.19 | 0 | 0 | 0.196 | 0 |  | --> | C23 ex CLONMINCH | Clonminch [T41,T422] | THORNSBERRY |  | 53.2686 | -7.4742
MV/LV Substation NE***200 |  | 10 kV | _ | LV | 200 kVA :Pole Substation | 0.2 | --> | 0.2 | 0 | 0 | Constrained, otherwise capacity available =197 kVA | --> | 0.19 | 0 | 0.005 | 0.187 | 0 |  | --> | C21 ex CLONMINCH | Clonminch [T41,T422] | THORNSBERRY |  | 53.2364 | -7.402
MV/LV Substation AX***200Z |  | 10 kV | _ | LV | 630 kVA :Building Structure | 0.63 | --> | 0.63 | 0.44 | 2.39 |  | --> | 0.598 | 0 | 0.025 | 0.5 | 0 |  | --> | C18 ex SRAH | Srah [T41,T42] | THORNSBERRY |  | 53.2883 | -7.5192
MV/LV Substation RE***203X |  | 10 kV | _ | LV | 200 kVA :Pole Substation | 0.2 | --> | 0.2 | 0 | 0 | Constrained, otherwise capacity available =190 kVA | --> | 0.19 | 0 | 0 | 0.191 | 0 |  | --> | C23 ex CLONMINCH | Clonminch [T41,T422] | THORNSBERRY |  | 53.2756 | -7.4667
MV/LV Substation FI***211 |  | 10 kV | _ | LV | 50 kVA :Pole Substation | 0.05 | --> | 0.05 | 0 | 0 | Constrained, otherwise capacity available =32 kVA | --> | 0.048 | 0 | 0 | 0.05 | 0 |  | --> | C21 ex CLONMINCH | Clonminch [T41,T422] | THORNSBERRY |  | 53.2152 | -7.4188
MV/LV Substation BR***213X |  | 10 kV | _ | LV | 630 kVA :Building Structure | 0.63 | --> | 0.63 | 0 | 0 | Constrained, otherwise capacity available =466 kVA | --> | 0.598 | 0 | 0 | 0.5 | 0 |  | --> | C17 ex CLONMINCH | Clonminch [T41,T422] | THORNSBERRY |  | 53.2746 | -7.4938
MV/LV Substation KI***214 |  | 10 kV | _ | LV | 50 kVA :Pole Substation | 0.05 | --> | 0.05 | 0 | 0 | Constrained, otherwise capacity available =43 kVA | --> | 0.048 | 0 | 0.009 | 0.042 | 0 |  | --> | C21 ex CLONMINCH | Clonminch [T41,T422] | THORNSBERRY |  | 53.2147 | -7.4547
MV/LV Substation CL***214Z |  | 20 kV | _ | LV | 200 kVA :Pole Substation | 0.2 | --> | 0.2 | 0.174 | 0.89 |  | --> | 0.19 | 0 | 0 | 0.194 | 0 |  | --> | E24 ex BIRR | Birr [T41,T422] | DALLOW |  | 53.1768 | -7.7204
MV/LV Substation WY***217 |  | 10 kV | _ | LV | 200 kVA :Pole Substation | 0.2 | --> | 0.2 | 0 | 0 | Constrained, otherwise capacity available =165 kVA | --> | 0.19 | 0 | 0 | 0.195 | 0 |  | --> | C21 ex CLONMINCH | Clonminch [T41,T422] | THORNSBERRY |  | 53.2205 | -7.4746
MV/LV Substation DU***217X |  | 10 kV | _ | LV | 630 kVA :Building Structure | 0.63 | --> | 0.63 | 0 | 0 | Constrained, otherwise capacity available =440 kVA | --> | 0.598 | 0 | 0 | 0.5 | 0 |  | --> | C17 ex CLONMINCH | Clonminch [T41,T422] | THORNSBERRY |  | 53.2738 | -7.4945
MV/LV Substation CH***217Z |  | 10 kV | _ | LV | 200 kVA :Kiosk Substation | 0.2 | --> | 0.2 | 0 | 0 | Constrained, otherwise capacity available =158 kVA | --> | 0.19 | 0 | 0.005 | 0.192 | 0 |  | --> | C19 ex CLONMINCH | Clonminch [T41,T422] | THORNSBERRY |  | 53.2714 | -7.4762
MV/LV Substation GR***218X |  | 10 kV | _ | LV | 630 kVA :Kiosk Substation | 0.63 | --> | 0.63 | 0 | 0 | Constrained, otherwise capacity available =383 kVA | --> | 0.598 | 0 | 0.01 | 0.5 | 0 |  | --> | C13 ex CLONMINCH | Clonminch [T41,T422] | THORNSBERRY |  | 53.2756 | -7.4888
MV/LV Substation MI***221Z |  | 20 kV | _ | LV | 100 kVA :Pole Substation | 0.1 | --> | 0.1 | 0.082 | 4.61 |  | --> | 0.095 | 0 | 0 | 0.098 | 0 |  | --> | E14 ex LUMCLOON | Lumcloon [T421,T422] | DALLOW |  | 53.198 | -7.6268
MV/LV Substation BA***222X |  | 20 kV | _ | LV | 50 kVA :Pole Substation | 0.05 | --> | 0.05 | 0.04 | 0.89 |  | --> | 0.048 | 0 | 0.006 | 0.044 | 0 |  | --> | E24 ex BIRR | Birr [T41,T422] | DALLOW |  | 53.1842 | -7.6784
MV/LV Substation CA***224Z |  | 10 kV | _ | LV | 50 kVA :Pole Substation | 0.05 | --> | 0.05 | 0 | 0 | Constrained, otherwise capacity available =46 kVA | --> | 0.048 | 0 | 0 | 0.048 | 0 |  | --> | C23 ex CLONMINCH | Clonminch [T41,T422] | THORNSBERRY |  | 53.2822 | -7.4442
MV/LV Substation RI***225Z |  | 10 kV | _ | LV | 400 kVA :Building Structure | 0.4 | --> | 0.4 | 0.344 | 2.39 |  | --> | 0.38 | 0 | 0 | 0.388 | 0 |  | --> | C12 ex SRAH | Srah [T41,T42] | THORNSBERRY |  | 53.2789 | -7.4927
MV/LV Substation FR***227Z |  | 20 kV | _ | LV | 50 kVA :Pole Substation | 0.05 | --> | 0.05 | 0.026 | 0.89 |  | --> | 0.048 | 0 | 0 | 0.051 | 0 |  | --> | E24 ex BIRR | Birr [T41,T422] | DALLOW |  | 53.1721 | -7.7277
MV/LV Substation CO***228Z |  | 10 kV | _ | LV | 400 kVA :Kiosk Substation | 0.4 | --> | 0.4 | 0.391 | 2.39 |  | --> | 0.38 | 0 | 0.005 | 0.378 | 0 |  | --> | C12 ex SRAH | Srah [T41,T42] | THORNSBERRY |  | 53.2915 | -7.5033
MV/LV Substation CA***249X |  | 20 kV | _ | LV | 50 kVA :Pole Substation | 0.05 | --> | 0.05 | 0.05 | 0.89 |  | --> | 0.048 | 0 | 0 | 0.048 | 0 |  | --> | E24 ex BIRR | Birr [T41,T422] | DALLOW |  | 53.1395 | -7.6728
MV/LV Substation RA***251Z |  | 20 kV | _ | LV | 50 kVA :Pole Substation | 0.05 | --> | 0.05 | 0 | 0 | Constrained, otherwise capacity available =50 kVA | --> | 0.048 | 0 | 0 | 0.048 | 0 |  | --> | E20 ex CLONMINCH | Clonminch [T41,T422] | THORNSBERRY |  | 53.3725 | -7.3412
MV/LV Substation NE***253Z |  | 20 kV | _ | LV | 50 kVA :Pole Substation | 0.05 | --> | 0.05 | 0 | 0 | Constrained, otherwise capacity available =50 kVA | --> | 0.048 | 0 | 0 | 0 | 0 | Constrained, otherwise capacity available =48 kW | --> | E20 ex BALLINDERRY | Ballinderry [T41,T422] | MULLINGAR |  | 53.3875 | -7.3644
MV/LV Substation KI***259X |  | 20 kV | _ | LV | 200 kVA :Pole Substation | 0.2 | --> | 0.2 | 0.082 | 0.89 |  | --> | 0.19 | 0 | 0.03 | 0.183 | 0 |  | --> | E24 ex BIRR | Birr [T41,T422] | DALLOW |  | 53.175 | -7.7247
MV/LV Substation MU***259Z |  | 20 kV | _ | LV | 50 kVA :Pole Substation | 0.05 | --> | 0.05 | 0 | 0 | Constrained, otherwise capacity available =27 kVA | --> | 0.048 | 0 | 0.003 | 0.048 | 0 |  | --> | E18 ex CLONMINCH | Clonminch [T41,T422] | THORNSBERRY |  | 53.2529 | -7.5438
MV/LV Substation PU***267 |  | 10 kV | _ | LV | 50 kVA :Pole Substation | 0.05 | --> | 0.05 | 0.042 | 3.28 |  | --> | 0.048 | 0 | 0 | 0.049 | 0 |  | --> | C23 ex SRAH | Srah [T43] | THORNSBERRY |  | 53.2868 | -7.4798
MV/LV Substation AG***275 |  | 20 kV | _ | LV | 50 kVA :Pole Substation | 0.05 | --> | 0.05 | 0 | 0 | Constrained, otherwise capacity available =38 kVA | --> | 0.048 | 0 | 0 | 0.049 | 0 |  | --> | E18 ex CLONMINCH | Clonminch [T41,T422] | THORNSBERRY |  | 53.2601 | -7.5999
MV/LV Substation BO***277X |  | 20 kV | _ | LV | 200 kVA :Pole Substation | 0.2 | --> | 0.2 | 0.148 | 0.89 |  | --> | 0.19 | 0 | 0.012 | 0.188 | 0 |  | --> | E24 ex BIRR | Birr [T41,T422] | DALLOW |  | 53.1717 | -7.7263
MV/LV Substation KI***278X |  | 20 kV | _ | LV | 200 kVA :Pole Substation | 0.2 | --> | 0.2 | 0.064 | 0.89 |  | --> | 0.19 | 0 | 0.005 | 0.204 | 0 |  | --> | E24 ex BIRR | Birr [T41,T422] | DALLOW |  | 53.1752 | -7.7283
MV/LV Substation FR***279X |  | 20 kV | _ | LV | 50 kVA :Pole Substation | 0.05 | --> | 0.05 | 0.047 | 0.89 |  | --> | 0.048 | 0 | 0 | 0.048 | 0 |  | --> | E24 ex BIRR | Birr [T41,T422] | DALLOW |  | 53.1729 | -7.7374
MV/LV Substation DA***280 |  | 10 kV | _ | LV | 50 kVA :Pole Substation | 0.05 | --> | 0.05 | 0 | 0 | Constrained, otherwise capacity available =37 kVA | --> | 0.048 | 0 | 0.01 | 0.042 | 0 |  | --> | C21 ex CLONMINCH | Clonminch [T41,T422] | THORNSBERRY |  | 53.214 | -7.4094
MV/LV Substation FE***280X |  | 20 kV | _ | LV | 45 kVA :Pole Substation | 0.045 | --> | 0.045 | 0.04 | 0.89 |  | --> | 0.043 | 0 | 0 | 0.044 | 0 |  | --> | E24 ex BIRR | Birr [T41,T422] | DALLOW |  | 53.1724 | -7.7397
MV/LV Substation ID***282 |  | 10 kV | _ | LV | 200 kVA :Pole Substation | 0.2 | --> | 0.2 | 0 | 0 | Constrained, otherwise capacity available =95 kVA | --> | 0.19 | 0 | 0 | 0.204 | 0 |  | --> | C17 ex CLONMINCH | Clonminch [T41,T422] | THORNSBERRY |  | 53.2679 | -7.4912
MV/LV Substation BU***289 |  | 20 kV | _ | LV | 200 kVA :Pole Substation | 0.2 | --> | 0.2 | 0 | 0 | Constrained, otherwise capacity available =182 kVA | --> | 0.19 | 0 | 0 | 0.192 | 0 |  | --> | E20 ex CLONMINCH | Clonminch [T41,T422] | THORNSBERRY |  | 53.267 | -7.3836
MV/LV Substation DU***299 |  | 10 kV | _ | LV | 100 kVA :Pole Substation | 0.1 | --> | 0.1 | 0.096 | 3.28 |  | --> | 0.095 | 0 | 0.003 | 0.093 | 0 |  | --> | C23 ex SRAH | Srah [T43] | THORNSBERRY |  | 53.284 | -7.4806
MV/LV Substation ID***301 |  | 10 kV | _ | LV | 630 kVA :Kiosk Substation | 0.63 | --> | 0.63 | 0 | 0 | Constrained, otherwise capacity available =386 kVA | --> | 0.598 | 0 | 0.036 | 0.5 | 0 |  | --> | C23 ex CLONMINCH | Clonminch [T41,T422] | THORNSBERRY |  | 53.2702 | -7.4715
MV/LV Substation PA***303 |  | 20 kV | _ | LV | 50 kVA :Pole Substation | 0.05 | --> | 0.05 | 0.048 | 4.61 |  | --> | 0.048 | 0 | 0 | 0.048 | 0 |  | --> | E14 ex LUMCLOON | Lumcloon [T421,T422] | DALLOW |  | 53.2287 | -7.6176
MV/LV Substation CE***306 |  | 10 kV | _ | LV | 200 kVA :Pole Substation | 0.2 | --> | 0.2 | 0.194 | 2.39 |  | --> | 0.19 | 0 | 0 | 0.191 | 0 |  | --> | C11 ex SRAH | Srah [T41,T42] | THORNSBERRY |  | 53.2715 | -7.5025
MV/LV Substation AR***307 |  | 10 kV | _ | LV | 200 kVA :Pole Substation | 0.2 | --> | 0.2 | 0.164 | 3.28 |  | --> | 0.19 | 0 | 0.016 | 0.183 | 0 |  | --> | C23 ex SRAH | Srah [T43] | THORNSBERRY |  | 53.2862 | -7.4846
MV/LV Substation HA***307X |  | 20 kV | _ | LV | 200 kVA :Pole Substation | 0.2 | --> | 0.2 | 0.114 | 0.89 |  | --> | 0.19 | 0 | 0 | 0.201 | 0 |  | --> | E24 ex BIRR | Birr [T41,T422] | DALLOW |  | 53.1607 | -7.7465
MV/LV Substation AR***308 |  | 10 kV | _ | LV | 200 kVA :Pole Substation | 0.2 | --> | 0.2 | 0.163 | 3.28 |  | --> | 0.19 | 0 | 0.01 | 0.188 | 0 |  | --> | C23 ex SRAH | Srah [T43] | THORNSBERRY |  | 53.2866 | -7.4904
MV/LV Substation BA***309X |  | 20 kV | _ | LV | 50 kVA :Pole Substation | 0.05 | --> | 0.05 | 0.05 | 0.89 |  | --> | 0.048 | 0 | 0 | 0.048 | 0 |  | --> | E24 ex BIRR | Birr [T41,T422] | DALLOW |  | 53.1586 | -7.7253
MV/LV Substation CH***311 |  | 10 kV | _ | LV | 100 kVA :Pole Substation | 0.1 | --> | 0.1 | 0.084 | 2.39 |  | --> | 0.095 | 0 | 0.016 | 0.085 | 0 |  | --> | C11 ex SRAH | Srah [T41,T42] | THORNSBERRY |  | 53.2697 | -7.5061
MV/LV Substation CO***324 |  | 20 kV | _ | LV | 50 kVA :Pole Substation | 0.05 | --> | 0.05 | 0 | 0 | Constrained, otherwise capacity available =34 kVA | --> | 0.048 | 0 | 0 | 0.05 | 0 |  | --> | E18 ex CLONMINCH | Clonminch [T41,T422] | THORNSBERRY |  | 53.2333 | -7.5932
MV/LV Substation FO***326 |  | 20 kV | _ | LV | 100 kVA :Pole Substation | 0.1 | --> | 0.1 | 0 | 0 | Constrained, otherwise capacity available =89 kVA | --> | 0.095 | 0 | 0.01 | 0.089 | 0 |  | --> | E20 ex CLONMINCH | Clonminch [T41,T422] | THORNSBERRY |  | 53.3044 | -7.2933
MV/LV Substation SC***333 |  | 10 kV | _ | LV | 50 kVA :Pole Substation | 0.05 | --> | 0.05 | 0 | 0 | Constrained, otherwise capacity available =48 kVA | --> | 0.048 | 0 | 0 | 0.048 | 0 |  | --> | C21 ex CLONMINCH | Clonminch [T41,T422] | THORNSBERRY |  | 53.2183 | -7.4719
MV/LV Substation P+***342 |  | 10 kV | _ | LV | 100 kVA :Pole Substation | 0.1 | --> | 0.1 | 0 | 0 | Constrained, otherwise capacity available =83 kVA | --> | 0.095 | 0 | 0 | 0.097 | 0 |  | --> | C13 ex CLONMINCH | Clonminch [T41,T422] | THORNSBERRY |  | 53.2668 | -7.4915
MV/LV Substation RO***342X |  | 20 kV | _ | LV | 200 kVA :Pole Substation | 0.2 | --> | 0.2 | 0.133 | 0.89 |  | --> | 0.19 | 0 | 0 | 0.199 | 0 |  | --> | E24 ex BIRR | Birr [T41,T422] | DALLOW |  | 53.1413 | -7.7744
MV/LV Substation MO***343 |  | 10 kV | _ | LV | 400 kVA :Kiosk Substation | 0.4 | --> | 0.4 | 0.368 | 2.39 |  | --> | 0.38 | 0 | 0.022 | 0.368 | 0 |  | --> | C12 ex SRAH | Srah [T41,T42] | THORNSBERRY |  | 53.2811 | -7.5042
MV/LV Substation QU***344 |  | 10 kV | _ | LV | 630 kVA :Kiosk Substation | 0.63 | --> | 0.63 | 0 | 0 | Constrained, otherwise capacity available =478 kVA | --> | 0.598 | 0 | 0 | 0.5 | 0 |  | --> | C19 ex CLONMINCH | Clonminch [T41,T422] | THORNSBERRY |  | 53.2764 | -7.4926
MV/LV Substation I ***345 |  | 10 kV | _ | LV | 200 kVA :Building Structure | 0.2 | --> | 0.2 | 0.144 | 3.28 |  | --> | 0.19 | 0 | 0 | 0.198 | 0 |  | --> | C25 ex SRAH | Srah [T43] | THORNSBERRY |  | 53.2799 | -7.5065
MV/LV Substation BE***346 |  | 10 kV | _ | LV | 200 kVA :Pole Substation | 0.2 | --> | 0.2 | 0.187 | 2.39 |  | --> | 0.19 | 0 | 0 | 0.192 | 0 |  | --> | C12 ex SRAH | Srah [T41,T42] | THORNSBERRY |  | 53.2968 | -7.5203
MV/LV Substation DE***351 |  | 10 kV | _ | LV | 50 kVA :Pole Substation | 0.05 | --> | 0.05 | 0 | 0 | Constrained, otherwise capacity available =50 kVA | --> | 0.048 | 0 | 0 | 0.048 | 0 |  | --> | C21 ex CLONMINCH | Clonminch [T41,T422] | THORNSBERRY |  | 53.2267 | -7.4749
MV/LV Substation TH***355X |  | 20 kV | _ | LV | 50 kVA :Pole Substation | 0.05 | --> | 0.05 | 0.031 | 0.89 |  | --> | 0.048 | 0 | 0.018 | 0.037 | 0 |  | --> | E24 ex BIRR | Birr [T41,T422] | DALLOW |  | 53.1389 | -7.8079
MV/LV Substation CL***361 |  | 20 kV | _ | LV | 50 kVA :Pole Substation | 0.05 | --> | 0.05 | 0 | 0 | Constrained, otherwise capacity available =50 kVA | --> | 0.048 | 0 | 0 | 0.048 | 0 |  | --> | E18 ex CLONMINCH | Clonminch [T41,T422] | THORNSBERRY |  | 53.2341 | -7.5081
MV/LV Substation BA***378X |  | 20 kV | _ | LV | 50 kVA :Pole Substation | 0.05 | --> | 0.05 | 0.046 | 0.89 |  | --> | 0.048 | 0 | 0 | 0.048 | 0 |  | --> | E24 ex BIRR | Birr [T41,T422] | DALLOW |  | 53.1304 | -7.8635
MV/LV Substation GL***381 |  | 10 kV | _ | LV | 100 kVA :Pole Substation | 0.1 | --> | 0.1 | 0.1 | 3.28 |  | --> | 0.095 | 0 | 0 | 0.095 | 0 |  | --> | C23 ex SRAH | Srah [T43] | THORNSBERRY |  | 53.2854 | -7.4816
MV/LV Substation CO***383 |  | 10 kV | _ | LV | 200 kVA :Pole Substation | 0.2 | --> | 0.2 | 0 | 0 | Constrained, otherwise capacity available =168 kVA | --> | 0.19 | 0 | 0 | 0.194 | 0 |  | --> | C19 ex CLONMINCH | Clonminch [T41,T422] | THORNSBERRY |  | 53.2746 | -7.4845
MV/LV Substation AR***384 |  | 10 kV | _ | LV | 400 kVA :Kiosk Substation | 0.4 | --> | 0.4 | 0.256 | 2.39 |  | --> | 0.38 | 0 | 0.052 | 0.361 | 0 |  | --> | C12 ex SRAH | Srah [T41,T42] | THORNSBERRY |  | 53.2786 | -7.4951
MV/LV Substation HO***385 |  | 10 kV | _ | LV | 200 kVA :Kiosk Substation | 0.2 | --> | 0.2 | 0 | 0 | Constrained, otherwise capacity available =114 kVA | --> | 0.19 | 0 | 0.005 | 0.198 | 0 |  | --> | C19 ex CLONMINCH | Clonminch [T41,T422] | THORNSBERRY |  | 53.2697 | -7.479
MV/LV Substation MO***386 |  | 10 kV | _ | LV | 100 kVA :Pole Substation | 0.1 | --> | 0.1 | 0 | 0 | Constrained, otherwise capacity available =91 kVA | --> | 0.095 | 0 | 0 | 0.096 | 0 |  | --> | C21 ex CLONMINCH | Clonminch [T41,T422] | THORNSBERRY |  | 53.1988 | -7.4833
MV/LV Substation TU***387 |  | 10 kV | _ | LV | 200 kVA :Pole Substation | 0.2 | --> | 0.2 | 0 | 0 | Constrained, otherwise capacity available =191 kVA | --> | 0.19 | 0 | 0.006 | 0.187 | 0 |  | --> | C21 ex CLONMINCH | Clonminch [T41,T422] | THORNSBERRY |  | 53.236 | -7.4045
MV/LV Substation DA***388 |  | 20 kV | _ | LV | 200 kVA :Pole Substation | 0.2 | --> | 0.2 | 0 | 0 | Constrained, otherwise capacity available =153 kVA | --> | 0.19 | 0 | 0.006 | 0.192 | 0 |  | --> | E20 ex CLONMINCH | Clonminch [T41,T422] | THORNSBERRY |  | 53.3014 | -7.2902
MV/LV Substation KI***389 |  | 10 kV | _ | LV | 50 kVA :Pole Substation | 0.05 | --> | 0.05 | 0 | 0 | Constrained, otherwise capacity available =33 kVA | --> | 0.048 | 0 | 0 | 0.05 | 0 |  | --> | C21 ex CLONMINCH | Clonminch [T41,T422] | THORNSBERRY |  | 53.2107 | -7.4528
MV/LV Substation MA***4001 |  | 20 kV | _ | LV | 50 kVA :Pole Substation | 0.05 | --> | 0.05 | 0 | 0 | Constrained, otherwise capacity available =48 kVA | --> | 0.048 | 0 | 0.006 | 0.043 | 0 |  | --> | E20 ex CLONMINCH | Clonminch [T41,T422] | THORNSBERRY |  | 53.2936 | -7.3638
MV/LV Substation MU***402 |  | 20 kV | _ | LV | 100 kVA :Pole Substation | 0.1 | --> | 0.1 | 0 | 0 | Constrained, otherwise capacity available =36 kVA | --> | 0.095 | 0 | 0.009 | 0.097 | 0 |  | --> | E18 ex CLONMINCH | Clonminch [T41,T422] | THORNSBERRY |  | 53.2511 | -7.5533
MV/LV Substation TH***4024 |  | 20 kV | _ | LV | 50 kVA :Pole Substation | 0.05 | --> | 0.05 | 0 | 0 | Constrained, otherwise capacity available =40 kVA | --> | 0.048 | 0 | 0.004 | 0.046 | 0 |  | --> | E18 ex CLONMINCH | Clonminch [T41,T422] | THORNSBERRY |  | 53.2738 | -7.6094
MV/LV Substation KE***4042 |  | 20 kV | _ | LV | 200 kVA :Pole Substation | 0.2 | --> | 0.2 | 0 | 0 | Constrained, otherwise capacity available =170 kVA | --> | 0.19 | 0 | 0 | 0.194 | 0 |  | --> | E18 ex CLONMINCH | Clonminch [T41,T422] | THORNSBERRY |  | 53.2497 | -7.5514
MV/LV Substation FR***4061 |  | 10 kV | _ | LV | 400 kVA :Building Structure | 0.4 | --> | 0.4 | 0.382 | 2.39 |  | --> | 0.38 | 0 | 0 | 0.382 | 0 |  | --> | C11 ex SRAH | Srah [T41,T42] | THORNSBERRY |  | 53.2831 | -7.5163
MV/LV Substation KI***4075 |  | 20 kV | _ | LV | 50 kVA :Pole Substation | 0.05 | --> | 0.05 | 0.038 | 0.89 |  | --> | 0.048 | 0 | 0 | 0.049 | 0 |  | --> | E24 ex BIRR | Birr [T41,T422] | DALLOW |  | 53.1718 | -7.698
MV/LV Substation DE***4076 |  | 20 kV | _ | LV | 50 kVA :Pole Substation | 0.05 | --> | 0.05 | 0 | 0 | Constrained, otherwise capacity available =50 kVA | --> | 0.048 | 0 | 0 | 0.048 | 0 |  | --> | E18 ex CLONMINCH | Clonminch [T41,T422] | THORNSBERRY |  | 53.2842 | -7.6732
MV/LV Substation CO***4078 |  | 10 kV | _ | LV | 400 kVA :Building Structure | 0.4 | --> | 0.4 | 0 | 0 | Constrained, otherwise capacity available =362 kVA | --> | 0.38 | 0 | 0 | 0.385 | 0 |  | --> | C13 ex CLONMINCH | Clonminch [T41,T422] | THORNSBERRY |  | 53.2703 | -7.4908
MV/LV Substation KI***4088 |  | 20 kV | _ | LV | 50 kVA :Pole Substation | 0.05 | --> | 0.05 | 0 | 0 | Constrained, otherwise capacity available =49 kVA | --> | 0.048 | 0 | 0 | 0.048 | 0 |  | --> | E20 ex CLONMINCH | Clonminch [T41,T422] | THORNSBERRY |  | 53.3505 | -7.2995
MV/LV Substation KM***4089 |  | 10 kV | _ | LV | 630 kVA :Building Structure | 0.63 | --> | 0.63 | 0 | 0 | Constrained, otherwise capacity available =537 kVA | --> | 0.598 | 0 | 0 | 0.5 | 0 |  | --> | C23 ex CLONMINCH | Clonminch [T41,T422] | THORNSBERRY |  | 53.2746 | -7.4622
MV/LV Substation ES***4095 |  | 10 kV | _ | LV | 50 kVA :Pole Substation | 0.05 | --> | 0.05 | 0.021 | 2.39 |  | --> | 0.048 | 0 | 0 | 0.051 | 0 |  | --> | C11 ex SRAH | Srah [T41,T42] | THORNSBERRY |  | 53.2808 | -7.5105
MV/LV Substation SC***4107 |  | 20 kV | _ | LV | 50 kVA :Pole Substation | 0.05 | --> | 0.05 | 0 | 0 | Constrained, otherwise capacity available =50 kVA | --> | 0.048 | 0 | 0 | 0.048 | 0 |  | --> | E18 ex CLONMINCH | Clonminch [T41,T422] | THORNSBERRY |  | 53.2486 | -7.5597
MV/LV Substation J ***4115 |  | 20 kV | _ | LV | 630 kVA :Building Structure | 0.63 | --> | 0.63 | 0.5 | 0.89 |  | --> | 0.598 | 0 | 0.005 | 0.5 | 0 |  | --> | E24 ex BIRR | Birr [T41,T422] | DALLOW |  | 53.1379 | -7.8131
MV/LV Substation ME***4128 |  | 20 kV | _ | LV | 50 kVA :Pole Substation | 0.05 | --> | 0.05 | 0.05 | 0.89 |  | --> | 0.048 | 0 | 0 | 0.048 | 0 |  | --> | E24 ex BIRR | Birr [T41,T422] | DALLOW |  | 53.1717 | -7.7343
MV/LV Substation TI***4132 |  | 10 kV | _ | LV | 50 kVA :Pole Substation | 0.05 | --> | 0.05 | 0.05 | 4.61 |  | --> | 0.048 | 0 | 0 | 0.048 | 0 |  | --> | E11 ex LUMCLOON | Lumcloon [T421,T422] | DALLOW |  | 53.1896 | -7.9328
MV/LV Substation JM***4135 |  | 20 kV | _ | LV | 630 kVA :Building Structure | 0.63 | --> | 0.63 | 0 | 0 | Constrained, otherwise capacity available =502 kVA | --> | 0.598 | 0 | 0 | 0.5 | 0 |  | --> | E18 ex CLONMINCH | Clonminch [T41,T422] | THORNSBERRY |  | 53.233 | -7.5088
MV/LV Substation CO***4142 |  | 20 kV | _ | LV | 100 kVA :Pole Substation | 0.1 | --> | 0.1 | 0 | 0 | Constrained, otherwise capacity available =77 kVA | --> | 0.095 | 0 | 0 | 0.098 | 0 |  | --> | E18 ex CLONMINCH | Clonminch [T41,T422] | THORNSBERRY |  | 53.2189 | -7.55
MV/LV Substation RA***4143 |  | 20 kV | _ | LV | 50 kVA :Pole Substation | 0.05 | --> | 0.05 | 0 | 0 | Constrained, otherwise capacity available =40 kVA | --> | 0.048 | 0 | 0 | 0.049 | 0 |  | --> | E20 ex CLONMINCH | Clonminch [T41,T422] | THORNSBERRY |  | 53.3022 | -7.3699
MV/LV Substation KI***4146 |  | 20 kV | _ | LV | 630 kVA :Building Structure | 0.63 | --> | 0.63 | 0 | 0 | Constrained, otherwise capacity available =509 kVA | --> | 0.598 | 0 | 0 | 0.5 | 0 |  | --> | E20 ex CLONMINCH | Clonminch [T41,T422] | THORNSBERRY |  | 53.3782 | -7.2746
MV/LV Substation CO***4154 |  | 20 kV | _ | LV | 50 kVA :Pole Substation | 0.05 | --> | 0.05 | 0 | 0 | Constrained, otherwise capacity available =43 kVA | --> | 0.048 | 0 | 0.025 | 0.03 | 0 |  | --> | E18 ex CLONMINCH | Clonminch [T41,T422] | THORNSBERRY |  | 53.2549 | -7.5407
MV/LV Substation TU***4164 |  | 10 kV | _ | LV | 400 kVA :Kiosk Substation | 0.4 | --> | 0.4 | 0 | 0 | Constrained, otherwise capacity available =291 kVA | --> | 0.38 | 0 | 0.006 | 0.39 | 0 |  | --> | C13 ex CLONMINCH | Clonminch [T41,T422] | THORNSBERRY |  | 53.2755 | -7.4864
MV/LV Substation DE***4173 |  | 10 kV | _ | LV | 50 kVA :Pole Substation | 0.05 | --> | 0.05 | 0 | 0 | Constrained, otherwise capacity available =46 kVA | --> | 0.048 | 0 | 0.025 | 0.03 | 0 |  | --> | C21 ex CLONMINCH | Clonminch [T41,T422] | THORNSBERRY |  | 53.2438 | -7.4835
MV/LV Substation FL***4175 |  | 10 kV | _ | LV | 630 kVA :Building Structure | 0.63 | --> | 0.63 | 0 | 0 | Constrained, otherwise capacity available =163 kVA | --> | 0.598 | 0 | 0.005 | 0.5 | 0 |  | --> | C23 ex CLONMINCH | Clonminch [T41,T422] | THORNSBERRY |  | 53.2707 | -7.4746
MV/LV Substation TR***4187 |  | 10 kV | _ | LV | 50 kVA :Pole Substation | 0.05 | --> | 0.05 | 0 | 0 | Constrained, otherwise capacity available =49 kVA | --> | 0.048 | 0 | 0 | 0.048 | 0 |  | --> | C21 ex CLONMINCH | Clonminch [T41,T422] | THORNSBERRY |  | 53.2418 | -7.402
MV/LV Substation PR***4200 |  | 10 kV | _ | LV | 630 kVA :Building Structure | 0.63 | --> | 0.63 | 0 | 0 | Constrained, otherwise capacity available =542 kVA | --> | 0.598 | 0 | 0.005 | 0.5 | 0 |  | --> | C19 ex CLONMINCH | Clonminch [T41,T422] | THORNSBERRY |  | 53.2735 | -7.4787
MV/LV Substation BE***4205 |  | 10 kV | _ | LV | 630 kVA :Building Structure | 0.63 | --> | 0.63 | 0.5 | 2.39 |  | --> | 0.598 | 0 | 0.011 | 0.5 | 0 |  | --> | C12 ex SRAH | Srah [T41,T42] | THORNSBERRY |  | 53.2808 | -7.4919
MV/LV Substation TO***4218 |  | 10 kV | _ | LV | 200 kVA :Pole Substation | 0.2 | --> | 0.2 | 0.184 | 2.39 |  | --> | 0.19 | 0 | 0 | 0.192 | 0 |  | --> | C12 ex SRAH | Srah [T41,T42] | THORNSBERRY |  | 53.3005 | -7.5292
MV/LV Substation LI***4227 |  | 10 kV | _ | LV | 400 kVA :Building Structure | 0.4 | --> | 0.4 | 0 | 0 | Constrained, otherwise capacity available =308 kVA | --> | 0.38 | 0 | 0 | 0.392 | 0 |  | --> | C13 ex CLONMINCH | Clonminch [T41,T422] | THORNSBERRY |  | 53.2729 | -7.4864
MV/LV Substation LI***4228 |  | 10 kV | _ | LV | 400 kVA :Kiosk Substation | 0.4 | --> | 0.4 | 0 | 0 | Constrained, otherwise capacity available =302 kVA | --> | 0.38 | 0 | 0.005 | 0.39 | 0 |  | --> | C13 ex CLONMINCH | Clonminch [T41,T422] | THORNSBERRY |  | 53.2736 | -7.4876
MV/LV Substation LI***4229 |  | 10 kV | _ | LV | 400 kVA :Kiosk Substation | 0.4 | --> | 0.4 | 0 | 0 | Constrained, otherwise capacity available =287 kVA | --> | 0.38 | 0 | 0.01 | 0.388 | 0 |  | --> | C13 ex CLONMINCH | Clonminch [T41,T422] | THORNSBERRY |  | 53.2731 | -7.4883
MV/LV Substation CH***4235 |  | 10 kV | _ | LV | 100 kVA :Pole Substation | 0.1 | --> | 0.1 | 0 | 0 | Constrained, otherwise capacity available =82 kVA | --> | 0.095 | 0 | 0 | 0.097 | 0 |  | --> | C23 ex CLONMINCH | Clonminch [T41,T422] | THORNSBERRY |  | 53.2645 | -7.4809
MV/LV Substation ME***4236 |  | 20 kV | _ | LV | 50 kVA :Pole Substation | 0.05 | --> | 0.05 | 0 | 0 | Constrained, otherwise capacity available =45 kVA | --> | 0.048 | 0 | 0 | 0.048 | 0 |  | --> | E18 ex CLONMINCH | Clonminch [T41,T422] | THORNSBERRY |  | 53.2143 | -7.5512
MV/LV Substation SI***4238 |  | 10 kV | _ | LV | 400 kVA :Kiosk Substation | 0.4 | --> | 0.4 | 0.284 | 2.39 |  | --> | 0.38 | 0 | 0.025 | 0.377 | 0 |  | --> | C12 ex SRAH | Srah [T41,T42] | THORNSBERRY |  | 53.295 | -7.5001
MV/LV Substation LO***4248 |  | 10 kV | _ | LV | 400 kVA :Kiosk Substation | 0.4 | --> | 0.4 | 0.306 | 2.39 |  | --> | 0.38 | 0 | 0.035 | 0.367 | 0 |  | --> | C12 ex SRAH | Srah [T41,T42] | THORNSBERRY |  | 53.2803 | -7.4993
MV/LV Substation MO***4268 |  | 10 kV | _ | LV | 50 kVA :Pole Substation | 0.05 | --> | 0.05 | 0.029 | 2.39 |  | --> | 0.048 | 0 | 0 | 0.05 | 0 |  | --> | C18 ex SRAH | Srah [T41,T42] | THORNSBERRY |  | 53.2883 | -7.5251
MV/LV Substation CO***4269 |  | 10 kV | _ | LV | 50 kVA :Pole Substation | 0.05 | --> | 0.05 | 0 | 0 | Constrained, otherwise capacity available =48 kVA | --> | 0.048 | 0 | 0 | 0.048 | 0 |  | --> | C21 ex CLONMINCH | Clonminch [T41,T422] | THORNSBERRY |  | 53.255 | -7.4814
MV/LV Substation TH***4271 |  | 10 kV | _ | LV | 630 kVA :Kiosk Substation | 0.63 | --> | 0.63 | 0.471 | 2.39 |  | --> | 0.598 | 0 | 0.03 | 0.5 | 0 |  | --> | C12 ex SRAH | Srah [T41,T42] | THORNSBERRY |  | 53.2916 | -7.5002
MV/LV Substation ME***4288 |  | 20 kV | _ | LV | 50 kVA :Pole Substation | 0.05 | --> | 0.05 | 0 | 0 | Constrained, otherwise capacity available =41 kVA | --> | 0.048 | 0 | 0 | 0.049 | 0 |  | --> | E20 ex CLONMINCH | Clonminch [T41,T422] | THORNSBERRY |  | 53.2547 | -7.4107
MV/LV Substation AS***4292 |  | 10 kV | _ | LV | 400 kVA :Kiosk Substation | 0.4 | --> | 0.4 | 0 | 0 | Constrained, otherwise capacity available =356 kVA | --> | 0.38 | 0 | 0.034 | 0.361 | 0 |  | --> | C21 ex CLONMINCH | Clonminch [T41,T422] | THORNSBERRY |  | 53.2583 | -7.4823
MV/LV Substation FO***4298 |  | 10 kV | _ | LV | 630 kVA :Kiosk Substation | 0.63 | --> | 0.63 | 0.483 | 2.39 |  | --> | 0.598 | 0 | 0.04 | 0.5 | 0 |  | --> | C12 ex SRAH | Srah [T41,T42] | THORNSBERRY |  | 53.2814 | -7.4993
MV/LV Substation MU***4306 |  | 10 kV | _ | LV | 50 kVA :Pole Substation | 0.05 | --> | 0.05 | 0.05 | 2.39 |  | --> | 0.048 | 0 | 0 | 0.048 | 0 |  | --> | C18 ex SRAH | Srah [T41,T42] | THORNSBERRY |  | 53.2799 | -7.5896
MV/LV Substation BA***4309 |  | 20 kV | _ | LV | 50 kVA :Pole Substation | 0.05 | --> | 0.05 | 0 | 0 | Constrained, otherwise capacity available =35 kVA | --> | 0.048 | 0 | 0 | 0.05 | 0 |  | --> | C18 ex PORTARLINGTON | Portarlington [T41,T42] | PORTLAOISE |  | 53.2226 | -7.3139
MV/LV Substation JA***4312 |  | 10 kV | _ | LV | 400 kVA :Kiosk Substation | 0.4 | --> | 0.4 | 0.373 | 2.39 |  | --> | 0.38 | 0 | 0.025 | 0.365 | 0 |  | --> | C18 ex SRAH | Srah [T41,T42] | THORNSBERRY |  | 53.2837 | -7.5192
MV/LV Substation KI***4315 |  | 10 kV | _ | LV | 100 kVA :Pole Substation | 0.1 | --> | 0.1 | 0 | 0 | Constrained, otherwise capacity available =100 kVA | --> | 0.095 | 0 | 0 | 0.095 | 0 |  | --> | C21 ex CLONMINCH | Clonminch [T41,T422] | THORNSBERRY |  | 53.2369 | -7.4384
MV/LV Substation KE***4327 |  | 10 kV | _ | LV | 400 kVA :Kiosk Substation | 0.4 | --> | 0.4 | 0.264 | 2.39 |  | --> | 0.38 | 0 | 0.145 | 0.291 | 0 |  | --> | C12 ex SRAH | Srah [T41,T42] | THORNSBERRY |  | 53.2833 | -7.495
MV/LV Substation ME***4354 |  | 20 kV | _ | LV | 50 kVA :Pole Substation | 0.05 | --> | 0.05 | 0 | 0 | Constrained, otherwise capacity available =50 kVA | --> | 0.048 | 0 | 0 | 0.048 | 0 |  | --> | E20 ex CLONMINCH | Clonminch [T41,T422] | THORNSBERRY |  | 53.2569 | -7.4408
MV/LV Substation BE***4363 |  | 20 kV | _ | LV | 50 kVA :Pole Substation | 0.05 | --> | 0.05 | 0 | 0 | Constrained, otherwise capacity available =50 kVA | --> | 0.048 | 0 | 0 | 0.048 | 0 |  | --> | E20 ex CLONMINCH | Clonminch [T41,T422] | THORNSBERRY |  | 53.2947 | -7.2881
MV/LV Substation SI***4375 |  | 10 kV | _ | LV | 630 kVA :Kiosk Substation | 0.63 | --> | 0.63 | 0.5 | 2.39 |  | --> | 0.598 | 0 | 0.005 | 0.5 | 0 |  | --> | C12 ex SRAH | Srah [T41,T42] | THORNSBERRY |  | 53.2964 | -7.4999
MV/LV Substation BR***4386 |  | 10 kV | _ | LV | 400 kVA :Kiosk Substation | 0.4 | --> | 0.4 | 0 | 0 | Constrained, otherwise capacity available =400 kVA | --> | 0.38 | 0 | 0 | 0.38 | 0 |  | --> | C23 ex CLONMINCH | Clonminch [T41,T422] | THORNSBERRY |  | 53.2778 | -7.4838
MV/LV Substation CL***4395 |  | 10 kV | _ | LV | 400 kVA :Kiosk Substation | 0.4 | --> | 0.4 | 0 | 0 | Constrained, otherwise capacity available =269 kVA | --> | 0.38 | 0 | 0 | 0.398 | 0 |  | --> | C19 ex CLONMINCH | Clonminch [T41,T422] | THORNSBERRY |  | 53.2563 | -7.4875
MV/LV Substation DA***4398 |  | 10 kV | _ | LV | 50 kVA :Pole Substation | 0.05 | --> | 0.05 | 0 | 0 | Constrained, otherwise capacity available =50 kVA | --> | 0.048 | 0 | 0 | 0.048 | 0 |  | --> | C21 ex CLONMINCH | Clonminch [T41,T422] | THORNSBERRY |  | 53.2166 | -7.4107
MV/LV Substation KI***4408 |  | 10 kV | _ | LV | 630 kVA :Kiosk Substation | 0.63 | --> | 0.63 | 0.5 | 3.28 |  | --> | 0.598 | 0 | 0 | 0.5 | 0 |  | --> | C23 ex SRAH | Srah [T43] | THORNSBERRY |  | 53.2923 | -7.4918
MV/LV Substation KI***4410 |  | 10 kV | _ | LV | 50 kVA :Pole Substation | 0.05 | --> | 0.05 | 0.049 | 2.39 |  | --> | 0.048 | 0 | 0.025 | 0.029 | 0 |  | --> | C18 ex SRAH | Srah [T41,T42] | THORNSBERRY |  | 53.2828 | -7.5335
MV/LV Substation MO***4418 |  | 20 kV | _ | LV | 100 kVA :Pole Substation | 0.1 | --> | 0.1 | 0.1 | 4.61 |  | --> | 0.095 | 0 | 0 | 0.095 | 0 |  | --> | E14 ex LUMCLOON | Lumcloon [T421,T422] | DALLOW |  | 53.1953 | -7.6261
MV/LV Substation SI***4419 |  | 10 kV | _ | LV | 630 kVA :Kiosk Substation | 0.63 | --> | 0.63 | 0.5 | 2.39 |  | --> | 0.598 | 0 | 0 | 0.5 | 0 |  | --> | C12 ex SRAH | Srah [T41,T42] | THORNSBERRY |  | 53.2966 | -7.5026
MV/LV Substation AN***441X |  | 20 kV | _ | LV | 50 kVA :Pole Substation | 0.05 | --> | 0.05 | 0 | 0 | Constrained, otherwise capacity available =39 kVA | --> | 0.048 | 0 | 0 | 0.049 | 0 |  | --> | E20 ex CLONMINCH | Clonminch [T41,T422] | THORNSBERRY |  | 53.2578 | -7.376
MV/LV Substation TO***442 |  | 20 kV | _ | LV | 200 kVA :Pole Substation | 0.2 | --> | 0.2 | 0 | 0 | Constrained, otherwise capacity available =192 kVA | --> | 0.19 | 0 | 0 | 0.191 | 0 |  | --> | E20 ex CLONMINCH | Clonminch [T41,T422] | THORNSBERRY |  | 53.2909 | -7.2942
MV/LV Substation AL***4422 |  | 10 kV | _ | LV | 630 kVA :Building Structure | 0.63 | --> | 0.63 | 0 | 0 | Constrained, otherwise capacity available =585 kVA | --> | 0.598 | 0 | 0 | 0.5 | 0 |  | --> | C19 ex CLONMINCH | Clonminch [T41,T422] | THORNSBERRY |  | 53.2775 | -7.4928
MV/LV Substation KI***4429 |  | 20 kV | _ | LV | 630 kVA :Kiosk Substation | 0.63 | --> | 0.63 | 0.5 | 0.89 |  | --> | 0.598 | 0 | 0 | 0.5 | 0 |  | --> | E24 ex BIRR | Birr [T41,T422] | DALLOW |  | 53.179 | -7.7192
MV/LV Substation TA***443X |  | 10 kV | _ | LV | 400 kVA :Building Structure | 0.4 | --> | 0.4 | 0 | 0 | Constrained, otherwise capacity available =385 kVA | --> | 0.38 | 0 | 0.01 | 0.375 | 0 |  | --> | C13 ex CLONMINCH | Clonminch [T41,T422] | THORNSBERRY |  | 53.2727 | -7.486
MV/LV Substation CL***444 |  | 20 kV | _ | LV | 50 kVA :Pole Substation | 0.05 | --> | 0.05 | 0 | 0 | Constrained, otherwise capacity available =44 kVA | --> | 0.048 | 0 | 0 | 0.048 | 0 |  | --> | C18 ex PORTARLINGTON | Portarlington [T41,T42] | PORTLAOISE |  | 53.1941 | -7.2814
MV/LV Substation KI***4441 |  | 10 kV | _ | LV | 50 kVA :Pole Substation | 0.05 | --> | 0.05 | 0 | 0 | Constrained, otherwise capacity available =49 kVA | --> | 0.048 | 0 | 0 | 0.048 | 0 |  | --> | C21 ex CLONMINCH | Clonminch [T41,T422] | THORNSBERRY |  | 53.2354 | -7.4188
MV/LV Substation BA***4442 |  | 20 kV | _ | LV | 50 kVA :Pole Substation | 0.05 | --> | 0.05 | 0 | 0 | Constrained, otherwise capacity available =50 kVA | --> | 0.048 | 0 | 0.006 | 0.043 | 0 |  | --> | E18 ex CLONMINCH | Clonminch [T41,T422] | THORNSBERRY |  | 53.2849 | -7.6455
MV/LV Substation CL***4453 |  | 10 kV | _ | LV | 630 kVA :Building Structure | 0.63 | --> | 0.63 | 0 | 0 | Constrained, otherwise capacity available =630 kVA | --> | 0.598 | 0 | 0 | 0.5 | 0 |  | --> | C23 ex CLONMINCH | Clonminch [T41,T422] | THORNSBERRY |  | 53.2687 | -7.4671
MV/LV Substation DE***446 |  | 10 kV | _ | LV | 50 kVA :Pole Substation | 0.05 | --> | 0.05 | 0 | 0 | Constrained, otherwise capacity available =48 kVA | --> | 0.048 | 0 | 0 | 0.048 | 0 |  | --> | C21 ex CLONMINCH | Clonminch [T41,T422] | THORNSBERRY |  | 53.2409 | -7.4771
MV/LV Substation FL***4465 |  | 10 kV | _ | LV | 50 kVA :Pole Substation | 0.05 | --> | 0.05 | 0.05 | 3.28 |  | --> | 0.048 | 0 | 0 | 0.048 | 0 |  | --> | C23 ex SRAH | Srah [T43] | THORNSBERRY |  | 53.2858 | -7.4843
MV/LV Substation LI***447 |  | 10 kV | _ | LV | 100 kVA :Pole Substation | 0.1 | --> | 0.1 | 0.082 | 2.39 |  | --> | 0.095 | 0 | 0.002 | 0.096 | 0 |  | --> | C18 ex SRAH | Srah [T41,T42] | THORNSBERRY |  | 53.2983 | -7.5595
MV/LV Substation CL***450X |  | 10 kV | _ | LV | 400 kVA :Kiosk Substation | 0.4 | --> | 0.4 | 0 | 0 | Constrained, otherwise capacity available =293 kVA | --> | 0.38 | 0 | 0.032 | 0.371 | 0 |  | --> | C19 ex CLONMINCH | Clonminch [T41,T422] | THORNSBERRY |  | 53.2603 | -7.4822
MV/LV Substation AN***457 |  | 20 kV | _ | LV | 50 kVA :Pole Substation | 0.05 | --> | 0.05 | 0 | 0 | Constrained, otherwise capacity available =45 kVA | --> | 0.048 | 0 | 0 | 0.048 | 0 |  | --> | E20 ex CLONMINCH | Clonminch [T41,T422] | THORNSBERRY |  | 53.2551 | -7.3806
MV/LV Substation TU***459 |  | 10 kV | _ | LV | 200 kVA :Pole Substation | 0.2 | --> | 0.2 | 0.191 | 2.39 |  | --> | 0.19 | 0 | 0 | 0.191 | 0 |  | --> | C11 ex SRAH | Srah [T41,T42] | THORNSBERRY |  | 53.274 | -7.5051
MV/LV Substation LA***461 |  | 10 kV | _ | LV | 100 kVA :Pole Substation | 0.1 | --> | 0.1 | 0 | 0 | Constrained, otherwise capacity available =90 kVA | --> | 0.095 | 0 | 0.008 | 0.09 | 0 |  | --> | C23 ex CLONMINCH | Clonminch [T41,T422] | THORNSBERRY |  | 53.2784 | -7.4737
MV/LV Substation CH***463 |  | 10 kV | _ | LV | 630 kVA :Building Structure | 0.63 | --> | 0.63 | 0 | 0 | Constrained, otherwise capacity available =592 kVA | --> | 0.598 | 0 | 0.006 | 0.5 | 0 |  | --> | C13 ex CLONMINCH | Clonminch [T41,T422] | THORNSBERRY |  | 53.2736 | -7.4845
MV/LV Substation CL***464 |  | 10 kV | _ | LV | 400 kVA :Kiosk Substation | 0.4 | --> | 0.4 | 0 | 0 | Constrained, otherwise capacity available =240 kVA | --> | 0.38 | 0 | 0.017 | 0.389 | 0 |  | --> | C19 ex CLONMINCH | Clonminch [T41,T422] | THORNSBERRY |  | 53.2624 | -7.4825
MV/LV Substation HO***464X |  | 10 kV | _ | LV | 200 kVA :Kiosk Substation | 0.2 | --> | 0.2 | 0 | 0 | Constrained, otherwise capacity available =90 kVA | --> | 0.19 | 0 | 0.017 | 0.192 | 0 |  | --> | C19 ex CLONMINCH | Clonminch [T41,T422] | THORNSBERRY |  | 53.2709 | -7.4826
MV/LV Substation BA***465 |  | 10 kV | _ | LV | 50 kVA :Pole Substation | 0.05 | --> | 0.05 | 0.033 | 2.39 |  | --> | 0.048 | 0 | 0 | 0.05 | 0 |  | --> | C18 ex SRAH | Srah [T41,T42] | THORNSBERRY |  | 53.291 | -7.5705
MV/LV Substation KI***465X |  | 20 kV | _ | LV | 50 kVA :Pole Substation | 0.05 | --> | 0.05 | 0.046 | 4.61 |  | --> | 0.048 | 0 | 0 | 0.048 | 0 |  | --> | E14 ex LUMCLOON | Lumcloon [T421,T422] | DALLOW |  | 53.2348 | -7.6192
MV/LV Substation AS***467X |  | 10 kV | _ | LV | 200 kVA :Building Structure | 0.2 | --> | 0.2 | 0 | 0 | Constrained, otherwise capacity available =156 kVA | --> | 0.19 | 0 | 0.009 | 0.189 | 0 |  | --> | C13 ex CLONMINCH | Clonminch [T41,T422] | THORNSBERRY |  | 53.2688 | -7.4851
MV/LV Substation TO***469 |  | 20 kV | _ | LV | 100 kVA :Pole Substation | 0.1 | --> | 0.1 | 0 | 0 | Constrained, otherwise capacity available =98 kVA | --> | 0.095 | 0 | 0 | 0.095 | 0 |  | --> | E20 ex CLONMINCH | Clonminch [T41,T422] | THORNSBERRY |  | 53.2988 | -7.3092
MV/LV Substation LY***477 |  | 20 kV | _ | LV | 50 kVA :Pole Substation | 0.05 | --> | 0.05 | 0 | 0 | Constrained, otherwise capacity available =43 kVA | --> | 0.048 | 0 | 0 | 0.048 | 0 |  | --> | E18 ex CLONMINCH | Clonminch [T41,T422] | THORNSBERRY |  | 53.2558 | -7.5375
MV/LV Substation DE***492Y |  | 20 kV | _ | LV | 200 kVA :Pole Substation | 0.2 | --> | 0.2 | 0 | 0 | Constrained, otherwise capacity available =141 kVA | --> | 0.19 | 0 | 0 | 0.198 | 0 |  | --> | E20 ex CLONMINCH | Clonminch [T41,T422] | THORNSBERRY |  | 53.3796 | -7.272
MV/LV Substation MC***515Y |  | 10 kV | _ | LV | 200 kVA :Pole Substation | 0.2 | --> | 0.2 | 0 | 0 | Constrained, otherwise capacity available =136 kVA | --> | 0.19 | 0 | 0 | 0.199 | 0 |  | --> | C23 ex CLONMINCH | Clonminch [T41,T422] | THORNSBERRY |  | 53.2754 | -7.4632
MV/LV Substation KN***523 |  | 20 kV | _ | LV | 50 kVA :Pole Substation | 0.05 | --> | 0.05 | 0 | 0 | Constrained, otherwise capacity available =41 kVA | --> | 0.048 | 0 | 0.025 | 0.03 | 0 |  | --> | E20 ex CLONMINCH | Clonminch [T41,T422] | THORNSBERRY |  | 53.2818 | -7.331
MV/LV Substation KI***523Y |  | 20 kV | _ | LV | 100 kVA :Pole Substation | 0.1 | --> | 0.1 | 0 | 0 | Constrained, otherwise capacity available =81 kVA | --> | 0.095 | 0 | 0.006 | 0.093 | 0 |  | --> | E18 ex CLONMINCH | Clonminch [T41,T422] | THORNSBERRY |  | 53.271 | -7.5973
MV/LV Substation GL***527Y |  | 20 kV | _ | LV | 50 kVA :Pole Substation | 0.05 | --> | 0.05 | 0 | 0 | Constrained, otherwise capacity available =50 kVA | --> | 0.048 | 0 | 0 | 0.048 | 0 |  | --> | E18 ex CLONMINCH | Clonminch [T41,T422] | THORNSBERRY |  | 53.2584 | -7.5879
MV/LV Substation PH***543Y |  | 20 kV | _ | LV | 200 kVA :Pole Substation | 0.2 | --> | 0.2 | 0 | 0 | Constrained, otherwise capacity available =124 kVA | --> | 0.19 | 0 | 0 | 0.2 | 0 |  | --> | E20 ex CLONMINCH | Clonminch [T41,T422] | THORNSBERRY |  | 53.2936 | -7.2831
MV/LV Substation TH***548Y |  | 10 kV | _ | LV | 50 kVA :Pole Substation | 0.05 | --> | 0.05 | 0 | 0 | Constrained, otherwise capacity available =33 kVA | --> | 0.048 | 0 | 0.008 | 0.044 | 0 |  | --> | C19 ex CLONMINCH | Clonminch [T41,T422] | THORNSBERRY |  | 53.2618 | -7.4871
MV/LV Substation KN***550Y |  | 10 kV | _ | LV | 200 kVA :Pole Substation | 0.2 | --> | 0.2 | 0.171 | 2.39 |  | --> | 0.19 | 0 | 0.009 | 0.187 | 0 |  | --> | C12 ex SRAH | Srah [T41,T42] | THORNSBERRY |  | 53.2867 | -7.5102
MV/LV Substation PU***557Y |  | 10 kV | _ | LV | 100 kVA :Pole Substation | 0.1 | --> | 0.1 | 0.038 | 3.28 |  | --> | 0.095 | 0 | 0.009 | 0.096 | 0 |  | --> | C23 ex SRAH | Srah [T43] | THORNSBERRY |  | 53.2838 | -7.4841
MV/LV Substation CR***565 |  | 20 kV | _ | LV | 50 kVA :Pole Substation | 0.05 | --> | 0.05 | 0 | 0 | Constrained, otherwise capacity available =42 kVA | --> | 0.048 | 0 | 0 | 0.049 | 0 |  | --> | E20 ex CLONMINCH | Clonminch [T41,T422] | THORNSBERRY |  | 53.3326 | -7.2773
MV/LV Substation SP***565Y |  | 10 kV | _ | LV | 50 kVA :Pole Substation | 0.05 | --> | 0.05 | 0.035 | 2.39 |  | --> | 0.048 | 0 | 0 | 0.05 | 0 |  | --> | C11 ex SRAH | Srah [T41,T42] | THORNSBERRY |  | 53.2634 | -7.4972
MV/LV Substation WA***570Y |  | 10 kV | _ | LV | 100 kVA :Pole Substation | 0.1 | --> | 0.1 | 0 | 0 | Constrained, otherwise capacity available =100 kVA | --> | 0.095 | 0 | 0 | 0.095 | 0 |  | --> | C23 ex CLONMINCH | Clonminch [T41,T422] | THORNSBERRY |  | 53.2766 | -7.4598
MV/LV Substation OL***573 |  | 20 kV | _ | LV | 200 kVA :Pole Substation | 0.2 | --> | 0.2 | 0 | 0 | Constrained, otherwise capacity available =120 kVA | --> | 0.19 | 0 | 0 | 0.201 | 0 |  | --> | E20 ex CLONMINCH | Clonminch [T41,T422] | THORNSBERRY |  | 53.345 | -7.2924
MV/LV Substation CL***573Y |  | 20 kV | _ | LV | 50 kVA :Pole Substation | 0.05 | --> | 0.05 | 0 | 0 | Constrained, otherwise capacity available =48 kVA | --> | 0.048 | 0 | 0 | 0.048 | 0 |  | --> | E20 ex CLONMINCH | Clonminch [T41,T422] | THORNSBERRY |  | 53.2695 | -7.3832
MV/LV Substation CL***575Y |  | 10 kV | _ | LV | 630 kVA :Kiosk Substation | 0.63 | --> | 0.63 | 0 | 0 | Constrained, otherwise capacity available =464 kVA | --> | 0.598 | 0 | 0 | 0.5 | 0 |  | --> | C23 ex CLONMINCH | Clonminch [T41,T422] | THORNSBERRY |  | 53.2679 | -7.467
MV/LV Substation GE***576Y |  | 10 kV | _ | LV | 630 kVA :Building Structure | 0.63 | --> | 0.63 | 0.483 | 3.28 |  | --> | 0.598 | 0 | 0 | 0.5 | 0 |  | --> | C25 ex SRAH | Srah [T43] | THORNSBERRY |  | 53.2826 | -7.5064
MV/LV Substation PA***579Y |  | 20 kV | _ | LV | 50 kVA :Pole Substation | 0.05 | --> | 0.05 | 0 | 4.61 |  | --> | 0.048 | 0 | 0 | 0.054 | 0 |  | --> | E14 ex LUMCLOON | Lumcloon [T421,T422] | DALLOW |  | 53.2285 | -7.6144
MV/LV Substation CA***581Y |  | 20 kV | _ | LV | 50 kVA :Pole Substation | 0.05 | --> | 0.05 | 0 | 0 | Constrained, otherwise capacity available =49 kVA | --> | 0.048 | 0 | 0.017 | 0.035 | 0 |  | --> | E20 ex CLONMINCH | Clonminch [T41,T422] | THORNSBERRY |  | 53.2986 | -7.2808
MV/LV Substation FI***584Y |  | 20 kV | _ | LV | 50 kVA :Pole Substation | 0.05 | --> | 0.05 | 0 | 0 | Constrained, otherwise capacity available =28 kVA | --> | 0.048 | 0 | 0 | 0.05 | 0 |  | --> | E18 ex CLONMINCH | Clonminch [T41,T422] | THORNSBERRY |  | 53.2555 | -7.5133
MV/LV Substation LY***591Y |  | 20 kV | _ | LV | 100 kVA :Pole Substation | 0.1 | --> | 0.1 | 0 | 0 | Constrained, otherwise capacity available =76 kVA | --> | 0.095 | 0 | 0.006 | 0.094 | 0 |  | --> | E18 ex CLONMINCH | Clonminch [T41,T422] | THORNSBERRY |  | 53.2513 | -7.5456
MV/LV Substation GE***626 |  | 20 kV | _ | LV | 200 kVA :Pole Substation | 0.2 | --> | 0.2 | 0 | 0 | Constrained, otherwise capacity available =125 kVA | --> | 0.19 | 0 | 0.005 | 0.196 | 0 |  | --> | C18 ex PORTARLINGTON | Portarlington [T41,T42] | PORTLAOISE |  | 53.2363 | -7.3216
MV/LV Substation UR***645 |  | 20 kV | _ | LV | 50 kVA :Pole Substation | 0.05 | --> | 0.05 | 0 | 0 | Constrained, otherwise capacity available =49 kVA | --> | 0.048 | 0 | 0 | 0.048 | 0 |  | --> | C18 ex PORTARLINGTON | Portarlington [T41,T42] | PORTLAOISE |  | 53.2091 | -7.2917
MV/LV Substation BA***652Y |  | 10 kV | _ | LV | 50 kVA :Pole Substation | 0.05 | --> | 0.05 | 0.045 | 2.39 |  | --> | 0.048 | 0 | 0 | 0.048 | 0 |  | --> | C18 ex SRAH | Srah [T41,T42] | THORNSBERRY |  | 53.2928 | -7.5669
MV/LV Substation CL***664Y |  | 10 kV | _ | LV | 200 kVA :Kiosk Substation | 0.2 | --> | 0.2 | 0 | 0 | Constrained, otherwise capacity available =200 kVA | --> | 0.19 | 0 | 0 | 0.19 | 0 |  | --> | C19 ex CLONMINCH | Clonminch [T41,T422] | THORNSBERRY |  | 53.2624 | -7.4803
MV/LV Substation RA***665Y |  | 20 kV | _ | LV | 50 kVA :Pole Substation | 0.05 | --> | 0.05 | 0 | 0 | Constrained, otherwise capacity available =37 kVA | --> | 0.048 | 0 | 0.01 | 0.042 | 0 |  | --> | E20 ex CLONMINCH | Clonminch [T41,T422] | THORNSBERRY |  | 53.3788 | -7.347
MV/LV Substation CH***674Y |  | 10 kV | _ | LV | 400 kVA :Kiosk Substation | 0.4 | --> | 0.4 | 0 | 0 | Constrained, otherwise capacity available =148 kVA | --> | 0.38 | 0 | 0 | 0.413 | 0 |  | --> | C17 ex CLONMINCH | Clonminch [T41,T422] | THORNSBERRY |  | 53.2749 | -7.4917
MV/LV Substation SP***675Y |  | 10 kV | _ | LV | 400 kVA :Kiosk Substation | 0.4 | --> | 0.4 | 0 | 0 | Constrained, otherwise capacity available =316 kVA | --> | 0.38 | 0 | 0.005 | 0.388 | 0 |  | --> | C17 ex CLONMINCH | Clonminch [T41,T422] | THORNSBERRY |  | 53.2674 | -7.4943
MV/LV Substation TA***677Y |  | 10 kV | _ | LV | 400 kVA :Kiosk Substation | 0.4 | --> | 0.4 | 0 | 0 | Constrained, otherwise capacity available =355 kVA | --> | 0.38 | 0 | 0 | 0.386 | 0 |  | --> | C17 ex CLONMINCH | Clonminch [T41,T422] | THORNSBERRY |  | 53.273 | -7.495
MV/LV Substation AR***678Y |  | 10 kV | _ | LV | 200 kVA :Kiosk Substation | 0.2 | --> | 0.2 | 0.136 | 3.28 |  | --> | 0.19 | 0 | 0.033 | 0.174 | 0 |  | --> | C23 ex SRAH | Srah [T43] | THORNSBERRY |  | 53.2846 | -7.4887
MV/LV Substation SC***685Y |  | 10 kV | _ | LV | 200 kVA :Kiosk Substation | 0.2 | --> | 0.2 | 0.154 | 3.28 |  | --> | 0.19 | 0 | 0 | 0.196 | 0 |  | --> | C23 ex SRAH | Srah [T43] | THORNSBERRY |  | 53.2894 | -7.4969
MV/LV Substation CL***686Y |  | 10 kV | _ | LV | 200 kVA :Kiosk Substation | 0.2 | --> | 0.2 | 0 | 0 | Constrained, otherwise capacity available =144 kVA | --> | 0.19 | 0 | 0.007 | 0.192 | 0 |  | --> | C23 ex CLONMINCH | Clonminch [T41,T422] | THORNSBERRY |  | 53.266 | -7.4749
MV/LV Substation AR***690Y |  | 10 kV | _ | LV | 200 kVA :Kiosk Substation | 0.2 | --> | 0.2 | 0.167 | 3.28 |  | --> | 0.19 | 0 | 0.025 | 0.176 | 0 |  | --> | C23 ex SRAH | Srah [T43] | THORNSBERRY |  | 53.2829 | -7.4918
MV/LV Substation SN***691Y |  | 10 kV | _ | LV | 200 kVA :Kiosk Substation | 0.2 | --> | 0.2 | 0.187 | 3.28 |  | --> | 0.19 | 0 | 0 | 0.192 | 0 |  | --> | C25 ex SRAH | Srah [T43] | THORNSBERRY |  | 53.2801 | -7.507
MV/LV Substation KI***697 |  | 10 kV | _ | LV | 100 kVA :Pole Substation | 0.1 | --> | 0.1 | 0 | 0 | Constrained, otherwise capacity available =58 kVA | --> | 0.095 | 0 | 0.01 | 0.093 | 0 |  | --> | C21 ex CLONMINCH | Clonminch [T41,T422] | THORNSBERRY |  | 53.2133 | -7.4509
MV/LV Substation SP***710Y |  | 20 kV | _ | LV | 200 kVA :Pole Substation | 0.2 | --> | 0.2 | 0 | 0 | Constrained, otherwise capacity available =174 kVA | --> | 0.19 | 0 | 0.005 | 0.19 | 0 |  | --> | E20 ex CLONMINCH | Clonminch [T41,T422] | THORNSBERRY |  | 53.2972 | -7.2928
MV/LV Substation CA***717 |  | 10 kV | _ | LV | 50 kVA :Pole Substation | 0.05 | --> | 0.05 | 0 | 0 | Constrained, otherwise capacity available =34 kVA | --> | 0.048 | 0 | 0 | 0.05 | 0 |  | --> | C21 ex CLONMINCH | Clonminch [T41,T422] | THORNSBERRY |  | 53.2413 | -7.4081
MV/LV Substation CI***721Y |  | 10 kV | _ | LV | 630 kVA :Building Structure | 0.63 | --> | 0.63 | 0.5 | 2.39 |  | --> | 0.598 | 0 | 0 | 0.5 | 0 |  | --> | C11 ex SRAH | Srah [T41,T42] | THORNSBERRY |  | 53.2688 | -7.4994
MV/LV Substation ME***722Y |  | 20 kV | _ | LV | 200 kVA :Kiosk Substation | 0.2 | --> | 0.2 | 0 | 0 | Constrained, otherwise capacity available =158 kVA | --> | 0.19 | 0 | 0.019 | 0.182 | 0 |  | --> | E20 ex CLONMINCH | Clonminch [T41,T422] | THORNSBERRY |  | 53.3035 | -7.2847
MV/LV Substation WA***727Y |  | 10 kV | _ | LV | 630 kVA :Kiosk Substation | 0.63 | --> | 0.63 | 0 | 0 | Constrained, otherwise capacity available =460 kVA | --> | 0.598 | 0 | 0.01 | 0.5 | 0 |  | --> | C19 ex CLONMINCH | Clonminch [T41,T422] | THORNSBERRY |  | 53.2748 | -7.4972
MV/LV Substation ES***729Y |  | 10 kV | _ | LV | 200 kVA :Kiosk Substation | 0.2 | --> | 0.2 | 0.068 | 2.39 |  | --> | 0.19 | 0 | 0.042 | 0.176 | 0 |  | --> | C12 ex SRAH | Srah [T41,T42] | THORNSBERRY |  | 53.2933 | -7.4973
MV/LV Substation DA***732Y |  | 20 kV | _ | LV | 50 kVA :Pole Substation | 0.05 | --> | 0.05 | 0 | 0 | Constrained, otherwise capacity available =50 kVA | --> | 0.048 | 0 | 0 | 0.048 | 0 |  | --> | E20 ex CLONMINCH | Clonminch [T41,T422] | THORNSBERRY |  | 53.2977 | -7.298
MV/LV Substation CA***744Y |  | 20 kV | _ | LV | 200 kVA :Kiosk Substation | 0.2 | --> | 0.2 | 0 | 0 | Constrained, otherwise capacity available =118 kVA | --> | 0.19 | 0 | 0.011 | 0.193 | 0 |  | --> | E20 ex CLONMINCH | Clonminch [T41,T422] | THORNSBERRY |  | 53.2665 | -7.3364
MV/LV Substation BA***746Y |  | 10 kV | _ | LV | 100 kVA :Pole Substation | 0.1 | --> | 0.1 | 0.086 | 2.39 |  | --> | 0.095 | 0 | 0.005 | 0.093 | 0 |  | --> | C18 ex SRAH | Srah [T41,T42] | THORNSBERRY |  | 53.288 | -7.5629
MV/LV Substation BA***747Y |  | 20 kV | _ | LV | 100 kVA :Pole Substation | 0.1 | --> | 0.1 | 0 | 0 | Constrained, otherwise capacity available =69 kVA | --> | 0.095 | 0 | 0.01 | 0.092 | 0 |  | --> | E20 ex CLONMINCH | Clonminch [T41,T422] | THORNSBERRY |  | 53.2683 | -7.3484
MV/LV Substation VO***750Y |  | 10 kV | _ | LV | 50 kVA :Pole Substation | 0.05 | --> | 0.05 | 0.03 | 2.39 |  | --> | 0.048 | 0 | 0 | 0.05 | 0 |  | --> | C11 ex SRAH | Srah [T41,T42] | THORNSBERRY |  | 53.2715 | -7.5022
MV/LV Substation ES***754Y |  | 10 kV | _ | LV | 400 kVA :Kiosk Substation | 0.4 | --> | 0.4 | 0.284 | 2.39 |  | --> | 0.38 | 0 | 0.02 | 0.381 | 0 |  | --> | C12 ex SRAH | Srah [T41,T42] | THORNSBERRY |  | 53.2939 | -7.502
MV/LV Substation CO***756Y |  | 10 kV | _ | LV | 50 kVA :Pole Substation | 0.05 | --> | 0.05 | 0 | 0 | Constrained, otherwise capacity available =48 kVA | --> | 0.048 | 0 | 0 | 0.048 | 0 |  | --> | C23 ex CLONMINCH | Clonminch [T41,T422] | THORNSBERRY |  | 53.2789 | -7.4217
MV/LV Substation RA***762 |  | 20 kV | _ | LV | 50 kVA :Pole Substation | 0.05 | --> | 0.05 | 0 | 0 | Constrained, otherwise capacity available =26 kVA | --> | 0.048 | 0 | 0.005 | 0.047 | 0 |  | --> | E18 ex CLONMINCH | Clonminch [T41,T422] | THORNSBERRY |  | 53.2805 | -7.6129
MV/LV Substation RA***763 |  | 20 kV | _ | LV | 50 kVA :Pole Substation | 0.05 | --> | 0.05 | 0 | 0 | Constrained, otherwise capacity available =40 kVA | --> | 0.048 | 0 | 0.006 | 0.044 | 0 |  | --> | E18 ex CLONMINCH | Clonminch [T41,T422] | THORNSBERRY |  | 53.2819 | -7.6216
MV/LV Substation CR***764 |  | 10 kV | _ | LV | 400 kVA :Kiosk Substation | 0.4 | --> | 0.4 | 0.362 | 3.28 |  | --> | 0.38 | 0 | 0 | 0.385 | 0 |  | --> | C23 ex SRAH | Srah [T43] | THORNSBERRY |  | 53.2974 | -7.4952
MV/LV Substation RA***765 |  | 20 kV | _ | LV | 100 kVA :Pole Substation | 0.1 | --> | 0.1 | 0 | 0 | Constrained, otherwise capacity available =97 kVA | --> | 0.095 | 0 | 0 | 0.095 | 0 |  | --> | E18 ex CLONMINCH | Clonminch [T41,T422] | THORNSBERRY |  | 53.2852 | -7.6129
MV/LV Substation RE***765Y |  | 10 kV | _ | LV | 200 kVA :Kiosk Substation | 0.2 | --> | 0.2 | 0 | 0 | Constrained, otherwise capacity available =136 kVA | --> | 0.19 | 0 | 0.014 | 0.188 | 0 |  | --> | C23 ex CLONMINCH | Clonminch [T41,T422] | THORNSBERRY |  | 53.2672 | -7.4765
MV/LV Substation DO***769Y |  | 20 kV | _ | LV | 50 kVA :Pole Substation | 0.05 | --> | 0.05 | 0.045 | 0.89 |  | --> | 0.048 | 0 | 0.005 | 0.044 | 0 |  | --> | E24 ex BIRR | Birr [T41,T422] | DALLOW |  | 53.1478 | -7.7705
MV/LV Substation CA***770Y |  | 20 kV | _ | LV | 100 kVA :Pole Substation | 0.1 | --> | 0.1 | 0 | 0 | Constrained, otherwise capacity available =88 kVA | --> | 0.095 | 0 | 0 | 0.097 | 0 |  | --> | E20 ex CLONMINCH | Clonminch [T41,T422] | THORNSBERRY |  | 53.2938 | -7.2948
MV/LV Substation CL***771Y |  | 10 kV | _ | LV | 400 kVA :Kiosk Substation | 0.4 | --> | 0.4 | 0 | 0 | Constrained, otherwise capacity available =213 kVA | --> | 0.38 | 0 | 0.046 | 0.371 | 0 |  | --> | C23 ex CLONMINCH | Clonminch [T41,T422] | THORNSBERRY |  | 53.2707 | -7.4737
MV/LV Substation CA***773Y |  | 10 kV | _ | LV | 630 kVA :Building Structure | 0.63 | --> | 0.63 | 0.5 | 2.39 |  | --> | 0.598 | 0 | 0 | 0.5 | 0 |  | --> | C18 ex SRAH | Srah [T41,T42] | THORNSBERRY |  | 53.2877 | -7.5143
MV/LV Substation BA***780 |  | 10 kV | _ | LV | 50 kVA :Pole Substation | 0.05 | --> | 0.05 | 0.04 | 2.39 |  | --> | 0.048 | 0 | 0.01 | 0.041 | 0 |  | --> | C18 ex SRAH | Srah [T41,T42] | THORNSBERRY |  | 53.2882 | -7.5519
MV/LV Substation MU***781Y |  | 20 kV | _ | LV | 100 kVA :Pole Substation | 0.1 | --> | 0.1 | 0 | 0 | Constrained, otherwise capacity available =84 kVA | --> | 0.095 | 0 | 0 | 0.097 | 0 |  | --> | E18 ex CLONMINCH | Clonminch [T41,T422] | THORNSBERRY |  | 53.2519 | -7.547
MV/LV Substation OA***785Y |  | 10 kV | _ | LV | 630 kVA :Kiosk Substation | 0.63 | --> | 0.63 | 0 | 0 | Constrained, otherwise capacity available =630 kVA | --> | 0.598 | 0 | 0 | 0.5 | 0 |  | --> | C19 ex CLONMINCH | Clonminch [T41,T422] | THORNSBERRY |  | 53.2697 | -7.4842
MV/LV Substation CH***786Y |  | 10 kV | _ | LV | 630 kVA :Kiosk Substation | 0.63 | --> | 0.63 | 0 | 0 | Constrained, otherwise capacity available =475 kVA | --> | 0.598 | 0 | 0.014 | 0.5 | 0 |  | --> | C23 ex CLONMINCH | Clonminch [T41,T422] | THORNSBERRY |  | 53.2654 | -7.4698
MV/LV Substation AG***793 |  | 10 kV | _ | LV | 50 kVA :Pole Substation | 0.05 | --> | 0.05 | 0.033 | 2.39 |  | --> | 0.048 | 0 | 0.005 | 0.046 | 0 |  | --> | C18 ex SRAH | Srah [T41,T42] | THORNSBERRY |  | 53.2893 | -7.5896
MV/LV Substation CE***801Y |  | 10 kV | _ | LV | 630 kVA :Building Structure | 0.63 | --> | 0.63 | 0 | 0 | Constrained, otherwise capacity available =535 kVA | --> | 0.598 | 0 | 0.01 | 0.5 | 0 |  | --> | C19 ex CLONMINCH | Clonminch [T41,T422] | THORNSBERRY |  | 53.2597 | -7.4888
MV/LV Substation PA***806Y |  | 20 kV | _ | LV | 100 kVA :Pole Substation | 0.1 | --> | 0.1 | 0 | 0 | Constrained, otherwise capacity available =78 kVA | --> | 0.095 | 0 | 0.008 | 0.092 | 0 |  | --> | C18 ex PORTARLINGTON | Portarlington [T41,T42] | PORTLAOISE |  | 53.2641 | -7.3361
MV/LV Substation MA***807Y |  | 10 kV | _ | LV | 400 kVA :Kiosk Substation | 0.4 | --> | 0.4 | 0 | 0 | Constrained, otherwise capacity available =237 kVA | --> | 0.38 | 0 | 0.004 | 0.399 | 0 |  | --> | C19 ex CLONMINCH | Clonminch [T41,T422] | THORNSBERRY |  | 53.2735 | -7.5015
MV/LV Substation SW***825Y |  | 10 kV | _ | LV | 50 kVA :Pole Substation | 0.05 | --> | 0.05 | 0.045 | 3.28 |  | --> | 0.048 | 0 | 0 | 0.048 | 0 |  | --> | C23 ex SRAH | Srah [T43] | THORNSBERRY |  | 53.2948 | -7.4935
MV/LV Substation CA***829Y |  | 10 kV | _ | LV | 400 kVA :Kiosk Substation | 0.4 | --> | 0.4 | 0.32 | 2.39 |  | --> | 0.38 | 0 | 0 | 0.391 | 0 |  | --> | C12 ex SRAH | Srah [T41,T42] | THORNSBERRY |  | 53.2872 | -7.5068
MV/LV Substation KI***830Y |  | 20 kV | _ | LV | 630 kVA :Kiosk Substation | 0.63 | --> | 0.63 | 0 | 0 | Constrained, otherwise capacity available =578 kVA | --> | 0.598 | 0 | 0 | 0.5 | 0 |  | --> | E20 ex CLONMINCH | Clonminch [T41,T422] | THORNSBERRY |  | 53.3165 | -7.2828
MV/LV Substation BA***836Y |  | 10 kV | _ | LV | 400 kVA :Kiosk Substation | 0.4 | --> | 0.4 | 0.317 | 2.39 |  | --> | 0.38 | 0 | 0.018 | 0.378 | 0 |  | --> | C12 ex SRAH | Srah [T41,T42] | THORNSBERRY |  | 53.2876 | -7.5015
MV/LV Substation BA***837Y |  | 10 kV | _ | LV | 200 kVA :Kiosk Substation | 0.2 | --> | 0.2 | 0.163 | 2.39 |  | --> | 0.19 | 0 | 0.011 | 0.187 | 0 |  | --> | C12 ex SRAH | Srah [T41,T42] | THORNSBERRY |  | 53.2881 | -7.5042
MV/LV Substation MA***840Y |  | 10 kV | _ | LV | 630 kVA :Building Structure | 0.63 | --> | 0.63 | 0 | 0 | Constrained, otherwise capacity available =508 kVA | --> | 0.598 | 0 | 0 | 0.5 | 0 |  | --> | C19 ex CLONMINCH | Clonminch [T41,T422] | THORNSBERRY |  | 53.2735 | -7.4982
MV/LV Substation MO***848 |  | 20 kV | _ | LV | 100 kVA :Pole Substation | 0.1 | --> | 0.1 | 0.065 | 4.61 |  | --> | 0.095 | 0 | 0.005 | 0.096 | 0 |  | --> | E14 ex LUMCLOON | Lumcloon [T421,T422] | DALLOW |  | 53.1955 | -7.6277
MV/LV Substation NU***848Y |  | 20 kV | _ | LV | 100 kVA :Pole Substation | 0.1 | --> | 0.1 | 0 | 0 | Constrained, otherwise capacity available =78 kVA | --> | 0.095 | 0 | 0.004 | 0.095 | 0 |  | --> | E18 ex CLONMINCH | Clonminch [T41,T422] | THORNSBERRY |  | 53.2502 | -7.5497
MV/LV Substation LA***849Y |  | 10 kV | _ | LV | 50 kVA :Pole Substation | 0.05 | --> | 0.05 | 0.049 | 3.28 |  | --> | 0.048 | 0 | 0 | 0.048 | 0 |  | --> | C23 ex SRAH | Srah [T43] | THORNSBERRY |  | 53.2982 | -7.4681
MV/LV Substation ID***853Y |  | 10 kV | _ | LV | 50 kVA :Pole Substation | 0.05 | --> | 0.05 | 0.05 | 3.28 |  | --> | 0.048 | 0 | 0 | 0.048 | 0 |  | --> | C25 ex SRAH | Srah [T43] | THORNSBERRY |  | 53.2827 | -7.509
MV/LV Substation QU***861Y |  | 20 kV | _ | LV | 50 kVA :Pole Substation | 0.05 | --> | 0.05 | 0.05 | 0.89 |  | --> | 0.048 | 0 | 0 | 0.048 | 0 |  | --> | E24 ex BIRR | Birr [T41,T422] | DALLOW |  | 53.1371 | -7.867
MV/LV Substation LO***866Y |  | 10 kV | _ | LV | 200 kVA :Kiosk Substation | 0.2 | --> | 0.2 | 0.186 | 2.39 |  | --> | 0.19 | 0 | 0.066 | 0.143 | 0 |  | --> | C12 ex SRAH | Srah [T41,T42] | THORNSBERRY |  | 53.2774 | -7.5023
MV/LV Substation CA***885Y |  | 10 kV | _ | LV | 630 kVA :Building Structure | 0.63 | --> | 0.63 | 0 | 0 | Constrained, otherwise capacity available =517 kVA | --> | 0.598 | 0 | 0 | 0.5 | 0 |  | --> | C17 ex CLONMINCH | Clonminch [T41,T422] | THORNSBERRY |  | 53.2726 | -7.4962
MV/LV Substation KI***888Y |  | 10 kV | _ | LV | 200 kVA :Kiosk Substation | 0.2 | --> | 0.2 | 0 | 0 | Constrained, otherwise capacity available =133 kVA | --> | 0.19 | 0 | 0.021 | 0.183 | 0 |  | --> | C13 ex CLONMINCH | Clonminch [T41,T422] | THORNSBERRY |  | 53.2677 | -7.4892
MV/LV Substation CL***891Y |  | 10 kV | _ | LV | 630 kVA :Building Structure | 0.63 | --> | 0.63 | 0 | 0 | Constrained, otherwise capacity available =405 kVA | --> | 0.598 | 0 | 0.05 | 0.5 | 0 |  | --> | C23 ex CLONMINCH | Clonminch [T41,T422] | THORNSBERRY |  | 53.2663 | -7.4681
MV/LV Substation TE***892Y |  | 10 kV | _ | LV | 200 kVA :Building Structure | 0.2 | --> | 0.2 | 0 | 0 | Constrained, otherwise capacity available =140 kVA | --> | 0.19 | 0 | 0 | 0.198 | 0 |  | --> | C23 ex CLONMINCH | Clonminch [T41,T422] | THORNSBERRY |  | 53.2663 | -7.4651
MV/LV Substation GL***894 |  | 10 kV | _ | LV | 50 kVA :Pole Substation | 0.05 | --> | 0.05 | 0 | 0 | Constrained, otherwise capacity available =31 kVA | --> | 0.048 | 0 | 0.036 | 0.023 | 0 |  | --> | C21 ex CLONMINCH | Clonminch [T41,T422] | THORNSBERRY |  | 53.2531 | -7.4792
MV/LV Substation RA***895Y |  | 20 kV | _ | LV | 50 kVA :Pole Substation | 0.05 | --> | 0.05 | 0.022 | 0.89 |  | --> | 0.048 | 0 | 0 | 0.051 | 0 |  | --> | E24 ex BIRR | Birr [T41,T422] | DALLOW |  | 53.1341 | -7.8267
MV/LV Substation GE***901 |  | 20 kV | _ | LV | 50 kVA :Pole Substation | 0.05 | --> | 0.05 | 0 | 0 | Constrained, otherwise capacity available =34 kVA | --> | 0.048 | 0 | 0 | 0.05 | 0 |  | --> | C18 ex PORTARLINGTON | Portarlington [T41,T42] | PORTLAOISE |  | 53.2135 | -7.3513
MV/LV Substation ES***904Y |  | 10 kV | _ | LV | 100 kVA :Pole Substation | 0.1 | --> | 0.1 | 0.091 | 2.39 |  | --> | 0.095 | 0 | 0 | 0.096 | 0 |  | --> | C18 ex SRAH | Srah [T41,T42] | THORNSBERRY |  | 53.2949 | -7.5649
MV/LV Substation TU***907 |  | 10 kV | _ | LV | 30 kVA :Pole Substation | 0.03 | --> | 0.03 | 0 | 0 | Constrained, otherwise capacity available =29 kVA | --> | 0.028 | 0 | 0 | 0.029 | 0 |  | --> | C21 ex CLONMINCH | Clonminch [T41,T422] | THORNSBERRY |  | 53.2481 | -7.4782
MV/LV Substation CA***909Y |  | 10 kV | _ | LV | 200 kVA :Kiosk Substation | 0.2 | --> | 0.2 | 0.099 | 2.39 |  | --> | 0.19 | 0 | 0.034 | 0.178 | 0 |  | --> | C12 ex SRAH | Srah [T41,T42] | THORNSBERRY |  | 53.2859 | -7.5061
MV/LV Substation CA***910Y |  | 20 kV | _ | LV | 100 kVA :Pole Substation | 0.1 | --> | 0.1 | 0 | 0 | Constrained, otherwise capacity available =74 kVA | --> | 0.095 | 0 | 0.006 | 0.094 | 0 |  | --> | E20 ex CLONMINCH | Clonminch [T41,T422] | THORNSBERRY |  | 53.2921 | -7.2928
MV/LV Substation CA***911Y |  | 10 kV | _ | LV | 630 kVA :Kiosk Substation | 0.63 | --> | 0.63 | 0.5 | 3.28 |  | --> | 0.598 | 0 | 0 | 0.5 | 0 |  | --> | C25 ex SRAH | Srah [T43] | THORNSBERRY |  | 53.286 | -7.5171
MV/LV Substation RE***913 |  | 10 kV | _ | LV | 100 kVA :Pole Substation | 0.1 | --> | 0.1 | 0.065 | 2.39 |  | --> | 0.095 | 0 | 0.04 | 0.07 | 0 |  | --> | C11 ex SRAH | Srah [T41,T42] | THORNSBERRY |  | 53.2619 | -7.5082
MV/LV Substation DE***935Y |  | 10 kV | _ | LV | 200 kVA :Pole Substation | 0.2 | --> | 0.2 | 0 | 0 | Constrained, otherwise capacity available =183 kVA | --> | 0.19 | 0 | 0 | 0.192 | 0 |  | --> | C21 ex CLONMINCH | Clonminch [T41,T422] | THORNSBERRY |  | 53.2322 | -7.4723
MV/LV Substation CH***943Y |  | 10 kV | _ | LV | 200 kVA :Kiosk Substation | 0.2 | --> | 0.2 | 0 | 0 | Constrained, otherwise capacity available =170 kVA | --> | 0.19 | 0 | 0.003 | 0.192 | 0 |  | --> | C23 ex CLONMINCH | Clonminch [T41,T422] | THORNSBERRY |  | 53.2646 | -7.4675
MV/LV Substation TO***944Y |  | 10 kV | _ | LV | 100 kVA :Pole Substation | 0.1 | --> | 0.1 | 0.084 | 2.39 |  | --> | 0.095 | 0 | 0 | 0.097 | 0 |  | --> | C12 ex SRAH | Srah [T41,T42] | THORNSBERRY |  | 53.2869 | -7.512
MV/LV Substation CA***945Y |  | 10 kV | _ | LV | 200 kVA :Kiosk Substation | 0.2 | --> | 0.2 | 0 | 0 | Constrained, otherwise capacity available =167 kVA | --> | 0.19 | 0 | 0.008 | 0.189 | 0 |  | --> | C23 ex CLONMINCH | Clonminch [T41,T422] | THORNSBERRY |  | 53.2785 | -7.4804
MV/LV Substation KI***947Y |  | 20 kV | _ | LV | 50 kVA :Pole Substation | 0.05 | --> | 0.05 | 0 | 0 | Constrained, otherwise capacity available =50 kVA | --> | 0.048 | 0 | 0 | 0.048 | 0 |  | --> | E18 ex CLONMINCH | Clonminch [T41,T422] | THORNSBERRY |  | 53.2215 | -7.5585
MV/LV Substation TH***948Y |  | 20 kV | _ | LV | 200 kVA :Pole Substation | 0.2 | --> | 0.2 | 0.165 | 0.89 |  | --> | 0.19 | 0 | 0.005 | 0.191 | 0 |  | --> | E24 ex BIRR | Birr [T41,T422] | DALLOW |  | 53.1793 | -7.718
MV/LV Substation CO***952Y |  | 10 kV | _ | LV | 400 kVA :Kiosk Substation | 0.4 | --> | 0.4 | 0 | 0 | Constrained, otherwise capacity available =284 kVA | --> | 0.38 | 0 | 0 | 0.396 | 0 |  | --> | C19 ex CLONMINCH | Clonminch [T41,T422] | THORNSBERRY |  | 53.2774 | -7.4908
MV/LV Substation ST***957Y |  | 20 kV | _ | LV | 100 kVA :Pole Substation | 0.1 | --> | 0.1 | 0 | 0 | Constrained, otherwise capacity available =98 kVA | --> | 0.095 | 0 | 0 | 0.095 | 0 |  | --> | E20 ex CLONMINCH | Clonminch [T41,T422] | THORNSBERRY |  | 53.3364 | -7.2804
MV/LV Substation NO***963Y |  | 10 kV | _ | LV | 400 kVA :Kiosk Substation | 0.4 | --> | 0.4 | 0.306 | 2.39 |  | --> | 0.38 | 0 | 0.01 | 0.385 | 0 |  | --> | C12 ex SRAH | Srah [T41,T42] | THORNSBERRY |  | 53.2941 | -7.5043
MV/LV Substation AR***968Y |  | 20 kV | _ | LV | 100 kVA :Pole Substation | 0.1 | --> | 0.1 | 0 | 0 | Constrained, otherwise capacity available =68 kVA | --> | 0.095 | 0 | 0.02 | 0.084 | 0 |  | --> | C18 ex PORTARLINGTON | Portarlington [T41,T42] | PORTLAOISE |  | 53.2374 | -7.319
MV/LV Substation ME***976Y |  | 20 kV | _ | LV | 200 kVA :Pole Substation | 0.2 | --> | 0.2 | 0.192 | 0.89 |  | --> | 0.19 | 0 | 0.002 | 0.19 | 0 |  | --> | E24 ex BIRR | Birr [T41,T422] | DALLOW |  | 53.1703 | -7.7233
MV/LV Substation DR***980Y |  | 10 kV | _ | LV | 200 kVA :Kiosk Substation | 0.2 | --> | 0.2 | 0.155 | 2.39 |  | --> | 0.19 | 0 | 0 | 0.196 | 0 |  | --> | C12 ex SRAH | Srah [T41,T42] | THORNSBERRY |  | 53.2919 | -7.5061
MV/LV Substation UP***987Y |  | 10 kV | _ | LV | 400 kVA :Kiosk Substation | 0.4 | --> | 0.4 | 0 | 0 | Constrained, otherwise capacity available =320 kVA | --> | 0.38 | 0 | 0.005 | 0.387 | 0 |  | --> | C19 ex CLONMINCH | Clonminch [T41,T422] | THORNSBERRY |  | 53.2662 | -7.4856
MV/LV Substation DR***991Y |  | 10 kV | _ | LV | 200 kVA :Kiosk Substation | 0.2 | --> | 0.2 | 0.139 | 2.39 |  | --> | 0.19 | 0 | 0.005 | 0.194 | 0 |  | --> | C12 ex SRAH | Srah [T41,T42] | THORNSBERRY |  | 53.2899 | -7.5069
MV/LV Substation BA***996 |  | 20 kV | _ | LV | 50 kVA :Pole Substation | 0.05 | --> | 0.05 | 0 | 0 | Constrained, otherwise capacity available =26 kVA | --> | 0.048 | 0 | 0 | 0.051 | 0 |  | --> | C18 ex PORTARLINGTON | Portarlington [T41,T42] | PORTLAOISE |  | 53.2441 | -7.3259
MV/LV Substation MA***001 |  | 10 kV | _ | LV | 630 kVA :Kiosk Substation | 0.63 | --> | 0.63 | 0 | 0 | Constrained, otherwise capacity available =353 kVA | --> | 0.598 | 0 | 0 | 0.5 | 0 |  | --> | C21 ex PALLAS | Pallas [T41,T42] | PORTLAOISE |  | 53.0331 | -7.3033
MV/LV Substation WE***002 |  | 10 kV | _ | LV | 630 kVA :Kiosk Substation | 0.63 | --> | 0.63 | 0 | 0 | Constrained, otherwise capacity available =209 kVA | --> | 0.598 | 0 | 0.018 | 0.5 | 0 |  | --> | C23 ex PORTLAOISE | Portlaoise [T41,T42] | PORTLAOISE |  | 53.0334 | -7.2949
MV/LV Substation DU***003 |  | 10 kV | _ | LV | 400 kVA :Kiosk Substation | 0.4 | --> | 0.4 | 0 | 0 | Constrained, otherwise capacity available =230 kVA | --> | 0.38 | 0 | 0 | 0.403 | 0 |  | --> | C23 ex PORTLAOISE | Portlaoise [T41,T42] | PORTLAOISE |  | 53.0364 | -7.2885
MV/LV Substation AT***003Z |  | 10 kV | _ | LV | 400 kVA :Building Structure | 0.4 | --> | 0.4 | 0 | 0 | Constrained, otherwise capacity available =299 kVA | --> | 0.38 | 0 | 0 | 0.394 | 0 |  | --> | C12 ex PALLAS | Pallas [T41,T42] | PORTLAOISE |  | 53.0295 | -7.3144
MV/LV Substation CH***006 |  | 20 kV | _ | LV | 200 kVA :Pole Substation | 0.2 | --> | 0.2 | 0.106 | 5.46 |  | --> | 0.19 | 0 | 0.038 | 0.174 | 0 |  | --> | E12 ex PORTLAOISE | Portlaoise [T423,T424] | PORTLAOISE |  | 53.0144 | -7.1457
MV/LV Substation ST***007 |  | 20 kV | _ | LV | 50 kVA :Pole Substation | 0.05 | --> | 0.05 | 0.05 | 5.46 |  | --> | 0.048 | 0 | 0.032 | 0.024 | 0 |  | --> | E12 ex PORTLAOISE | Portlaoise [T423,T424] | PORTLAOISE |  | 53.0127 | -7.1542
MV/LV Substation QU***008 |  | 10 kV | _ | LV | 200 kVA :Pole Substation | 0.2 | --> | 0.2 | 0.006 | 2.78 |  | --> | 0.19 | 0 | 0.043 | 0.183 | 0 |  | --> | E16 ex BALLYRAGGET | Ballyragget [T421,T422] | BALLYRAGGET |  | 52.8458 | -7.3944
MV/LV Substation CO***008X |  | 20 kV | _ | LV | 50 kVA :Pole Substation | 0.05 | --> | 0.05 | 0 | 0 | Constrained, otherwise capacity available =50 kVA | --> | 0.048 | 0 | 0 | 0.048 | 0 |  | --> | C15 ex MOUNTRATH | Mountrath [T41,T42] | PORTLAOISE |  | 52.8625 | -7.4174
MV/LV Substation BA***009 |  | 20 kV | _ | LV | 200 kVA :Pole Substation | 0.2 | --> | 0.2 | 0.046 | 1.1 |  | --> | 0.19 | 0 | 0.008 | 0.204 | 0 |  | --> | E13 ex ABBEYLEIX | Abbeyleix [T422] | PORTLAOISE |  | 52.9132 | -7.3474
MV/LV Substation CO***009X |  | 20 kV | _ | LV | 50 kVA :Pole Substation | 0.05 | --> | 0.05 | 0 | 0 | Constrained, otherwise capacity available =46 kVA | --> | 0.048 | 0 | 0.005 | 0.044 | 0 |  | --> | C15 ex MOUNTRATH | Mountrath [T41,T42] | PORTLAOISE |  | 52.8597 | -7.4158
MV/LV Substation MA***012 |  | 10 kV | _ | LV | 400 kVA :Kiosk Substation | 0.4 | --> | 0.4 | 0 | 0 | Constrained, otherwise capacity available =127 kVA | --> | 0.38 | 0 | 0.01 | 0.408 | 0 |  | --> | C18 ex MOUNTRATH | Mountrath [T41,T42] | PORTLAOISE |  | 53.002 | -7.4732
MV/LV Substation BA***013 |  | 10 kV | _ | LV | 100 kVA :Pole Substation | 0.1 | --> | 0.1 | 0.043 | 1.1 |  | --> | 0.095 | 0 | 0.028 | 0.082 | 0 |  | --> | E14 ex ABBEYLEIX | Abbeyleix [T422] | PORTLAOISE |  | 52.8744 | -7.3114
MV/LV Substation TE***014 |  | 10 kV | _ | LV | 200 kVA :Building Structure | 0.2 | --> | 0.2 | 0 | 0 | Constrained, otherwise capacity available =70 kVA | --> | 0.19 | 0 | 0.005 | 0.203 | 0 |  | --> | C21 ex PALLAS | Pallas [T41,T42] | PORTLAOISE |  | 53.0315 | -7.3074
MV/LV Substation BE***015 |  | 10 kV | _ | LV | 200 kVA :Kiosk Substation | 0.2 | --> | 0.2 | 0 | 0 | Constrained, otherwise capacity available =107 kVA | --> | 0.19 | 0 | 0.041 | 0.172 | 0 |  | --> | C15 ex PALLAS | Pallas [T41,T42] | PORTLAOISE |  | 53.0439 | -7.3128
MV/LV Substation HE***016 |  | 10 kV | _ | LV | 400 kVA :Kiosk Substation | 0.4 | --> | 0.4 | 0 | 0 | Constrained, otherwise capacity available =303 kVA | --> | 0.38 | 0 | 0.022 | 0.377 | 0 |  | --> | C17 ex PORTLAOISE | Portlaoise [T41,T42] | PORTLAOISE |  | 53.0386 | -7.2747
MV/LV Substation CO***017 |  | 10 kV | _ | LV | 200 kVA :Building Structure | 0.2 | --> | 0.2 | 0 | 0 | Constrained, otherwise capacity available =131 kVA | --> | 0.19 | 0 | 0 | 0.199 | 0 |  | --> | C19 ex PORTLAOISE | Portlaoise [T41,T42] | PORTLAOISE |  | 53.0311 | -7.3007
MV/LV Substation PA***019X |  | 20 kV | _ | LV | 100 kVA :Pole Substation | 0.1 | --> | 0.1 | 0 | 0 | Constrained, otherwise capacity available =58 kVA | --> | 0.095 | 0 | 0.015 | 0.09 | 0 |  | --> | C15 ex MOUNTRATH | Mountrath [T41,T42] | PORTLAOISE |  | 52.8836 | -7.4465
MV/LV Substation AS***023Z |  | 20 kV | _ | LV | 200 kVA :Pole Substation | 0.2 | --> | 0.2 | 0.183 | 1.1 |  | --> | 0.19 | 0 | 0 | 0.192 | 0 |  | --> | E13 ex ABBEYLEIX | Abbeyleix [T422] | PORTLAOISE |  | 52.9179 | -7.3377
MV/LV Substation LA***024Z |  | 10 kV | _ | LV | 400 kVA :Kiosk Substation | 0.4 | --> | 0.4 | 0 | 0 | Constrained, otherwise capacity available =261 kVA | --> | 0.38 | 0 | 0.026 | 0.379 | 0 |  | --> | C15 ex PALLAS | Pallas [T41,T42] | PORTLAOISE |  | 53.0416 | -7.2965
MV/LV Substation PR***025Z |  | 10 kV | _ | LV | 400 kVA :Kiosk Substation | 0.4 | --> | 0.4 | 0 | 0 | Constrained, otherwise capacity available =343 kVA | --> | 0.38 | 0 | 0.016 | 0.376 | 0 |  | --> | C15 ex PALLAS | Pallas [T41,T42] | PORTLAOISE |  | 53.0419 | -7.2949
MV/LV Substation CL***026X |  | 20 kV | _ | LV | 50 kVA :Pole Substation | 0.05 | --> | 0.05 | 0.048 | 5.46 |  | --> | 0.048 | 0 | 0 | 0.048 | 0 |  | --> | E17 ex PORTLAOISE | Portlaoise [T423,T424] | PORTLAOISE |  | 53.0091 | -7.3053
MV/LV Substation TH***026Z |  | 10 kV | _ | LV | 630 kVA :Kiosk Substation | 0.63 | --> | 0.63 | 0 | 0 | Constrained, otherwise capacity available =525 kVA | --> | 0.598 | 0 | 0.025 | 0.5 | 0 |  | --> | C15 ex PALLAS | Pallas [T41,T42] | PORTLAOISE |  | 53.0495 | -7.3239
MV/LV Substation CL***027 |  | 10 kV | _ | LV | 630 kVA :Kiosk Substation | 0.63 | --> | 0.63 | 0 | 0 | Constrained, otherwise capacity available =490 kVA | --> | 0.598 | 0 | 0.037 | 0.5 | 0 |  | --> | C16 ex PALLAS | Pallas [T41,T42] | PORTLAOISE |  | 53.0348 | -7.3213
MV/LV Substation GA***027Z |  | 10 kV | _ | LV | 630 kVA :Building Structure | 0.63 | --> | 0.63 | 0 | 0 | Constrained, otherwise capacity available =395 kVA | --> | 0.598 | 0 | 0 | 0.5 | 0 |  | --> | C15 ex PALLAS | Pallas [T41,T42] | PORTLAOISE |  | 53.0507 | -7.3233
MV/LV Substation RU***028Z |  | 10 kV | _ | LV | 200 kVA :Kiosk Substation | 0.2 | --> | 0.2 | 0 | 0 | Constrained, otherwise capacity available =134 kVA | --> | 0.19 | 0 | 0.004 | 0.196 | 0 |  | --> | C18 ex MOUNTRATH | Mountrath [T41,T42] | PORTLAOISE |  | 52.9986 | -7.4668
MV/LV Substation CA***029X |  | 10 kV | _ | LV | 50 kVA :Pole Substation | 0.05 | --> | 0.05 | 0 | 0 | Constrained, otherwise capacity available =46 kVA | --> | 0.048 | 0 | 0 | 0.048 | 0 |  | --> | C16 ex PALLAS | Pallas [T41,T42] | PORTLAOISE |  | 53.0274 | -7.3344
MV/LV Substation LE***030X |  | 10 kV | _ | LV | 200 kVA :Pole Substation | 0.2 | --> | 0.2 | 0 | 0 | Constrained, otherwise capacity available =106 kVA | --> | 0.19 | 0 | 0 | 0.202 | 0 |  | --> | C16 ex PALLAS | Pallas [T41,T42] | PORTLAOISE |  | 53.0327 | -7.3294
MV/LV Substation BO***032 |  | 10 kV | _ | LV | 200 kVA :Pole Substation | 0.2 | --> | 0.2 | 0 | 0 | Constrained, otherwise capacity available =79 kVA | --> | 0.19 | 0 | 0.029 | 0.184 | 0 |  | --> | C15 ex PALLAS | Pallas [T41,T42] | PORTLAOISE |  | 53.0377 | -7.2908
MV/LV Substation MA***034 |  | 20 kV | _ | LV | 630 kVA :Kiosk Substation | 0.63 | --> | 0.63 | 0.5 | 5.46 |  | --> | 0.598 | 0 | 0.005 | 0.5 | 0 |  | --> | E12 ex PORTLAOISE | Portlaoise [T423,T424] | PORTLAOISE |  | 53.0179 | -7.1534
MV/LV Substation DE***037Z |  | 20 kV | _ | LV | 200 kVA :Kiosk Substation | 0.2 | --> | 0.2 | 0.17 | 1.1 |  | --> | 0.19 | 0 | 0.004 | 0.191 | 0 |  | --> | E13 ex ABBEYLEIX | Abbeyleix [T422] | PORTLAOISE |  | 52.9092 | -7.3502
MV/LV Substation ES***042 |  | 10 kV | _ | LV | 630 kVA :Kiosk Substation | 0.63 | --> | 0.63 | 0 | 0 | Constrained, otherwise capacity available =507 kVA | --> | 0.598 | 0 | 0 | 0.5 | 0 |  | --> | C19 ex PORTLAOISE | Portlaoise [T41,T42] | PORTLAOISE |  | 53.0308 | -7.3016
MV/LV Substation AS***042Z |  | 10 kV | _ | LV | 200 kVA :Kiosk Substation | 0.2 | --> | 0.2 | 0 | 0 | Constrained, otherwise capacity available =167 kVA | --> | 0.19 | 0 | 0 | 0.194 | 0 |  | --> | C21 ex PALLAS | Pallas [T41,T42] | PORTLAOISE |  | 53.0334 | -7.3086
MV/LV Substation GR***044Z |  | 20 kV | _ | LV | 400 kVA :Kiosk Substation | 0.4 | --> | 0.4 | 0.32 | 1.1 |  | --> | 0.38 | 0 | 0 | 0.391 | 0 |  | --> | E13 ex ABBEYLEIX | Abbeyleix [T422] | PORTLAOISE |  | 52.907 | -7.352
MV/LV Substation RI***049 |  | 10 kV | _ | LV | 200 kVA :Pole Substation | 0.2 | --> | 0.2 | 0 | 0 | Constrained, otherwise capacity available =136 kVA | --> | 0.19 | 0 | 0.033 | 0.174 | 0 |  | --> | C15 ex PALLAS | Pallas [T41,T42] | PORTLAOISE |  | 53.0417 | -7.3019
MV/LV Substation WO***050 |  | 20 kV | _ | LV | 100 kVA :Pole Substation | 0.1 | --> | 0.1 | 0.051 | 5.46 |  | --> | 0.095 | 0 | 0.005 | 0.098 | 0 |  | --> | E12 ex PORTLAOISE | Portlaoise [T423,T424] | PORTLAOISE |  | 53.0127 | -7.1478
MV/LV Substation TH***051Z |  | 10 kV | _ | LV | 400 kVA :Kiosk Substation | 0.4 | --> | 0.4 | 0 | 0 | Constrained, otherwise capacity available =322 kVA | --> | 0.38 | 0 | 0.01 | 0.383 | 0 |  | --> | C15 ex PALLAS | Pallas [T41,T42] | PORTLAOISE |  | 53.0505 | -7.3214
MV/LV Substation PO***052Z |  | 20 kV | _ | LV | 50 kVA :Pole Substation | 0.05 | --> | 0.05 | 0.046 | 5.46 |  | --> | 0.048 | 0 | 0 | 0.048 | 0 |  | --> | E12 ex PORTLAOISE | Portlaoise [T423,T424] | PORTLAOISE |  | 53.023 | -7.298
MV/LV Substation JA***056 |  | 10 kV | _ | LV | 630 kVA :Kiosk Substation | 0.63 | --> | 0.63 | 0.121 | 0.12 | Constrained, otherwise capacity available =596 kVA | --> | 0.598 | 0 | 0 | 0.5 | 0 |  | --> | C21 ex ATHY | Athy [T101,T102] | ATHY |  | 53.0172 | -7.14
MV/LV Substation LE***057 |  | 10 kV | _ | LV | 630 kVA :Building Structure | 0.63 | --> | 0.63 | 0 | 0 | Constrained, otherwise capacity available =314 kVA | --> | 0.598 | 0 | 0 | 0.5 | 0 |  | --> | C19 ex PORTLAOISE | Portlaoise [T41,T42] | PORTLAOISE |  | 53.0339 | -7.2985
MV/LV Substation MI***057Z |  | 20 kV | _ | LV | 630 kVA :Building Structure | 0.63 | --> | 0.63 | 0.247 | 5.46 |  | --> | 0.598 | 0 | 0 | 0.5 | 0 |  | --> | E17 ex PORTLAOISE | Portlaoise [T423,T424] | PORTLAOISE |  | 53.0142 | -7.2994
MV/LV Substation TH***058 |  | 10 kV | _ | LV | 400 kVA :Kiosk Substation | 0.4 | --> | 0.4 | 0 | 0 | Constrained, otherwise capacity available =269 kVA | --> | 0.38 | 0 | 0.054 | 0.358 | 0 |  | --> | C23 ex PORTLAOISE | Portlaoise [T41,T42] | PORTLAOISE |  | 53.0343 | -7.2905
MV/LV Substation MO***058Z |  | 10 kV | _ | LV | 50 kVA :Pole Substation | 0.05 | --> | 0.05 | 0.038 | 1.1 |  | --> | 0.048 | 0 | 0.003 | 0.047 | 0 |  | --> | E14 ex ABBEYLEIX | Abbeyleix [T422] | PORTLAOISE |  | 52.8744 | -7.3126
MV/LV Substation MA***059 |  | 10 kV | _ | LV | 200 kVA :Kiosk Substation | 0.2 | --> | 0.2 | 0 | 0 | Constrained, otherwise capacity available =79 kVA | --> | 0.19 | 0 | 0.012 | 0.197 | 0 |  | --> | C21 ex PALLAS | Pallas [T41,T42] | PORTLAOISE |  | 53.0304 | -7.3053
MV/LV Substation CO***060 |  | 10 kV | _ | LV | 100 kVA :Pole Substation | 0.1 | --> | 0.1 | 0 | 0 | Constrained, otherwise capacity available =23 kVA | --> | 0.095 | 0 | 0.018 | 0.092 | 0 |  | --> | C18 ex MOUNTRATH | Mountrath [T41,T42] | PORTLAOISE |  | 52.9998 | -7.4752
MV/LV Substation MO***061 |  | 10 kV | _ | LV | 200 kVA :Building Structure | 0.2 | --> | 0.2 | 0 | 0 | Constrained, otherwise capacity available =50 kVA | --> | 0.19 | 0 | 0.013 | 0.2 | 0 |  | --> | C15 ex PALLAS | Pallas [T41,T42] | PORTLAOISE |  | 53.0404 | -7.2929
MV/LV Substation AB***062 |  | 20 kV | _ | LV | 200 kVA :Kiosk Substation | 0.2 | --> | 0.2 | 0.077 | 1.1 |  | --> | 0.19 | 0 | 0.024 | 0.188 | 0 |  | --> | E13 ex ABBEYLEIX | Abbeyleix [T422] | PORTLAOISE |  | 52.9155 | -7.3474
MV/LV Substation TE***062X |  | 10 kV | _ | LV | 50 kVA :Pole Substation | 0.05 | --> | 0.05 | 0 | 0 |  | --> | 0.048 | 0 | 0 | 0.055 | 0 |  | --> | C18 ex MOUNTRATH | Mountrath [T41,T42] | PORTLAOISE |  | 53.0037 | -7.4681
MV/LV Substation DE***063 |  | 20 kV | _ | LV | 200 kVA :Pole Substation | 0.2 | --> | 0.2 | 0.151 | 1.1 |  | --> | 0.19 | 0 | 0.05 | 0.16 | 0 |  | --> | E13 ex ABBEYLEIX | Abbeyleix [T422] | PORTLAOISE |  | 52.9109 | -7.3498
MV/LV Substation SH***063X |  | 10 kV | _ | LV | 100 kVA :Pole Substation | 0.1 | --> | 0.1 | 0 | 0 | Constrained, otherwise capacity available =48 kVA | --> | 0.095 | 0 | 0.008 | 0.096 | 0 |  | --> | C18 ex MOUNTRATH | Mountrath [T41,T42] | PORTLAOISE |  | 52.9995 | -7.4697
MV/LV Substation TR***063Z |  | 10 kV | _ | LV | 50 kVA :Pole Substation | 0.05 | --> | 0.05 | 0 | 0 | Constrained, otherwise capacity available =50 kVA | --> | 0.048 | 0 | 0 | 0.048 | 0 |  | --> | C12 ex MOUNTRATH | Mountrath [T41,T42] | PORTLAOISE |  | 52.9722 | -7.4268
MV/LV Substation CL***064Z |  | 10 kV | _ | LV | 400 kVA :Kiosk Substation | 0.4 | --> | 0.4 | 0.381 | 5.46 |  | --> | 0.38 | 0 | 0.012 | 0.374 | 0 |  | --> | E16 ex PORTLAOISE | Portlaoise [T423,T424] | PORTLAOISE |  | 53.0258 | -7.3197
MV/LV Substation GR***065 |  | 10 kV | _ | LV | 200 kVA :Pole Substation | 0.2 | --> | 0.2 | 0 | 0 | Constrained, otherwise capacity available =102 kVA | --> | 0.19 | 0 | 0.016 | 0.191 | 0 |  | --> | C21 ex PALLAS | Pallas [T41,T42] | PORTLAOISE |  | 53.0335 | -7.3065
MV/LV Substation CL***065Z |  | 10 kV | _ | LV | 400 kVA :Kiosk Substation | 0.4 | --> | 0.4 | 0.263 | 5.46 |  | --> | 0.38 | 0 | 0 | 0.398 | 0 |  | --> | E16 ex PORTLAOISE | Portlaoise [T423,T424] | PORTLAOISE |  | 53.0266 | -7.3212
MV/LV Substation CO***066 |  | 10 kV | _ | LV | 200 kVA :Pole Substation | 0.2 | --> | 0.2 | 0.171 | 2.78 |  | --> | 0.19 | 0 | 0.006 | 0.19 | 0 |  | --> | E16 ex BALLYRAGGET | Ballyragget [T421,T422] | BALLYRAGGET |  | 52.8417 | -7.4
MV/LV Substation 4 ***066Z |  | 10 kV | _ | LV | 200 kVA :Building Structure | 0.2 | --> | 0.2 | 0 | 0 | Constrained, otherwise capacity available =75 kVA | --> | 0.19 | 0 | 0.06 | 0.162 | 0 |  | --> | C23 ex PORTLAOISE | Portlaoise [T41,T42] | PORTLAOISE |  | 53.0311 | -7.2983
MV/LV Substation BR***067 |  | 10 kV | _ | LV | 100 kVA :Pole Substation | 0.1 | --> | 0.1 | 0.085 | 0.12 |  | --> | 0.095 | 0 | 0 | 0.097 | 0 |  | --> | C21 ex ATHY | Athy [T101,T102] | ATHY |  | 53.0185 | -7.1381
MV/LV Substation SW***068 |  | 20 kV | _ | LV | 50 kVA :Pole Substation | 0.05 | --> | 0.05 | 0.027 | 1.1 |  | --> | 0.048 | 0 | 0.006 | 0.046 | 0 |  | --> | E13 ex ABBEYLEIX | Abbeyleix [T422] | PORTLAOISE |  | 52.9099 | -7.3603
MV/LV Substation AG***070Z |  | 10 kV | _ | LV | 400 kVA :Kiosk Substation | 0.4 | --> | 0.4 | 0 | 0 | Constrained, otherwise capacity available =220 kVA | --> | 0.38 | 0 | 0.088 | 0.339 | 0 |  | --> | C20 ex PORTLAOISE | Portlaoise [T41,T42] | PORTLAOISE |  | 53.0309 | -7.2823
MV/LV Substation ME***071 |  | 10 kV | _ | LV | 400 kVA :Building Structure | 0.4 | --> | 0.4 | 0 | 0 | Constrained, otherwise capacity available =293 kVA | --> | 0.38 | 0 | 0 | 0.394 | 0 |  | --> | C20 ex PORTLAOISE | Portlaoise [T41,T42] | PORTLAOISE |  | 53.0356 | -7.2839
MV/LV Substation AG***071Z |  | 10 kV | _ | LV | 400 kVA :Kiosk Substation | 0.4 | --> | 0.4 | 0 | 0 | Constrained, otherwise capacity available =312 kVA | --> | 0.38 | 0 | 0.037 | 0.364 | 0 |  | --> | C20 ex PORTLAOISE | Portlaoise [T41,T42] | PORTLAOISE |  | 53.0322 | -7.2805
MV/LV Substation NE***073 |  | 10 kV | _ | LV | 200 kVA :Pole Substation | 0.2 | --> | 0.2 | 0 | 0 | Constrained, otherwise capacity available =89 kVA | --> | 0.19 | 0 | 0 | 0.205 | 0 |  | --> | C20 ex PORTLAOISE | Portlaoise [T41,T42] | PORTLAOISE |  | 53.0295 | -7.2916
MV/LV Substation MA***073Z |  | 10 kV | _ | LV | 400 kVA :Kiosk Substation | 0.4 | --> | 0.4 | 0 | 0 | Constrained, otherwise capacity available =297 kVA | --> | 0.38 | 0 | 0.024 | 0.376 | 0 |  | --> | C16 ex PALLAS | Pallas [T41,T42] | PORTLAOISE |  | 53.036 | -7.3243
MV/LV Substation AB***074 |  | 10 kV | _ | LV | 200 kVA :Pole Substation | 0.2 | --> | 0.2 | 0 | 0 | Constrained, otherwise capacity available =170 kVA | --> | 0.19 | 0 | 0 | 0.194 | 0 |  | --> | C18 ex MOUNTRATH | Mountrath [T41,T42] | PORTLAOISE |  | 52.9947 | -7.4693
MV/LV Substation RO***077Z |  | 10 kV | _ | LV | 400 kVA :Kiosk Substation | 0.4 | --> | 0.4 | 0 | 0 | Constrained, otherwise capacity available =236 kVA | --> | 0.38 | 0 | 0.066 | 0.353 | 0 |  | --> | C16 ex PALLAS | Pallas [T41,T42] | PORTLAOISE |  | 53.0377 | -7.3251
MV/LV Substation HA***078Z |  | 10 kV | _ | LV | 400 kVA :Kiosk Substation | 0.4 | --> | 0.4 | 0 | 0 | Constrained, otherwise capacity available =308 kVA | --> | 0.38 | 0 | 0.012 | 0.384 | 0 |  | --> | C15 ex PALLAS | Pallas [T41,T42] | PORTLAOISE |  | 53.0425 | -7.299
MV/LV Substation CH***079Z |  | 10 kV | _ | LV | 400 kVA :Kiosk Substation | 0.4 | --> | 0.4 | 0 | 0 | Constrained, otherwise capacity available =325 kVA | --> | 0.38 | 0 | 0.031 | 0.367 | 0 |  | --> | C15 ex PALLAS | Pallas [T41,T42] | PORTLAOISE |  | 53.0435 | -7.2963
MV/LV Substation DU***081Z |  | 10 kV | _ | LV | 50 kVA :Pole Substation | 0.05 | --> | 0.05 | 0.031 | 2.78 |  | --> | 0.048 | 0 | 0 | 0.05 | 0 |  | --> | E16 ex BALLYRAGGET | Ballyragget [T421,T422] | BALLYRAGGET |  | 52.8604 | -7.3806
MV/LV Substation AB***082 |  | 20 kV | _ | LV | 200 kVA :Pole Substation | 0.2 | --> | 0.2 | 0.148 | 1.1 |  | --> | 0.19 | 0 | 0.006 | 0.192 | 0 |  | --> | E13 ex ABBEYLEIX | Abbeyleix [T422] | PORTLAOISE |  | 52.9114 | -7.342
MV/LV Substation PO***083 |  | 10 kV | _ | LV | 100 kVA :Pole Substation | 0.1 | --> | 0.1 | 0 | 0 | Constrained, otherwise capacity available =56 kVA | --> | 0.095 | 0 | 0.032 | 0.077 | 0 |  | --> | C18 ex MOUNTRATH | Mountrath [T41,T42] | PORTLAOISE |  | 53.0031 | -7.474
MV/LV Substation MI***086 |  | 20 kV | _ | LV | 200 kVA :Kiosk Substation | 0.2 | --> | 0.2 | 0.11 | 5.46 |  | --> | 0.19 | 0 | 0.027 | 0.182 | 0 |  | --> | E12 ex PORTLAOISE | Portlaoise [T423,T424] | PORTLAOISE |  | 53.0145 | -7.1497
MV/LV Substation ET***087 |  | 10 kV | _ | LV | 400 kVA :Kiosk Substation | 0.4 | --> | 0.4 | 0 | 0 | Constrained, otherwise capacity available =320 kVA | --> | 0.38 | 0 | 0 | 0.391 | 0 |  | --> | C21 ex PALLAS | Pallas [T41,T42] | PORTLAOISE |  | 53.0313 | -7.3061
MV/LV Substation DU***087Z |  | 10 kV | _ | LV | 50 kVA :Pole Substation | 0.05 | --> | 0.05 | 0.029 | 2.78 |  | --> | 0.048 | 0 | 0 | 0.05 | 0 |  | --> | E16 ex BALLYRAGGET | Ballyragget [T421,T422] | BALLYRAGGET |  | 52.8459 | -7.3889
MV/LV Substation WO***091 |  | 10 kV | _ | LV | 100 kVA :Pole Substation | 0.1 | --> | 0.1 | 0.015 | 2.78 |  | --> | 0.095 | 0 | 0.008 | 0.1 | 0 |  | --> | E16 ex BALLYRAGGET | Ballyragget [T421,T422] | BALLYRAGGET |  | 52.8434 | -7.3936
MV/LV Substation HA***092 |  | 10 kV | _ | LV | 200 kVA :Kiosk Substation | 0.2 | --> | 0.2 | 0 | 0 | Constrained, otherwise capacity available =129 kVA | --> | 0.19 | 0 | 0.014 | 0.189 | 0 |  | --> | C21 ex PALLAS | Pallas [T41,T42] | PORTLAOISE |  | 53.0377 | -7.311
MV/LV Substation GA***094 |  | 10 kV | _ | LV | 200 kVA :Pole Substation | 0.2 | --> | 0.2 | 0 | 0 | Constrained, otherwise capacity available =200 kVA | --> | 0.19 | 0 | 0 | 0.19 | 0 |  | --> | C21 ex PALLAS | Pallas [T41,T42] | PORTLAOISE |  | 53.0354 | -7.3101
MV/LV Substation CO***094X |  | 10 kV | _ | LV | 100 kVA :Pole Substation | 0.1 | --> | 0.1 | 0 | 0 | Constrained, otherwise capacity available =52 kVA | --> | 0.095 | 0 | 0.005 | 0.098 | 0 |  | --> | C20 ex PORTLAOISE | Portlaoise [T41,T42] | PORTLAOISE |  | 53.0339 | -7.2746
MV/LV Substation BO***096X |  | 10 kV | _ | LV | 200 kVA :Pole Substation | 0.2 | --> | 0.2 | 0 | 0 | Constrained, otherwise capacity available =156 kVA | --> | 0.19 | 0 | 0.05 | 0.159 | 0 |  | --> | C15 ex PALLAS | Pallas [T41,T42] | PORTLAOISE |  | 53.0437 | -7.2867
MV/LV Substation CI***098Z |  | 10 kV | _ | LV | 200 kVA :Kiosk Substation | 0.2 | --> | 0.2 | 0.121 | 0.12 | Constrained, otherwise capacity available =143 kVA | --> | 0.19 | 0 | 0.017 | 0.185 | 0 |  | --> | C21 ex ATHY | Athy [T101,T102] | ATHY |  | 53.0111 | -7.1348
MV/LV Substation KY***106Z |  | 10 kV | _ | LV | 630 kVA :Kiosk Substation | 0.63 | --> | 0.63 | 0 | 0 | Constrained, otherwise capacity available =433 kVA | --> | 0.598 | 0 | 0 | 0.5 | 0 |  | --> | C20 ex PORTLAOISE | Portlaoise [T41,T42] | PORTLAOISE |  | 53.0297 | -7.2956
MV/LV Substation DO***107 |  | 10 kV | _ | LV | 100 kVA :Pole Substation | 0.1 | --> | 0.1 | 0.082 | 0.12 |  | --> | 0.095 | 0 | 0 | 0.097 | 0 |  | --> | C21 ex ATHY | Athy [T101,T102] | ATHY |  | 53.0126 | -7.1384
MV/LV Substation MO***108 |  | 20 kV | _ | LV | 50 kVA :Pole Substation | 0.05 | --> | 0.05 | 0.049 | 5.46 |  | --> | 0.048 | 0 | 0 | 0.048 | 0 |  | --> | E12 ex PORTLAOISE | Portlaoise [T423,T424] | PORTLAOISE |  | 52.9971 | -7.2213
MV/LV Substation TH***108Z |  | 10 kV | _ | LV | 400 kVA :Kiosk Substation | 0.4 | --> | 0.4 | 0 | 0 | Constrained, otherwise capacity available =313 kVA | --> | 0.38 | 0 | 0.015 | 0.381 | 0 |  | --> | C16 ex PALLAS | Pallas [T41,T42] | PORTLAOISE |  | 53.038 | -7.3211
MV/LV Substation RO***109Z |  | 10 kV | _ | LV | 200 kVA :Kiosk Substation | 0.2 | --> | 0.2 | 0 | 0 | Constrained, otherwise capacity available =164 kVA | --> | 0.19 | 0 | 0.008 | 0.189 | 0 |  | --> | C16 ex PALLAS | Pallas [T41,T42] | PORTLAOISE |  | 53.0374 | -7.3195
MV/LV Substation EL***122 |  | 10 kV | _ | LV | 50 kVA :Pole Substation | 0.05 | --> | 0.05 | 0 | 0 | Constrained, otherwise capacity available =18 kVA | --> | 0.048 | 0 | 0 | 0.052 | 0 |  | --> | C15 ex PALLAS | Pallas [T41,T42] | PORTLAOISE |  | 53.0451 | -7.314
MV/LV Substation MO***124Y |  | 20 kV | _ | LV | 50 kVA :Pole Substation | 0.05 | --> | 0.05 | 0.049 | 5.46 |  | --> | 0.048 | 0 | 0 | 0.048 | 0 |  | --> | E12 ex PORTLAOISE | Portlaoise [T423,T424] | PORTLAOISE |  | 52.994 | -7.2201
MV/LV Substation CO***127Z |  | 10 kV | _ | LV | 200 kVA :Kiosk Substation | 0.2 | --> | 0.2 | 0.2 | 5.46 |  | --> | 0.19 | 0 | 0.05 | 0.153 | 0 |  | --> | E16 ex PORTLAOISE | Portlaoise [T423,T424] | PORTLAOISE |  | 53.0256 | -7.3166
MV/LV Substation CL***128Z |  | 10 kV | _ | LV | 200 kVA :Kiosk Substation | 0.2 | --> | 0.2 | 0 | 0 | Constrained, otherwise capacity available =141 kVA | --> | 0.19 | 0 | 0.005 | 0.194 | 0 |  | --> | C15 ex PALLAS | Pallas [T41,T42] | PORTLAOISE |  | 53.0473 | -7.3227
MV/LV Substation CL***129Z |  | 10 kV | _ | LV | 400 kVA :Kiosk Substation | 0.4 | --> | 0.4 | 0 | 0 | Constrained, otherwise capacity available =314 kVA | --> | 0.38 | 0 | 0.044 | 0.359 | 0 |  | --> | C15 ex PALLAS | Pallas [T41,T42] | PORTLAOISE |  | 53.046 | -7.3198
MV/LV Substation CH***130 |  | 20 kV | _ | LV | 100 kVA :Pole Substation | 0.1 | --> | 0.1 | 0.078 | 5.46 |  | --> | 0.095 | 0 | 0.009 | 0.091 | 0 |  | --> | E12 ex PORTLAOISE | Portlaoise [T423,T424] | PORTLAOISE |  | 53.0265 | -7.2964
MV/LV Substation GL***130Z |  | 20 kV | _ | LV | 200 kVA :Kiosk Substation | 0.2 | --> | 0.2 | 0.162 | 1.1 |  | --> | 0.19 | 0 | 0 | 0.195 | 0 |  | --> | E12 ex ABBEYLEIX | Abbeyleix [T422] | PORTLAOISE |  | 52.946 | -7.297
MV/LV Substation GU***133X |  | 10 kV | _ | LV | 100 kVA :Pole Substation | 0.1 | --> | 0.1 | 0.068 | 0.12 |  | --> | 0.095 | 0 | 0.014 | 0.089 | 0 |  | --> | C21 ex ATHY | Athy [T101,T102] | ATHY |  | 53.0112 | -7.139
MV/LV Substation CL***135Z |  | 10 kV | _ | LV | 50 kVA :Pole Substation | 0.05 | --> | 0.05 | 0 | 0 | Constrained, otherwise capacity available =46 kVA | --> | 0.048 | 0 | 0 | 0.048 | 0 |  | --> | C16 ex PALLAS | Pallas [T41,T42] | PORTLAOISE |  | 53.0543 | -7.3535
MV/LV Substation BU***138Z |  | 10 kV | _ | LV | 200 kVA :Kiosk Substation | 0.2 | --> | 0.2 | 0 | 0 | Constrained, otherwise capacity available =159 kVA | --> | 0.19 | 0 | 0 | 0.196 | 0 |  | --> | C15 ex PALLAS | Pallas [T41,T42] | PORTLAOISE |  | 53.0422 | -7.2937
MV/LV Substation CU***141Z |  | 10 kV | _ | LV | 50 kVA :Pole Substation | 0.05 | --> | 0.05 | 0 | 0 | Constrained, otherwise capacity available =47 kVA | --> | 0.048 | 0 | 0 | 0.048 | 0 |  | --> | C20 ex PORTLAOISE | Portlaoise [T41,T42] | PORTLAOISE |  | 53.0356 | -7.2766
MV/LV Substation DO***142 |  | 20 kV | _ | LV | 50 kVA :Pole Substation | 0.05 | --> | 0.05 | 0.05 | 1.1 |  | --> | 0.048 | 0 | 0 | 0.048 | 0 |  | --> | E13 ex ABBEYLEIX | Abbeyleix [T422] | PORTLAOISE |  | 52.9296 | -7.3567
MV/LV Substation PA***142X |  | 10 kV | _ | LV | 100 kVA :Pole Substation | 0.1 | --> | 0.1 | 0 | 0 | Constrained, otherwise capacity available =90 kVA | --> | 0.095 | 0 | 0 | 0.096 | 0 |  | --> | C16 ex PALLAS | Pallas [T41,T42] | PORTLAOISE |  | 53.0344 | -7.3414
MV/LV Substation AS***143Z |  | 10 kV | _ | LV | 200 kVA :Kiosk Substation | 0.2 | --> | 0.2 | 0 | 0 | Constrained, otherwise capacity available =134 kVA | --> | 0.19 | 0 | 0.015 | 0.188 | 0 |  | --> | C20 ex PORTLAOISE | Portlaoise [T41,T42] | PORTLAOISE |  | 53.0365 | -7.2709
MV/LV Substation GO***144 |  | 20 kV | _ | LV | 100 kVA :Pole Substation | 0.1 | --> | 0.1 | 0.075 | 1.1 |  | --> | 0.095 | 0 | 0 | 0.098 | 0 |  | --> | E13 ex ABBEYLEIX | Abbeyleix [T422] | PORTLAOISE |  | 52.9224 | -7.338
MV/LV Substation CE***144Z |  | 10 kV | _ | LV | 400 kVA :Kiosk Substation | 0.4 | --> | 0.4 | 0 | 0 | Constrained, otherwise capacity available =287 kVA | --> | 0.38 | 0 | 0 | 0.395 | 0 |  | --> | C20 ex PORTLAOISE | Portlaoise [T41,T42] | PORTLAOISE |  | 53.0371 | -7.2682
MV/LV Substation MO***146Z |  | 10 kV | _ | LV | 100 kVA :Pole Substation | 0.1 | --> | 0.1 | 0 | 0 | Constrained, otherwise capacity available =80 kVA | --> | 0.095 | 0 | 0 | 0.098 | 0 |  | --> | C11 ex MOUNTRATH | Mountrath [T41,T42] | PORTLAOISE |  | 52.9801 | -7.4807
MV/LV Substation BA***148 |  | 20 kV | _ | LV | 100 kVA :Pole Substation | 0.1 | --> | 0.1 | 0.024 | 1.1 |  | --> | 0.095 | 0 | 0.009 | 0.098 | 0 |  | --> | E12 ex ABBEYLEIX | Abbeyleix [T422] | PORTLAOISE |  | 52.9486 | -7.3036
MV/LV Substation PA***149Z |  | 10 kV | _ | LV | 1000 kVA :Building Structure | 1 | --> | 1 | 0.5 | 5.46 |  | --> | 0.95 | 0 | 0 | 0.5 | 0 |  | --> | E16 ex PORTLAOISE | Portlaoise [T423,T424] | PORTLAOISE |  | 53.0257 | -7.3002
MV/LV Substation TH***150 |  | 20 kV | _ | LV | 100 kVA :Pole Substation | 0.1 | --> | 0.1 | 0.056 | 1.1 |  | --> | 0.095 | 0 | 0.005 | 0.097 | 0 |  | --> | E13 ex ABBEYLEIX | Abbeyleix [T422] | PORTLAOISE |  | 52.9103 | -7.3347
MV/LV Substation PA***150Z |  | 10 kV | _ | LV | 1000 kVA :Building Structure | 1 | --> | 1 | 0.5 | 5.46 |  | --> | 0.95 | 0 | 0.005 | 0.5 | 0 |  | --> | E16 ex PORTLAOISE | Portlaoise [T423,T424] | PORTLAOISE |  | 53.027 | -7.301
MV/LV Substation GR***151 |  | 10 kV | _ | LV | 50 kVA :Pole Substation | 0.05 | --> | 0.05 | 0 | 1.1 |  | --> | 0.048 | 0 | 0.15 | 0 | 0 |  | --> | E14 ex ABBEYLEIX | Abbeyleix [T422] | PORTLAOISE |  | 52.897 | -7.2816
MV/LV Substation TH***151Z |  | 20 kV | _ | LV | 630 kVA :Building Structure | 0.63 | --> | 0.63 | 0.5 | 5.46 |  | --> | 0.598 | 0 | 0.004 | 0.5 | 0 |  | --> | E12 ex PORTLAOISE | Portlaoise [T423,T424] | PORTLAOISE |  | 53.0177 | -7.1504
MV/LV Substation BA***153Z |  | 10 kV | _ | LV | 50 kVA :Pole Substation | 0.05 | --> | 0.05 | 0 | 0 | Constrained, otherwise capacity available =49 kVA | --> | 0.048 | 0 | 0 | 0.048 | 0 |  | --> | C16 ex PALLAS | Pallas [T41,T42] | PORTLAOISE |  | 53.0546 | -7.3089
MV/LV Substation O ***154Z |  | 10 kV | _ | LV | 400 kVA :Building Structure | 0.4 | --> | 0.4 | 0 | 0 | Constrained, otherwise capacity available =388 kVA | --> | 0.38 | 0 | 0.04 | 0.352 | 0 |  | --> | C26 ex PORTLAOISE | Portlaoise [T41,T42] | PORTLAOISE |  | 53.0269 | -7.3029
MV/LV Substation FI***155Z |  | 20 kV | _ | LV | 50 kVA :Pole Substation | 0.05 | --> | 0.05 | 0.037 | 1.1 |  | --> | 0.048 | 0 | 0 | 0.049 | 0 |  | --> | E13 ex ABBEYLEIX | Abbeyleix [T422] | PORTLAOISE |  | 52.9211 | -7.3459
MV/LV Substation KY***156Z |  | 20 kV | _ | LV | 50 kVA :Pole Substation | 0.05 | --> | 0.05 | 0.047 | 5.46 |  | --> | 0.048 | 0 | 0 | 0.048 | 0 |  | --> | E12 ex PORTLAOISE | Portlaoise [T423,T424] | PORTLAOISE |  | 52.9683 | -7.1846
MV/LV Substation RA***157X |  | 20 kV | _ | LV | 100 kVA :Pole Substation | 0.1 | --> | 0.1 | 0.064 | 1.1 |  | --> | 0.095 | 0 | 0 | 0.1 | 0 |  | --> | E13 ex ABBEYLEIX | Abbeyleix [T422] | PORTLAOISE |  | 52.9148 | -7.3402
MV/LV Substation ST***159Z |  | 10 kV | _ | LV | 200 kVA :Kiosk Substation | 0.2 | --> | 0.2 | 0 | 0 | Constrained, otherwise capacity available =169 kVA | --> | 0.19 | 0 | 0.018 | 0.181 | 0 |  | --> | C15 ex PALLAS | Pallas [T41,T42] | PORTLAOISE |  | 53.0389 | -7.2903
MV/LV Substation CR***163 |  | 10 kV | _ | LV | 50 kVA :Pole Substation | 0.05 | --> | 0.05 | 0 | 0 | Constrained, otherwise capacity available =38 kVA | --> | 0.048 | 0 | 0 | 0.049 | 0 |  | --> | C16 ex CASTLECOMER | Castlecomer [T41,T42] | BALLYRAGGET |  | 52.8585 | -7.2239
MV/LV Substation HE***166Z |  | 20 kV | _ | LV | 50 kVA :Pole Substation | 0.05 | --> | 0.05 | 0.05 | 5.46 |  | --> | 0.048 | 0 | 0 | 0.048 | 0 |  | --> | E12 ex PORTLAOISE | Portlaoise [T423,T424] | PORTLAOISE |  | 52.9531 | -7.1954
MV/LV Substation TO***169Z |  | 10 kV | _ | LV | 630 kVA :Kiosk Substation | 0.63 | --> | 0.63 | 0.5 | 5.46 |  | --> | 0.598 | 0 | 0 | 0.5 | 0 |  | --> | E16 ex PORTLAOISE | Portlaoise [T423,T424] | PORTLAOISE |  | 53.0237 | -7.3154
MV/LV Substation HI***172Y |  | 10 kV | _ | LV | 50 kVA :Pole Substation | 0.05 | --> | 0.05 | 0 | 0 | Constrained, otherwise capacity available =43 kVA | --> | 0.048 | 0 | 0 | 0.048 | 0 |  | --> | C15 ex PALLAS | Pallas [T41,T42] | PORTLAOISE |  | 53.0426 | -7.3059
MV/LV Substation TO***172Z |  | 10 kV | _ | LV | 630 kVA :Kiosk Substation | 0.63 | --> | 0.63 | 0.5 | 5.46 |  | --> | 0.598 | 0 | 0 | 0.5 | 0 |  | --> | E16 ex PORTLAOISE | Portlaoise [T423,T424] | PORTLAOISE |  | 53.0241 | -7.3133
MV/LV Substation TO***173Z |  | 10 kV | _ | LV | 630 kVA :Kiosk Substation | 0.63 | --> | 0.63 | 0.5 | 5.46 |  | --> | 0.598 | 0 | 0 | 0.5 | 0 |  | --> | E16 ex PORTLAOISE | Portlaoise [T423,T424] | PORTLAOISE |  | 53.023 | -7.3211
MV/LV Substation FE***174 |  | 10 kV | _ | LV | 50 kVA :Pole Substation | 0.05 | --> | 0.05 | 0.039 | 2.78 |  | --> | 0.048 | 0 | 0 | 0.049 | 0 |  | --> | E16 ex BALLYRAGGET | Ballyragget [T421,T422] | BALLYRAGGET |  | 52.8556 | -7.3607
MV/LV Substation SH***177Z |  | 20 kV | _ | LV | 200 kVA :Pole Substation | 0.2 | --> | 0.2 | 0 | 0 | Constrained, otherwise capacity available =112 kVA | --> | 0.19 | 0 | 0 | 0.202 | 0 |  | --> | C15 ex MOUNTRATH | Mountrath [T41,T42] | PORTLAOISE |  | 52.9217 | -7.406
MV/LV Substation TR***178Z |  | 10 kV | _ | LV | 50 kVA :Pole Substation | 0.05 | --> | 0.05 | 0 | 0 | Constrained, otherwise capacity available =45 kVA | --> | 0.048 | 0 | 0.006 | 0.044 | 0 |  | --> | C12 ex MOUNTRATH | Mountrath [T41,T42] | PORTLAOISE |  | 52.9709 | -7.4262
MV/LV Substation BE***185X |  | 10 kV | _ | LV | 200 kVA :Pole Substation | 0.2 | --> | 0.2 | 0 | 0 | Constrained, otherwise capacity available =119 kVA | --> | 0.19 | 0 | 0.009 | 0.194 | 0 |  | --> | C20 ex PORTLAOISE | Portlaoise [T41,T42] | PORTLAOISE |  | 53.0322 | -7.2761
MV/LV Substation BE***188Z |  | 10 kV | _ | LV | 400 kVA :Kiosk Substation | 0.4 | --> | 0.4 | 0 | 0 | Constrained, otherwise capacity available =254 kVA | --> | 0.38 | 0 | 0.062 | 0.354 | 0 |  | --> | C16 ex PALLAS | Pallas [T41,T42] | PORTLAOISE |  | 53.0316 | -7.3269
MV/LV Substation BE***189Z |  | 10 kV | _ | LV | 200 kVA :Kiosk Substation | 0.2 | --> | 0.2 | 0 | 0 | Constrained, otherwise capacity available =200 kVA | --> | 0.19 | 0 | 0 | 0.19 | 0 |  | --> | C16 ex PALLAS | Pallas [T41,T42] | PORTLAOISE |  | 53.0317 | -7.3291
MV/LV Substation GL***190X |  | 10 kV | _ | LV | 200 kVA :Pole Substation | 0.2 | --> | 0.2 | 0.16 | 1.1 |  | --> | 0.19 | 0 | 0.011 | 0.187 | 0 |  | --> | E14 ex ABBEYLEIX | Abbeyleix [T422] | PORTLAOISE |  | 52.8722 | -7.2981
MV/LV Substation C ***193X |  | 10 kV | _ | LV | 630 kVA :Building Structure | 0.63 | --> | 0.63 | 0 | 0 | Constrained, otherwise capacity available =480 kVA | --> | 0.598 | 0 | 0 | 0.5 | 0 |  | --> | C26 ex PORTLAOISE | Portlaoise [T41,T42] | PORTLAOISE |  | 53.0296 | -7.3103
MV/LV Substation PO***196Z |  | 10 kV | _ | LV | 400 kVA :Kiosk Substation | 0.4 | --> | 0.4 | 0 | 0 | Constrained, otherwise capacity available =338 kVA | --> | 0.38 | 0 | 0 | 0.388 | 0 |  | --> | C23 ex PORTLAOISE | Portlaoise [T41,T42] | PORTLAOISE |  | 53.0378 | -7.2963
MV/LV Substation LA***201X |  | 10 kV | _ | LV | 100 kVA :Pole Substation | 0.1 | --> | 0.1 | 0 | 0 | Constrained, otherwise capacity available =50 kVA | --> | 0.095 | 0 | 0.004 | 0.099 | 0 |  | --> | C15 ex PALLAS | Pallas [T41,T42] | PORTLAOISE |  | 53.0426 | -7.3075
MV/LV Substation TI***201Z |  | 20 kV | _ | LV | 400 kVA :Kiosk Substation | 0.4 | --> | 0.4 | 0.364 | 5.46 |  | --> | 0.38 | 0 | 0 | 0.385 | 0 |  | --> | E19 ex PORTLAOISE | Portlaoise [T423,T424] | PORTLAOISE |  | 53.028 | -7.2914
MV/LV Substation MU***202Z |  | 10 kV | _ | LV | 100 kVA :Pole Substation | 0.1 | --> | 0.1 | 0.095 | 2.78 |  | --> | 0.095 | 0 | 0.01 | 0.088 | 0 |  | --> | E16 ex BALLYRAGGET | Ballyragget [T421,T422] | BALLYRAGGET |  | 52.8456 | -7.3936
MV/LV Substation LI***203Z |  | 20 kV | _ | LV | 630 kVA :Building Structure | 0.63 | --> | 0.63 | 0.416 | 5.46 |  | --> | 0.598 | 0 | 0 | 0.5 | 0 |  | --> | E19 ex PORTLAOISE | Portlaoise [T423,T424] | PORTLAOISE |  | 53.0294 | -7.2881
MV/LV Substation LI***204X |  | 10 kV | _ | LV | 200 kVA :Kiosk Substation | 0.2 | --> | 0.2 | 0 | 0 | Constrained, otherwise capacity available =114 kVA | --> | 0.19 | 0 | 0.008 | 0.195 | 0 |  | --> | C15 ex PALLAS | Pallas [T41,T42] | PORTLAOISE |  | 53.0447 | -7.3099
MV/LV Substation RA***205 |  | 20 kV | _ | LV | 200 kVA :Pole Substation | 0.2 | --> | 0.2 | 0.174 | 1.1 |  | --> | 0.19 | 0 | 0.023 | 0.176 | 0 |  | --> | E13 ex ABBEYLEIX | Abbeyleix [T422] | PORTLAOISE |  | 52.9213 | -7.3429
MV/LV Substation MO***207X |  | 10 kV | _ | LV | 50 kVA :Pole Substation | 0.05 | --> | 0.05 | 0 | 0 | Constrained, otherwise capacity available =40 kVA | --> | 0.048 | 0 | 0 | 0.049 | 0 |  | --> | C18 ex MOUNTRATH | Mountrath [T41,T42] | PORTLAOISE |  | 53.0125 | -7.4896
MV/LV Substation CH***209X |  | 10 kV | _ | LV | 200 kVA :Kiosk Substation | 0.2 | --> | 0.2 | 0 | 0 | Constrained, otherwise capacity available =143 kVA | --> | 0.19 | 0 | 0.021 | 0.182 | 0 |  | --> | C21 ex PALLAS | Pallas [T41,T42] | PORTLAOISE |  | 53.0393 | -7.3126
MV/LV Substation G ***209Z |  | 10 kV | _ | LV | 200 kVA :Pole Substation | 0.2 | --> | 0.2 | 0.14 | 1.1 |  | --> | 0.19 | 0 | 0.04 | 0.168 | 0 |  | --> | E14 ex ABBEYLEIX | Abbeyleix [T422] | PORTLAOISE |  | 52.9052 | -7.2999
MV/LV Substation ME***210X |  | 10 kV | _ | LV | 100 kVA :Pole Substation | 0.1 | --> | 0.1 | 0 | 0 | Constrained, otherwise capacity available =46 kVA | --> | 0.095 | 0 | 0 | 0.102 | 0 |  | --> | C26 ex PORTLAOISE | Portlaoise [T41,T42] | PORTLAOISE |  | 53.0273 | -7.311
MV/LV Substation CH***211X |  | 10 kV | _ | LV | 630 kVA :Kiosk Substation | 0.63 | --> | 0.63 | 0 | 0 | Constrained, otherwise capacity available =414 kVA | --> | 0.598 | 0 | 0 | 0.5 | 0 |  | --> | C23 ex PORTLAOISE | Portlaoise [T41,T42] | PORTLAOISE |  | 53.0347 | -7.2973
MV/LV Substation FO***213Z |  | 20 kV | _ | LV | 50 kVA :Pole Substation | 0.05 | --> | 0.05 | 0.047 | 5.46 |  | --> | 0.048 | 0 | 0 | 0.048 | 0 |  | --> | E12 ex PORTLAOISE | Portlaoise [T423,T424] | PORTLAOISE |  | 52.9499 | -7.1972
MV/LV Substation OA***214X |  | 10 kV | _ | LV | 200 kVA :Kiosk Substation | 0.2 | --> | 0.2 | 0 | 0 | Constrained, otherwise capacity available =86 kVA | --> | 0.19 | 0 | 0.006 | 0.2 | 0 |  | --> | C21 ex PALLAS | Pallas [T41,T42] | PORTLAOISE |  | 53.0381 | -7.3126
MV/LV Substation RA***214Z |  | 20 kV | _ | LV | 50 kVA :Pole Substation | 0.05 | --> | 0.05 | 0.042 | 5.46 |  | --> | 0.048 | 0 | 0 | 0.049 | 0 |  | --> | E12 ex PORTLAOISE | Portlaoise [T423,T424] | PORTLAOISE |  | 53.007 | -7.2154
MV/LV Substation BL***215X |  | 10 kV | _ | LV | 50 kVA :Pole Substation | 0.05 | --> | 0.05 | 0 | 0 | Constrained, otherwise capacity available =40 kVA | --> | 0.048 | 0 | 0 | 0.049 | 0 |  | --> | C20 ex PORTLAOISE | Portlaoise [T41,T42] | PORTLAOISE |  | 53.0366 | -7.2765
MV/LV Substation AS***220Z |  | 20 kV | _ | LV | 400 kVA :Kiosk Substation | 0.4 | --> | 0.4 | 0.353 | 5.46 |  | --> | 0.38 | 0 | 0.007 | 0.381 | 0 |  | --> | E19 ex PORTLAOISE | Portlaoise [T423,T424] | PORTLAOISE |  | 53.0299 | -7.2708
MV/LV Substation AS***221Z |  | 20 kV | _ | LV | 400 kVA :Kiosk Substation | 0.4 | --> | 0.4 | 0.314 | 5.46 |  | --> | 0.38 | 0 | 0.031 | 0.369 | 0 |  | --> | E19 ex PORTLAOISE | Portlaoise [T423,T424] | PORTLAOISE |  | 53.0293 | -7.2732
MV/LV Substation LA***225Z |  | 10 kV | _ | LV | 1000 kVA :Building Structure | 1 | --> | 1 | 0 | 0 | Constrained, otherwise capacity available =788 kVA | --> | 0.95 | 0 | 0 | 0.5 | 0 |  | --> | C23 ex PORTLAOISE | Portlaoise [T41,T42] | PORTLAOISE |  | 53.0323 | -7.2956
MV/LV Substation RA***240Z |  | 10 kV | _ | LV | 200 kVA :Kiosk Substation | 0.2 | --> | 0.2 | 0 | 0 | Constrained, otherwise capacity available =181 kVA | --> | 0.19 | 0 | 0 | 0.193 | 0 |  | --> | C18 ex MOUNTRATH | Mountrath [T41,T42] | PORTLAOISE |  | 52.9982 | -7.4646
MV/LV Substation DI***241Z |  | 10 kV | _ | LV | 200 kVA :Pole Substation | 0.2 | --> | 0.2 | 0.121 | 0.12 | Constrained, otherwise capacity available =194 kVA | --> | 0.19 | 0 | 0 | 0.191 | 0 |  | --> | C21 ex ATHY | Athy [T101,T102] | ATHY |  | 53.0128 | -7.1419
MV/LV Substation MO***248Y |  | 10 kV | _ | LV | 50 kVA :Pole Substation | 0.05 | --> | 0.05 | 0 | 0 | Constrained, otherwise capacity available =34 kVA | --> | 0.048 | 0 | 0 | 0.05 | 0 |  | --> | C16 ex PALLAS | Pallas [T41,T42] | PORTLAOISE |  | 53.0331 | -7.318
MV/LV Substation AS***254Z |  | 10 kV | _ | LV | 100 kVA :Pole Substation | 0.1 | --> | 0.1 | 0 | 0 | Constrained, otherwise capacity available =100 kVA | --> | 0.095 | 0 | 0 | 0.095 | 0 |  | --> | C12 ex MOUNTRATH | Mountrath [T41,T42] | PORTLAOISE |  | 53.0151 | -7.3578
MV/LV Substation RO***255 |  | 10 kV | _ | LV | 50 kVA :Pole Substation | 0.05 | --> | 0.05 | 0 | 0 | Constrained, otherwise capacity available =31 kVA | --> | 0.048 | 0 | 0.005 | 0.046 | 0 |  | --> | C16 ex PALLAS | Pallas [T41,T42] | PORTLAOISE |  | 53.0543 | -7.3219
MV/LV Substation DU***255X |  | 10 kV | _ | LV | 50 kVA :Pole Substation | 0.05 | --> | 0.05 | 0.049 | 2.78 |  | --> | 0.048 | 0 | 0 | 0.048 | 0 |  | --> | E16 ex BALLYRAGGET | Ballyragget [T421,T422] | BALLYRAGGET |  | 52.8444 | -7.3887
MV/LV Substation BE***257Y |  | 10 kV | _ | LV | 200 kVA :Kiosk Substation | 0.2 | --> | 0.2 | 0 | 0 | Constrained, otherwise capacity available =150 kVA | --> | 0.19 | 0 | 0.03 | 0.174 | 0 |  | --> | C19 ex PALLAS | Pallas [T41,T42] | PORTLAOISE |  | 53.037 | -7.3033
MV/LV Substation TH***258Y |  | 10 kV | _ | LV | 200 kVA :Kiosk Substation | 0.2 | --> | 0.2 | 0 | 0 | Constrained, otherwise capacity available =134 kVA | --> | 0.19 | 0 | 0.038 | 0.171 | 0 |  | --> | C15 ex PALLAS | Pallas [T41,T42] | PORTLAOISE |  | 53.0421 | -7.2871
MV/LV Substation CA***259Y |  | 20 kV | _ | LV | 50 kVA :Pole Substation | 0.05 | --> | 0.05 | 0.05 | 1.1 |  | --> | 0.048 | 0 | 0 | 0.048 | 0 |  | --> | E12 ex ABBEYLEIX | Abbeyleix [T422] | PORTLAOISE |  | 52.9778 | -7.2834
MV/LV Substation BA***267Y |  | 10 kV | _ | LV | 100 kVA :Pole Substation | 0.1 | --> | 0.1 | 0 | 0 | Constrained, otherwise capacity available =49 kVA | --> | 0.095 | 0 | 0 | 0.102 | 0 |  | --> | C18 ex MOUNTRATH | Mountrath [T41,T42] | PORTLAOISE |  | 53.0109 | -7.4685
MV/LV Substation LA***270Z |  | 10 kV | _ | LV | 50 kVA :Pole Substation | 0.05 | --> | 0.05 | 0 | 0 | Constrained, otherwise capacity available =23 kVA | --> | 0.048 | 0 | 0 | 0.051 | 0 |  | --> | C18 ex MOUNTRATH | Mountrath [T41,T42] | PORTLAOISE |  | 53.0131 | -7.5338
MV/LV Substation DO***274Z |  | 10 kV | _ | LV | 50 kVA :Pole Substation | 0.05 | --> | 0.05 | 0.048 | 2.78 |  | --> | 0.048 | 0 | 0 | 0.048 | 0 |  | --> | E16 ex BALLYRAGGET | Ballyragget [T421,T422] | BALLYRAGGET |  | 52.8348 | -7.3472
MV/LV Substation CA***278Y |  | 10 kV | _ | LV | 200 kVA :Kiosk Substation | 0.2 | --> | 0.2 | 0 | 0 | Constrained, otherwise capacity available =152 kVA | --> | 0.19 | 0 | 0.023 | 0.179 | 0 |  | --> | C20 ex PORTLAOISE | Portlaoise [T41,T42] | PORTLAOISE |  | 53.0387 | -7.2697
MV/LV Substation BR***279X |  | 10 kV | _ | LV | 400 kVA :Kiosk Substation | 0.4 | --> | 0.4 | 0 | 0 | Constrained, otherwise capacity available =291 kVA | --> | 0.38 | 0 | 0.026 | 0.375 | 0 |  | --> | C14 ex PORTLAOISE | Portlaoise [T41,T42] | PORTLAOISE |  | 53.0407 | -7.2803
MV/LV Substation GU***280Y |  | 10 kV | _ | LV | 400 kVA :Kiosk Substation | 0.4 | --> | 0.4 | 0 | 0 | Constrained, otherwise capacity available =319 kVA | --> | 0.38 | 0 | 0 | 0.391 | 0 |  | --> | C26 ex PORTLAOISE | Portlaoise [T41,T42] | PORTLAOISE |  | 53.0264 | -7.308
MV/LV Substation MO***282Z |  | 10 kV | _ | LV | 400 kVA :Building Structure | 0.4 | --> | 0.4 | 0 | 0 | Constrained, otherwise capacity available =305 kVA | --> | 0.38 | 0 | 0 | 0.393 | 0 |  | --> | C18 ex MOUNTRATH | Mountrath [T41,T42] | PORTLAOISE |  | 52.996 | -7.4829
MV/LV Substation CH***284Y |  | 10 kV | _ | LV | 400 kVA :Kiosk Substation | 0.4 | --> | 0.4 | 0 | 0 | Constrained, otherwise capacity available =344 kVA | --> | 0.38 | 0 | 0.01 | 0.38 | 0 |  | --> | C20 ex PORTLAOISE | Portlaoise [T41,T42] | PORTLAOISE |  | 53.0361 | -7.2743
MV/LV Substation KI***289X |  | 10 kV | _ | LV | 400 kVA :Kiosk Substation | 0.4 | --> | 0.4 | 0 | 0 | Constrained, otherwise capacity available =366 kVA | --> | 0.38 | 0 | 0.005 | 0.381 | 0 |  | --> | C18 ex MOUNTRATH | Mountrath [T41,T42] | PORTLAOISE |  | 53.006 | -7.4718
MV/LV Substation GR***290Y |  | 10 kV | _ | LV | 200 kVA :Kiosk Substation | 0.2 | --> | 0.2 | 0 | 0 | Constrained, otherwise capacity available =138 kVA | --> | 0.19 | 0 | 0.025 | 0.18 | 0 |  | --> | C20 ex PORTLAOISE | Portlaoise [T41,T42] | PORTLAOISE |  | 53.0382 | -7.2717
MV/LV Substation DR***293Z |  | 10 kV | _ | LV | 400 kVA :Kiosk Substation | 0.4 | --> | 0.4 | 0.121 | 0.12 | Constrained, otherwise capacity available =328 kVA | --> | 0.38 | 0 | 0.014 | 0.379 | 0 |  | --> | C21 ex ATHY | Athy [T101,T102] | ATHY |  | 53.0159 | -7.1377
MV/LV Substation BA***298Y |  | 20 kV | _ | LV | 50 kVA :Pole Substation | 0.05 | --> | 0.05 | 0.05 | 5.46 |  | --> | 0.048 | 0 | 0 | 0.048 | 0 |  | --> | E19 ex PORTLAOISE | Portlaoise [T423,T424] | PORTLAOISE |  | 53.0304 | -7.2531
MV/LV Substation LI***303Y |  | 20 kV | _ | LV | 400 kVA :Kiosk Substation | 0.4 | --> | 0.4 | 0.286 | 5.46 |  | --> | 0.38 | 0 | 0.01 | 0.388 | 0 |  | --> | E19 ex PORTLAOISE | Portlaoise [T423,T424] | PORTLAOISE |  | 53.0274 | -7.2897
MV/LV Substation HI***310Y |  | 10 kV | _ | LV | 200 kVA :Kiosk Substation | 0.2 | --> | 0.2 | 0 | 0 | Constrained, otherwise capacity available =137 kVA | --> | 0.19 | 0 | 0.021 | 0.183 | 0 |  | --> | C15 ex PALLAS | Pallas [T41,T42] | PORTLAOISE |  | 53.0423 | -7.2895
MV/LV Substation MI***319Y |  | 10 kV | _ | LV | 630 kVA :Kiosk Substation | 0.63 | --> | 0.63 | 0 | 0 | Constrained, otherwise capacity available =437 kVA | --> | 0.598 | 0 | 0.004 | 0.5 | 0 |  | --> | C23 ex PORTLAOISE | Portlaoise [T41,T42] | PORTLAOISE |  | 53.0365 | -7.2972
MV/LV Substation CH***320Y |  | 10 kV | _ | LV | 630 kVA :Kiosk Substation | 0.63 | --> | 0.63 | 0 | 0 | Constrained, otherwise capacity available =357 kVA | --> | 0.598 | 0 | 0.005 | 0.5 | 0 |  | --> | C19 ex PORTLAOISE | Portlaoise [T41,T42] | PORTLAOISE |  | 53.0347 | -7.3005
MV/LV Substation CL***321 |  | 20 kV | _ | LV | 50 kVA :Pole Substation | 0.05 | --> | 0.05 | 0 | 0 | Constrained, otherwise capacity available =50 kVA | --> | 0.048 | 0 | 0 | 0.048 | 0 |  | --> | C15 ex MOUNTRATH | Mountrath [T41,T42] | PORTLAOISE |  | 52.9741 | -7.4749
MV/LV Substation CL***322Y |  | 10 kV | _ | LV | 100 kVA :Pole Substation | 0.1 | --> | 0.1 | 0 | 0 | Constrained, otherwise capacity available =75 kVA | --> | 0.095 | 0 | 0 | 0.098 | 0 |  | --> | C16 ex PALLAS | Pallas [T41,T42] | PORTLAOISE |  | 53.0211 | -7.3397
MV/LV Substation WO***325 |  | 10 kV | _ | LV | 200 kVA :Kiosk Substation | 0.2 | --> | 0.2 | 0 | 0 | Constrained, otherwise capacity available =134 kVA | --> | 0.19 | 0 | 0.01 | 0.191 | 0 |  | --> | C18 ex MOUNTRATH | Mountrath [T41,T42] | PORTLAOISE |  | 52.9958 | -7.4656
MV/LV Substation J ***329Y |  | 10 kV | _ | LV | 630 kVA :Kiosk Substation | 0.63 | --> | 0.63 | 0 | 0 | Constrained, otherwise capacity available =428 kVA | --> | 0.598 | 0 | 0.11 | 0.5 | 0 |  | --> | C19 ex PORTLAOISE | Portlaoise [T41,T42] | PORTLAOISE |  | 53.0331 | -7.2989
MV/LV Substation GL***340Y |  | 10 kV | _ | LV | 100 kVA :Pole Substation | 0.1 | --> | 0.1 | 0 | 0 | Constrained, otherwise capacity available =80 kVA | --> | 0.095 | 0 | 0.005 | 0.094 | 0 |  | --> | C20 ex PORTLAOISE | Portlaoise [T41,T42] | PORTLAOISE |  | 53.0326 | -7.2866
MV/LV Substation BE***341 |  | 10 kV | _ | LV | 50 kVA :Pole Substation | 0.05 | --> | 0.05 | 0 | 0 | Constrained, otherwise capacity available =44 kVA | --> | 0.048 | 0 | 0 | 0.048 | 0 |  | --> | C11 ex MOUNTRATH | Mountrath [T41,T42] | PORTLAOISE |  | 52.99 | -7.4849
MV/LV Substation BA***348Y |  | 10 kV | _ | LV | 50 kVA :Pole Substation | 0.05 | --> | 0.05 | 0.041 | 1.1 |  | --> | 0.048 | 0 | 0 | 0.049 | 0 |  | --> | E14 ex ABBEYLEIX | Abbeyleix [T422] | PORTLAOISE |  | 52.9218 | -7.2717
MV/LV Substation BL***354Y |  | 10 kV | _ | LV | 200 kVA :Pole Substation | 0.2 | --> | 0.2 | 0.2 | 1.1 |  | --> | 0.19 | 0 | 0 | 0.19 | 0 |  | --> | E14 ex ABBEYLEIX | Abbeyleix [T422] | PORTLAOISE |  | 52.9257 | -7.2867
MV/LV Substation FE***360X |  | 10 kV | _ | LV | 50 kVA :Pole Substation | 0.05 | --> | 0.05 | 0.02 | 2.78 |  | --> | 0.048 | 0 | 0 | 0.051 | 0 |  | --> | E16 ex BALLYRAGGET | Ballyragget [T421,T422] | BALLYRAGGET |  | 52.8615 | -7.3644
MV/LV Substation BE***369X |  | 10 kV | _ | LV | 400 kVA :Kiosk Substation | 0.4 | --> | 0.4 | 0 | 0 | Constrained, otherwise capacity available =400 kVA | --> | 0.38 | 0 | 0 | 0.38 | 0 |  | --> | C14 ex PORTLAOISE | Portlaoise [T41,T42] | PORTLAOISE |  | 53.0381 | -7.2818
MV/LV Substation BA***370X |  | 20 kV | _ | LV | 200 kVA :Pole Substation | 0.2 | --> | 0.2 | 0.131 | 5.46 |  | --> | 0.19 | 0 | 0 | 0.199 | 0 |  | --> | E19 ex PORTLAOISE | Portlaoise [T423,T424] | PORTLAOISE |  | 53.031 | -7.2488
MV/LV Substation CO***373Y |  | 10 kV | _ | LV | 630 kVA :Kiosk Substation | 0.63 | --> | 0.63 | 0 | 0 | Constrained, otherwise capacity available =361 kVA | --> | 0.598 | 0 | 0.025 | 0.5 | 0 |  | --> | C19 ex PALLAS | Pallas [T41,T42] | PORTLAOISE |  | 53.0366 | -7.3052
MV/LV Substation MO***374Y |  | 10 kV | _ | LV | 200 kVA :Pole Substation | 0.2 | --> | 0.2 | 0 | 0 | Constrained, otherwise capacity available =200 kVA | --> | 0.19 | 0 | 0 | 0.19 | 0 |  | --> | C11 ex MOUNTRATH | Mountrath [T41,T42] | PORTLAOISE |  | 52.991 | -7.4726
MV/LV Substation AU***377X |  | 20 kV | _ | LV | 50 kVA :Pole Substation | 0.05 | --> | 0.05 | 0.026 | 1.1 |  | --> | 0.048 | 0 | 0 | 0.051 | 0 |  | --> | E13 ex ABBEYLEIX | Abbeyleix [T422] | PORTLAOISE |  | 52.906 | -7.3187
MV/LV Substation KN***378X |  | 10 kV | _ | LV | 400 kVA :Kiosk Substation | 0.4 | --> | 0.4 | 0.246 | 5.46 |  | --> | 0.38 | 0 | 0.025 | 0.382 | 0 |  | --> | E16 ex PORTLAOISE | Portlaoise [T423,T424] | PORTLAOISE |  | 53.0265 | -7.3171
MV/LV Substation PR***381X |  | 20 kV | _ | LV | 50 kVA :Pole Substation | 0.05 | --> | 0.05 | 0.03 | 1.1 |  | --> | 0.048 | 0 | 0.016 | 0.038 | 0 |  | --> | E13 ex ABBEYLEIX | Abbeyleix [T422] | PORTLAOISE |  | 52.9189 | -7.342
MV/LV Substation MO***388Y |  | 10 kV | _ | LV | 400 kVA :Kiosk Substation | 0.4 | --> | 0.4 | 0 | 0 | Constrained, otherwise capacity available =301 kVA | --> | 0.38 | 0 | 0.013 | 0.384 | 0 |  | --> | C16 ex PALLAS | Pallas [T41,T42] | PORTLAOISE |  | 53.04 | -7.3162
MV/LV Substation MO***389Y |  | 10 kV | _ | LV | 100 kVA :Pole Substation | 0.1 | --> | 0.1 | 0 | 0 | Constrained, otherwise capacity available =81 kVA | --> | 0.095 | 0 | 0.011 | 0.089 | 0 |  | --> | C18 ex MOUNTRATH | Mountrath [T41,T42] | PORTLAOISE |  | 53.0055 | -7.4814
MV/LV Substation MO***393Y |  | 10 kV | _ | LV | 630 kVA :Building Structure | 0.63 | --> | 0.63 | 0.5 | 1.1 |  | --> | 0.598 | 0 | 0 | 0.5 | 0 |  | --> | E14 ex ABBEYLEIX | Abbeyleix [T422] | PORTLAOISE |  | 52.8948 | -7.2804
MV/LV Substation MO***395Y |  | 10 kV | _ | LV | 400 kVA :Kiosk Substation | 0.4 | --> | 0.4 | 0 | 0 | Constrained, otherwise capacity available =373 kVA | --> | 0.38 | 0 | 0.006 | 0.379 | 0 |  | --> | C18 ex MOUNTRATH | Mountrath [T41,T42] | PORTLAOISE |  | 53.002 | -7.4699
MV/LV Substation TH***399Y |  | 10 kV | _ | LV | 50 kVA :Pole Substation | 0.05 | --> | 0.05 | 0.04 | 2.78 |  | --> | 0.048 | 0 | 0 | 0.049 | 0 |  | --> | E16 ex BALLYRAGGET | Ballyragget [T421,T422] | BALLYRAGGET |  | 52.8316 | -7.3469
MV/LV Substation MO***4005 |  | 20 kV | _ | LV | 50 kVA :Pole Substation | 0.05 | --> | 0.05 | 0.049 | 5.46 |  | --> | 0.048 | 0 | 0 | 0.048 | 0 |  | --> | E12 ex PORTLAOISE | Portlaoise [T423,T424] | PORTLAOISE |  | 52.8989 | -7.1709
MV/LV Substation TO***4016 |  | 10 kV | _ | LV | 200 kVA :Pole Substation | 0.2 | --> | 0.2 | 0 | 0 | Constrained, otherwise capacity available =100 kVA | --> | 0.19 | 0 | 0 | 0.203 | 0 |  | --> | C12 ex MOUNTRATH | Mountrath [T41,T42] | PORTLAOISE |  | 53.0016 | -7.3912
MV/LV Substation CA***4042 |  | 10 kV | _ | LV | 50 kVA :Pole Substation | 0.05 | --> | 0.05 | 0.049 | 2.78 |  | --> | 0.048 | 0 | 0 | 0.048 | 0 |  | --> | E16 ex BALLYRAGGET | Ballyragget [T421,T422] | BALLYRAGGET |  | 52.8485 | -7.3709
MV/LV Substation KY***404Y |  | 20 kV | _ | LV | 200 kVA :Kiosk Substation | 0.2 | --> | 0.2 | 0.155 | 5.46 |  | --> | 0.19 | 0 | 0.026 | 0.177 | 0 |  | --> | E12 ex PORTLAOISE | Portlaoise [T423,T424] | PORTLAOISE |  | 53.0251 | -7.2958
MV/LV Substation SH***4059 |  | 20 kV | _ | LV | 50 kVA :Pole Substation | 0.05 | --> | 0.05 | 0 | 0 | Constrained, otherwise capacity available =38 kVA | --> | 0.048 | 0 | 0 | 0.049 | 0 |  | --> | C15 ex MOUNTRATH | Mountrath [T41,T42] | PORTLAOISE |  | 52.9251 | -7.4295
MV/LV Substation DE***4075 |  | 20 kV | _ | LV | 50 kVA :Pole Substation | 0.05 | --> | 0.05 | 0.049 | 1.1 |  | --> | 0.048 | 0 | 0 | 0.048 | 0 |  | --> | E13 ex ABBEYLEIX | Abbeyleix [T422] | PORTLAOISE |  | 52.9458 | -7.3815
MV/LV Substation PO***4081 |  | 20 kV | _ | LV | 50 kVA :Pole Substation | 0.05 | --> | 0.05 | 0.046 | 5.46 |  | --> | 0.048 | 0 | 0 | 0.048 | 0 |  | --> | E19 ex PORTLAOISE | Portlaoise [T423,T424] | PORTLAOISE |  | 53.0264 | -7.2621
MV/LV Substation PR***4083 |  | 10 kV | _ | LV | 400 kVA :Building Structure | 0.4 | --> | 0.4 | 0 | 0 | Constrained, otherwise capacity available =400 kVA | --> | 0.38 | 0 | 0 | 0.38 | 0 |  | --> | C23 ex PORTLAOISE | Portlaoise [T41,T42] | PORTLAOISE |  | 53.0325 | -7.2957
MV/LV Substation CO***4085 |  | 10 kV | _ | LV | 100 kVA :Pole Substation | 0.1 | --> | 0.1 | 0 | 0 | Constrained, otherwise capacity available =72 kVA | --> | 0.095 | 0 | 0.032 | 0.075 | 0 |  | --> | C26 ex PORTLAOISE | Portlaoise [T41,T42] | PORTLAOISE |  | 53.0283 | -7.3089
MV/LV Substation TU***4087 |  | 20 kV | _ | LV | 50 kVA :Pole Substation | 0.05 | --> | 0.05 | 0.05 | 1.1 |  | --> | 0.048 | 0 | 0 | 0.048 | 0 |  | --> | E13 ex ABBEYLEIX | Abbeyleix [T422] | PORTLAOISE |  | 52.9101 | -7.3725
MV/LV Substation CL***4088 |  | 10 kV | _ | LV | 50 kVA :Pole Substation | 0.05 | --> | 0.05 | 0 | 0 | Constrained, otherwise capacity available =50 kVA | --> | 0.048 | 0 | 0 | 0.048 | 0 |  | --> | C16 ex PALLAS | Pallas [T41,T42] | PORTLAOISE |  | 53.0389 | -7.3205
MV/LV Substation GO***408Y |  | 10 kV | _ | LV | 630 kVA :Kiosk Substation | 0.63 | --> | 0.63 | 0 | 0 | Constrained, otherwise capacity available =471 kVA | --> | 0.598 | 0 | 0 | 0.5 | 0 |  | --> | C21 ex PALLAS | Pallas [T41,T42] | PORTLAOISE |  | 53.0321 | -7.3042
MV/LV Substation GR***4111 |  | 10 kV | _ | LV | 50 kVA :Pole Substation | 0.05 | --> | 0.05 | 0.046 | 2.78 |  | --> | 0.048 | 0 | 0 | 0.048 | 0 |  | --> | E16 ex BALLYRAGGET | Ballyragget [T421,T422] | BALLYRAGGET |  | 52.8428 | -7.355
MV/LV Substation CL***4115 |  | 10 kV | _ | LV | 50 kVA :Pole Substation | 0.05 | --> | 0.05 | 0 | 0 | Constrained, otherwise capacity available =50 kVA | --> | 0.048 | 0 | 0 | 0.048 | 0 |  | --> | C12 ex MOUNTRATH | Mountrath [T41,T42] | PORTLAOISE |  | 53.0116 | -7.4202
MV/LV Substation BA***411Y |  | 10 kV | _ | LV | 200 kVA :Pole Substation | 0.2 | --> | 0.2 | 0 | 0 | Constrained, otherwise capacity available =200 kVA | --> | 0.19 | 0 | 0 | 0.19 | 0 |  | --> | C18 ex MOUNTRATH | Mountrath [T41,T42] | PORTLAOISE |  | 53.0021 | -7.4744
MV/LV Substation TH***4130 |  | 10 kV | _ | LV | 50 kVA :Pole Substation | 0.05 | --> | 0.05 | 0.05 | 2.78 |  | --> | 0.048 | 0 | 0 | 0.048 | 0 |  | --> | E16 ex BALLYRAGGET | Ballyragget [T421,T422] | BALLYRAGGET |  | 52.8503 | -7.391
MV/LV Substation ED***4151 |  | 20 kV | _ | LV | 200 kVA :Kiosk Substation | 0.2 | --> | 0.2 | 0.175 | 5.46 |  | --> | 0.19 | 0 | 0 | 0.193 | 0 |  | --> | E19 ex PORTLAOISE | Portlaoise [T423,T424] | PORTLAOISE |  | 53.0297 | -7.2842
MV/LV Substation DR***4154 |  | 10 kV | _ | LV | 50 kVA :Pole Substation | 0.05 | --> | 0.05 | 0 | 0 | Constrained, otherwise capacity available =48 kVA | --> | 0.048 | 0 | 0 | 0.048 | 0 |  | --> | C18 ex MOUNTRATH | Mountrath [T41,T42] | PORTLAOISE |  | 53.0416 | -7.5032
MV/LV Substation DR***415Y |  | 10 kV | _ | LV | 50 kVA :Pole Substation | 0.05 | --> | 0.05 | 0 | 0 | Constrained, otherwise capacity available =49 kVA | --> | 0.048 | 0 | 0 | 0.048 | 0 |  | --> | C18 ex MOUNTRATH | Mountrath [T41,T42] | PORTLAOISE |  | 53.0398 | -7.5045
MV/LV Substation AL***4166 |  | 20 kV | _ | LV | 200 kVA :Pole Substation | 0.2 | --> | 0.2 | 0.164 | 1.1 |  | --> | 0.19 | 0 | 0 | 0.195 | 0 |  | --> | E13 ex ABBEYLEIX | Abbeyleix [T422] | PORTLAOISE |  | 52.9142 | -7.3684
MV/LV Substation GL***4167 |  | 20 kV | _ | LV | 630 kVA :Building Structure | 0.63 | --> | 0.63 | 0.488 | 5.46 |  | --> | 0.598 | 0 | 0 | 0.5 | 0 |  | --> | E19 ex PORTLAOISE | Portlaoise [T423,T424] | PORTLAOISE |  | 53.0312 | -7.2452
MV/LV Substation S ***4171 |  | 10 kV | _ | LV | 200 kVA :Kiosk Substation | 0.2 | --> | 0.2 | 0.121 | 0.12 | Constrained, otherwise capacity available =174 kVA | --> | 0.19 | 0 | 0 | 0.194 | 0 |  | --> | C21 ex ATHY | Athy [T101,T102] | ATHY |  | 53.0197 | -7.1374
MV/LV Substation BL***4179 |  | 10 kV | _ | LV | 50 kVA :Pole Substation | 0.05 | --> | 0.05 | 0.05 | 1.1 |  | --> | 0.048 | 0 | 0 | 0.048 | 0 |  | --> | E14 ex ABBEYLEIX | Abbeyleix [T422] | PORTLAOISE |  | 52.9303 | -7.2731
MV/LV Substation LA***417Y |  | 10 kV | _ | LV | 50 kVA :Pole Substation | 0.05 | --> | 0.05 | 0 | 0 | Constrained, otherwise capacity available =40 kVA | --> | 0.048 | 0 | 0 | 0.049 | 0 |  | --> | C16 ex PALLAS | Pallas [T41,T42] | PORTLAOISE |  | 53.0197 | -7.345
MV/LV Substation BR***4189 |  | 10 kV | _ | LV | 50 kVA :Pole Substation | 0.05 | --> | 0.05 | 0.042 | 2.78 |  | --> | 0.048 | 0 | 0.001 | 0.048 | 0 |  | --> | E16 ex BALLYRAGGET | Ballyragget [T421,T422] | BALLYRAGGET |  | 52.8648 | -7.3544
MV/LV Substation CO***418Y |  | 20 kV | _ | LV | 200 kVA :Kiosk Substation | 0.2 | --> | 0.2 | 0.192 | 5.46 |  | --> | 0.19 | 0 | 0 | 0.191 | 0 |  | --> | E17 ex PORTLAOISE | Portlaoise [T423,T424] | PORTLAOISE |  | 53.0148 | -7.3056
MV/LV Substation MO***4193 |  | 10 kV | _ | LV | 50 kVA :Pole Substation | 0.05 | --> | 0.05 | 0 | 0 | Constrained, otherwise capacity available =44 kVA | --> | 0.048 | 0 | 0 | 0.048 | 0 |  | --> | C11 ex MOUNTRATH | Mountrath [T41,T42] | PORTLAOISE |  | 52.9905 | -7.4712
MV/LV Substation PO***4196 |  | 20 kV | _ | LV | 400 kVA :Building Structure | 0.4 | --> | 0.4 | 0.31 | 5.46 |  | --> | 0.38 | 0 | 0.011 | 0.384 | 0 |  | --> | E19 ex PORTLAOISE | Portlaoise [T423,T424] | PORTLAOISE |  | 53.0284 | -7.275
MV/LV Substation DR***4206 |  | 10 kV | _ | LV | 50 kVA :Pole Substation | 0.05 | --> | 0.05 | 0 | 0 | Constrained, otherwise capacity available =47 kVA | --> | 0.048 | 0 | 0 | 0.048 | 0 |  | --> | C18 ex MOUNTRATH | Mountrath [T41,T42] | PORTLAOISE |  | 53.038 | -7.5038
MV/LV Substation DY***4212 |  | 20 kV | _ | LV | 50 kVA :Pole Substation | 0.05 | --> | 0.05 | 0.043 | 5.46 |  | --> | 0.048 | 0 | 0 | 0.048 | 0 |  | --> | E12 ex PORTLAOISE | Portlaoise [T423,T424] | PORTLAOISE |  | 53.0173 | -7.2386
MV/LV Substation BO***4227 |  | 20 kV | _ | LV | 50 kVA :Pole Substation | 0.05 | --> | 0.05 | 0 | 0 | Constrained, otherwise capacity available =50 kVA | --> | 0.048 | 0 | 0 | 0.048 | 0 |  | --> | C15 ex MOUNTRATH | Mountrath [T41,T42] | PORTLAOISE |  | 52.9096 | -7.4167
MV/LV Substation EA***4229 |  | 10 kV | _ | LV | 50 kVA :Pole Substation | 0.05 | --> | 0.05 | 0.05 | 2.78 |  | --> | 0.048 | 0 | 0 | 0.048 | 0 |  | --> | E16 ex BALLYRAGGET | Ballyragget [T421,T422] | BALLYRAGGET |  | 52.8322 | -7.3417
MV/LV Substation SH***4231 |  | 10 kV | _ | LV | 400 kVA :Kiosk Substation | 0.4 | --> | 0.4 | 0 | 0 | Constrained, otherwise capacity available =355 kVA | --> | 0.38 | 0 | 0 | 0.386 | 0 |  | --> | C18 ex MOUNTRATH | Mountrath [T41,T42] | PORTLAOISE |  | 52.9983 | -7.4707
MV/LV Substation SC***4235 |  | 10 kV | _ | LV | 200 kVA :Kiosk Substation | 0.2 | --> | 0.2 | 0 | 0 | Constrained, otherwise capacity available =160 kVA | --> | 0.19 | 0 | 0.006 | 0.191 | 0 |  | --> | C12 ex PALLAS | Pallas [T41,T42] | PORTLAOISE |  | 53.0366 | -7.3147
MV/LV Substation BE***4236 |  | 10 kV | _ | LV | 400 kVA :Kiosk Substation | 0.4 | --> | 0.4 | 0 | 0 | Constrained, otherwise capacity available =289 kVA | --> | 0.38 | 0 | 0.021 | 0.379 | 0 |  | --> | C16 ex PALLAS | Pallas [T41,T42] | PORTLAOISE |  | 53.0328 | -7.3244
MV/LV Substation CR***4250 |  | 20 kV | _ | LV | 50 kVA :Pole Substation | 0.05 | --> | 0.05 | 0 | 0 | Constrained, otherwise capacity available =39 kVA | --> | 0.048 | 0 | 0 | 0.049 | 0 |  | --> | C15 ex MOUNTRATH | Mountrath [T41,T42] | PORTLAOISE |  | 52.9011 | -7.4572
MV/LV Substation CL***4255 |  | 10 kV | _ | LV | 50 kVA :Pole Substation | 0.05 | --> | 0.05 | 0.041 | 2.78 |  | --> | 0.048 | 0 | 0 | 0.049 | 0 |  | --> | E16 ex BALLYRAGGET | Ballyragget [T421,T422] | BALLYRAGGET |  | 52.8542 | -7.3522
MV/LV Substation GR***425Y |  | 10 kV | _ | LV | 100 kVA :Pole Substation | 0.1 | --> | 0.1 | 0.1 | 2.78 |  | --> | 0.095 | 0 | 0 | 0.095 | 0 |  | --> | E16 ex BALLYRAGGET | Ballyragget [T421,T422] | BALLYRAGGET |  | 52.833 | -7.3498
MV/LV Substation TH***4260 |  | 20 kV | _ | LV | 50 kVA :Pole Substation | 0.05 | --> | 0.05 | 0.031 | 5.46 |  | --> | 0.048 | 0 | 0 | 0.05 | 0 |  | --> | E12 ex PORTLAOISE | Portlaoise [T423,T424] | PORTLAOISE |  | 53.014 | -7.1508
MV/LV Substation RO***4271 |  | 20 kV | _ | LV | 630 kVA :Building Structure | 0.63 | --> | 0.63 | 0.5 | 1.1 |  | --> | 0.598 | 0 | 0.525 | 0.21 | 0 |  | --> | E12 ex ABBEYLEIX | Abbeyleix [T422] | PORTLAOISE |  | 52.9441 | -7.307
MV/LV Substation BA***4281 |  | 10 kV | _ | LV | 50 kVA :Pole Substation | 0.05 | --> | 0.05 | 0.04 | 0.12 |  | --> | 0.048 | 0 | 0 | 0.049 | 0 |  | --> | C21 ex ATHY | Athy [T101,T102] | ATHY |  | 53.013 | -7.1141
MV/LV Substation CL***4283 |  | 10 kV | _ | LV | 50 kVA :Pole Substation | 0.05 | --> | 0.05 | 0.05 | 1.1 |  | --> | 0.048 | 0 | 0 | 0.048 | 0 |  | --> | E14 ex ABBEYLEIX | Abbeyleix [T422] | PORTLAOISE |  | 52.8745 | -7.2897
MV/LV Substation DI***4311 |  | 20 kV | _ | LV | 200 kVA :Kiosk Substation | 0.2 | --> | 0.2 | 0.16 | 5.46 |  | --> | 0.19 | 0 | 0 | 0.195 | 0 |  | --> | E19 ex PORTLAOISE | Portlaoise [T423,T424] | PORTLAOISE |  | 53.0273 | -7.2857
MV/LV Substation NA***4316 |  | 10 kV | _ | LV | 200 kVA :Kiosk Substation | 0.2 | --> | 0.2 | 0.2 | 5.46 |  | --> | 0.19 | 0 | 0 | 0.19 | 0 |  | --> | E16 ex PORTLAOISE | Portlaoise [T423,T424] | PORTLAOISE |  | 53.0173 | -7.315
MV/LV Substation LI***431Y |  | 20 kV | _ | LV | 400 kVA :Building Structure | 0.4 | --> | 0.4 | 0.298 | 5.46 |  | --> | 0.38 | 0 | 0.011 | 0.386 | 0 |  | --> | E12 ex PORTLAOISE | Portlaoise [T423,T424] | PORTLAOISE |  | 53.0217 | -7.2973
MV/LV Substation SU***4325 |  | 20 kV | _ | LV | 630 kVA :Building Structure | 0.63 | --> | 0.63 | 0.468 | 5.46 |  | --> | 0.598 | 0 | 0 | 0.5 | 0 |  | --> | E17 ex PORTLAOISE | Portlaoise [T423,T424] | PORTLAOISE |  | 53.0142 | -7.3076
MV/LV Substation RO***432Y |  | 10 kV | _ | LV | 400 kVA :Kiosk Substation | 0.4 | --> | 0.4 | 0 | 0 | Constrained, otherwise capacity available =290 kVA | --> | 0.38 | 0 | 0.035 | 0.369 | 0 |  | --> | C15 ex PALLAS | Pallas [T41,T42] | PORTLAOISE |  | 53.0468 | -7.3128
MV/LV Substation UP***434X |  | 10 kV | _ | LV | 50 kVA :Pole Substation | 0.05 | --> | 0.05 | 0 | 0 | Constrained, otherwise capacity available =39 kVA | --> | 0.048 | 0 | 0 | 0.049 | 0 |  | --> | C12 ex MOUNTRATH | Mountrath [T41,T42] | PORTLAOISE |  | 53.0194 | -7.4563
MV/LV Substation TU***434Y |  | 20 kV | _ | LV | 50 kVA :Pole Substation | 0.05 | --> | 0.05 | 0.043 | 1.1 |  | --> | 0.048 | 0 | 0 | 0.048 | 0 |  | --> | E12 ex ABBEYLEIX | Abbeyleix [T422] | PORTLAOISE |  | 52.9252 | -7.3052
MV/LV Substation DO***4369 |  | 20 kV | _ | LV | 100 kVA :Pole Substation | 0.1 | --> | 0.1 | 0.1 | 1.1 |  | --> | 0.095 | 0 | 0 | 0.095 | 0 |  | --> | E13 ex ABBEYLEIX | Abbeyleix [T422] | PORTLAOISE |  | 52.9713 | -7.3849
MV/LV Substation AN***436Y |  | 10 kV | _ | LV | 630 kVA :Kiosk Substation | 0.63 | --> | 0.63 | 0 | 0 | Constrained, otherwise capacity available =443 kVA | --> | 0.598 | 0 | 0 | 0.5 | 0 |  | --> | C26 ex PORTLAOISE | Portlaoise [T41,T42] | PORTLAOISE |  | 53.0261 | -7.3055
MV/LV Substation NO***4385 |  | 20 kV | _ | LV | 50 kVA :Pole Substation | 0.05 | --> | 0.05 | 0.045 | 1.1 |  | --> | 0.048 | 0 | 0 | 0.048 | 0 |  | --> | E13 ex ABBEYLEIX | Abbeyleix [T422] | PORTLAOISE |  | 52.9066 | -7.3778
MV/LV Substation HA***4389 |  | 10 kV | _ | LV | 400 kVA :Kiosk Substation | 0.4 | --> | 0.4 | 0 | 0 | Constrained, otherwise capacity available =400 kVA | --> | 0.38 | 0 | 0 | 0.38 | 0 |  | --> | C12 ex PALLAS | Pallas [T41,T42] | PORTLAOISE |  | 53.0373 | -7.3166
MV/LV Substation RA***4392 |  | 20 kV | _ | LV | 50 kVA :Pole Substation | 0.05 | --> | 0.05 | 0.05 | 1.1 |  | --> | 0.048 | 0 | 0 | 0.048 | 0 |  | --> | E13 ex ABBEYLEIX | Abbeyleix [T422] | PORTLAOISE |  | 52.8976 | -7.3065
MV/LV Substation PA***4393 |  | 10 kV | _ | LV | 50 kVA :Pole Substation | 0.05 | --> | 0.05 | 0 | 0 | Constrained, otherwise capacity available =50 kVA | --> | 0.048 | 0 | 0 | 0.048 | 0 |  | --> | C18 ex MOUNTRATH | Mountrath [T41,T42] | PORTLAOISE |  | 53.0241 | -7.5149
MV/LV Substation TR***4395 |  | 10 kV | _ | LV | 50 kVA :Pole Substation | 0.05 | --> | 0.05 | 0 | 0 | Constrained, otherwise capacity available =50 kVA | --> | 0.048 | 0 | 0 | 0.048 | 0 |  | --> | C12 ex MOUNTRATH | Mountrath [T41,T42] | PORTLAOISE |  | 52.9767 | -7.428
MV/LV Substation TH***4407 |  | 10 kV | _ | LV | 630 kVA :Kiosk Substation | 0.63 | --> | 0.63 | 0 | 0 | Constrained, otherwise capacity available =590 kVA | --> | 0.598 | 0 | 0 | 0.5 | 0 |  | --> | C19 ex PALLAS | Pallas [T41,T42] | PORTLAOISE |  | 53.0358 | -7.306
MV/LV Substation TH***4408 |  | 10 kV | _ | LV | 400 kVA :Kiosk Substation | 0.4 | --> | 0.4 | 0 | 0 | Constrained, otherwise capacity available =369 kVA | --> | 0.38 | 0 | 0 | 0.384 | 0 |  | --> | C19 ex PALLAS | Pallas [T41,T42] | PORTLAOISE |  | 53.0355 | -7.3057
MV/LV Substation TH***4409 |  | 10 kV | _ | LV | 400 kVA :Kiosk Substation | 0.4 | --> | 0.4 | 0 | 0 | Constrained, otherwise capacity available =400 kVA | --> | 0.38 | 0 | 0 | 0.38 | 0 |  | --> | C19 ex PALLAS | Pallas [T41,T42] | PORTLAOISE |  | 53.0347 | -7.3062
MV/LV Substation RA***440Y |  | 20 kV | _ | LV | 50 kVA :Pole Substation | 0.05 | --> | 0.05 | 0.047 | 1.1 |  | --> | 0.048 | 0 | 0 | 0.048 | 0 |  | --> | E13 ex ABBEYLEIX | Abbeyleix [T422] | PORTLAOISE |  | 52.9186 | -7.3397
MV/LV Substation TI***4421 |  | 20 kV | _ | LV | 100 kVA :Pole Substation | 0.1 | --> | 0.1 | 0.1 | 5.46 |  | --> | 0.095 | 0 | 0 | 0.095 | 0 |  | --> | E12 ex PORTLAOISE | Portlaoise [T423,T424] | PORTLAOISE |  | 52.9701 | -7.2116
MV/LV Substation MO***4428 |  | 20 kV | _ | LV | 50 kVA :Pole Substation | 0.05 | --> | 0.05 | 0.05 | 1.1 |  | --> | 0.048 | 0 | 0 | 0.048 | 0 |  | --> | E13 ex ABBEYLEIX | Abbeyleix [T422] | PORTLAOISE |  | 52.9609 | -7.3845
MV/LV Substation LA***442Y |  | 10 kV | _ | LV | 50 kVA :Pole Substation | 0.05 | --> | 0.05 | 0.046 | 1.1 |  | --> | 0.048 | 0 | 0 | 0.048 | 0 |  | --> | E14 ex ABBEYLEIX | Abbeyleix [T422] | PORTLAOISE |  | 52.8937 | -7.2731
MV/LV Substation CJ***4431 |  | 10 kV | _ | LV | 1000 kVA :Building Structure | 1 | --> | 1 | 0 | 0 | Constrained, otherwise capacity available =623 kVA | --> | 0.95 | 0 | 0 | 0.5 | 0 |  | --> | C18 ex MOUNTRATH | Mountrath [T41,T42] | PORTLAOISE |  | 52.9981 | -7.4711
MV/LV Substation GO***4435 |  | 10 kV | _ | LV | 630 kVA :Kiosk Substation | 0.63 | --> | 0.63 | 0 | 0 | Constrained, otherwise capacity available =630 kVA | --> | 0.598 | 0 | 0 | 0.5 | 0 |  | --> | C23 ex PORTLAOISE | Portlaoise [T41,T42] | PORTLAOISE |  | 53.0371 | -7.299
MV/LV Substation RA***4455 |  | 20 kV | _ | LV | 50 kVA :Pole Substation | 0.05 | --> | 0.05 | 0.05 | 1.1 |  | --> | 0.048 | 0 | 0 | 0.048 | 0 |  | --> | E13 ex ABBEYLEIX | Abbeyleix [T422] | PORTLAOISE |  | 52.8998 | -7.3157
MV/LV Substation IR***4458 |  | 10 kV | _ | LV | 50 kVA :Pole Substation | 0.05 | --> | 0.05 | 0 | 0 | Constrained, otherwise capacity available =45 kVA | --> | 0.048 | 0 | 0.02 | 0.033 | 0 |  | --> | C16 ex CASTLECOMER | Castlecomer [T41,T42] | BALLYRAGGET |  | 52.852 | -7.26
MV/LV Substation BA***4461 |  | 20 kV | _ | LV | 50 kVA :Pole Substation | 0.05 | --> | 0.05 | 0 | 0 | Constrained, otherwise capacity available =50 kVA | --> | 0.048 | 0 | 0 | 0.048 | 0 |  | --> | C15 ex MOUNTRATH | Mountrath [T41,T42] | PORTLAOISE |  | 52.8828 | -7.4509
MV/LV Substation CO***4469 |  | 20 kV | _ | LV | 50 kVA :Pole Substation | 0.05 | --> | 0.05 | 0 | 0 | Constrained, otherwise capacity available =50 kVA | --> | 0.048 | 0 | 0 | 0.048 | 0 |  | --> | C15 ex MOUNTRATH | Mountrath [T41,T42] | PORTLAOISE |  | 52.9544 | -7.4579
MV/LV Substation RA***4473 |  | 10 kV | _ | LV | 630 kVA :Kiosk Substation | 0.63 | --> | 0.63 | 0 | 0 | Constrained, otherwise capacity available =630 kVA | --> | 0.598 | 0 | 0 | 0.5 | 0 |  | --> | C16 ex PALLAS | Pallas [T41,T42] | PORTLAOISE |  | 53.0398 | -7.3149
MV/LV Substation AN***4474 |  | 10 kV | _ | LV | 630 kVA :Kiosk Substation | 0.63 | --> | 0.63 | 0 | 0 | Constrained, otherwise capacity available =630 kVA | --> | 0.598 | 0 | 0 | 0.5 | 0 |  | --> | C20 ex PORTLAOISE | Portlaoise [T41,T42] | PORTLAOISE |  | 53.0315 | -7.2785
MV/LV Substation TR***4475 |  | 10 kV | _ | LV | 400 kVA :Kiosk Substation | 0.4 | --> | 0.4 | 0 | 0 | Constrained, otherwise capacity available =349 kVA | --> | 0.38 | 0 | 0 | 0.387 | 0 |  | --> | C23 ex PORTLAOISE | Portlaoise [T41,T42] | PORTLAOISE |  | 53.0364 | -7.3003
MV/LV Substation OA***4476 |  | 10 kV | _ | LV | 630 kVA :Kiosk Substation | 0.63 | --> | 0.63 | 0.121 | 0.12 | Constrained, otherwise capacity available =595 kVA | --> | 0.598 | 0 | 0 | 0.5 | 0 |  | --> | C21 ex ATHY | Athy [T101,T102] | ATHY |  | 53.0144 | -7.1415
MV/LV Substation DR***4479 |  | 10 kV | _ | LV | 50 kVA :Pole Substation | 0.05 | --> | 0.05 | 0.05 | 1.1 |  | --> | 0.048 | 0 | 0 | 0.048 | 0 |  | --> | E14 ex ABBEYLEIX | Abbeyleix [T422] | PORTLAOISE |  | 52.8846 | -7.3108
MV/LV Substation KO***4485 |  | 10 kV | _ | LV | 630 kVA :Kiosk Substation | 0.63 | --> | 0.63 | 0 | 0 | Constrained, otherwise capacity available =630 kVA | --> | 0.598 | 0 | 0 | 0.5 | 0 |  | --> | C20 ex PORTLAOISE | Portlaoise [T41,T42] | PORTLAOISE |  | 53.0349 | -7.2746
MV/LV Substation PA***449Y |  | 20 kV | _ | LV | 50 kVA :Pole Substation | 0.05 | --> | 0.05 | 0.014 | 5.46 |  | --> | 0.048 | 0 | 0 | 0.052 | 0 |  | --> | E12 ex PORTLAOISE | Portlaoise [T423,T424] | PORTLAOISE |  | 53.0232 | -7.1789
MV/LV Substation MO***4513 |  | 20 kV | _ | LV | 50 kVA :Pole Substation | 0.05 | --> | 0.05 | 0.042 | 5.46 |  | --> | 0.048 | 0 | 0 | 0.049 | 0 |  | --> | E12 ex PORTLAOISE | Portlaoise [T423,T424] | PORTLAOISE |  | 52.8961 | -7.1618
MV/LV Substation RO***4516 |  | 10 kV | _ | LV | 50 kVA :Pole Substation | 0.05 | --> | 0.05 | 0 | 0 | Constrained, otherwise capacity available =50 kVA | --> | 0.048 | 0 | 0 | 0.048 | 0 |  | --> | C16 ex PALLAS | Pallas [T41,T42] | PORTLAOISE |  | 53.0329 | -7.319
MV/LV Substation BO***451Y |  | 20 kV | _ | LV | 400 kVA :Building Structure | 0.4 | --> | 0.4 | 0.356 | 1.1 |  | --> | 0.38 | 0 | 0 | 0.386 | 0 |  | --> | E13 ex ABBEYLEIX | Abbeyleix [T422] | PORTLAOISE |  | 52.8897 | -7.3378
MV/LV Substation CO***4520 |  | 10 kV | _ | LV | 400 kVA :Kiosk Substation | 0.4 | --> | 0.4 | 0 | 0 | Constrained, otherwise capacity available =400 kVA | --> | 0.38 | 0 | 0 | 0.38 | 0 |  | --> | C23 ex PORTLAOISE | Portlaoise [T41,T42] | PORTLAOISE |  | 53.0346 | -7.2961
MV/LV Substation CO***4521 |  | 10 kV | _ | LV | 400 kVA :Kiosk Substation | 0.4 | --> | 0.4 | 0 | 0 | Constrained, otherwise capacity available =396 kVA | --> | 0.38 | 0 | 0.017 | 0.368 | 0 |  | --> | C23 ex PORTLAOISE | Portlaoise [T41,T42] | PORTLAOISE |  | 53.0354 | -7.2967
MV/LV Substation SA***4535 |  | 20 kV | _ | LV | 630 kVA :Kiosk Substation | 0.63 | --> | 0.63 | 0.5 | 5.46 |  | --> | 0.598 | 0 | 0 | 0.5 | 0 |  | --> | E19 ex PORTLAOISE | Portlaoise [T423,T424] | PORTLAOISE |  | 53.0285 | -7.2799
MV/LV Substation IN***453Y |  | 20 kV | _ | LV | 400 kVA :Building Structure | 0.4 | --> | 0.4 | 0.4 | 5.46 |  | --> | 0.38 | 0 | 0 | 0.38 | 0 |  | --> | E19 ex PORTLAOISE | Portlaoise [T423,T424] | PORTLAOISE |  | 53.0322 | -7.247
MV/LV Substation CA***4548 |  | 10 kV | _ | LV | 400 kVA :Kiosk Substation | 0.4 | --> | 0.4 | 0.121 | 0.12 | Constrained, otherwise capacity available =400 kVA | --> | 0.38 | 0 | 0 | 0.38 | 0 |  | --> | C21 ex ATHY | Athy [T101,T102] | ATHY |  | 53.0116 | -7.1438
MV/LV Substation T.***4549 |  | 20 kV | _ | LV | 50 kVA :Pole Substation | 0.05 | --> | 0.05 | 0.05 | 5.46 |  | --> | 0.048 | 0 | 0 | 0.048 | 0 |  | --> | E19 ex PORTLAOISE | Portlaoise [T423,T424] | PORTLAOISE |  | 53.0274 | -7.2764
MV/LV Substation CO***4552 |  | 20 kV | _ | LV | 50 kVA :Pole Substation | 0.05 | --> | 0.05 | 0.05 | 5.46 |  | --> | 0.048 | 0 | 0 | 0.048 | 0 |  | --> | E12 ex PORTLAOISE | Portlaoise [T423,T424] | PORTLAOISE |  | 52.9813 | -7.214
MV/LV Substation SH***4553 |  | 20 kV | _ | LV | 50 kVA :Pole Substation | 0.05 | --> | 0.05 | 0.05 | 5.46 |  | --> | 0.048 | 0 | 0 | 0.048 | 0 |  | --> | E12 ex PORTLAOISE | Portlaoise [T423,T424] | PORTLAOISE |  | 53.0109 | -7.2779
MV/LV Substation CO***4569 |  | 20 kV | _ | LV | 400 kVA :Kiosk Substation | 0.4 | --> | 0.4 | 0.391 | 5.46 |  | --> | 0.38 | 0 | 0 | 0.381 | 0 |  | --> | E12 ex PORTLAOISE | Portlaoise [T423,T424] | PORTLAOISE |  | 52.9836 | -7.1999
MV/LV Substation SA***4573 |  | 20 kV | _ | LV | 400 kVA :Kiosk Substation | 0.4 | --> | 0.4 | 0.4 | 5.46 |  | --> | 0.38 | 0 | 0 | 0.38 | 0 |  | --> | E19 ex PORTLAOISE | Portlaoise [T423,T424] | PORTLAOISE |  | 53.0295 | -7.2786
MV/LV Substation DE***469Y |  | 10 kV | _ | LV | 50 kVA :Pole Substation | 0.05 | --> | 0.05 | 0 | 0 | Constrained, otherwise capacity available =41 kVA | --> | 0.048 | 0 | 0.009 | 0.042 | 0 |  | --> | C12 ex MOUNTRATH | Mountrath [T41,T42] | PORTLAOISE |  | 53.0077 | -7.4403
MV/LV Substation DR***470X |  | 10 kV | _ | LV | 50 kVA :Pole Substation | 0.05 | --> | 0.05 | 0 | 0 | Constrained, otherwise capacity available =50 kVA | --> | 0.048 | 0 | 0 | 0.048 | 0 |  | --> | C18 ex MOUNTRATH | Mountrath [T41,T42] | PORTLAOISE |  | 53.0427 | -7.4992
MV/LV Substation BI***473Y |  | 10 kV | _ | LV | 200 kVA :Kiosk Substation | 0.2 | --> | 0.2 | 0 | 0 | Constrained, otherwise capacity available =72 kVA | --> | 0.19 | 0 | 0.015 | 0.196 | 0 |  | --> | C12 ex PALLAS | Pallas [T41,T42] | PORTLAOISE |  | 53.0375 | -7.3174
MV/LV Substation AR***474Y |  | 10 kV | _ | LV | 400 kVA :Kiosk Substation | 0.4 | --> | 0.4 | 0 | 0 | Constrained, otherwise capacity available =346 kVA | --> | 0.38 | 0 | 0.005 | 0.384 | 0 |  | --> | C19 ex PORTLAOISE | Portlaoise [T41,T42] | PORTLAOISE |  | 53.0346 | -7.2994
MV/LV Substation DU***487Y |  | 10 kV | _ | LV | 200 kVA :Pole Substation | 0.2 | --> | 0.2 | 0.172 | 2.78 |  | --> | 0.19 | 0 | 0 | 0.194 | 0 |  | --> | E16 ex BALLYRAGGET | Ballyragget [T421,T422] | BALLYRAGGET |  | 52.8592 | -7.3813
MV/LV Substation DU***488Y |  | 10 kV | _ | LV | 100 kVA :Pole Substation | 0.1 | --> | 0.1 | 0.097 | 2.78 |  | --> | 0.095 | 0 | 0 | 0.095 | 0 |  | --> | E16 ex BALLYRAGGET | Ballyragget [T421,T422] | BALLYRAGGET |  | 52.8609 | -7.3834
MV/LV Substation LA***489Y |  | 20 kV | _ | LV | 50 kVA :Pole Substation | 0.05 | --> | 0.05 | 0.049 | 5.46 |  | --> | 0.048 | 0 | 0 | 0.048 | 0 |  | --> | E12 ex PORTLAOISE | Portlaoise [T423,T424] | PORTLAOISE |  | 53.0026 | -7.2266
MV/LV Substation GL***492Y |  | 10 kV | _ | LV | 400 kVA :Kiosk Substation | 0.4 | --> | 0.4 | 0 | 0 | Constrained, otherwise capacity available =333 kVA | --> | 0.38 | 0 | 0.02 | 0.374 | 0 |  | --> | C15 ex PALLAS | Pallas [T41,T42] | PORTLAOISE |  | 53.043 | -7.3141
MV/LV Substation MO***496Y |  | 20 kV | _ | LV | 50 kVA :Pole Substation | 0.05 | --> | 0.05 | 0.046 | 5.46 |  | --> | 0.048 | 0 | 0 | 0.048 | 0 |  | --> | E12 ex PORTLAOISE | Portlaoise [T423,T424] | PORTLAOISE |  | 52.9945 | -7.2143
MV/LV Substation PE***499X |  | 20 kV | _ | LV | 630 kVA :Kiosk Substation | 0.63 | --> | 0.63 | 0.5 | 1.1 |  | --> | 0.598 | 0 | 0 | 0.5 | 0 |  | --> | E13 ex ABBEYLEIX | Abbeyleix [T422] | PORTLAOISE |  | 53.0015 | -7.3219
MV/LV Substation DE***502Y |  | 20 kV | _ | LV | 200 kVA :Kiosk Substation | 0.2 | --> | 0.2 | 0.12 | 1.1 |  | --> | 0.19 | 0 | 0.04 | 0.171 | 0 |  | --> | E13 ex ABBEYLEIX | Abbeyleix [T422] | PORTLAOISE |  | 52.9102 | -7.3519
MV/LV Substation RA***506X |  | 20 kV | _ | LV | 200 kVA :Pole Substation | 0.2 | --> | 0.2 | 0.191 | 1.1 |  | --> | 0.19 | 0 | 0 | 0.191 | 0 |  | --> | E13 ex ABBEYLEIX | Abbeyleix [T422] | PORTLAOISE |  | 52.9522 | -7.3578
MV/LV Substation CO***507X |  | 20 kV | _ | LV | 50 kVA :Pole Substation | 0.05 | --> | 0.05 | 0.038 | 1.1 |  | --> | 0.048 | 0 | 0 | 0.049 | 0 |  | --> | E13 ex ABBEYLEIX | Abbeyleix [T422] | PORTLAOISE |  | 52.9556 | -7.3452
MV/LV Substation BU***507Y |  | 20 kV | _ | LV | 50 kVA :Pole Substation | 0.05 | --> | 0.05 | 0.047 | 1.1 |  | --> | 0.048 | 0 | 0 | 0.048 | 0 |  | --> | E13 ex ABBEYLEIX | Abbeyleix [T422] | PORTLAOISE |  | 52.9903 | -7.3267
MV/LV Substation AR***509X |  | 10 kV | _ | LV | 100 kVA :Kiosk Substation | 0.1 | --> | 0.1 | 0 | 0 | Constrained, otherwise capacity available =9 kVA | --> | 0.095 | 0 | 0.018 | 0.093 | 0 |  | --> | C18 ex MOUNTRATH | Mountrath [T41,T42] | PORTLAOISE |  | 52.9962 | -7.4787
MV/LV Substation DU***509Y |  | 20 kV | _ | LV | 200 kVA :Pole Substation | 0.2 | --> | 0.2 | 0.159 | 5.46 |  | --> | 0.19 | 0 | 0.005 | 0.192 | 0 |  | --> | E17 ex PORTLAOISE | Portlaoise [T423,T424] | PORTLAOISE |  | 53.0234 | -7.3007
MV/LV Substation RU***513Y |  | 10 kV | _ | LV | 50 kVA :Pole Substation | 0.05 | --> | 0.05 | 0 | 0 | Constrained, otherwise capacity available =48 kVA | --> | 0.048 | 0 | 0 | 0.048 | 0 |  | --> | C18 ex MOUNTRATH | Mountrath [T41,T42] | PORTLAOISE |  | 53.0195 | -7.4923
MV/LV Substation DR***517Y |  | 10 kV | _ | LV | 200 kVA :Kiosk Substation | 0.2 | --> | 0.2 | 0 | 0 | Constrained, otherwise capacity available =159 kVA | --> | 0.19 | 0 | 0.041 | 0.165 | 0 |  | --> | C12 ex PALLAS | Pallas [T41,T42] | PORTLAOISE |  | 53.0343 | -7.3164
MV/LV Substation KN***518X |  | 10 kV | _ | LV | 400 kVA :Kiosk Substation | 0.4 | --> | 0.4 | 0 | 0 | Constrained, otherwise capacity available =390 kVA | --> | 0.38 | 0 | 0 | 0.381 | 0 |  | --> | C11 ex MOUNTRATH | Mountrath [T41,T42] | PORTLAOISE |  | 52.9925 | -7.4833
MV/LV Substation AV***519Y |  | 10 kV | _ | LV | 200 kVA :Building Structure | 0.2 | --> | 0.2 | 0 | 0 | Constrained, otherwise capacity available =110 kVA | --> | 0.19 | 0 | 0.11 | 0.108 | 0 |  | --> | C16 ex PALLAS | Pallas [T41,T42] | PORTLAOISE |  | 53.0324 | -7.3207
MV/LV Substation CU***523Y |  | 10 kV | _ | LV | 100 kVA :Pole Substation | 0.1 | --> | 0.1 | 0.088 | 2.78 |  | --> | 0.095 | 0 | 0 | 0.097 | 0 |  | --> | E16 ex BALLYRAGGET | Ballyragget [T421,T422] | BALLYRAGGET |  | 52.8195 | -7.4758
MV/LV Substation CL***525Y |  | 10 kV | _ | LV | 50 kVA :Pole Substation | 0.05 | --> | 0.05 | 0 | 0 | Constrained, otherwise capacity available =47 kVA | --> | 0.048 | 0 | 0 | 0.048 | 0 |  | --> | C12 ex MOUNTRATH | Mountrath [T41,T42] | PORTLAOISE |  | 53.0146 | -7.3526
MV/LV Substation BA***527X |  | 20 kV | _ | LV | 100 kVA :Pole Substation | 0.1 | --> | 0.1 | 0.012 | 1.1 |  | --> | 0.095 | 0 | 0.005 | 0.103 | 0 |  | --> | E13 ex ABBEYLEIX | Abbeyleix [T422] | PORTLAOISE |  | 52.9159 | -7.3521
MV/LV Substation CH***532Y |  | 10 kV | _ | LV | 200 kVA :Kiosk Substation | 0.2 | --> | 0.2 | 0.121 | 0.12 | Constrained, otherwise capacity available =157 kVA | --> | 0.19 | 0 | 0.008 | 0.19 | 0 |  | --> | C21 ex ATHY | Athy [T101,T102] | ATHY |  | 53.0163 | -7.1385
MV/LV Substation WO***539Y |  | 10 kV | _ | LV | 400 kVA :Kiosk Substation | 0.4 | --> | 0.4 | 0 | 0 | Constrained, otherwise capacity available =318 kVA | --> | 0.38 | 0 | 0.023 | 0.374 | 0 |  | --> | C15 ex PALLAS | Pallas [T41,T42] | PORTLAOISE |  | 53.0437 | -7.3193
MV/LV Substation RA***542 |  | 20 kV | _ | LV | 100 kVA :Pole Substation | 0.1 | --> | 0.1 | 0.083 | 5.46 |  | --> | 0.095 | 0 | 0.02 | 0.082 | 0 |  | --> | E19 ex PORTLAOISE | Portlaoise [T423,T424] | PORTLAOISE |  | 53.0247 | -7.2687
MV/LV Substation CO***544Y |  | 20 kV | _ | LV | 50 kVA :Pole Substation | 0.05 | --> | 0.05 | 0.042 | 1.1 |  | --> | 0.048 | 0 | 0 | 0.049 | 0 |  | --> | E13 ex ABBEYLEIX | Abbeyleix [T422] | PORTLAOISE |  | 52.9683 | -7.3499
MV/LV Substation BL***545 |  | 20 kV | _ | LV | 50 kVA :Pole Substation | 0.05 | --> | 0.05 | 0.04 | 5.46 |  | --> | 0.048 | 0 | 0 | 0.049 | 0 |  | --> | E19 ex PORTLAOISE | Portlaoise [T423,T424] | PORTLAOISE |  | 53.0314 | -7.2677
MV/LV Substation RA***546X |  | 20 kV | _ | LV | 200 kVA :Pole Substation | 0.2 | --> | 0.2 | 0.182 | 1.1 |  | --> | 0.19 | 0 | 0.01 | 0.185 | 0 |  | --> | E13 ex ABBEYLEIX | Abbeyleix [T422] | PORTLAOISE |  | 52.9647 | -7.37
MV/LV Substation GR***548Y |  | 10 kV | _ | LV | 200 kVA :Kiosk Substation | 0.2 | --> | 0.2 | 0 | 0 | Constrained, otherwise capacity available =162 kVA | --> | 0.19 | 0 | 0 | 0.195 | 0 |  | --> | C15 ex PALLAS | Pallas [T41,T42] | PORTLAOISE |  | 53.0403 | -7.306
MV/LV Substation LI***550Y |  | 20 kV | _ | LV | 200 kVA :Pole Substation | 0.2 | --> | 0.2 | 0.124 | 5.46 |  | --> | 0.19 | 0 | 0 | 0.2 | 0 |  | --> | E19 ex PORTLAOISE | Portlaoise [T423,T424] | PORTLAOISE |  | 53.0312 | -7.2476
MV/LV Substation QU***569Y |  | 20 kV | _ | LV | 50 kVA :Pole Substation | 0.05 | --> | 0.05 | 0.047 | 5.46 |  | --> | 0.048 | 0 | 0 | 0.048 | 0 |  | --> | E12 ex PORTLAOISE | Portlaoise [T423,T424] | PORTLAOISE |  | 52.9427 | -7.247
MV/LV Substation LI***584Y |  | 10 kV | _ | LV | 1000 kVA :Building Structure | 1 | --> | 1 | 0 | 0 | Constrained, otherwise capacity available =776 kVA | --> | 0.95 | 0 | 0 | 0.5 | 0 |  | --> | C19 ex PORTLAOISE | Portlaoise [T41,T42] | PORTLAOISE |  | 53.0323 | -7.2992
MV/LV Substation LA***588Y |  | 20 kV | _ | LV | 400 kVA :Building Structure | 0.4 | --> | 0.4 | 0.375 | 5.46 |  | --> | 0.38 | 0 | 0 | 0.383 | 0 |  | --> | E19 ex PORTLAOISE | Portlaoise [T423,T424] | PORTLAOISE |  | 53.0204 | -7.2716
MV/LV Substation JE***594Y |  | 10 kV | _ | LV | 400 kVA :Kiosk Substation | 0.4 | --> | 0.4 | 0 | 0 | Constrained, otherwise capacity available =364 kVA | --> | 0.38 | 0 | 0 | 0.385 | 0 |  | --> | C19 ex PORTLAOISE | Portlaoise [T41,T42] | PORTLAOISE |  | 53.0352 | -7.302
MV/LV Substation DE***609Y |  | 10 kV | _ | LV | 200 kVA :Kiosk Substation | 0.2 | --> | 0.2 | 0.163 | 2.78 |  | --> | 0.19 | 0 | 0.009 | 0.188 | 0 |  | --> | E16 ex BALLYRAGGET | Ballyragget [T421,T422] | BALLYRAGGET |  | 52.8416 | -7.3905
MV/LV Substation FO***611Y |  | 10 kV | _ | LV | 200 kVA :Kiosk Substation | 0.2 | --> | 0.2 | 0 | 0 | Constrained, otherwise capacity available =133 kVA | --> | 0.19 | 0 | 0.011 | 0.191 | 0 |  | --> | C15 ex PALLAS | Pallas [T41,T42] | PORTLAOISE |  | 53.0433 | -7.2833
MV/LV Substation WE***612X |  | 20 kV | _ | LV | 100 kVA :Pole Substation | 0.1 | --> | 0.1 | 0.074 | 5.46 |  | --> | 0.095 | 0 | 0 | 0.098 | 0 |  | --> | E12 ex PORTLAOISE | Portlaoise [T423,T424] | PORTLAOISE |  | 53.0228 | -7.287
MV/LV Substation TH***614Y |  | 10 kV | _ | LV | 200 kVA :Kiosk Substation | 0.2 | --> | 0.2 | 0 | 0 | Constrained, otherwise capacity available =107 kVA | --> | 0.19 | 0 | 0.01 | 0.195 | 0 |  | --> | C15 ex PALLAS | Pallas [T41,T42] | PORTLAOISE |  | 53.0485 | -7.3147
MV/LV Substation TR***622Y |  | 10 kV | _ | LV | 200 kVA :Kiosk Substation | 0.2 | --> | 0.2 | 0 | 0 | Constrained, otherwise capacity available =157 kVA | --> | 0.19 | 0 | 0.005 | 0.192 | 0 |  | --> | C15 ex PALLAS | Pallas [T41,T42] | PORTLAOISE |  | 53.0414 | -7.3033
MV/LV Substation CO***636 |  | 20 kV | _ | LV | 50 kVA :Pole Substation | 0.05 | --> | 0.05 | 0.038 | 1.1 |  | --> | 0.048 | 0 | 0 | 0.049 | 0 |  | --> | E13 ex ABBEYLEIX | Abbeyleix [T422] | PORTLAOISE |  | 52.9462 | -7.3491
MV/LV Substation PR***642Y |  | 10 kV | _ | LV | 100 kVA :Pole Substation | 0.1 | --> | 0.1 | 0 | 0 | Constrained, otherwise capacity available =89 kVA | --> | 0.095 | 0 | 0 | 0.096 | 0 |  | --> | C18 ex MOUNTRATH | Mountrath [T41,T42] | PORTLAOISE |  | 53.053 | -7.4967
MV/LV Substation CH***646Y |  | 20 kV | _ | LV | 50 kVA :Pole Substation | 0.05 | --> | 0.05 | 0.046 | 5.46 |  | --> | 0.048 | 0 | 0.01 | 0.041 | 0 |  | --> | E12 ex PORTLAOISE | Portlaoise [T423,T424] | PORTLAOISE |  | 53.0156 | -7.1445
MV/LV Substation BA***647X |  | 10 kV | _ | LV | 100 kVA :Pole Substation | 0.1 | --> | 0.1 | 0 | 0 | Constrained, otherwise capacity available =53 kVA | --> | 0.095 | 0 | 0.014 | 0.091 | 0 |  | --> | C16 ex CASTLECOMER | Castlecomer [T41,T42] | BALLYRAGGET |  | 52.8728 | -7.3081
MV/LV Substation CO***647Y |  | 20 kV | _ | LV | 50 kVA :Pole Substation | 0.05 | --> | 0.05 | 0.043 | 5.46 |  | --> | 0.048 | 0 | 0 | 0.048 | 0 |  | --> | E12 ex PORTLAOISE | Portlaoise [T423,T424] | PORTLAOISE |  | 53.0084 | -7.2239
MV/LV Substation BA***649 |  | 20 kV | _ | LV | 50 kVA :Pole Substation | 0.05 | --> | 0.05 | 0.045 | 1.1 |  | --> | 0.048 | 0 | 0.006 | 0.044 | 0 |  | --> | E12 ex ABBEYLEIX | Abbeyleix [T422] | PORTLAOISE |  | 52.9314 | -7.3136
MV/LV Substation CL***651Y |  | 10 kV | _ | LV | 400 kVA :Kiosk Substation | 0.4 | --> | 0.4 | 0.247 | 5.46 |  | --> | 0.38 | 0 | 0 | 0.4 | 0 |  | --> | E16 ex PORTLAOISE | Portlaoise [T423,T424] | PORTLAOISE |  | 53.025 | -7.319
MV/LV Substation BO***652X |  | 10 kV | _ | LV | 100 kVA :Pole Substation | 0.1 | --> | 0.1 | 0 | 0 | Constrained, otherwise capacity available =66 kVA | --> | 0.095 | 0 | 0.05 | 0.062 | 0 |  | --> | C16 ex CASTLECOMER | Castlecomer [T41,T42] | BALLYRAGGET |  | 52.878 | -7.2658
MV/LV Substation DE***663X |  | 20 kV | _ | LV | 50 kVA :Pole Substation | 0.05 | --> | 0.05 | 0.042 | 5.46 |  | --> | 0.048 | 0 | 0 | 0.049 | 0 |  | --> | E19 ex PORTLAOISE | Portlaoise [T423,T424] | PORTLAOISE |  | 53.0246 | -7.2542
MV/LV Substation ME***664Y |  | 20 kV | _ | LV | 50 kVA :Pole Substation | 0.05 | --> | 0.05 | 0.049 | 5.46 |  | --> | 0.048 | 0 | 0 | 0.048 | 0 |  | --> | E12 ex PORTLAOISE | Portlaoise [T423,T424] | PORTLAOISE |  | 53.0199 | -7.2864
MV/LV Substation FO***669X |  | 20 kV | _ | LV | 50 kVA :Pole Substation | 0.05 | --> | 0.05 | 0.045 | 1.1 |  | --> | 0.048 | 0 | 0 | 0.048 | 0 |  | --> | E13 ex ABBEYLEIX | Abbeyleix [T422] | PORTLAOISE |  | 52.9092 | -7.3822
MV/LV Substation ST***670X |  | 20 kV | _ | LV | 200 kVA :Kiosk Substation | 0.2 | --> | 0.2 | 0.144 | 5.46 |  | --> | 0.19 | 0 | 0.049 | 0.161 | 0 |  | --> | E19 ex PORTLAOISE | Portlaoise [T423,T424] | PORTLAOISE |  | 53.0313 | -7.2718
MV/LV Substation FO***670Y |  | 10 kV | _ | LV | 400 kVA :Kiosk Substation | 0.4 | --> | 0.4 | 0 | 0 | Constrained, otherwise capacity available =328 kVA | --> | 0.38 | 0 | 0.011 | 0.382 | 0 |  | --> | C14 ex PORTLAOISE | Portlaoise [T41,T42] | PORTLAOISE |  | 53.0412 | -7.2839
MV/LV Substation CL***678 |  | 10 kV | _ | LV | 50 kVA :Pole Substation | 0.05 | --> | 0.05 | 0.048 | 1.1 |  | --> | 0.048 | 0 | 0 | 0.048 | 0 |  | --> | E14 ex ABBEYLEIX | Abbeyleix [T422] | PORTLAOISE |  | 52.9045 | -7.2634
MV/LV Substation DR***690Y |  | 10 kV | _ | LV | 50 kVA :Pole Substation | 0.05 | --> | 0.05 | 0.046 | 1.1 |  | --> | 0.048 | 0 | 0 | 0.048 | 0 |  | --> | E14 ex ABBEYLEIX | Abbeyleix [T422] | PORTLAOISE |  | 52.8875 | -7.3234
MV/LV Substation BA***703 |  | 10 kV | _ | LV | 100 kVA :Pole Substation | 0.1 | --> | 0.1 | 0 | 0 | Constrained, otherwise capacity available =70 kVA | --> | 0.095 | 0 | 0.003 | 0.097 | 0 |  | --> | C16 ex CASTLECOMER | Castlecomer [T41,T42] | BALLYRAGGET |  | 52.8713 | -7.3086
MV/LV Substation DE***705Y |  | 20 kV | _ | LV | 50 kVA :Pole Substation | 0.05 | --> | 0.05 | 0.046 | 1.1 |  | --> | 0.048 | 0 | 0.006 | 0.044 | 0 |  | --> | E13 ex ABBEYLEIX | Abbeyleix [T422] | PORTLAOISE |  | 52.9476 | -7.3877
MV/LV Substation CL***706 |  | 10 kV | _ | LV | 30 kVA :Pole Substation | 0.03 | --> | 0.03 | 0.021 | 1.1 |  | --> | 0.028 | 0 | 0 | 0.03 | 0 |  | --> | E14 ex ABBEYLEIX | Abbeyleix [T422] | PORTLAOISE |  | 52.8785 | -7.2885
MV/LV Substation DE***706Y |  | 20 kV | _ | LV | 50 kVA :Pole Substation | 0.05 | --> | 0.05 | 0.046 | 1.1 |  | --> | 0.048 | 0 | 0 | 0.048 | 0 |  | --> | E13 ex ABBEYLEIX | Abbeyleix [T422] | PORTLAOISE |  | 52.9482 | -7.3906
MV/LV Substation DE***707Y |  | 20 kV | _ | LV | 50 kVA :Pole Substation | 0.05 | --> | 0.05 | 0.041 | 1.1 |  | --> | 0.048 | 0 | 0 | 0.049 | 0 |  | --> | E13 ex ABBEYLEIX | Abbeyleix [T422] | PORTLAOISE |  | 52.9413 | -7.387
MV/LV Substation TH***721Y |  | 20 kV | _ | LV | 400 kVA :Kiosk Substation | 0.4 | --> | 0.4 | 0.334 | 1.1 |  | --> | 0.38 | 0 | 0.008 | 0.383 | 0 |  | --> | E13 ex ABBEYLEIX | Abbeyleix [T422] | PORTLAOISE |  | 52.9228 | -7.3415
MV/LV Substation SH***722Y |  | 20 kV | _ | LV | 50 kVA :Pole Substation | 0.05 | --> | 0.05 | 0 | 0 | Constrained, otherwise capacity available =50 kVA | --> | 0.048 | 0 | 0 | 0.048 | 0 |  | --> | C15 ex MOUNTRATH | Mountrath [T41,T42] | PORTLAOISE |  | 52.926 | -7.4214
MV/LV Substation HE***723Y |  | 10 kV | _ | LV | 630 kVA :Building Structure | 0.63 | --> | 0.63 | 0 | 0 | Constrained, otherwise capacity available =595 kVA | --> | 0.598 | 0 | 0 | 0.5 | 0 |  | --> | C19 ex PORTLAOISE | Portlaoise [T41,T42] | PORTLAOISE |  | 53.0357 | -7.3017
MV/LV Substation RA***732X |  | 20 kV | _ | LV | 100 kVA :Pole Substation | 0.1 | --> | 0.1 | 0.099 | 5.46 |  | --> | 0.095 | 0 | 0 | 0.095 | 0 |  | --> | E12 ex PORTLAOISE | Portlaoise [T423,T424] | PORTLAOISE |  | 52.9594 | -7.2282
MV/LV Substation TI***734X |  | 20 kV | _ | LV | 50 kVA :Pole Substation | 0.05 | --> | 0.05 | 0.016 | 5.46 |  | --> | 0.048 | 0 | 0 | 0.052 | 0 |  | --> | E12 ex PORTLAOISE | Portlaoise [T423,T424] | PORTLAOISE |  | 52.962 | -7.2012
MV/LV Substation DE***736Y |  | 20 kV | _ | LV | 100 kVA :Pole Substation | 0.1 | --> | 0.1 | 0.096 | 1.1 |  | --> | 0.095 | 0 | 0 | 0.096 | 0 |  | --> | E13 ex ABBEYLEIX | Abbeyleix [T422] | PORTLAOISE |  | 52.9443 | -7.3767
MV/LV Substation OR***737X |  | 20 kV | _ | LV | 50 kVA :Pole Substation | 0.05 | --> | 0.05 | 0.046 | 5.46 |  | --> | 0.048 | 0 | 0 | 0.048 | 0 |  | --> | E12 ex PORTLAOISE | Portlaoise [T423,T424] | PORTLAOISE |  | 52.9639 | -7.1679
MV/LV Substation AN***742Y |  | 10 kV | _ | LV | 200 kVA :Kiosk Substation | 0.2 | --> | 0.2 | 0 | 0 | Constrained, otherwise capacity available =185 kVA | --> | 0.19 | 0 | 0.004 | 0.189 | 0 |  | --> | C23 ex PORTLAOISE | Portlaoise [T41,T42] | PORTLAOISE |  | 53.0329 | -7.2934
MV/LV Substation KI***744 |  | 10 kV | _ | LV | 400 kVA :Kiosk Substation | 0.4 | --> | 0.4 | 0 | 0 | Constrained, otherwise capacity available =332 kVA | --> | 0.38 | 0 | 0.005 | 0.386 | 0 |  | --> | C18 ex MOUNTRATH | Mountrath [T41,T42] | PORTLAOISE |  | 53.0058 | -7.4686
MV/LV Substation CU***785X |  | 10 kV | _ | LV | 100 kVA :Pole Substation | 0.1 | --> | 0.1 | 0.063 | 2.78 |  | --> | 0.095 | 0 | 0.02 | 0.085 | 0 |  | --> | E16 ex BALLYRAGGET | Ballyragget [T421,T422] | BALLYRAGGET |  | 52.819 | -7.4737
MV/LV Substation TR***785Y |  | 10 kV | _ | LV | 200 kVA :Pole Substation | 0.2 | --> | 0.2 | 0 | 0 | Constrained, otherwise capacity available =200 kVA | --> | 0.19 | 0 | 0 | 0.19 | 0 |  | --> | C12 ex MOUNTRATH | Mountrath [T41,T42] | PORTLAOISE |  | 52.9787 | -7.4303
MV/LV Substation RA***786Y |  | 20 kV | _ | LV | 100 kVA :Pole Substation | 0.1 | --> | 0.1 | 0.097 | 5.46 |  | --> | 0.095 | 0 | 0 | 0.095 | 0 |  | --> | E19 ex PORTLAOISE | Portlaoise [T423,T424] | PORTLAOISE |  | 53.018 | -7.2734
MV/LV Substation TI***789Y |  | 20 kV | _ | LV | 100 kVA :Pole Substation | 0.1 | --> | 0.1 | 0.093 | 5.46 |  | --> | 0.095 | 0 | 0.01 | 0.088 | 0 |  | --> | E12 ex PORTLAOISE | Portlaoise [T423,T424] | PORTLAOISE |  | 52.9634 | -7.1989
MV/LV Substation DE***794 |  | 10 kV | _ | LV | 50 kVA :Pole Substation | 0.05 | --> | 0.05 | 0.028 | 2.78 |  | --> | 0.048 | 0 | 0 | 0.05 | 0 |  | --> | E16 ex BALLYRAGGET | Ballyragget [T421,T422] | BALLYRAGGET |  | 52.8382 | -7.3927
MV/LV Substation DU***795 |  | 10 kV | _ | LV | 50 kVA :Pole Substation | 0.05 | --> | 0.05 | 0.039 | 2.78 |  | --> | 0.048 | 0 | 0.021 | 0.033 | 0 |  | --> | E16 ex BALLYRAGGET | Ballyragget [T421,T422] | BALLYRAGGET |  | 52.8413 | -7.4024
MV/LV Substation HO***799 |  | 10 kV | _ | LV | 100 kVA :Pole Substation | 0.1 | --> | 0.1 | 0.081 | 2.78 |  | --> | 0.095 | 0 | 0 | 0.098 | 0 |  | --> | E16 ex BALLYRAGGET | Ballyragget [T421,T422] | BALLYRAGGET |  | 52.8382 | -7.4225
MV/LV Substation MI***802X |  | 10 kV | _ | LV | 200 kVA :Pole Substation | 0.2 | --> | 0.2 | 0.198 | 2.78 |  | --> | 0.19 | 0 | 0 | 0.19 | 0 |  | --> | E16 ex BALLYRAGGET | Ballyragget [T421,T422] | BALLYRAGGET |  | 52.8879 | -7.3655
MV/LV Substation MO***803X |  | 20 kV | _ | LV | 100 kVA :Pole Substation | 0.1 | --> | 0.1 | 0 | 0 | Constrained, otherwise capacity available =93 kVA | --> | 0.095 | 0 | 0 | 0.096 | 0 |  | --> | C15 ex MOUNTRATH | Mountrath [T41,T42] | PORTLAOISE |  | 52.8651 | -7.413
MV/LV Substation HE***804X |  | 10 kV | _ | LV | 50 kVA :Pole Substation | 0.05 | --> | 0.05 | 0.001 | 1.1 |  | --> | 0.048 | 0 | 0.005 | 0.05 | 0 |  | --> | E14 ex ABBEYLEIX | Abbeyleix [T422] | PORTLAOISE |  | 52.8847 | -7.3017
MV/LV Substation WE***804Y |  | 20 kV | _ | LV | 400 kVA :Kiosk Substation | 0.4 | --> | 0.4 | 0.355 | 1.1 |  | --> | 0.38 | 0 | 0.05 | 0.349 | 0 |  | --> | E13 ex ABBEYLEIX | Abbeyleix [T422] | PORTLAOISE |  | 52.9129 | -7.3484
MV/LV Substation GL***806X |  | 20 kV | _ | LV | 200 kVA :Kiosk Substation | 0.2 | --> | 0.2 | 0.095 | 1.1 |  | --> | 0.19 | 0 | 0.008 | 0.198 | 0 |  | --> | E12 ex ABBEYLEIX | Abbeyleix [T422] | PORTLAOISE |  | 52.9459 | -7.3017
MV/LV Substation DE***806Y |  | 10 kV | _ | LV | 100 kVA :Pole Substation | 0.1 | --> | 0.1 | 0.091 | 2.78 |  | --> | 0.095 | 0 | 0 | 0.096 | 0 |  | --> | E16 ex BALLYRAGGET | Ballyragget [T421,T422] | BALLYRAGGET |  | 52.8351 | -7.4346
MV/LV Substation KN***807X |  | 10 kV | _ | LV | 1000 kVA :Building Structure | 1 | --> | 1 | 0 | 0 | Constrained, otherwise capacity available =976 kVA | --> | 0.95 | 0 | 0 | 0.5 | 0 |  | --> | C11 ex MOUNTRATH | Mountrath [T41,T42] | PORTLAOISE |  | 52.9742 | -7.5255
MV/LV Substation CA***808X |  | 10 kV | _ | LV | 200 kVA :Pole Substation | 0.2 | --> | 0.2 | 0 | 0 | Constrained, otherwise capacity available =71 kVA | --> | 0.19 | 0 | 0.025 | 0.188 | 0 |  | --> | C11 ex MOUNTRATH | Mountrath [T41,T42] | PORTLAOISE |  | 52.9781 | -7.4932
MV/LV Substation BA***808Y |  | 20 kV | _ | LV | 50 kVA :Pole Substation | 0.05 | --> | 0.05 | 0.035 | 1.1 |  | --> | 0.048 | 0 | 0 | 0.049 | 0 |  | --> | E13 ex ABBEYLEIX | Abbeyleix [T422] | PORTLAOISE |  | 52.9526 | -7.3147
MV/LV Substation DE***809 |  | 10 kV | _ | LV | 50 kVA :Pole Substation | 0.05 | --> | 0.05 | 0.03 | 2.78 |  | --> | 0.048 | 0 | 0 | 0.05 | 0 |  | --> | E16 ex BALLYRAGGET | Ballyragget [T421,T422] | BALLYRAGGET |  | 52.8313 | -7.4461
MV/LV Substation DU***814X |  | 10 kV | _ | LV | 630 kVA :Kiosk Substation | 0.63 | --> | 0.63 | 0 | 0 | Constrained, otherwise capacity available =357 kVA | --> | 0.598 | 0 | 0.016 | 0.5 | 0 |  | --> | C15 ex PALLAS | Pallas [T41,T42] | PORTLAOISE |  | 53.0397 | -7.3074
MV/LV Substation TO***816X |  | 20 kV | _ | LV | 50 kVA :Pole Substation | 0.05 | --> | 0.05 | 0.024 | 5.46 |  | --> | 0.048 | 0 | 0 | 0.051 | 0 |  | --> | E17 ex PORTLAOISE | Portlaoise [T423,T424] | PORTLAOISE |  | 53.0186 | -7.3067
MV/LV Substation BR***820X |  | 20 kV | _ | LV | 50 kVA :Pole Substation | 0.05 | --> | 0.05 | 0.029 | 1.1 |  | --> | 0.048 | 0 | 0.02 | 0.036 | 0 |  | --> | E12 ex ABBEYLEIX | Abbeyleix [T422] | PORTLAOISE |  | 52.9816 | -7.2733
MV/LV Substation FO***845Y |  | 10 kV | _ | LV | 50 kVA :Pole Substation | 0.05 | --> | 0.05 | 0 | 0 | Constrained, otherwise capacity available =11 kVA | --> | 0.048 | 0 | 0 | 0.052 | 0 |  | --> | C18 ex MOUNTRATH | Mountrath [T41,T42] | PORTLAOISE |  | 52.9991 | -7.4817
MV/LV Substation PA***851Y |  | 10 kV | _ | LV | 150 kVA :Pole Substation | 0.15 | --> | 0.15 | 0 | 0 | Constrained, otherwise capacity available =142 kVA | --> | 0.142 | 0 | 0 | 0.144 | 0 |  | --> | C16 ex PALLAS | Pallas [T41,T42] | PORTLAOISE |  | 53.0422 | -7.3382
MV/LV Substation BA***854Y |  | 20 kV | _ | LV | 50 kVA :Pole Substation | 0.05 | --> | 0.05 | 0.043 | 1.1 |  | --> | 0.048 | 0 | 0 | 0.048 | 0 |  | --> | E12 ex ABBEYLEIX | Abbeyleix [T422] | PORTLAOISE |  | 52.9469 | -7.2998
MV/LV Substation BA***856X |  | 20 kV | _ | LV | 50 kVA :Pole Substation | 0.05 | --> | 0.05 | 0.04 | 1.1 |  | --> | 0.048 | 0 | 0 | 0.049 | 0 |  | --> | E13 ex ABBEYLEIX | Abbeyleix [T422] | PORTLAOISE |  | 52.9101 | -7.3109
MV/LV Substation BA***857X |  | 20 kV | _ | LV | 50 kVA :Pole Substation | 0.05 | --> | 0.05 | 0.038 | 1.1 |  | --> | 0.048 | 0 | 0 | 0.049 | 0 |  | --> | E12 ex ABBEYLEIX | Abbeyleix [T422] | PORTLAOISE |  | 52.9557 | -7.3023
MV/LV Substation BI***861Y |  | 10 kV | _ | LV | 200 kVA :Kiosk Substation | 0.2 | --> | 0.2 | 0 | 0 | Constrained, otherwise capacity available =135 kVA | --> | 0.19 | 0 | 0.003 | 0.196 | 0 |  | --> | C15 ex PALLAS | Pallas [T41,T42] | PORTLAOISE |  | 53.0429 | -7.3007
MV/LV Substation UP***862Y |  | 10 kV | _ | LV | 100 kVA :Pole Substation | 0.1 | --> | 0.1 | 0 | 0 | Constrained, otherwise capacity available =97 kVA | --> | 0.095 | 0 | 0 | 0.095 | 0 |  | --> | C18 ex MOUNTRATH | Mountrath [T41,T42] | PORTLAOISE |  | 53.0517 | -7.4944
MV/LV Substation RA***869Y |  | 20 kV | _ | LV | 100 kVA :Pole Substation | 0.1 | --> | 0.1 | 0.081 | 1.1 |  | --> | 0.095 | 0 | 0 | 0.098 | 0 |  | --> | E13 ex ABBEYLEIX | Abbeyleix [T422] | PORTLAOISE |  | 52.9518 | -7.354
MV/LV Substation AV***872Y |  | 10 kV | _ | LV | 400 kVA :Kiosk Substation | 0.4 | --> | 0.4 | 0 | 0 | Constrained, otherwise capacity available =359 kVA | --> | 0.38 | 0 | 0 | 0.386 | 0 |  | --> | C16 ex PALLAS | Pallas [T41,T42] | PORTLAOISE |  | 53.0333 | -7.3224
MV/LV Substation BA***885X |  | 20 kV | _ | LV | 630 kVA :Building Structure | 0.63 | --> | 0.63 | 0.5 | 5.46 |  | --> | 0.598 | 0 | 0 | 0.5 | 0 |  | --> | E19 ex PORTLAOISE | Portlaoise [T423,T424] | PORTLAOISE |  | 53.0315 | -7.2518
MV/LV Substation AY***887Y |  | 10 kV | _ | LV | 50 kVA :Pole Substation | 0.05 | --> | 0.05 | 0.046 | 2.78 |  | --> | 0.048 | 0 | 0.025 | 0.03 | 0 |  | --> | E16 ex BALLYRAGGET | Ballyragget [T421,T422] | BALLYRAGGET |  | 52.8604 | -7.368
MV/LV Substation CL***888X |  | 20 kV | _ | LV | 100 kVA :Pole Substation | 0.1 | --> | 0.1 | 0.085 | 5.46 |  | --> | 0.095 | 0 | 0.014 | 0.087 | 0 |  | --> | E17 ex PORTLAOISE | Portlaoise [T423,T424] | PORTLAOISE |  | 53.0244 | -7.3006
MV/LV Substation SE***888Y |  | 10 kV | _ | LV | 400 kVA :Kiosk Substation | 0.4 | --> | 0.4 | 0.344 | 2.78 |  | --> | 0.38 | 0 | 0 | 0.388 | 0 |  | --> | E16 ex BALLYRAGGET | Ballyragget [T421,T422] | BALLYRAGGET |  | 52.8404 | -7.4036
MV/LV Substation ST***892Y |  | 10 kV | _ | LV | 630 kVA :Building Structure | 0.63 | --> | 0.63 | 0 | 0 | Constrained, otherwise capacity available =567 kVA | --> | 0.598 | 0 | 0 | 0.5 | 0 |  | --> | C23 ex PORTLAOISE | Portlaoise [T41,T42] | PORTLAOISE |  | 53.0355 | -7.2894
MV/LV Substation BA***898Y |  | 10 kV | _ | LV | 50 kVA :Pole Substation | 0.05 | --> | 0.05 | 0.05 | 2.78 |  | --> | 0.048 | 0 | 0 | 0.048 | 0 |  | --> | E16 ex BALLYRAGGET | Ballyragget [T421,T422] | BALLYRAGGET |  | 52.8404 | -7.3902
MV/LV Substation BA***901 |  | 20 kV | _ | LV | 50 kVA :Pole Substation | 0.05 | --> | 0.05 | 0 | 0 | Constrained, otherwise capacity available =47 kVA | --> | 0.048 | 0 | 0 | 0.048 | 0 |  | --> | C15 ex MOUNTRATH | Mountrath [T41,T42] | PORTLAOISE |  | 52.8781 | -7.4598
MV/LV Substation VO***906Y |  | 20 kV | _ | LV | 50 kVA :Pole Substation | 0.05 | --> | 0.05 | 0.033 | 1.1 |  | --> | 0.048 | 0 | 0 | 0.05 | 0 |  | --> | E13 ex ABBEYLEIX | Abbeyleix [T422] | PORTLAOISE |  | 52.9091 | -7.3244
MV/LV Substation BA***911X |  | 20 kV | _ | LV | 50 kVA :Pole Substation | 0.05 | --> | 0.05 | 0.05 | 1.1 |  | --> | 0.048 | 0 | 0 | 0.048 | 0 |  | --> | E12 ex ABBEYLEIX | Abbeyleix [T422] | PORTLAOISE |  | 53.0018 | -7.2916
MV/LV Substation IR***914 |  | 20 kV | _ | LV | 400 kVA :Building Structure | 0.4 | --> | 0.4 | 0.195 | 1.1 |  | --> | 0.38 | 0 | 0 | 0.407 | 0 |  | --> | E13 ex ABBEYLEIX | Abbeyleix [T422] | PORTLAOISE |  | 52.9183 | -7.3587
MV/LV Substation HI***915 |  | 20 kV | _ | LV | 400 kVA :Kiosk Substation | 0.4 | --> | 0.4 | 0.284 | 1.1 |  | --> | 0.38 | 0 | 0.018 | 0.382 | 0 |  | --> | E13 ex ABBEYLEIX | Abbeyleix [T422] | PORTLAOISE |  | 52.9185 | -7.3539
MV/LV Substation TO***915X |  | 20 kV | _ | LV | 100 kVA :Pole Substation | 0.1 | --> | 0.1 | 0.036 | 5.46 |  | --> | 0.095 | 0 | 0 | 0.103 | 0 |  | --> | E12 ex PORTLAOISE | Portlaoise [T423,T424] | PORTLAOISE |  | 52.9785 | -7.175
MV/LV Substation PR***917 |  | 10 kV | _ | LV | 200 kVA :Pole Substation | 0.2 | --> | 0.2 | 0.179 | 2.78 |  | --> | 0.19 | 0 | 0 | 0.193 | 0 |  | --> | E16 ex BALLYRAGGET | Ballyragget [T421,T422] | BALLYRAGGET |  | 52.8463 | -7.4033
MV/LV Substation RO***917Y |  | 10 kV | _ | LV | 630 kVA :Kiosk Substation | 0.63 | --> | 0.63 | 0 | 0 | Constrained, otherwise capacity available =514 kVA | --> | 0.598 | 0 | 0.016 | 0.5 | 0 |  | --> | C12 ex PALLAS | Pallas [T41,T42] | PORTLAOISE |  | 53.0315 | -7.3162
MV/LV Substation RO***918Y |  | 10 kV | _ | LV | 400 kVA :Kiosk Substation | 0.4 | --> | 0.4 | 0 | 0 | Constrained, otherwise capacity available =368 kVA | --> | 0.38 | 0 | 0.005 | 0.381 | 0 |  | --> | C12 ex PALLAS | Pallas [T41,T42] | PORTLAOISE |  | 53.0327 | -7.3131
MV/LV Substation RU***922 |  | 20 kV | _ | LV | 100 kVA :Pole Substation | 0.1 | --> | 0.1 | 0.095 | 5.46 |  | --> | 0.095 | 0 | 0 | 0.096 | 0 |  | --> | E17 ex PORTLAOISE | Portlaoise [T423,T424] | PORTLAOISE |  | 53.0111 | -7.3116
MV/LV Substation AD***922Y |  | 20 kV | _ | LV | 50 kVA :Pole Substation | 0.05 | --> | 0.05 | 0.045 | 5.46 |  | --> | 0.048 | 0 | 0.006 | 0.044 | 0 |  | --> | E19 ex PORTLAOISE | Portlaoise [T423,T424] | PORTLAOISE |  | 53.0298 | -7.26
MV/LV Substation AT***926 |  | 10 kV | _ | LV | 200 kVA :Kiosk Substation | 0.2 | --> | 0.2 | 0 | 0 | Constrained, otherwise capacity available =136 kVA | --> | 0.19 | 0 | 0 | 0.199 | 0 |  | --> | C26 ex PORTLAOISE | Portlaoise [T41,T42] | PORTLAOISE |  | 53.0284 | -7.3135
MV/LV Substation JO***927X |  | 20 kV | _ | LV | 100 kVA :Pole Substation | 0.1 | --> | 0.1 | 0.09 | 1.1 |  | --> | 0.095 | 0 | 0 | 0.096 | 0 |  | --> | E13 ex ABBEYLEIX | Abbeyleix [T422] | PORTLAOISE |  | 52.9099 | -7.3237
MV/LV Substation TH***927Y |  | 10 kV | _ | LV | 400 kVA :Kiosk Substation | 0.4 | --> | 0.4 | 0 | 0 | Constrained, otherwise capacity available =315 kVA | --> | 0.38 | 0 | 0.026 | 0.372 | 0 |  | --> | C15 ex PALLAS | Pallas [T41,T42] | PORTLAOISE |  | 53.0479 | -7.3191
MV/LV Substation GR***928X |  | 10 kV | _ | LV | 50 kVA :Pole Substation | 0.05 | --> | 0.05 | 0.036 | 2.78 |  | --> | 0.048 | 0 | 0 | 0.049 | 0 |  | --> | E16 ex BALLYRAGGET | Ballyragget [T421,T422] | BALLYRAGGET |  | 52.848 | -7.3594
MV/LV Substation TH***928Y |  | 10 kV | _ | LV | 400 kVA :Kiosk Substation | 0.4 | --> | 0.4 | 0 | 0 | Constrained, otherwise capacity available =322 kVA | --> | 0.38 | 0 | 0.003 | 0.388 | 0 |  | --> | C15 ex PALLAS | Pallas [T41,T42] | PORTLAOISE |  | 53.0488 | -7.3206
MV/LV Substation KN***929Y |  | 10 kV | _ | LV | 50 kVA :Pole Substation | 0.05 | --> | 0.05 | 0 | 0 | Constrained, otherwise capacity available =50 kVA | --> | 0.048 | 0 | 0 | 0.048 | 0 |  | --> | C12 ex MOUNTRATH | Mountrath [T41,T42] | PORTLAOISE |  | 53.0502 | -7.4497
MV/LV Substation PU***933X |  | 10 kV | _ | LV | 50 kVA :Pole Substation | 0.05 | --> | 0.05 | 0.045 | 2.78 |  | --> | 0.048 | 0 | 0 | 0.048 | 0 |  | --> | E16 ex BALLYRAGGET | Ballyragget [T421,T422] | BALLYRAGGET |  | 52.8476 | -7.4041
MV/LV Substation SW***936X |  | 20 kV | _ | LV | 100 kVA :Pole Substation | 0.1 | --> | 0.1 | 0.059 | 5.46 |  | --> | 0.095 | 0 | 0 | 0.1 | 0 |  | --> | E12 ex PORTLAOISE | Portlaoise [T423,T424] | PORTLAOISE |  | 52.8903 | -7.1628
MV/LV Substation TE***941X |  | 10 kV | _ | LV | 400 kVA :Kiosk Substation | 0.4 | --> | 0.4 | 0 | 0 | Constrained, otherwise capacity available =291 kVA | --> | 0.38 | 0 | 0.01 | 0.387 | 0 |  | --> | C26 ex PORTLAOISE | Portlaoise [T41,T42] | PORTLAOISE |  | 53.0263 | -7.3114
MV/LV Substation BE***941Y |  | 20 kV | _ | LV | 200 kVA :Pole Substation | 0.2 | --> | 0.2 | 0.199 | 5.46 |  | --> | 0.19 | 0 | 0 | 0.19 | 0 |  | --> | E12 ex PORTLAOISE | Portlaoise [T423,T424] | PORTLAOISE |  | 52.899 | -7.2093
MV/LV Substation FI***942X |  | 10 kV | _ | LV | 200 kVA :Kiosk Substation | 0.2 | --> | 0.2 | 0 | 0 | Constrained, otherwise capacity available =136 kVA | --> | 0.19 | 0 | 0.011 | 0.19 | 0 |  | --> | C14 ex PORTLAOISE | Portlaoise [T41,T42] | PORTLAOISE |  | 53.039 | -7.2795
MV/LV Substation TI***944Y |  | 20 kV | _ | LV | 50 kVA :Pole Substation | 0.05 | --> | 0.05 | 0.048 | 5.46 |  | --> | 0.048 | 0 | 0 | 0.048 | 0 |  | --> | E12 ex PORTLAOISE | Portlaoise [T423,T424] | PORTLAOISE |  | 52.9484 | -7.2277
MV/LV Substation CA***945Y |  | 10 kV | _ | LV | 200 kVA :Kiosk Substation | 0.2 | --> | 0.2 | 0 | 0 | Constrained, otherwise capacity available =133 kVA | --> | 0.19 | 0 | 0 | 0.199 | 0 |  | --> | C11 ex MOUNTRATH | Mountrath [T41,T42] | PORTLAOISE |  | 52.9759 | -7.4999
MV/LV Substation CR***950Y |  | 20 kV | _ | LV | 400 kVA :Kiosk Substation | 0.4 | --> | 0.4 | 0.333 | 1.1 |  | --> | 0.38 | 0 | 0.026 | 0.37 | 0 |  | --> | E13 ex ABBEYLEIX | Abbeyleix [T422] | PORTLAOISE |  | 52.9481 | -7.3092
MV/LV Substation CL***951X |  | 20 kV | _ | LV | 100 kVA :Pole Substation | 0.1 | --> | 0.1 | 0 | 0 | Constrained, otherwise capacity available =100 kVA | --> | 0.095 | 0 | 0 | 0.095 | 0 |  | --> | C15 ex MOUNTRATH | Mountrath [T41,T42] | PORTLAOISE |  | 52.95 | -7.4392
MV/LV Substation SU***959X |  | 20 kV | _ | LV | 50 kVA :Pole Substation | 0.05 | --> | 0.05 | 0.044 | 1.1 |  | --> | 0.048 | 0 | 0 | 0.048 | 0 |  | --> | E13 ex ABBEYLEIX | Abbeyleix [T422] | PORTLAOISE |  | 52.9191 | -7.3565
MV/LV Substation AB***961 |  | 20 kV | _ | LV | 100 kVA :Pole Substation | 0.1 | --> | 0.1 | 0.08 | 1.1 |  | --> | 0.095 | 0 | 0 | 0.098 | 0 |  | --> | E13 ex ABBEYLEIX | Abbeyleix [T422] | PORTLAOISE |  | 52.8967 | -7.3732
MV/LV Substation PP***970Y |  | 10 kV | _ | LV | 400 kVA :Building Structure | 0.4 | --> | 0.4 | 0 | 0 | Constrained, otherwise capacity available =329 kVA | --> | 0.38 | 0 | 0.028 | 0.369 | 0 |  | --> | C12 ex PALLAS | Pallas [T41,T42] | PORTLAOISE |  | 53.0347 | -7.3124
MV/LV Substation DO***977 |  | 20 kV | _ | LV | 50 kVA :Pole Substation | 0.05 | --> | 0.05 | 0 | 0 | Constrained, otherwise capacity available =47 kVA | --> | 0.048 | 0 | 0 | 0.048 | 0 |  | --> | C15 ex MOUNTRATH | Mountrath [T41,T42] | PORTLAOISE |  | 52.9493 | -7.4575
MV/LV Substation MA***986Y |  | 10 kV | _ | LV | 200 kVA :Kiosk Substation | 0.2 | --> | 0.2 | 0 | 0 | Constrained, otherwise capacity available =199 kVA | --> | 0.19 | 0 | 0 | 0.19 | 0 |  | --> | C14 ex PORTLAOISE | Portlaoise [T41,T42] | PORTLAOISE |  | 53.0421 | -7.2802
MV/LV Substation CA***994X |  | 10 kV | _ | LV | 50 kVA :Pole Substation | 0.05 | --> | 0.05 | 0 | 0 | Constrained, otherwise capacity available =49 kVA | --> | 0.048 | 0 | 0 | 0.048 | 0 |  | --> | C11 ex MOUNTRATH | Mountrath [T41,T42] | PORTLAOISE |  | 52.9795 | -7.4926
MV/LV Substation KN***997X |  | 10 kV | _ | LV | 400 kVA :Kiosk Substation | 0.4 | --> | 0.4 | 0 | 0 | Constrained, otherwise capacity available =372 kVA | --> | 0.38 | 0 | 0 | 0.384 | 0 |  | --> | C12 ex PALLAS | Pallas [T41,T42] | PORTLAOISE |  | 53.0273 | -7.3152
MV/LV Substation FO***997Y |  | 20 kV | _ | LV | 50 kVA :Pole Substation | 0.05 | --> | 0.05 | 0.048 | 5.46 |  | --> | 0.048 | 0 | 0 | 0.048 | 0 |  | --> | E12 ex PORTLAOISE | Portlaoise [T423,T424] | PORTLAOISE |  | 52.9489 | -7.198
MV/LV Substation HA***001 |  | 10 kV | _ | LV | 100 kVA :Building Structure | 0.1 | --> | 0.1 | 0 | 0 | Constrained, otherwise capacity available =81 kVA | --> | 0.095 | 0 | 0.04 | 0 | 0 | Constrained, otherwise capacity available =68 kW | --> | C12 ex ROSCREA | Roscrea [T41,T42] | IKERRIN |  | 52.9591 | -7.7945
MV/LV Substation CA***002 |  | 10 kV | _ | LV | 400 kVA :Building Structure | 0.4 | --> | 0.4 | 0 | 0 | Constrained, otherwise capacity available =250 kVA | --> | 0.38 | 0 | 0.01 | 0 | 0 | Constrained, otherwise capacity available =393 kW | --> | C13 ex ROSCREA | Roscrea [T41,T42] | IKERRIN |  | 52.9532 | -7.7979
MV/LV Substation RO***003 |  | 10 kV | _ | LV | 200 kVA :Pole Substation | 0.2 | --> | 0.2 | 0 | 0 | Constrained, otherwise capacity available =171 kVA | --> | 0.19 | 0 | 0 | 0 | 0 | Constrained, otherwise capacity available =194 kW | --> | C20 ex TEMPLEMORE | Templemore [T41,T42] | IKERRIN |  | 52.8014 | -7.8317
MV/LV Substation BA***010 |  | 10 kV | _ | LV | 400 kVA :Kiosk Substation | 0.4 | --> | 0.4 | 0 | 0 | Constrained, otherwise capacity available =192 kVA | --> | 0.38 | 0 | 0 | 0 | 0 | Constrained, otherwise capacity available =407 kW | --> | C12 ex ROSCREA | Roscrea [T41,T42] | IKERRIN |  | 52.9558 | -7.7969
MV/LV Substation AN***010Y |  | 10 kV | _ | LV | 50 kVA :Pole Substation | 0.05 | --> | 0.05 | 0 | 0 | Constrained, otherwise capacity available =50 kVA | --> | 0.048 | 0 | 0 | 0 | 0 | Constrained, otherwise capacity available =48 kW | --> | C12 ex ROSCREA | Roscrea [T41,T42] | IKERRIN |  | 52.9577 | -7.7964
MV/LV Substation TH***011 |  | 10 kV | _ | LV | 200 kVA :Kiosk Substation | 0.2 | --> | 0.2 | 0 | 0 | Constrained, otherwise capacity available =165 kVA | --> | 0.19 | 0 | 0.007 | 0 | 0 | Constrained, otherwise capacity available =190 kW | --> | C17 ex ROSCREA | Roscrea [T41,T42] | IKERRIN |  | 52.9445 | -7.7907
MV/LV Substation SH***011Y |  | 10 kV | _ | LV | 400 kVA :Kiosk Substation | 0.4 | --> | 0.4 | 0 | 0 | Constrained, otherwise capacity available =320 kVA | --> | 0.38 | 0 | 0 | 0 | 0 | Constrained, otherwise capacity available =391 kW | --> | C19 ex ROSCREA | Roscrea [T41,T42] | IKERRIN |  | 52.9463 | -7.7976
MV/LV Substation SH***012 |  | 10 kV | _ | LV | 200 kVA :Kiosk Substation | 0.2 | --> | 0.2 | 0 | 0 | Constrained, otherwise capacity available =142 kVA | --> | 0.19 | 0 | 0.008 | 0 | 0 | Constrained, otherwise capacity available =192 kW | --> | C13 ex ROSCREA | Roscrea [T41,T42] | IKERRIN |  | 52.9633 | -7.805
MV/LV Substation SA***015 |  | 10 kV | _ | LV | 200 kVA :Pole Substation | 0.2 | --> | 0.2 | 0 | 0 | Constrained, otherwise capacity available =76 kVA | --> | 0.19 | 0 | 0.008 | 0 | 0 | Constrained, otherwise capacity available =200 kW | --> | C17 ex ROSCREA | Roscrea [T41,T42] | IKERRIN |  | 52.9404 | -7.7899
MV/LV Substation LI***018Y |  | 20 kV | _ | LV | 400 kVA :Kiosk Substation | 0.4 | --> | 0.4 | 0 | 0 | Constrained, otherwise capacity available =372 kVA | --> | 0.38 | 0 | 0 | 0 | 0 | Constrained, otherwise capacity available =384 kW | --> | E22 ex ROSCREA | Roscrea [T41,T42] | IKERRIN |  | 52.9839 | -7.9265
MV/LV Substation CH***019Y |  | 10 kV | _ | LV | 200 kVA :Kiosk Substation | 0.2 | --> | 0.2 | 0 | 0 | Constrained, otherwise capacity available =167 kVA | --> | 0.19 | 0 | 0 | 0 | 0 | Constrained, otherwise capacity available =194 kW | --> | C13 ex ROSCREA | Roscrea [T41,T42] | IKERRIN |  | 52.9555 | -7.8032
MV/LV Substation KN***021 |  | 10 kV | _ | LV | 50 kVA :Pole Substation | 0.05 | --> | 0.05 | 0 | 0 | Constrained, otherwise capacity available =36 kVA | --> | 0.048 | 0 | 0.004 | 0 | 0 | Constrained, otherwise capacity available =46 kW | --> | C16 ex RATHDOWNEY | Rathdowney [T42] | IKERRIN |  | 52.8517 | -7.5885
MV/LV Substation LI***023 |  | 10 kV | _ | LV | 200 kVA :Pole Substation | 0.2 | --> | 0.2 | 0 | 0 | Constrained, otherwise capacity available =116 kVA | --> | 0.19 | 0 | 0.002 | 0 | 0 | Constrained, otherwise capacity available =200 kW | --> | C13 ex ROSCREA | Roscrea [T41,T42] | IKERRIN |  | 52.9544 | -7.8021
MV/LV Substation AS***024 |  | 10 kV | _ | LV | 200 kVA :Pole Substation | 0.2 | --> | 0.2 | 0 | 0 | Constrained, otherwise capacity available =158 kVA | --> | 0.19 | 0 | 0 | 0 | 0 | Constrained, otherwise capacity available =196 kW | --> | C12 ex ROSCREA | Roscrea [T41,T42] | IKERRIN |  | 52.9648 | -7.7878
MV/LV Substation CL***024Y |  | 10 kV | _ | LV | 200 kVA :Kiosk Substation | 0.2 | --> | 0.2 | 0 | 0 | Constrained, otherwise capacity available =136 kVA | --> | 0.19 | 0 | 0.009 | 0 | 0 | Constrained, otherwise capacity available =192 kW | --> | C20 ex ROSCREA | Roscrea [T41,T42] | IKERRIN |  | 52.9498 | -7.8041
MV/LV Substation OS***027Y |  | 10 kV | _ | LV | 100 kVA :Pole Substation | 0.1 | --> | 0.1 | 0 | 0 | Constrained, otherwise capacity available =100 kVA | --> | 0.095 | 0 | 0 | 0 | 0 | Constrained, otherwise capacity available =95 kW | --> | C18 ex RATHDOWNEY | Rathdowney [T42] | IKERRIN |  | 52.9084 | -7.6173
MV/LV Substation RI***035 |  | 10 kV | _ | LV | 200 kVA :Kiosk Substation | 0.2 | --> | 0.2 | 0 | 0 | Constrained, otherwise capacity available =160 kVA | --> | 0.19 | 0 | 0 | 0 | 0 | Constrained, otherwise capacity available =195 kW | --> | C12 ex ROSCREA | Roscrea [T41,T42] | IKERRIN |  | 52.957 | -7.7961
MV/LV Substation NE***036 |  | 20 kV | _ | LV | 50 kVA :Pole Substation | 0.05 | --> | 0.05 | 0 | 0 | Constrained, otherwise capacity available =45 kVA | --> | 0.048 | 0 | 0.005 | 0 | 0 | Constrained, otherwise capacity available =44 kW | --> | E20 ex ROSCREA | Roscrea [T41,T42] | IKERRIN |  | 52.9499 | -7.7903
MV/LV Substation TO***037 |  | 10 kV | _ | LV | 200 kVA :Kiosk Substation | 0.2 | --> | 0.2 | 0 | 0 | Constrained, otherwise capacity available =154 kVA | --> | 0.19 | 0 | 0 | 0 | 0 | Constrained, otherwise capacity available =196 kW | --> | C12 ex ROSCREA | Roscrea [T41,T42] | IKERRIN |  | 52.9531 | -7.7944
MV/LV Substation LE***040 |  | 10 kV | _ | LV | 400 kVA :Kiosk Substation | 0.4 | --> | 0.4 | 0 | 0 | Constrained, otherwise capacity available =374 kVA | --> | 0.38 | 0 | 0 | 0 | 0 | Constrained, otherwise capacity available =384 kW | --> | C13 ex ROSCREA | Roscrea [T41,T42] | IKERRIN |  | 53.0265 | -7.8083
MV/LV Substation PR***041 |  | 10 kV | _ | LV | 200 kVA :Pole Substation | 0.2 | --> | 0.2 | 0 | 0 | Constrained, otherwise capacity available =155 kVA | --> | 0.19 | 0 | 0 | 0 | 0 | Constrained, otherwise capacity available =196 kW | --> | C13 ex ROSCREA | Roscrea [T41,T42] | IKERRIN |  | 52.9535 | -7.8077
MV/LV Substation DU***043 |  | 10 kV | _ | LV | 200 kVA :Pole Substation | 0.2 | --> | 0.2 | 0 | 0 | Constrained, otherwise capacity available =159 kVA | --> | 0.19 | 0 | 0.003 | 0 | 0 | Constrained, otherwise capacity available =193 kW | --> | C12 ex ROSCREA | Roscrea [T41,T42] | IKERRIN |  | 52.957 | -7.7906
MV/LV Substation FR***044 |  | 10 kV | _ | LV | 400 kVA :Kiosk Substation | 0.4 | --> | 0.4 | 0 | 0 | Constrained, otherwise capacity available =383 kVA | --> | 0.38 | 0 | 0 | 0 | 0 | Constrained, otherwise capacity available =382 kW | --> | C12 ex ROSCREA | Roscrea [T41,T42] | IKERRIN |  | 52.9664 | -7.7884
MV/LV Substation AB***045 |  | 10 kV | _ | LV | 400 kVA :Building Structure | 0.4 | --> | 0.4 | 0 | 0 | Constrained, otherwise capacity available =186 kVA | --> | 0.38 | 0 | 0.026 | 0 | 0 | Constrained, otherwise capacity available =389 kW | --> | C13 ex ROSCREA | Roscrea [T41,T42] | IKERRIN |  | 52.9522 | -7.8019
MV/LV Substation AS***046 |  | 10 kV | _ | LV | 200 kVA :Pole Substation | 0.2 | --> | 0.2 | 0 | 0 | Constrained, otherwise capacity available =123 kVA | --> | 0.19 | 0 | 0.004 | 0 | 0 | Constrained, otherwise capacity available =197 kW | --> | C12 ex ROSCREA | Roscrea [T41,T42] | IKERRIN |  | 52.9633 | -7.7926
MV/LV Substation BI***047 |  | 10 kV | _ | LV | 100 kVA :Pole Substation | 0.1 | --> | 0.1 | 0 | 0 | Constrained, otherwise capacity available =19 kVA | --> | 0.095 | 0 | 0.025 | 0 | 0 | Constrained, otherwise capacity available =87 kW | --> | C13 ex ROSCREA | Roscrea [T41,T42] | IKERRIN |  | 52.9589 | -7.8029
MV/LV Substation TE***048 |  | 10 kV | _ | LV | 200 kVA :Pole Substation | 0.2 | --> | 0.2 | 0 | 0 | Constrained, otherwise capacity available =140 kVA | --> | 0.19 | 0 | 0.027 | 0 | 0 | Constrained, otherwise capacity available =178 kW | --> | C12 ex ROSCREA | Roscrea [T41,T42] | IKERRIN |  | 52.9538 | -7.791
MV/LV Substation GO***049 |  | 10 kV | _ | LV | 200 kVA :Pole Substation | 0.2 | --> | 0.2 | 0 | 0 | Constrained, otherwise capacity available =112 kVA | --> | 0.19 | 0 | 0.015 | 0 | 0 | Constrained, otherwise capacity available =190 kW | --> | C13 ex ROSCREA | Roscrea [T41,T42] | IKERRIN |  | 52.9593 | -7.7989
MV/LV Substation JA***051 |  | 10 kV | _ | LV | 100 kVA :Pole Substation | 0.1 | --> | 0.1 | 0 | 0 | Constrained, otherwise capacity available =100 kVA | --> | 0.095 | 0 | 0 | 0 | 0 | Constrained, otherwise capacity available =95 kW | --> | C19 ex ROSCREA | Roscrea [T41,T42] | IKERRIN |  | 52.9447 | -7.8131
MV/LV Substation MA***052 |  | 10 kV | _ | LV | 1000 kVA :Building Structure | 1 | --> | 1 | 0 | 0 | Constrained, otherwise capacity available =859 kVA | --> | 0.95 | 0 | 0.005 | 0 | 0 | Constrained, otherwise capacity available =965 kW | --> | C13 ex ROSCREA | Roscrea [T41,T42] | IKERRIN |  | 52.9525 | -7.7968
MV/LV Substation RO***053Y |  | 10 kV | _ | LV | 200 kVA :Kiosk Substation | 0.2 | --> | 0.2 | 0 | 0 | Constrained, otherwise capacity available =175 kVA | --> | 0.19 | 0 | 0 | 0 | 0 | Constrained, otherwise capacity available =193 kW | --> | C14 ex ROSCREA |  |  |  | 52.9502 | -7.7951
MV/LV Substation KE***056 |  | 10 kV | _ | LV | 200 kVA :Pole Substation | 0.2 | --> | 0.2 | 0 | 0 | Constrained, otherwise capacity available =136 kVA | --> | 0.19 | 0 | 0.002 | 0 | 0 | Constrained, otherwise capacity available =197 kW | --> | C17 ex ROSCREA | Roscrea [T41,T42] | IKERRIN |  | 52.9419 | -7.7919
MV/LV Substation CO***057Y |  | 10 kV | _ | LV | 200 kVA :Pole Substation | 0.2 | --> | 0.2 | 0 | 0 | Constrained, otherwise capacity available =159 kVA | --> | 0.19 | 0 | 0.037 | 0 | 0 | Constrained, otherwise capacity available =168 kW | --> | C13 ex ROSCREA | Roscrea [T41,T42] | IKERRIN |  | 52.9533 | -7.8089
MV/LV Substation CU***069 |  | 10 kV | _ | LV | 100 kVA :Pole Substation | 0.1 | --> | 0.1 | 0 | 0 | Constrained, otherwise capacity available =85 kVA | --> | 0.095 | 0 | 0 | 0 | 0 | Constrained, otherwise capacity available =97 kW | --> | C16 ex RATHDOWNEY | Rathdowney [T42] | IKERRIN |  | 52.8991 | -7.5094
MV/LV Substation TA***070Y |  | 10 kV | _ | LV | 200 kVA :Kiosk Substation | 0.2 | --> | 0.2 | 0 | 0 | Constrained, otherwise capacity available =196 kVA | --> | 0.19 | 0 | 0 | 0 | 0 | Constrained, otherwise capacity available =190 kW | --> | C17 ex TEMPLEMORE | Templemore [T41,T42] | IKERRIN |  | 52.7921 | -7.8378
MV/LV Substation CA***071Y |  | 20 kV | _ | LV | 200 kVA :Pole Substation | 0.2 | --> | 0.2 | 0 | 0 | Constrained, otherwise capacity available =200 kVA | --> | 0.19 | 0 | 0 | 0 | 0 | Constrained, otherwise capacity available =190 kW | --> | E22 ex ROSCREA | Roscrea [T41,T42] | IKERRIN |  | 52.9844 | -7.9281
MV/LV Substation SH***074Y |  | 10 kV | _ | LV | 100 kVA :Pole Substation | 0.1 | --> | 0.1 | 0 | 0 | Constrained, otherwise capacity available =75 kVA | --> | 0.095 | 0 | 0 | 0 | 0 | Constrained, otherwise capacity available =98 kW | --> | C13 ex ROSCREA | Roscrea [T41,T42] | IKERRIN |  | 52.9543 | -7.8042
MV/LV Substation CI***075Y |  | 20 kV | _ | LV | 200 kVA :Pole Substation | 0.2 | --> | 0.2 | 0 | 0 | Constrained, otherwise capacity available =200 kVA | --> | 0.19 | 0 | 0 | 0 | 0 | Constrained, otherwise capacity available =190 kW | --> | E22 ex ROSCREA | Roscrea [T41,T42] | IKERRIN |  | 52.9627 | -7.8566
MV/LV Substation FA***077 |  | 10 kV | _ | LV | 50 kVA :Pole Substation | 0.05 | --> | 0.05 | 0 | 0 | Constrained, otherwise capacity available =44 kVA | --> | 0.048 | 0 | 0 | 0 | 0 | Constrained, otherwise capacity available =48 kW | --> | C13 ex ROSCREA | Roscrea [T41,T42] | IKERRIN |  | 52.9829 | -7.7924
MV/LV Substation CO***081Y |  | 20 kV | _ | LV | 50 kVA :Pole Substation | 0.05 | --> | 0.05 | 0 | 0 | Constrained, otherwise capacity available =35 kVA | --> | 0.048 | 0 | 0 | 0 | 0 | Constrained, otherwise capacity available =50 kW | --> | E22 ex ROSCREA | Roscrea [T41,T42] | IKERRIN |  | 52.9727 | -7.9357
MV/LV Substation LI***098Y |  | 10 kV | _ | LV | 50 kVA :Pole Substation | 0.05 | --> | 0.05 | 0 | 0 | Constrained, otherwise capacity available =48 kVA | --> | 0.048 | 0 | 0 | 0 | 0 | Constrained, otherwise capacity available =48 kW | --> | C13 ex ROSCREA | Roscrea [T41,T42] | IKERRIN |  | 53.0129 | -7.795
MV/LV Substation HI***112Y |  | 10 kV | _ | LV | 200 kVA :Kiosk Substation | 0.2 | --> | 0.2 | 0 | 0 | Constrained, otherwise capacity available =157 kVA | --> | 0.19 | 0 | 0.01 | 0 | 0 | Constrained, otherwise capacity available =188 kW | --> | C17 ex ROSCREA | Roscrea [T41,T42] | IKERRIN |  | 52.946 | -7.7969
MV/LV Substation MA***121Y |  | 10 kV | _ | LV | 630 kVA :Kiosk Substation | 0.63 | --> | 0.63 | 0 | 0 | Constrained, otherwise capacity available =557 kVA | --> | 0.598 | 0 | 0 | 0 | 0 | Constrained, otherwise capacity available =608 kW | --> | C22 ex TEMPLEMORE | Templemore [T41,T42] | IKERRIN |  | 52.7962 | -7.8367
MV/LV Substation FA***132Y |  | 10 kV | _ | LV | 50 kVA :Pole Substation | 0.05 | --> | 0.05 | 0 | 0 |  | --> | 0.048 | 0 | 0 | 0 | 0 | Constrained, otherwise capacity available =54 kW | --> | C20 ex ROSCREA | Roscrea [T41,T42] | IKERRIN |  | 52.9673 | -7.839
MV/LV Substation MO***140Y |  | 10 kV | _ | LV | 400 kVA :Kiosk Substation | 0.4 | --> | 0.4 | 0 | 0 | Constrained, otherwise capacity available =317 kVA | --> | 0.38 | 0 | 0.008 | 0 | 0 | Constrained, otherwise capacity available =385 kW | --> | C16 ex RATHDOWNEY | Rathdowney [T42] | IKERRIN |  | 52.8541 | -7.5951
MV/LV Substation BE***149Y |  | 10 kV | _ | LV | 50 kVA :Pole Substation | 0.05 | --> | 0.05 | 0 | 0 | Constrained, otherwise capacity available =22 kVA | --> | 0.048 | 0 | 0 | 0 | 0 | Constrained, otherwise capacity available =51 kW | --> | C12 ex ROSCREA | Roscrea [T41,T42] | IKERRIN |  | 52.9587 | -7.7767
MV/LV Substation ER***152Y |  | 10 kV | _ | LV | 50 kVA :Pole Substation | 0.05 | --> | 0.05 | 0 | 0 | Constrained, otherwise capacity available =36 kVA | --> | 0.048 | 0 | 0 | 0 | 0 | Constrained, otherwise capacity available =49 kW | --> | C18 ex RATHDOWNEY | Rathdowney [T42] | IKERRIN |  | 52.8511 | -7.6774
MV/LV Substation SL***161Y |  | 10 kV | _ | LV | 400 kVA :Kiosk Substation | 0.4 | --> | 0.4 | 0 | 0 | Constrained, otherwise capacity available =336 kVA | --> | 0.38 | 0 | 0.021 | 0 | 0 | Constrained, otherwise capacity available =373 kW | --> | C16 ex RATHDOWNEY | Rathdowney [T42] | IKERRIN |  | 52.8551 | -7.5893
MV/LV Substation CL***179Y |  | 20 kV | _ | LV | 400 kVA :Kiosk Substation | 0.4 | --> | 0.4 | 0 | 0 | Constrained, otherwise capacity available =357 kVA | --> | 0.38 | 0 | 0 | 0 | 0 | Constrained, otherwise capacity available =386 kW | --> | E22 ex ROSCREA | Roscrea [T41,T42] | IKERRIN |  | 52.9834 | -7.9237
MV/LV Substation BI***193Y |  | 10 kV | _ | LV | 100 kVA :Pole Substation | 0.1 | --> | 0.1 | 0 | 0 | Constrained, otherwise capacity available =43 kVA | --> | 0.095 | 0 | 0 | 0 | 0 | Constrained, otherwise capacity available =102 kW | --> | C13 ex ROSCREA | Roscrea [T41,T42] | IKERRIN |  | 52.9593 | -7.8013
MV/LV Substation ST***197Y |  | 10 kV | _ | LV | 400 kVA :Kiosk Substation | 0.4 | --> | 0.4 | 0 | 0 | Constrained, otherwise capacity available =358 kVA | --> | 0.38 | 0 | 0.165 | 0 | 0 | Constrained, otherwise capacity available =263 kW | --> | C19 ex ROSCREA | Roscrea [T41,T42] | IKERRIN |  | 52.9476 | -7.8089
MV/LV Substation CO***200 |  | 10 kV | _ | LV | 400 kVA :Kiosk Substation | 0.4 | --> | 0.4 | 0 | 0 | Constrained, otherwise capacity available =271 kVA | --> | 0.38 | 0 | 0.03 | 0 | 0 | Constrained, otherwise capacity available =375 kW | --> | C20 ex ROSCREA | Roscrea [T41,T42] | IKERRIN |  | 52.9489 | -7.7973
MV/LV Substation DO***201 |  | 10 kV | _ | LV | 50 kVA :Pole Substation | 0.05 | --> | 0.05 | 0 | 0 | Constrained, otherwise capacity available =37 kVA | --> | 0.048 | 0 | 0.005 | 0 | 0 | Constrained, otherwise capacity available =46 kW | --> | C17 ex ROSCREA | Roscrea [T41,T42] | IKERRIN |  | 52.9442 | -7.7966
MV/LV Substation PA***202 |  | 10 kV | _ | LV | 50 kVA :Pole Substation | 0.05 | --> | 0.05 | 0 | 0 | Constrained, otherwise capacity available =16 kVA | --> | 0.048 | 0 | 0 | 0 | 0 | Constrained, otherwise capacity available =52 kW | --> | C17 ex ROSCREA | Roscrea [T41,T42] | IKERRIN |  | 52.9435 | -7.7985
MV/LV Substation CL***208Y |  | 10 kV | _ | LV | 50 kVA :Pole Substation | 0.05 | --> | 0.05 | 0 | 0 | Constrained, otherwise capacity available =34 kVA | --> | 0.048 | 0 | 0 | 0 | 0 | Constrained, otherwise capacity available =50 kW | --> | C13 ex ROSCREA | Roscrea [T41,T42] | IKERRIN |  | 52.9728 | -7.7946
MV/LV Substation SK***238X |  | 20 kV | _ | LV | 50 kVA :Pole Substation | 0.05 | --> | 0.05 | 0 | 0 | Constrained, otherwise capacity available =48 kVA | --> | 0.048 | 0 | 0 | 0 | 0 | Constrained, otherwise capacity available =48 kW | --> | E20 ex ROSCREA | Roscrea [T41,T42] | IKERRIN |  | 52.9028 | -7.7321
MV/LV Substation GL***263Y |  | 10 kV | _ | LV | 200 kVA :Kiosk Substation | 0.2 | --> | 0.2 | 0 | 0 | Constrained, otherwise capacity available =149 kVA | --> | 0.19 | 0 | 0 | 0 | 0 | Constrained, otherwise capacity available =197 kW | --> | C12 ex ROSCREA | Roscrea [T41,T42] | IKERRIN |  | 52.9643 | -7.7914
MV/LV Substation BO***267 |  | 10 kV | _ | LV | 50 kVA :Pole Substation | 0.05 | --> | 0.05 | 0 | 0 | Constrained, otherwise capacity available =22 kVA | --> | 0.048 | 0 | 0 | 0 | 0 | Constrained, otherwise capacity available =51 kW | --> | C17 ex ROSCREA | Roscrea [T41,T42] | IKERRIN |  | 52.8866 | -7.7663
MV/LV Substation MO***267X |  | 10 kV | _ | LV | 30 kVA :Pole Substation | 0.03 | --> | 0.03 | 0 | 0 | Constrained, otherwise capacity available =28 kVA | --> | 0.028 | 0 | 0 | 0 | 0 | Constrained, otherwise capacity available =29 kW | --> | C20 ex TEMPLEMORE | Templemore [T41,T42] | IKERRIN |  | 52.8828 | -7.8648
MV/LV Substation SH***267Y |  | 20 kV | _ | LV | 100 kVA :Pole Substation | 0.1 | --> | 0.1 | 0 | 0 | Constrained, otherwise capacity available =78 kVA | --> | 0.095 | 0 | 0 | 0 | 0 | Constrained, otherwise capacity available =98 kW | --> | E22 ex ROSCREA | Roscrea [T41,T42] | IKERRIN |  | 52.9816 | -7.93
MV/LV Substation SH***270Y |  | 20 kV | _ | LV | 200 kVA :Kiosk Substation | 0.2 | --> | 0.2 | 0 | 0 | Constrained, otherwise capacity available =178 kVA | --> | 0.19 | 0 | 0.005 | 0 | 0 | Constrained, otherwise capacity available =189 kW | --> | E22 ex ROSCREA | Roscrea [T41,T42] | IKERRIN |  | 52.9822 | -7.9193
MV/LV Substation DE***272 |  | 10 kV | _ | LV | 100 kVA :Pole Substation | 0.1 | --> | 0.1 | 0 | 0 | Constrained, otherwise capacity available =84 kVA | --> | 0.095 | 0 | 0 | 0 | 0 | Constrained, otherwise capacity available =97 kW | --> | C20 ex TEMPLEMORE | Templemore [T41,T42] | IKERRIN |  | 52.8805 | -7.8241
MV/LV Substation SH***273 |  | 10 kV | _ | LV | 50 kVA :Pole Substation | 0.05 | --> | 0.05 | 0 | 0 | Constrained, otherwise capacity available =46 kVA | --> | 0.048 | 0 | 0.005 | 0 | 0 | Constrained, otherwise capacity available =44 kW | --> | C20 ex TEMPLEMORE | Templemore [T41,T42] | IKERRIN |  | 52.8807 | -7.8308
MV/LV Substation AS***295X |  | 10 kV | _ | LV | 50 kVA :Pole Substation | 0.05 | --> | 0.05 | 0 | 0 | Constrained, otherwise capacity available =48 kVA | --> | 0.048 | 0 | 0 | 0 | 0 | Constrained, otherwise capacity available =48 kW | --> | C20 ex TEMPLEMORE | Templemore [T41,T42] | IKERRIN |  | 52.8284 | -7.8577
MV/LV Substation TH***296X |  | 20 kV | _ | LV | 50 kVA :Pole Substation | 0.05 | --> | 0.05 | 0 | 0 | Constrained, otherwise capacity available =47 kVA | --> | 0.048 | 0 | 0 | 0 | 0 | Constrained, otherwise capacity available =48 kW | --> | E20 ex ROSCREA | Roscrea [T41,T42] | IKERRIN |  | 52.927 | -7.7428
MV/LV Substation MA***297Y |  | 20 kV | _ | LV | 200 kVA :Pole Substation | 0.2 | --> | 0.2 | 0 | 0 | Constrained, otherwise capacity available =161 kVA | --> | 0.19 | 0 | 0 | 0.195 | 0 |  | --> | C15 ex MOUNTRATH | Mountrath [T41,T42] | PORTLAOISE |  | 52.8671 | -7.482
MV/LV Substation GO***299 |  | 10 kV | _ | LV | 50 kVA :Pole Substation | 0.05 | --> | 0.05 | 0 | 0 | Constrained, otherwise capacity available =35 kVA | --> | 0.048 | 0 | 0 | 0 | 0 | Constrained, otherwise capacity available =50 kW | --> | C20 ex TEMPLEMORE | Templemore [T41,T42] | IKERRIN |  | 52.8741 | -7.81
MV/LV Substation BA***300X |  | 20 kV | _ | LV | 50 kVA :Pole Substation | 0.05 | --> | 0.05 | 0 | 0 | Constrained, otherwise capacity available =48 kVA | --> | 0.048 | 0 | 0 | 0 | 0 | Constrained, otherwise capacity available =48 kW | --> | E20 ex ROSCREA | Roscrea [T41,T42] | IKERRIN |  | 52.9197 | -7.6733
MV/LV Substation DO***300Y |  | 10 kV | _ | LV | 100 kVA :Pole Substation | 0.1 | --> | 0.1 | 0 | 0 | Constrained, otherwise capacity available =70 kVA | --> | 0.095 | 0 | 0 | 0 | 0 | Constrained, otherwise capacity available =99 kW | --> | C18 ex RATHDOWNEY | Rathdowney [T42] | IKERRIN |  | 52.8763 | -7.6151
MV/LV Substation RO***307Y |  | 10 kV | _ | LV | 200 kVA :Kiosk Substation | 0.2 | --> | 0.2 | 0 | 0 | Constrained, otherwise capacity available =155 kVA | --> | 0.19 | 0 | 0 | 0 | 0 | Constrained, otherwise capacity available =196 kW | --> | C17 ex ROSCREA | Roscrea [T41,T42] | IKERRIN |  | 52.9448 | -7.7943
MV/LV Substation SH***309 |  | 10 kV | _ | LV | 50 kVA :Pole Substation | 0.05 | --> | 0.05 | 0 | 0 | Constrained, otherwise capacity available =47 kVA | --> | 0.048 | 0 | 0 | 0 | 0 | Constrained, otherwise capacity available =48 kW | --> | C20 ex TEMPLEMORE | Templemore [T41,T42] | IKERRIN |  | 52.8593 | -7.7716
MV/LV Substation CA***318X |  | 10 kV | _ | LV | 50 kVA :Pole Substation | 0.05 | --> | 0.05 | 0 | 0 | Constrained, otherwise capacity available =42 kVA | --> | 0.048 | 0 | 0 | 0 | 0 | Constrained, otherwise capacity available =49 kW | --> | C15 ex RATHDOWNEY | Rathdowney [T42] | IKERRIN |  | 52.866 | -7.5781
MV/LV Substation CA***319X |  | 10 kV | _ | LV | 50 kVA :Pole Substation | 0.05 | --> | 0.05 | 0 | 0 | Constrained, otherwise capacity available =49 kVA | --> | 0.048 | 0 | 0 | 0 | 0 | Constrained, otherwise capacity available =48 kW | --> | C15 ex RATHDOWNEY | Rathdowney [T42] | IKERRIN |  | 52.8641 | -7.5852
MV/LV Substation MO***322X |  | 10 kV | _ | LV | 1000 kVA :Building Structure | 1 | --> | 1 | 0 | 0 | Constrained, otherwise capacity available =998 kVA | --> | 0.95 | 0 | 0 | 0 | 0 | Constrained, otherwise capacity available =950 kW | --> | C16 ex RATHDOWNEY | Rathdowney [T42] | IKERRIN |  | 52.8505 | -7.5882
MV/LV Substation MC***323X |  | 10 kV | _ | LV | 100 kVA :Pole Substation | 0.1 | --> | 0.1 | 0 | 0 | Constrained, otherwise capacity available =88 kVA | --> | 0.095 | 0 | 0 | 0 | 0 | Constrained, otherwise capacity available =97 kW | --> | C16 ex RATHDOWNEY | Rathdowney [T42] | IKERRIN |  | 52.8492 | -7.5873
MV/LV Substation RA***326X |  | 10 kV | _ | LV | 100 kVA :Pole Substation | 0.1 | --> | 0.1 | 0 | 0 | Constrained, otherwise capacity available =96 kVA | --> | 0.095 | 0 | 0.005 | 0 | 0 | Constrained, otherwise capacity available =92 kW | --> | C16 ex RATHDOWNEY | Rathdowney [T42] | IKERRIN |  | 52.8475 | -7.5871
MV/LV Substation RA***327X |  | 10 kV | _ | LV | 50 kVA :Pole Substation | 0.05 | --> | 0.05 | 0 | 0 | Constrained, otherwise capacity available =30 kVA | --> | 0.048 | 0 | 0.01 | 0 | 0 | Constrained, otherwise capacity available =43 kW | --> | C16 ex RATHDOWNEY | Rathdowney [T42] | IKERRIN |  | 52.8487 | -7.5867
MV/LV Substation BU***329Y |  | 10 kV | _ | LV | 50 kVA :Pole Substation | 0.05 | --> | 0.05 | 0 | 0 | Constrained, otherwise capacity available =46 kVA | --> | 0.048 | 0 | 0 | 0 | 0 | Constrained, otherwise capacity available =48 kW | --> | C19 ex ROSCREA | Roscrea [T41,T42] | IKERRIN |  | 52.8838 | -7.9344
MV/LV Substation CL***331 |  | 10 kV | _ | LV | 50 kVA :Pole Substation | 0.05 | --> | 0.05 | 0 | 0 | Constrained, otherwise capacity available =35 kVA | --> | 0.048 | 0 | 0 | 0 | 0 | Constrained, otherwise capacity available =50 kW | --> | C20 ex TEMPLEMORE | Templemore [T41,T42] | IKERRIN |  | 52.8392 | -7.85
MV/LV Substation DA***338X |  | 10 kV | _ | LV | 400 kVA :Kiosk Substation | 0.4 | --> | 0.4 | 0 | 0 | Constrained, otherwise capacity available =315 kVA | --> | 0.38 | 0 | 0.021 | 0 | 0 | Constrained, otherwise capacity available =376 kW | --> | C16 ex RATHDOWNEY | Rathdowney [T42] | IKERRIN |  | 52.8517 | -7.5864
MV/LV Substation KI***351 |  | 10 kV | _ | LV | 100 kVA :Pole Substation | 0.1 | --> | 0.1 | 0 | 0 | Constrained, otherwise capacity available =68 kVA | --> | 0.095 | 0 | 0 | 0 | 0 | Constrained, otherwise capacity available =99 kW | --> | C20 ex TEMPLEMORE | Templemore [T41,T42] | IKERRIN |  | 52.8357 | -7.91
MV/LV Substation GR***374X |  | 10 kV | _ | LV | 50 kVA :Pole Substation | 0.05 | --> | 0.05 | 0 | 0 | Constrained, otherwise capacity available =47 kVA | --> | 0.048 | 0 | 0 | 0 | 0 | Constrained, otherwise capacity available =48 kW | --> | C16 ex RATHDOWNEY | Rathdowney [T42] | IKERRIN |  | 52.8621 | -7.4948
MV/LV Substation GR***375X |  | 10 kV | _ | LV | 100 kVA :Pole Substation | 0.1 | --> | 0.1 | 0 | 0 | Constrained, otherwise capacity available =99 kVA | --> | 0.095 | 0 | 0 | 0 | 0 | Constrained, otherwise capacity available =95 kW | --> | C16 ex RATHDOWNEY | Rathdowney [T42] | IKERRIN |  | 52.8589 | -7.5009
MV/LV Substation KI***376Y |  | 10 kV | _ | LV | 100 kVA :Pole Substation | 0.1 | --> | 0.1 | 0 | 0 | Constrained, otherwise capacity available =80 kVA | --> | 0.095 | 0 | 0 | 0 | 0 | Constrained, otherwise capacity available =98 kW | --> | C20 ex TEMPLEMORE | Templemore [T41,T42] | IKERRIN |  | 52.7991 | -7.8273
MV/LV Substation DR***377Y |  | 10 kV | _ | LV | 50 kVA :Pole Substation | 0.05 | --> | 0.05 | 0 | 0 | Constrained, otherwise capacity available =43 kVA | --> | 0.048 | 0 | 0.006 | 0 | 0 | Constrained, otherwise capacity available =44 kW | --> | C20 ex ROSCREA | Roscrea [T41,T42] | IKERRIN |  | 52.9758 | -7.8317
MV/LV Substation MI***381Y |  | 20 kV | _ | LV | 200 kVA :Kiosk Substation | 0.2 | --> | 0.2 | 0 | 0 | Constrained, otherwise capacity available =148 kVA | --> | 0.19 | 0 | 0 | 0 | 0 | Constrained, otherwise capacity available =197 kW | --> | E20 ex ROSCREA | Roscrea [T41,T42] | IKERRIN |  | 52.9383 | -7.6353
MV/LV Substation BU***389Y |  | 10 kV | _ | LV | 630 kVA :Building Structure | 0.63 | --> | 0.63 | 0 | 0 | Constrained, otherwise capacity available =573 kVA | --> | 0.598 | 0 | 0.011 | 0 | 0 | Constrained, otherwise capacity available =598 kW | --> | C12 ex ROSCREA | Roscrea [T41,T42] | IKERRIN |  | 52.959 | -7.7799
MV/LV Substation KI***391Y |  | 10 kV | _ | LV | 50 kVA :Pole Substation | 0.05 | --> | 0.05 | 0 | 0 | Constrained, otherwise capacity available =45 kVA | --> | 0.048 | 0 | 0.01 | 0 | 0 | Constrained, otherwise capacity available =41 kW | --> | C18 ex RATHDOWNEY | Rathdowney [T42] | IKERRIN |  | 52.8955 | -7.6429
MV/LV Substation GL***395Y |  | 10 kV | _ | LV | 400 kVA :Kiosk Substation | 0.4 | --> | 0.4 | 0 | 0 | Constrained, otherwise capacity available =313 kVA | --> | 0.38 | 0 | 0.021 | 0 | 0 | Constrained, otherwise capacity available =376 kW | --> | C17 ex ROSCREA | Roscrea [T41,T42] | IKERRIN |  | 52.944 | -7.786
MV/LV Substation GR***4013 |  | 10 kV | _ | LV | 50 kVA :Pole Substation | 0.05 | --> | 0.05 | 0 | 0 | Constrained, otherwise capacity available =39 kVA | --> | 0.048 | 0 | 0 | 0 | 0 | Constrained, otherwise capacity available =49 kW | --> | C18 ex RATHDOWNEY | Rathdowney [T42] | IKERRIN |  | 52.91 | -7.6124
MV/LV Substation TI***402 |  | 10 kV | _ | LV | 100 kVA :Pole Substation | 0.1 | --> | 0.1 | 0 | 0 | Constrained, otherwise capacity available =81 kVA | --> | 0.095 | 0 | 0 | 0 | 0 | Constrained, otherwise capacity available =98 kW | --> | C20 ex ROSCREA | Roscrea [T41,T42] | IKERRIN |  | 52.9574 | -7.8398
MV/LV Substation MO***403 |  | 10 kV | _ | LV | 200 kVA :Pole Substation | 0.2 | --> | 0.2 | 0 | 0 | Constrained, otherwise capacity available =108 kVA | --> | 0.19 | 0 | 0 | 0 | 0 | Constrained, otherwise capacity available =202 kW | --> | C20 ex ROSCREA | Roscrea [T41,T42] | IKERRIN |  | 52.9647 | -7.8391
MV/LV Substation CL***403Y |  | 10 kV | _ | LV | 200 kVA :Kiosk Substation | 0.2 | --> | 0.2 | 0 | 0 | Constrained, otherwise capacity available =150 kVA | --> | 0.19 | 0 | 0.021 | 0 | 0 | Constrained, otherwise capacity available =181 kW | --> | C18 ex RATHDOWNEY | Rathdowney [T42] | IKERRIN |  | 52.8588 | -7.6796
MV/LV Substation PI***4052 |  | 10 kV | _ | LV | 50 kVA :Pole Substation | 0.05 | --> | 0.05 | 0 | 0 | Constrained, otherwise capacity available =47 kVA | --> | 0.048 | 0 | 0 | 0 | 0 | Constrained, otherwise capacity available =48 kW | --> | C19 ex ROSCREA | Roscrea [T41,T42] | IKERRIN |  | 52.9437 | -7.8174
MV/LV Substation JO***4059 |  | 10 kV | _ | LV | 50 kVA :Pole Substation | 0.05 | --> | 0.05 | 0 | 0 | Constrained, otherwise capacity available =39 kVA | --> | 0.048 | 0 | 0 | 0 | 0 | Constrained, otherwise capacity available =49 kW | --> | C19 ex ROSCREA | Roscrea [T41,T42] | IKERRIN |  | 52.9009 | -7.9751
MV/LV Substation YO***4063 |  | 10 kV | _ | LV | 100 kVA :Pole Substation | 0.1 | --> | 0.1 | 0 | 0 | Constrained, otherwise capacity available =90 kVA | --> | 0.095 | 0 | 0 | 0 | 0 | Constrained, otherwise capacity available =96 kW | --> | C20 ex ROSCREA | Roscrea [T41,T42] | IKERRIN |  | 52.9494 | -7.8088
MV/LV Substation SK***4078 |  | 20 kV | _ | LV | 50 kVA :Pole Substation | 0.05 | --> | 0.05 | 0 | 0 | Constrained, otherwise capacity available =49 kVA | --> | 0.048 | 0 | 0 | 0 | 0 | Constrained, otherwise capacity available =48 kW | --> | E20 ex ROSCREA | Roscrea [T41,T42] | IKERRIN |  | 52.9233 | -7.6396
MV/LV Substation MA***407Y |  | 10 kV | _ | LV | 200 kVA :Kiosk Substation | 0.2 | --> | 0.2 | 0 | 0 | Constrained, otherwise capacity available =152 kVA | --> | 0.19 | 0 | 0 | 0 | 0 | Constrained, otherwise capacity available =196 kW | --> | C17 ex TEMPLEMORE | Templemore [T41,T42] | IKERRIN |  | 52.7898 | -7.8357
MV/LV Substation CA***4081 |  | 10 kV | _ | LV | 50 kVA :Pole Substation | 0.05 | --> | 0.05 | 0 | 0 | Constrained, otherwise capacity available =32 kVA | --> | 0.048 | 0 | 0 | 0 | 0 | Constrained, otherwise capacity available =50 kW | --> | C17 ex ROSCREA | Roscrea [T41,T42] | IKERRIN |  | 52.9204 | -7.7973
MV/LV Substation SU***4105 |  | 10 kV | _ | LV | 400 kVA :Building Structure | 0.4 | --> | 0.4 | 0 | 0 | Constrained, otherwise capacity available =342 kVA | --> | 0.38 | 0 | 0.011 | 0 | 0 | Constrained, otherwise capacity available =380 kW | --> | C13 ex ROSCREA | Roscrea [T41,T42] | IKERRIN |  | 52.9562 | -7.8004
MV/LV Substation RA***410X |  | 10 kV | _ | LV | 50 kVA :Pole Substation | 0.05 | --> | 0.05 | 0 | 0 | Constrained, otherwise capacity available =31 kVA | --> | 0.048 | 0 | 0.007 | 0 | 0 | Constrained, otherwise capacity available =45 kW | --> | C16 ex RATHDOWNEY | Rathdowney [T42] | IKERRIN |  | 52.8551 | -7.5703
MV/LV Substation TE***411X |  | 10 kV | _ | LV | 200 kVA :Pole Substation | 0.2 | --> | 0.2 | 0 | 0 | Constrained, otherwise capacity available =127 kVA | --> | 0.19 | 0 | 0.014 | 0 | 0 | Constrained, otherwise capacity available =189 kW | --> | C16 ex RATHDOWNEY | Rathdowney [T42] | IKERRIN |  | 52.8548 | -7.5783
MV/LV Substation BA***4120 |  | 10 kV | _ | LV | 50 kVA :Pole Substation | 0.05 | --> | 0.05 | 0 | 0 | Constrained, otherwise capacity available =50 kVA | --> | 0.048 | 0 | 0 | 0 | 0 | Constrained, otherwise capacity available =48 kW | --> | C16 ex RATHDOWNEY | Rathdowney [T42] | IKERRIN |  | 52.8549 | -7.5418
MV/LV Substation DE***4128 |  | 20 kV | _ | LV | 50 kVA :Pole Substation | 0.05 | --> | 0.05 | 0 | 0 | Constrained, otherwise capacity available =50 kVA | --> | 0.048 | 0 | 0 | 0 | 0 | Constrained, otherwise capacity available =48 kW | --> | E20 ex ROSCREA | Roscrea [T41,T42] | IKERRIN |  | 52.9228 | -7.7453
MV/LV Substation TH***412X |  | 10 kV | _ | LV | 400 kVA :Kiosk Substation | 0.4 | --> | 0.4 | 0 | 0 | Constrained, otherwise capacity available =219 kVA | --> | 0.38 | 0 | 0.044 | 0 | 0 | Constrained, otherwise capacity available =371 kW | --> | C16 ex RATHDOWNEY | Rathdowney [T42] | IKERRIN |  | 52.855 | -7.5836
MV/LV Substation BA***4132 |  | 10 kV | _ | LV | 50 kVA :Pole Substation | 0.05 | --> | 0.05 | 0 | 0 | Constrained, otherwise capacity available =49 kVA | --> | 0.048 | 0 | 0 | 0 | 0 | Constrained, otherwise capacity available =48 kW | --> | C18 ex RATHDOWNEY | Rathdowney [T42] | IKERRIN |  | 52.9039 | -7.6537
MV/LV Substation GO***4133 |  | 10 kV | _ | LV | 50 kVA :Pole Substation | 0.05 | --> | 0.05 | 0 | 0 | Constrained, otherwise capacity available =46 kVA | --> | 0.048 | 0 | 0 | 0 | 0 | Constrained, otherwise capacity available =48 kW | --> | C20 ex TEMPLEMORE | Templemore [T41,T42] | IKERRIN |  | 52.8209 | -7.8602
MV/LV Substation MO***413X |  | 10 kV | _ | LV | 400 kVA :Kiosk Substation | 0.4 | --> | 0.4 | 0 | 0 | Constrained, otherwise capacity available =261 kVA | --> | 0.38 | 0 | 0.057 | 0 | 0 | Constrained, otherwise capacity available =356 kW | --> | C16 ex RATHDOWNEY | Rathdowney [T42] | IKERRIN |  | 52.8563 | -7.593
MV/LV Substation SC***414 |  | 10 kV | _ | LV | 50 kVA :Pole Substation | 0.05 | --> | 0.05 | 0 | 0 | Constrained, otherwise capacity available =20 kVA | --> | 0.048 | 0 | 0 | 0 | 0 | Constrained, otherwise capacity available =51 kW | --> | C20 ex ROSCREA | Roscrea [T41,T42] | IKERRIN |  | 52.9733 | -7.8715
MV/LV Substation ST***4146 |  | 10 kV | _ | LV | 200 kVA :Pole Substation | 0.2 | --> | 0.2 | 0 | 0 | Constrained, otherwise capacity available =200 kVA | --> | 0.19 | 0 | 0 | 0 | 0 | Constrained, otherwise capacity available =190 kW | --> | C17 ex TEMPLEMORE | Templemore [T41,T42] | IKERRIN |  | 52.7935 | -7.8396
MV/LV Substation AS***4149 |  | 10 kV | _ | LV | 400 kVA :Kiosk Substation | 0.4 | --> | 0.4 | 0 | 0 | Constrained, otherwise capacity available =311 kVA | --> | 0.38 | 0 | 0.01 | 0 | 0 | Constrained, otherwise capacity available =385 kW | --> | C12 ex ROSCREA | Roscrea [T41,T42] | IKERRIN |  | 52.9652 | -7.7877
MV/LV Substation MT***417 |  | 20 kV | _ | LV | 200 kVA :Pole Substation | 0.2 | --> | 0.2 | 0 | 0 | Constrained, otherwise capacity available =146 kVA | --> | 0.19 | 0 | 0 | 0 | 0 | Constrained, otherwise capacity available =197 kW | --> | E22 ex ROSCREA | Roscrea [T41,T42] | IKERRIN |  | 52.9632 | -7.8576
MV/LV Substation LO***4171 |  | 10 kV | _ | LV | 50 kVA :Pole Substation | 0.05 | --> | 0.05 | 0 | 0 | Constrained, otherwise capacity available =40 kVA | --> | 0.048 | 0 | 0.02 | 0.034 | 0 |  | --> | C11 ex MOUNTRATH | Mountrath [T41,T42] | PORTLAOISE |  | 52.9382 | -7.5488
MV/LV Substation OU***4179 |  | 10 kV | _ | LV | 100 kVA :Pole Substation | 0.1 | --> | 0.1 | 0 | 0 | Constrained, otherwise capacity available =100 kVA | --> | 0.095 | 0 | 0 | 0 | 0 | Constrained, otherwise capacity available =95 kW | --> | C22 ex TEMPLEMORE | Templemore [T41,T42] | IKERRIN |  | 52.796 | -7.8305
MV/LV Substation SU***4191 |  | 10 kV | _ | LV | 400 kVA :Building Structure | 0.4 | --> | 0.4 | 0.181 | 0.18 | Constrained, otherwise capacity available =246 kVA | --> | 0.38 | 0 | 0 | 0 | 0 | Constrained, otherwise capacity available =400 kW | --> | C16 ex TOOMEVARA | Toomevara [T42] | NENAGH |  | 52.8846 | -7.9441
MV/LV Substation RO***4192 |  | 10 kV | _ | LV | 50 kVA :Pole Substation | 0.05 | --> | 0.05 | 0 | 0 | Constrained, otherwise capacity available =15 kVA | --> | 0.048 | 0 | 0 | 0 | 0 | Constrained, otherwise capacity available =52 kW | --> | C20 ex TEMPLEMORE | Templemore [T41,T42] | IKERRIN |  | 52.8044 | -7.8328
MV/LV Substation TO***4214 |  | 20 kV | _ | LV | 400 kVA :Building Structure | 0.4 | --> | 0.4 | 0 | 0 | Constrained, otherwise capacity available =193 kVA | --> | 0.38 | 0 | 0 | 0.407 | 0 |  | --> | C15 ex MOUNTRATH | Mountrath [T41,T42] | PORTLAOISE |  | 52.8669 | -7.4816
MV/LV Substation AL***4218 |  | 10 kV | _ | LV | 400 kVA :Kiosk Substation | 0.4 | --> | 0.4 | 0 | 0 | Constrained, otherwise capacity available =316 kVA | --> | 0.38 | 0 | 0 | 0 | 0 | Constrained, otherwise capacity available =389 kW | --> | C13 ex ROSCREA | Roscrea [T41,T42] | IKERRIN |  | 52.9571 | -7.801
MV/LV Substation BA***4225 |  | 10 kV | _ | LV | 50 kVA :Pole Substation | 0.05 | --> | 0.05 | 0 | 0 | Constrained, otherwise capacity available =50 kVA | --> | 0.048 | 0 | 0 | 0 | 0 | Constrained, otherwise capacity available =48 kW | --> | C20 ex TEMPLEMORE | Templemore [T41,T42] | IKERRIN |  | 52.8281 | -7.8235
MV/LV Substation BE***4232 |  | 10 kV | _ | LV | 100 kVA :Pole Substation | 0.1 | --> | 0.1 | 0 | 0 | Constrained, otherwise capacity available =79 kVA | --> | 0.095 | 0 | 0 | 0 | 0 | Constrained, otherwise capacity available =98 kW | --> | C12 ex ROSCREA | Roscrea [T41,T42] | IKERRIN |  | 52.9603 | -7.7775
MV/LV Substation GR***4252 |  | 10 kV | _ | LV | 50 kVA :Pole Substation | 0.05 | --> | 0.05 | 0 | 0 | Constrained, otherwise capacity available =37 kVA | --> | 0.048 | 0 | 0.02 | 0 | 0 | Constrained, otherwise capacity available =34 kW | --> | C16 ex RATHDOWNEY | Rathdowney [T42] | IKERRIN |  | 52.8683 | -7.5104
MV/LV Substation FA***4264 |  | 10 kV | _ | LV | 50 kVA :Pole Substation | 0.05 | --> | 0.05 | 0 | 0 | Constrained, otherwise capacity available =50 kVA | --> | 0.048 | 0 | 0 | 0.048 | 0 |  | --> | C11 ex MOUNTRATH | Mountrath [T41,T42] | PORTLAOISE |  | 52.9892 | -7.5694
MV/LV Substation BA***4281 |  | 10 kV | _ | LV | 50 kVA :Pole Substation | 0.05 | --> | 0.05 | 0 | 0 | Constrained, otherwise capacity available =50 kVA | --> | 0.048 | 0 | 0 | 0 | 0 | Constrained, otherwise capacity available =48 kW | --> | C20 ex TEMPLEMORE | Templemore [T41,T42] | IKERRIN |  | 52.8236 | -7.8331
MV/LV Substation CL***4297 |  | 20 kV | _ | LV | 50 kVA :Pole Substation | 0.05 | --> | 0.05 | 0 | 0 | Constrained, otherwise capacity available =42 kVA | --> | 0.048 | 0 | 0 | 0 | 0 | Constrained, otherwise capacity available =49 kW | --> | E22 ex ROSCREA | Roscrea [T41,T42] | IKERRIN |  | 52.9547 | -7.8826
MV/LV Substation LO***4316 |  | 10 kV | _ | LV | 100 kVA :Pole Substation | 0.1 | --> | 0.1 | 0 | 0 | Constrained, otherwise capacity available =98 kVA | --> | 0.095 | 0 | 0 | 0 | 0 | Constrained, otherwise capacity available =95 kW | --> | C19 ex ROSCREA | Roscrea [T41,T42] | IKERRIN |  | 52.899 | -7.9267
MV/LV Substation ST***4319 |  | 10 kV | _ | LV | 50 kVA :Pole Substation | 0.05 | --> | 0.05 | 0 | 0 | Constrained, otherwise capacity available =46 kVA | --> | 0.048 | 0 | 0.005 | 0 | 0 | Constrained, otherwise capacity available =44 kW | --> | C17 ex ROSCREA | Roscrea [T41,T42] | IKERRIN |  | 52.9509 | -7.7753
MV/LV Substation AG***4322 |  | 10 kV | _ | LV | 50 kVA :Pole Substation | 0.05 | --> | 0.05 | 0 | 0 | Constrained, otherwise capacity available =45 kVA | --> | 0.048 | 0 | 0 | 0 | 0 | Constrained, otherwise capacity available =48 kW | --> | C17 ex ROSCREA | Roscrea [T41,T42] | IKERRIN |  | 52.912 | -7.8035
MV/LV Substation BR***4327 |  | 10 kV | _ | LV | 50 kVA :Pole Substation | 0.05 | --> | 0.05 | 0 | 0 | Constrained, otherwise capacity available =28 kVA | --> | 0.048 | 0 | 0 | 0 | 0 | Constrained, otherwise capacity available =50 kW | --> | C19 ex ROSCREA | Roscrea [T41,T42] | IKERRIN |  | 52.9294 | -7.8751
MV/LV Substation BA***4352 |  | 10 kV | _ | LV | 50 kVA :Pole Substation | 0.05 | --> | 0.05 | 0 | 0 | Constrained, otherwise capacity available =35 kVA | --> | 0.048 | 0 | 0.011 | 0 | 0 | Constrained, otherwise capacity available =41 kW | --> | C19 ex ROSCREA | Roscrea [T41,T42] | IKERRIN |  | 52.9298 | -7.8521
MV/LV Substation BA***4354 |  | 10 kV | _ | LV | 400 kVA :Kiosk Substation | 0.4 | --> | 0.4 | 0 | 0 | Constrained, otherwise capacity available =360 kVA | --> | 0.38 | 0 | 0 | 0 | 0 | Constrained, otherwise capacity available =385 kW | --> | C18 ex RATHDOWNEY | Rathdowney [T42] | IKERRIN |  | 52.9 | -7.6047
MV/LV Substation CL***4355 |  | 10 kV | _ | LV | 50 kVA :Pole Substation | 0.05 | --> | 0.05 | 0 | 0 | Constrained, otherwise capacity available =50 kVA | --> | 0.048 | 0 | 0 | 0 | 0 | Constrained, otherwise capacity available =48 kW | --> | C18 ex TEMPLEMORE | Templemore [T41,T42] | IKERRIN |  | 52.8224 | -7.787
MV/LV Substation CH***436Y |  | 10 kV | _ | LV | 200 kVA :Pole Substation | 0.2 | --> | 0.2 | 0 | 0 | Constrained, otherwise capacity available =159 kVA | --> | 0.19 | 0 | 0.005 | 0 | 0 | Constrained, otherwise capacity available =192 kW | --> | C17 ex TEMPLEMORE | Templemore [T41,T42] | IKERRIN |  | 52.7962 | -7.8274
MV/LV Substation MA***4370 |  | 20 kV | _ | LV | 50 kVA :Pole Substation | 0.05 | --> | 0.05 | 0 | 0 | Constrained, otherwise capacity available =46 kVA | --> | 0.048 | 0 | 0 | 0 | 0 | Constrained, otherwise capacity available =48 kW | --> | E22 ex ROSCREA | Roscrea [T41,T42] | IKERRIN |  | 52.9666 | -7.9768
MV/LV Substation ST***4403 |  | 10 kV | _ | LV | 200 kVA :Pole Substation | 0.2 | --> | 0.2 | 0 | 0 | Constrained, otherwise capacity available =184 kVA | --> | 0.19 | 0 | 0 | 0 | 0 | Constrained, otherwise capacity available =192 kW | --> | C18 ex RATHDOWNEY | Rathdowney [T42] | IKERRIN |  | 52.8565 | -7.68
MV/LV Substation KI***4404 |  | 10 kV | _ | LV | 50 kVA :Pole Substation | 0.05 | --> | 0.05 | 0 | 0 | Constrained, otherwise capacity available =50 kVA | --> | 0.048 | 0 | 0 | 0 | 0 | Constrained, otherwise capacity available =48 kW | --> | C13 ex ROSCREA | Roscrea [T41,T42] | IKERRIN |  | 53.016 | -7.8059
MV/LV Substation LI***4407 |  | 10 kV | _ | LV | 50 kVA :Pole Substation | 0.05 | --> | 0.05 | 0 | 0 | Constrained, otherwise capacity available =46 kVA | --> | 0.048 | 0 | 0 | 0 | 0 | Constrained, otherwise capacity available =48 kW | --> | C20 ex TEMPLEMORE | Templemore [T41,T42] | IKERRIN |  | 52.8217 | -7.8688
MV/LV Substation DU***441Y |  | 10 kV | _ | LV | 400 kVA :Building Structure | 0.4 | --> | 0.4 | 0 | 0 | Constrained, otherwise capacity available =326 kVA | --> | 0.38 | 0 | 0 | 0 | 0 | Constrained, otherwise capacity available =390 kW | --> | C16 ex RATHDOWNEY | Rathdowney [T42] | IKERRIN |  | 52.8498 | -7.5863
MV/LV Substation KI***4426 |  | 10 kV | _ | LV | 50 kVA :Pole Substation | 0.05 | --> | 0.05 | 0 | 0 | Constrained, otherwise capacity available =50 kVA | --> | 0.048 | 0 | 0 | 0 | 0 | Constrained, otherwise capacity available =48 kW | --> | C20 ex TEMPLEMORE | Templemore [T41,T42] | IKERRIN |  | 52.8394 | -7.8226
MV/LV Substation SO***4435 |  | 10 kV | _ | LV | 100 kVA :Pole Substation | 0.1 | --> | 0.1 | 0 | 0 | Constrained, otherwise capacity available =80 kVA | --> | 0.095 | 0 | 0 | 0 | 0 | Constrained, otherwise capacity available =98 kW | --> | C18 ex TEMPLEMORE | Templemore [T41,T42] | IKERRIN |  | 52.8326 | -7.7494
MV/LV Substation BA***4442 |  | 20 kV | _ | LV | 200 kVA :Pole Substation | 0.2 | --> | 0.2 | 0 | 0 | Constrained, otherwise capacity available =200 kVA | --> | 0.19 | 0 | 0 | 0 | 0 | Constrained, otherwise capacity available =190 kW | --> | E20 ex ROSCREA | Roscrea [T41,T42] | IKERRIN |  | 52.9521 | -7.6901
MV/LV Substation ST***4443 |  | 10 kV | _ | LV | 50 kVA :Pole Substation | 0.05 | --> | 0.05 | 0 | 0 | Constrained, otherwise capacity available =50 kVA | --> | 0.048 | 0 | 0 | 0 | 0 | Constrained, otherwise capacity available =48 kW | --> | C17 ex ROSCREA | Roscrea [T41,T42] | IKERRIN |  | 52.9487 | -7.7761
MV/LV Substation DE***4450 |  | 20 kV | _ | LV | 400 kVA :Kiosk Substation | 0.4 | --> | 0.4 | 0 | 0 | Constrained, otherwise capacity available =400 kVA | --> | 0.38 | 0 | 0 | 0 | 0 | Constrained, otherwise capacity available =380 kW | --> | E20 ex ROSCREA | Roscrea [T41,T42] | IKERRIN |  | 52.9382 | -7.629
MV/LV Substation DR***4454 |  | 10 kV | _ | LV | 50 kVA :Pole Substation | 0.05 | --> | 0.05 | 0 | 0 | Constrained, otherwise capacity available =50 kVA | --> | 0.048 | 0 | 0 | 0 | 0 | Constrained, otherwise capacity available =48 kW | --> | C18 ex TEMPLEMORE | Templemore [T41,T42] | IKERRIN |  | 52.8418 | -7.7319
MV/LV Substation SP***4461 |  | 10 kV | _ | LV | 400 kVA :Kiosk Substation | 0.4 | --> | 0.4 | 0 | 0 | Constrained, otherwise capacity available =323 kVA | --> | 0.38 | 0 | 0 | 0 | 0 | Constrained, otherwise capacity available =390 kW | --> | C16 ex RATHDOWNEY | Rathdowney [T42] | IKERRIN |  | 52.8513 | -7.5814
MV/LV Substation DE***447 |  | 10 kV | _ | LV | 50 kVA :Pole Substation | 0.05 | --> | 0.05 | 0 | 0 | Constrained, otherwise capacity available =28 kVA | --> | 0.048 | 0 | 0 | 0 | 0 | Constrained, otherwise capacity available =50 kW | --> | C12 ex ROSCREA | Roscrea [T41,T42] | IKERRIN |  | 52.9539 | -7.7879
MV/LV Substation BA***4481 |  | 10 kV | _ | LV | 50 kVA :Pole Substation | 0.05 | --> | 0.05 | 0 | 0 | Constrained, otherwise capacity available =36 kVA | --> | 0.048 | 0 | 0 | 0 | 0 | Constrained, otherwise capacity available =49 kW | --> | C19 ex ROSCREA | Roscrea [T41,T42] | IKERRIN |  | 52.9321 | -7.8544
MV/LV Substation FR***4488 |  | 10 kV | _ | LV | 400 kVA :Kiosk Substation | 0.4 | --> | 0.4 | 0 | 0 | Constrained, otherwise capacity available =400 kVA | --> | 0.38 | 0 | 0 | 0 | 0 | Constrained, otherwise capacity available =380 kW | --> | C17 ex ROSCREA | Roscrea [T41,T42] | IKERRIN |  | 52.9463 | -7.7934
MV/LV Substation TU***448Y |  | 10 kV | _ | LV | 630 kVA :Kiosk Substation | 0.63 | --> | 0.63 | 0 | 0 | Constrained, otherwise capacity available =534 kVA | --> | 0.598 | 0 | 0.006 | 0 | 0 | Constrained, otherwise capacity available =607 kW | --> | C17 ex ROSCREA | Roscrea [T41,T42] | IKERRIN |  | 52.9473 | -7.7906
MV/LV Substation KI***4493 |  | 10 kV | _ | LV | 50 kVA :Pole Substation | 0.05 | --> | 0.05 | 0 | 0 | Constrained, otherwise capacity available =50 kVA | --> | 0.048 | 0 | 0 | 0 | 0 | Constrained, otherwise capacity available =48 kW | --> | C18 ex RATHDOWNEY | Rathdowney [T42] | IKERRIN |  | 52.8965 | -7.6426
MV/LV Substation DR***4494 |  | 10 kV | _ | LV | 50 kVA :Pole Substation | 0.05 | --> | 0.05 | 0 | 0 | Constrained, otherwise capacity available =50 kVA | --> | 0.048 | 0 | 0 | 0 | 0 | Constrained, otherwise capacity available =48 kW | --> | C20 ex ROSCREA | Roscrea [T41,T42] | IKERRIN |  | 52.9757 | -7.8371
MV/LV Substation CO***4497 |  | 10 kV | _ | LV | 100 kVA :Pole Substation | 0.1 | --> | 0.1 | 0 | 0 | Constrained, otherwise capacity available =96 kVA | --> | 0.095 | 0 | 0 | 0.096 | 0 |  | --> | C11 ex MOUNTRATH | Mountrath [T41,T42] | PORTLAOISE |  | 52.9285 | -7.5309
MV/LV Substation BA***4501 |  | 10 kV | _ | LV | 50 kVA :Pole Substation | 0.05 | --> | 0.05 | 0 | 0 | Constrained, otherwise capacity available =50 kVA | --> | 0.048 | 0 | 0 | 0 | 0 | Constrained, otherwise capacity available =48 kW | --> | C18 ex RATHDOWNEY | Rathdowney [T42] | IKERRIN |  | 52.9108 | -7.6147
MV/LV Substation AS***4542 |  | 10 kV | _ | LV | 200 kVA :Pole Substation | 0.2 | --> | 0.2 | 0 | 0 | Constrained, otherwise capacity available =178 kVA | --> | 0.19 | 0 | 0.005 | 0 | 0 | Constrained, otherwise capacity available =189 kW | --> | C12 ex ROSCREA | Roscrea [T41,T42] | IKERRIN |  | 52.9634 | -7.7844
MV/LV Substation AN***4543 |  | 10 kV | _ | LV | 400 kVA :Kiosk Substation | 0.4 | --> | 0.4 | 0 | 0 | Constrained, otherwise capacity available =400 kVA | --> | 0.38 | 0 | 0 | 0 | 0 | Constrained, otherwise capacity available =380 kW | --> | C12 ex ROSCREA | Roscrea [T41,T42] | IKERRIN |  | 52.9579 | -7.7947
MV/LV Substation PI***454Y |  | 10 kV | _ | LV | 50 kVA :Pole Substation | 0.05 | --> | 0.05 | 0 | 0 | Constrained, otherwise capacity available =21 kVA | --> | 0.048 | 0 | 0 | 0 | 0 | Constrained, otherwise capacity available =51 kW | --> | C19 ex ROSCREA | Roscrea [T41,T42] | IKERRIN |  | 52.941 | -7.84
MV/LV Substation RA***4551 |  | 10 kV | _ | LV | 400 kVA :Kiosk Substation | 0.4 | --> | 0.4 | 0 | 0 | Constrained, otherwise capacity available =400 kVA | --> | 0.38 | 0 | 0 | 0 | 0 | Constrained, otherwise capacity available =380 kW | --> | C17 ex ROSCREA | Roscrea [T41,T42] | IKERRIN |  | 52.9433 | -7.7882
MV/LV Substation CI***456Y |  | 10 kV | _ | LV | 200 kVA :Pole Substation | 0.2 | --> | 0.2 | 0 | 0 | Constrained, otherwise capacity available =185 kVA | --> | 0.19 | 0 | 0 | 0 | 0 | Constrained, otherwise capacity available =192 kW | --> | C12 ex ROSCREA | Roscrea [T41,T42] | IKERRIN |  | 52.9588 | -7.7767
MV/LV Substation SH***478Y |  | 10 kV | _ | LV | 50 kVA :Pole Substation | 0.05 | --> | 0.05 | 0 | 0 | Constrained, otherwise capacity available =50 kVA | --> | 0.048 | 0 | 0 | 0.048 | 0 |  | --> | C11 ex MOUNTRATH | Mountrath [T41,T42] | PORTLAOISE |  | 52.9733 | -7.575
MV/LV Substation RO***487Y |  | 10 kV | _ | LV | 50 kVA :Pole Substation | 0.05 | --> | 0.05 | 0 | 0 | Constrained, otherwise capacity available =49 kVA | --> | 0.048 | 0 | 0 | 0 | 0 | Constrained, otherwise capacity available =48 kW | --> | C18 ex RATHDOWNEY | Rathdowney [T42] | IKERRIN |  | 52.8661 | -7.6425
MV/LV Substation LI***488Y |  | 10 kV | _ | LV | 50 kVA :Pole Substation | 0.05 | --> | 0.05 | 0 | 0 | Constrained, otherwise capacity available =32 kVA | --> | 0.048 | 0 | 0.009 | 0 | 0 | Constrained, otherwise capacity available =43 kW | --> | C16 ex RATHDOWNEY | Rathdowney [T42] | IKERRIN |  | 52.8847 | -7.511
MV/LV Substation CL***490Y |  | 10 kV | _ | LV | 50 kVA :Pole Substation | 0.05 | --> | 0.05 | 0 | 0 | Constrained, otherwise capacity available =36 kVA | --> | 0.048 | 0 | 0.017 | 0 | 0 | Constrained, otherwise capacity available =37 kW | --> | C15 ex RATHDOWNEY | Rathdowney [T42] | IKERRIN |  | 52.8595 | -7.6018
MV/LV Substation SC***492 |  | 10 kV | _ | LV | 100 kVA :Pole Substation | 0.1 | --> | 0.1 | 0 | 0 | Constrained, otherwise capacity available =76 kVA | --> | 0.095 | 0 | 0.008 | 0 | 0 | Constrained, otherwise capacity available =92 kW | --> | C17 ex ROSCREA | Roscrea [T41,T42] | IKERRIN |  | 52.9398 | -7.784
MV/LV Substation TR***496X |  | 10 kV | _ | LV | 50 kVA :Pole Substation | 0.05 | --> | 0.05 | 0 | 0 | Constrained, otherwise capacity available =46 kVA | --> | 0.048 | 0 | 0 | 0 | 0 | Constrained, otherwise capacity available =48 kW | --> | C18 ex RATHDOWNEY | Rathdowney [T42] | IKERRIN |  | 52.854 | -7.6703
MV/LV Substation TH***498 |  | 20 kV | _ | LV | 50 kVA :Pole Substation | 0.05 | --> | 0.05 | 0 | 0 | Constrained, otherwise capacity available =49 kVA | --> | 0.048 | 0 | 0 | 0 | 0 | Constrained, otherwise capacity available =48 kW | --> | E20 ex ROSCREA | Roscrea [T41,T42] | IKERRIN |  | 52.9309 | -7.7617
MV/LV Substation DE***500 |  | 20 kV | _ | LV | 50 kVA :Pole Substation | 0.05 | --> | 0.05 | 0 | 0 | Constrained, otherwise capacity available =40 kVA | --> | 0.048 | 0 | 0.005 | 0 | 0 | Constrained, otherwise capacity available =45 kW | --> | E20 ex ROSCREA | Roscrea [T41,T42] | IKERRIN |  | 52.9276 | -7.7539
MV/LV Substation LI***501X |  | 10 kV | _ | LV | 400 kVA :Building Structure | 0.4 | --> | 0.4 | 0 | 0 | Constrained, otherwise capacity available =379 kVA | --> | 0.38 | 0 | 0 | 0 | 0 | Constrained, otherwise capacity available =383 kW | --> | C18 ex RATHDOWNEY | Rathdowney [T42] | IKERRIN |  | 52.8486 | -7.7136
MV/LV Substation CA***503X |  | 10 kV | _ | LV | 100 kVA :Pole Substation | 0.1 | --> | 0.1 | 0 | 0 | Constrained, otherwise capacity available =96 kVA | --> | 0.095 | 0 | 0 | 0 | 0 | Constrained, otherwise capacity available =96 kW | --> | C18 ex RATHDOWNEY | Rathdowney [T42] | IKERRIN |  | 52.8442 | -7.7081
MV/LV Substation KN***506X |  | 10 kV | _ | LV | 50 kVA :Pole Substation | 0.05 | --> | 0.05 | 0 | 0 | Constrained, otherwise capacity available =49 kVA | --> | 0.048 | 0 | 0 | 0 | 0 | Constrained, otherwise capacity available =48 kW | --> | C18 ex RATHDOWNEY | Rathdowney [T42] | IKERRIN |  | 52.8567 | -7.6921
MV/LV Substation CL***508Y |  | 20 kV | _ | LV | 50 kVA :Pole Substation | 0.05 | --> | 0.05 | 0 | 0 | Constrained, otherwise capacity available =38 kVA | --> | 0.048 | 0 | 0 | 0 | 0 | Constrained, otherwise capacity available =49 kW | --> | E22 ex ROSCREA | Roscrea [T41,T42] | IKERRIN |  | 52.9573 | -7.8776
MV/LV Substation CL***516Y |  | 10 kV | _ | LV | 50 kVA :Pole Substation | 0.05 | --> | 0.05 | 0 | 0 | Constrained, otherwise capacity available =43 kVA | --> | 0.048 | 0 | 0 | 0 | 0 | Constrained, otherwise capacity available =48 kW | --> | C18 ex TEMPLEMORE | Templemore [T41,T42] | IKERRIN |  | 52.826 | -7.7658
MV/LV Substation RO***519Y |  | 10 kV | _ | LV | 400 kVA :Building Structure | 0.4 | --> | 0.4 | 0 | 0 | Constrained, otherwise capacity available =342 kVA | --> | 0.38 | 0 | 0.136 | 0 | 0 | Constrained, otherwise capacity available =287 kW | --> | C12 ex ROSCREA | Roscrea [T41,T42] | IKERRIN |  | 52.9563 | -7.7861
MV/LV Substation MO***523Y |  | 10 kV | _ | LV | 50 kVA :Pole Substation | 0.05 | --> | 0.05 | 0 | 0 | Constrained, otherwise capacity available =49 kVA | --> | 0.048 | 0 | 0 | 0 | 0 | Constrained, otherwise capacity available =48 kW | --> | C17 ex ROSCREA | Roscrea [T41,T42] | IKERRIN |  | 52.933 | -7.7889
MV/LV Substation GL***527Y |  | 10 kV | _ | LV | 400 kVA :Kiosk Substation | 0.4 | --> | 0.4 | 0 | 0 | Constrained, otherwise capacity available =392 kVA | --> | 0.38 | 0 | 0 | 0 | 0 | Constrained, otherwise capacity available =381 kW | --> | C17 ex ROSCREA | Roscrea [T41,T42] | IKERRIN |  | 52.9454 | -7.7879
MV/LV Substation ER***531X |  | 10 kV | _ | LV | 50 kVA :Pole Substation | 0.05 | --> | 0.05 | 0 | 0 | Constrained, otherwise capacity available =38 kVA | --> | 0.048 | 0 | 0 | 0 | 0 | Constrained, otherwise capacity available =49 kW | --> | C18 ex RATHDOWNEY | Rathdowney [T42] | IKERRIN |  | 52.8608 | -7.6753
MV/LV Substation AD***533Y |  | 10 kV | _ | LV | 50 kVA :Pole Substation | 0.05 | --> | 0.05 | 0 | 0 | Constrained, otherwise capacity available =50 kVA | --> | 0.048 | 0 | 0 | 0 | 0 | Constrained, otherwise capacity available =48 kW | --> | C20 ex TEMPLEMORE | Templemore [T41,T42] | IKERRIN |  | 52.808 | -7.8562
MV/LV Substation HE***543Y |  | 20 kV | _ | LV | 50 kVA :Pole Substation | 0.05 | --> | 0.05 | 0 | 0 | Constrained, otherwise capacity available =40 kVA | --> | 0.048 | 0 | 0.008 | 0 | 0 | Constrained, otherwise capacity available =43 kW | --> | E20 ex ROSCREA | Roscrea [T41,T42] | IKERRIN |  | 52.9394 | -7.6146
MV/LV Substation GR***545Y |  | 10 kV | _ | LV | 100 kVA :Pole Substation | 0.1 | --> | 0.1 | 0 | 0 | Constrained, otherwise capacity available =92 kVA | --> | 0.095 | 0 | 0 | 0 | 0 | Constrained, otherwise capacity available =96 kW | --> | C16 ex RATHDOWNEY | Rathdowney [T42] | IKERRIN |  | 52.8728 | -7.516
MV/LV Substation GR***546Y |  | 10 kV | _ | LV | 100 kVA :Pole Substation | 0.1 | --> | 0.1 | 0 | 0 | Constrained, otherwise capacity available =62 kVA | --> | 0.095 | 0 | 0 | 0 | 0 | Constrained, otherwise capacity available =100 kW | --> | C16 ex RATHDOWNEY | Rathdowney [T42] | IKERRIN |  | 52.8676 | -7.5055
MV/LV Substation SU***547Y |  | 10 kV | _ | LV | 400 kVA :Building Structure | 0.4 | --> | 0.4 | 0 | 0 | Constrained, otherwise capacity available =367 kVA | --> | 0.38 | 0 | 0 | 0 | 0 | Constrained, otherwise capacity available =384 kW | --> | C16 ex RATHDOWNEY | Rathdowney [T42] | IKERRIN |  | 52.8541 | -7.5835
MV/LV Substation CU***548Y |  | 10 kV | _ | LV | 50 kVA :Pole Substation | 0.05 | --> | 0.05 | 0 | 0 | Constrained, otherwise capacity available =46 kVA | --> | 0.048 | 0 | 0.011 | 0 | 0 | Constrained, otherwise capacity available =40 kW | --> | C20 ex TEMPLEMORE | Templemore [T41,T42] | IKERRIN |  | 52.8301 | -7.8555
MV/LV Substation GL***557Y |  | 20 kV | _ | LV | 400 kVA :Kiosk Substation | 0.4 | --> | 0.4 | 0 | 0 | Constrained, otherwise capacity available =378 kVA | --> | 0.38 | 0 | 0.009 | 0 | 0 | Constrained, otherwise capacity available =376 kW | --> | E20 ex ROSCREA | Roscrea [T41,T42] | IKERRIN |  | 52.9407 | -7.6379
MV/LV Substation OA***567Y |  | 10 kV | _ | LV | 400 kVA :Kiosk Substation | 0.4 | --> | 0.4 | 0 | 0 | Constrained, otherwise capacity available =372 kVA | --> | 0.38 | 0 | 0.007 | 0 | 0 | Constrained, otherwise capacity available =379 kW | --> | C20 ex TEMPLEMORE | Templemore [T41,T42] | IKERRIN |  | 52.8024 | -7.827
MV/LV Substation RA***575Y |  | 10 kV | _ | LV | 200 kVA :Kiosk Substation | 0.2 | --> | 0.2 | 0.165 | 0.18 |  | --> | 0.19 | 0 | 0.013 | 0 | 0 | Constrained, otherwise capacity available =185 kW | --> | C16 ex TOOMEVARA | Toomevara [T42] | NENAGH |  | 52.8811 | -7.9598
MV/LV Substation CA***578Y |  | 10 kV | _ | LV | 400 kVA :Kiosk Substation | 0.4 | --> | 0.4 | 0 | 0 | Constrained, otherwise capacity available =280 kVA | --> | 0.38 | 0 | 0.005 | 0 | 0 | Constrained, otherwise capacity available =392 kW | --> | C20 ex TEMPLEMORE | Templemore [T41,T42] | IKERRIN |  | 52.7982 | -7.8293
MV/LV Substation TE***582Y |  | 10 kV | _ | LV | 50 kVA :Pole Substation | 0.05 | --> | 0.05 | 0 | 0 | Constrained, otherwise capacity available =50 kVA | --> | 0.048 | 0 | 0 | 0 | 0 | Constrained, otherwise capacity available =48 kW | --> | C18 ex TEMPLEMORE | Templemore [T41,T42] | IKERRIN |  | 52.7992 | -7.8165
MV/LV Substation HA***583X |  | 10 kV | _ | LV | 50 kVA :Pole Substation | 0.05 | --> | 0.05 | 0 | 0 | Constrained, otherwise capacity available =37 kVA | --> | 0.048 | 0 | 0 | 0 | 0 | Constrained, otherwise capacity available =49 kW | --> | C18 ex RATHDOWNEY | Rathdowney [T42] | IKERRIN |  | 52.8356 | -7.6192
MV/LV Substation MC***587Y |  | 10 kV | _ | LV | 50 kVA :Pole Substation | 0.05 | --> | 0.05 | 0 | 0 | Constrained, otherwise capacity available =48 kVA | --> | 0.048 | 0 | 0 | 0 | 0 | Constrained, otherwise capacity available =48 kW | --> | C17 ex ROSCREA | Roscrea [T41,T42] | IKERRIN |  | 52.885 | -7.7845
MV/LV Substation KY***601Y |  | 20 kV | _ | LV | 400 kVA :Kiosk Substation | 0.4 | --> | 0.4 | 0 | 0 | Constrained, otherwise capacity available =390 kVA | --> | 0.38 | 0 | 0 | 0 | 0 | Constrained, otherwise capacity available =381 kW | --> | E20 ex ROSCREA | Roscrea [T41,T42] | IKERRIN |  | 52.9412 | -7.6428
MV/LV Substation RU***605X |  | 10 kV | _ | LV | 100 kVA :Pole Substation | 0.1 | --> | 0.1 | 0 | 0 | Constrained, otherwise capacity available =76 kVA | --> | 0.095 | 0 | 0 | 0.098 | 0 |  | --> | C11 ex MOUNTRATH | Mountrath [T41,T42] | PORTLAOISE |  | 52.9592 | -7.5412
MV/LV Substation CA***607Y |  | 10 kV | _ | LV | 50 kVA :Pole Substation | 0.05 | --> | 0.05 | 0 | 0 | Constrained, otherwise capacity available =48 kVA | --> | 0.048 | 0 | 0 | 0.048 | 0 |  | --> | C18 ex MOUNTRATH | Mountrath [T41,T42] | PORTLAOISE |  | 53.0025 | -7.5876
MV/LV Substation KI***617X |  | 10 kV | _ | LV | 50 kVA :Pole Substation | 0.05 | --> | 0.05 | 0 | 0 | Constrained, otherwise capacity available =48 kVA | --> | 0.048 | 0 | 0 | 0.048 | 0 |  | --> | C11 ex MOUNTRATH | Mountrath [T41,T42] | PORTLAOISE |  | 52.9326 | -7.5606
MV/LV Substation CL***619 |  | 20 kV | _ | LV | 100 kVA :Pole Substation | 0.1 | --> | 0.1 | 0 | 0 | Constrained, otherwise capacity available =87 kVA | --> | 0.095 | 0 | 0 | 0 | 0 | Constrained, otherwise capacity available =97 kW | --> | E22 ex ROSCREA | Roscrea [T41,T42] | IKERRIN |  | 53.0033 | -7.8736
MV/LV Substation DO***633Y |  | 10 kV | _ | LV | 50 kVA :Pole Substation | 0.05 | --> | 0.05 | 0 | 0 | Constrained, otherwise capacity available =43 kVA | --> | 0.048 | 0 | 0 | 0 | 0 | Constrained, otherwise capacity available =48 kW | --> | C18 ex RATHDOWNEY | Rathdowney [T42] | IKERRIN |  | 52.878 | -7.6146
MV/LV Substation GL***634Y |  | 20 kV | _ | LV | 50 kVA :Pole Substation | 0.05 | --> | 0.05 | 0 | 0 | Constrained, otherwise capacity available =45 kVA | --> | 0.048 | 0 | 0 | 0 | 0 | Constrained, otherwise capacity available =48 kW | --> | E22 ex ROSCREA | Roscrea [T41,T42] | IKERRIN |  | 53.0056 | -7.8723
MV/LV Substation CL***656Y |  | 10 kV | _ | LV | 50 kVA :Pole Substation | 0.05 | --> | 0.05 | 0 | 0 | Constrained, otherwise capacity available =46 kVA | --> | 0.048 | 0 | 0.01 | 0 | 0 | Constrained, otherwise capacity available =41 kW | --> | C17 ex ROSCREA | Roscrea [T41,T42] | IKERRIN |  | 52.9332 | -7.8022
MV/LV Substation WH***665Y |  | 10 kV | _ | LV | 200 kVA :Kiosk Substation | 0.2 | --> | 0.2 | 0 | 0 | Constrained, otherwise capacity available =179 kVA | --> | 0.19 | 0 | 0.01 | 0 | 0 | Constrained, otherwise capacity available =185 kW | --> | C17 ex ROSCREA | Roscrea [T41,T42] | IKERRIN |  | 52.9464 | -7.7863
MV/LV Substation SO***670Y |  | 10 kV | _ | LV | 50 kVA :Pole Substation | 0.05 | --> | 0.05 | 0 | 0 | Constrained, otherwise capacity available =50 kVA | --> | 0.048 | 0 | 0 | 0 | 0 | Constrained, otherwise capacity available =48 kW | --> | C19 ex ROSCREA | Roscrea [T41,T42] | IKERRIN |  | 52.8837 | -7.9415
MV/LV Substation BA***676 |  | 10 kV | _ | LV | 50 kVA :Pole Substation | 0.05 | --> | 0.05 | 0 | 0 | Constrained, otherwise capacity available =50 kVA | --> | 0.048 | 0 | 0 | 0 | 0 | Constrained, otherwise capacity available =48 kW | --> | C19 ex ROSCREA | Roscrea [T41,T42] | IKERRIN |  | 52.9054 | -7.9586
MV/LV Substation FA***679 |  | 10 kV | _ | LV | 50 kVA :Pole Substation | 0.05 | --> | 0.05 | 0 | 0 | Constrained, otherwise capacity available =47 kVA | --> | 0.048 | 0 | 0.006 | 0 | 0 | Constrained, otherwise capacity available =43 kW | --> | C13 ex ROSCREA | Roscrea [T41,T42] | IKERRIN |  | 52.9838 | -7.8022
MV/LV Substation CO***685Y |  | 10 kV | _ | LV | 200 kVA :Kiosk Substation | 0.2 | --> | 0.2 | 0 | 0 | Constrained, otherwise capacity available =152 kVA | --> | 0.19 | 0 | 0 | 0 | 0 | Constrained, otherwise capacity available =196 kW | --> | C13 ex ROSCREA | Roscrea [T41,T42] | IKERRIN |  | 52.9615 | -7.795
MV/LV Substation SH***692Y |  | 10 kV | _ | LV | 50 kVA :Pole Substation | 0.05 | --> | 0.05 | 0 | 0 | Constrained, otherwise capacity available =46 kVA | --> | 0.048 | 0 | 0 | 0 | 0 | Constrained, otherwise capacity available =48 kW | --> | C16 ex RATHDOWNEY | Rathdowney [T42] | IKERRIN |  | 52.879 | -7.5173
MV/LV Substation SH***717 |  | 20 kV | _ | LV | 200 kVA :Pole Substation | 0.2 | --> | 0.2 | 0 | 0 | Constrained, otherwise capacity available =139 kVA | --> | 0.19 | 0 | 0.015 | 0 | 0 | Constrained, otherwise capacity available =187 kW | --> | E22 ex ROSCREA | Roscrea [T41,T42] | IKERRIN |  | 52.9823 | -7.9336
MV/LV Substation RO***723 |  | 10 kV | _ | LV | 50 kVA :Pole Substation | 0.05 | --> | 0.05 | 0 | 0 | Constrained, otherwise capacity available =3 kVA | --> | 0.048 | 0 | 0 | 0 | 0 | Constrained, otherwise capacity available =54 kW | --> | C17 ex ROSCREA | Roscrea [T41,T42] | IKERRIN |  | 52.9591 | -7.7557
MV/LV Substation CA***725X |  | 10 kV | _ | LV | 100 kVA :Pole Substation | 0.1 | --> | 0.1 | 0 | 0 | Constrained, otherwise capacity available =77 kVA | --> | 0.095 | 0 | 0.005 | 0.094 | 0 |  | --> | C18 ex MOUNTRATH | Mountrath [T41,T42] | PORTLAOISE |  | 53.0042 | -7.5906
MV/LV Substation ES***735 |  | 10 kV | _ | LV | 100 kVA :Pole Substation | 0.1 | --> | 0.1 | 0 | 0 | Constrained, otherwise capacity available =67 kVA | --> | 0.095 | 0 | 0 | 0 | 0 | Constrained, otherwise capacity available =99 kW | --> | C12 ex ROSCREA | Roscrea [T41,T42] | IKERRIN |  | 52.9578 | -7.783
MV/LV Substation SH***735X |  | 10 kV | _ | LV | 50 kVA :Pole Substation | 0.05 | --> | 0.05 | 0 | 0 | Constrained, otherwise capacity available =27 kVA | --> | 0.048 | 0 | 0 | 0.05 | 0 |  | --> | C11 ex MOUNTRATH | Mountrath [T41,T42] | PORTLAOISE |  | 52.9784 | -7.5666
MV/LV Substation MO***736 |  | 20 kV | _ | LV | 50 kVA :Pole Substation | 0.05 | --> | 0.05 | 0 | 0 | Constrained, otherwise capacity available =27 kVA | --> | 0.048 | 0 | 0 | 0 | 0 | Constrained, otherwise capacity available =50 kW | --> | E20 ex ROSCREA | Roscrea [T41,T42] | IKERRIN |  | 52.9432 | -7.6624
MV/LV Substation CO***744 |  | 10 kV | _ | LV | 200 kVA :Pole Substation | 0.2 | --> | 0.2 | 0 | 0 | Constrained, otherwise capacity available =119 kVA | --> | 0.19 | 0 | 0 | 0 | 0 | Constrained, otherwise capacity available =201 kW | --> | C17 ex ROSCREA | Roscrea [T41,T42] | IKERRIN |  | 52.9473 | -7.7758
MV/LV Substation BI***745 |  | 10 kV | _ | LV | 200 kVA :Pole Substation | 0.2 | --> | 0.2 | 0 | 0 | Constrained, otherwise capacity available =180 kVA | --> | 0.19 | 0 | 0 | 0 | 0 | Constrained, otherwise capacity available =193 kW | --> | C17 ex ROSCREA | Roscrea [T41,T42] | IKERRIN |  | 52.9528 | -7.7742
MV/LV Substation OS***751 |  | 20 kV | _ | LV | 400 kVA :Kiosk Substation | 0.4 | --> | 0.4 | 0 | 0 | Constrained, otherwise capacity available =232 kVA | --> | 0.38 | 0 | 0.025 | 0 | 0 | Constrained, otherwise capacity available =384 kW | --> | E20 ex ROSCREA | Roscrea [T41,T42] | IKERRIN |  | 52.9387 | -7.6322
MV/LV Substation SH***754 |  | 20 kV | _ | LV | 200 kVA :Pole Substation | 0.2 | --> | 0.2 | 0 | 0 | Constrained, otherwise capacity available =87 kVA | --> | 0.19 | 0 | 0.012 | 0 | 0 | Constrained, otherwise capacity available =196 kW | --> | E22 ex ROSCREA | Roscrea [T41,T42] | IKERRIN |  | 52.9835 | -7.9259
MV/LV Substation MO***755 |  | 10 kV | _ | LV | 200 kVA :Kiosk Substation | 0.2 | --> | 0.2 | 0.111 | 0.18 |  | --> | 0.19 | 0 | 0.051 | 0 | 0 | Constrained, otherwise capacity available =164 kW | --> | C16 ex TOOMEVARA | Toomevara [T42] | NENAGH |  | 52.8793 | -7.9578
MV/LV Substation MO***772 |  | 10 kV | _ | LV | 50 kVA :Pole Substation | 0.05 | --> | 0.05 | 0 | 0 | Constrained, otherwise capacity available =41 kVA | --> | 0.048 | 0 | 0 | 0 | 0 | Constrained, otherwise capacity available =49 kW | --> | C17 ex ROSCREA | Roscrea [T41,T42] | IKERRIN |  | 52.9515 | -7.7624
MV/LV Substation TI***777 |  | 10 kV | _ | LV | 50 kVA :Pole Substation | 0.05 | --> | 0.05 | 0 | 0 | Constrained, otherwise capacity available =41 kVA | --> | 0.048 | 0 | 0.009 | 0 | 0 | Constrained, otherwise capacity available =42 kW | --> | C20 ex ROSCREA | Roscrea [T41,T42] | IKERRIN |  | 52.9551 | -7.8338
MV/LV Substation DR***793X |  | 10 kV | _ | LV | 50 kVA :Pole Substation | 0.05 | --> | 0.05 | 0 | 0 | Constrained, otherwise capacity available =42 kVA | --> | 0.048 | 0 | 0 | 0 | 0 | Constrained, otherwise capacity available =48 kW | --> | C18 ex TEMPLEMORE | Templemore [T41,T42] | IKERRIN |  | 52.843 | -7.7238
MV/LV Substation WO***795 |  | 20 kV | _ | LV | 100 kVA :Pole Substation | 0.1 | --> | 0.1 | 0 | 0 | Constrained, otherwise capacity available =72 kVA | --> | 0.095 | 0 | 0 | 0 | 0 | Constrained, otherwise capacity available =99 kW | --> | E22 ex ROSCREA | Roscrea [T41,T42] | IKERRIN |  | 52.9743 | -7.8892
MV/LV Substation SH***797 |  | 20 kV | _ | LV | 50 kVA :Pole Substation | 0.05 | --> | 0.05 | 0 | 0 | Constrained, otherwise capacity available =40 kVA | --> | 0.048 | 0 | 0 | 0 | 0 | Constrained, otherwise capacity available =49 kW | --> | E22 ex ROSCREA | Roscrea [T41,T42] | IKERRIN |  | 52.9882 | -7.9199
MV/LV Substation BA***799X |  | 10 kV | _ | LV | 100 kVA :Pole Substation | 0.1 | --> | 0.1 | 0 | 0 | Constrained, otherwise capacity available =80 kVA | --> | 0.095 | 0 | 0 | 0 | 0 | Constrained, otherwise capacity available =98 kW | --> | C18 ex TEMPLEMORE | Templemore [T41,T42] | IKERRIN |  | 52.833 | -7.7473
MV/LV Substation CL***815X |  | 10 kV | _ | LV | 100 kVA :Pole Substation | 0.1 | --> | 0.1 | 0 | 0 | Constrained, otherwise capacity available =73 kVA | --> | 0.095 | 0 | 0.009 | 0 | 0 | Constrained, otherwise capacity available =92 kW | --> | C18 ex TEMPLEMORE | Templemore [T41,T42] | IKERRIN |  | 52.829 | -7.7662
MV/LV Substation VA***823X |  | 10 kV | _ | LV | 400 kVA :Kiosk Substation | 0.4 | --> | 0.4 | 0 | 0 | Constrained, otherwise capacity available =398 kVA | --> | 0.38 | 0 | 0 | 0 | 0 | Constrained, otherwise capacity available =380 kW | --> | C22 ex TEMPLEMORE | Templemore [T41,T42] | IKERRIN |  | 52.7954 | -7.8293
MV/LV Substation MA***825X |  | 10 kV | _ | LV | 630 kVA :Kiosk Substation | 0.63 | --> | 0.63 | 0 | 0 | Constrained, otherwise capacity available =234 kVA | --> | 0.598 | 0 | 0.028 | 0 | 0 | Constrained, otherwise capacity available =630 kW | --> | C22 ex TEMPLEMORE | Templemore [T41,T42] | IKERRIN |  | 52.7968 | -7.8338
MV/LV Substation ST***826X |  | 10 kV | _ | LV | 100 kVA :Pole Substation | 0.1 | --> | 0.1 | 0 | 0 |  | --> | 0.095 | 0 | 0 | 0 | 0 | Constrained, otherwise capacity available =110 kW | --> | C22 ex TEMPLEMORE | Templemore [T41,T42] | IKERRIN |  | 52.7947 | -7.8304
MV/LV Substation EL***827X |  | 10 kV | _ | LV | 100 kVA :Pole Substation | 0.1 | --> | 0.1 | 0 | 0 | Constrained, otherwise capacity available =70 kVA | --> | 0.095 | 0 | 0 | 0 | 0 | Constrained, otherwise capacity available =99 kW | --> | C17 ex TEMPLEMORE | Templemore [T41,T42] | IKERRIN |  | 52.793 | -7.827
MV/LV Substation SM***828X |  | 10 kV | _ | LV | 100 kVA :Pole Substation | 0.1 | --> | 0.1 | 0 | 0 | Constrained, otherwise capacity available =98 kVA | --> | 0.095 | 0 | 0 | 0 | 0 | Constrained, otherwise capacity available =95 kW | --> | C22 ex TEMPLEMORE | Templemore [T41,T42] | IKERRIN |  | 52.7933 | -7.8291
MV/LV Substation DR***830 |  | 10 kV | _ | LV | 50 kVA :Pole Substation | 0.05 | --> | 0.05 | 0.032 | 0.18 |  | --> | 0.048 | 0 | 0 | 0 | 0 | Constrained, otherwise capacity available =50 kW | --> | C16 ex TOOMEVARA | Toomevara [T42] | NENAGH |  | 52.8872 | -7.9434
MV/LV Substation SH***832 |  | 20 kV | _ | LV | 45 kVA :Pole Substation | 0.045 | --> | 0.045 | 0 | 0 | Constrained, otherwise capacity available =29 kVA | --> | 0.043 | 0 | 0 | 0 | 0 | Constrained, otherwise capacity available =45 kW | --> | E22 ex ROSCREA | Roscrea [T41,T42] | IKERRIN |  | 52.9801 | -7.9312
MV/LV Substation WA***837X |  | 10 kV | _ | LV | 50 kVA :Pole Substation | 0.05 | --> | 0.05 | 0 | 0 | Constrained, otherwise capacity available =45 kVA | --> | 0.048 | 0 | 0.006 | 0 | 0 | Constrained, otherwise capacity available =44 kW | --> | C20 ex TEMPLEMORE | Templemore [T41,T42] | IKERRIN |  | 52.8072 | -7.8303
MV/LV Substation BO***838X |  | 10 kV | _ | LV | 50 kVA :Pole Substation | 0.05 | --> | 0.05 | 0 | 0 | Constrained, otherwise capacity available =31 kVA | --> | 0.048 | 0 | 0.01 | 0 | 0 | Constrained, otherwise capacity available =43 kW | --> | C20 ex TEMPLEMORE | Templemore [T41,T42] | IKERRIN |  | 52.8031 | -7.8304
MV/LV Substation PA***840X |  | 10 kV | _ | LV | 100 kVA :Pole Substation | 0.1 | --> | 0.1 | 0 | 0 | Constrained, otherwise capacity available =44 kVA | --> | 0.095 | 0 | 0.011 | 0 | 0 | Constrained, otherwise capacity available =94 kW | --> | C20 ex TEMPLEMORE | Templemore [T41,T42] | IKERRIN |  | 52.8002 | -7.8327
MV/LV Substation LA***841X |  | 10 kV | _ | LV | 200 kVA :Pole Substation | 0.2 | --> | 0.2 | 0 | 0 | Constrained, otherwise capacity available =153 kVA | --> | 0.19 | 0 | 0.005 | 0 | 0 | Constrained, otherwise capacity available =193 kW | --> | C20 ex TEMPLEMORE | Templemore [T41,T42] | IKERRIN |  | 52.8003 | -7.8353
MV/LV Substation AS***844X |  | 10 kV | _ | LV | 200 kVA :Pole Substation | 0.2 | --> | 0.2 | 0 | 0 | Constrained, otherwise capacity available =19 kVA | --> | 0.19 | 0 | 0.016 | 0 | 0 | Constrained, otherwise capacity available =201 kW | --> | C17 ex TEMPLEMORE | Templemore [T41,T42] | IKERRIN |  | 52.7946 | -7.839
MV/LV Substation RI***845X |  | 10 kV | _ | LV | 100 kVA :Pole Substation | 0.1 | --> | 0.1 | 0 | 0 | Constrained, otherwise capacity available =81 kVA | --> | 0.095 | 0 | 0.002 | 0 | 0 | Constrained, otherwise capacity available =96 kW | --> | C17 ex TEMPLEMORE | Templemore [T41,T42] | IKERRIN |  | 52.7925 | -7.8399
MV/LV Substation RA***847X |  | 10 kV | _ | LV | 200 kVA :Pole Substation | 0.2 | --> | 0.2 | 0 | 0 | Constrained, otherwise capacity available =151 kVA | --> | 0.19 | 0 | 0 | 0 | 0 | Constrained, otherwise capacity available =197 kW | --> | C17 ex TEMPLEMORE | Templemore [T41,T42] | IKERRIN |  | 52.7914 | -7.8303
MV/LV Substation RI***849X |  | 10 kV | _ | LV | 200 kVA :Pole Substation | 0.2 | --> | 0.2 | 0 | 0 | Constrained, otherwise capacity available =115 kVA | --> | 0.19 | 0 | 0.035 | 0 | 0 | Constrained, otherwise capacity available =175 kW | --> | C20 ex TEMPLEMORE | Templemore [T41,T42] | IKERRIN |  | 52.7934 | -7.8441
MV/LV Substation PR***850X |  | 10 kV | _ | LV | 50 kVA :Pole Substation | 0.05 | --> | 0.05 | 0 | 0 | Constrained, otherwise capacity available =35 kVA | --> | 0.048 | 0 | 0.011 | 0 | 0 | Constrained, otherwise capacity available =41 kW | --> | C20 ex TEMPLEMORE | Templemore [T41,T42] | IKERRIN |  | 52.7917 | -7.8514
MV/LV Substation CL***859 |  | 10 kV | _ | LV | 50 kVA :Pole Substation | 0.05 | --> | 0.05 | 0 | 0 | Constrained, otherwise capacity available =45 kVA | --> | 0.048 | 0 | 0 | 0 | 0 | Constrained, otherwise capacity available =48 kW | --> | C17 ex ROSCREA | Roscrea [T41,T42] | IKERRIN |  | 52.9358 | -7.7917
MV/LV Substation AV***864X |  | 10 kV | _ | LV | 100 kVA :Pole Substation | 0.1 | --> | 0.1 | 0 | 0 | Constrained, otherwise capacity available =63 kVA | --> | 0.095 | 0 | 0 | 0 | 0 | Constrained, otherwise capacity available =100 kW | --> | C19 ex ROSCREA | Roscrea [T41,T42] | IKERRIN |  | 52.9464 | -7.8063
MV/LV Substation PA***867 |  | 10 kV | _ | LV | 400 kVA :Kiosk Substation | 0.4 | --> | 0.4 | 0 | 0 | Constrained, otherwise capacity available =350 kVA | --> | 0.38 | 0 | 0.035 | 0 | 0 | Constrained, otherwise capacity available =361 kW | --> | C20 ex ROSCREA | Roscrea [T41,T42] | IKERRIN |  | 52.9479 | -7.8021
MV/LV Substation LO***888X |  | 10 kV | _ | LV | 100 kVA :Pole Substation | 0.1 | --> | 0.1 | 0 | 0 | Constrained, otherwise capacity available =93 kVA | --> | 0.095 | 0 | 0 | 0.096 | 0 |  | --> | C11 ex MOUNTRATH | Mountrath [T41,T42] | PORTLAOISE |  | 52.9503 | -7.554
MV/LV Substation GL***890X |  | 10 kV | _ | LV | 50 kVA :Pole Substation | 0.05 | --> | 0.05 | 0 | 0 | Constrained, otherwise capacity available =33 kVA | --> | 0.048 | 0 | 0 | 0 | 0 | Constrained, otherwise capacity available =50 kW | --> | C17 ex ROSCREA | Roscrea [T41,T42] | IKERRIN |  | 52.9175 | -7.8194
MV/LV Substation CL***893X |  | 10 kV | _ | LV | 100 kVA :Pole Substation | 0.1 | --> | 0.1 | 0 | 0 | Constrained, otherwise capacity available =79 kVA | --> | 0.095 | 0 | 0 | 0 | 0 | Constrained, otherwise capacity available =98 kW | --> | C18 ex TEMPLEMORE | Templemore [T41,T42] | IKERRIN |  | 52.8447 | -7.7656
MV/LV Substation CL***899 |  | 10 kV | _ | LV | 50 kVA :Pole Substation | 0.05 | --> | 0.05 | 0 | 0 | Constrained, otherwise capacity available =45 kVA | --> | 0.048 | 0 | 0 | 0 | 0 | Constrained, otherwise capacity available =48 kW | --> | C13 ex ROSCREA | Roscrea [T41,T42] | IKERRIN |  | 52.9745 | -7.7939
MV/LV Substation CO***901X |  | 10 kV | _ | LV | 50 kVA :Pole Substation | 0.05 | --> | 0.05 | 0 | 0 | Constrained, otherwise capacity available =49 kVA | --> | 0.048 | 0 | 0 | 0 | 0 | Constrained, otherwise capacity available =48 kW | --> | C16 ex RATHDOWNEY | Rathdowney [T42] | IKERRIN |  | 52.8584 | -7.5024
MV/LV Substation RA***902 |  | 10 kV | _ | LV | 400 kVA :Kiosk Substation | 0.4 | --> | 0.4 | 0 | 0 | Constrained, otherwise capacity available =345 kVA | --> | 0.38 | 0 | 0 | 0 | 0 | Constrained, otherwise capacity available =387 kW | --> | C17 ex ROSCREA | Roscrea [T41,T42] | IKERRIN |  | 52.9585 | -7.7613
MV/LV Substation CO***906X |  | 10 kV | _ | LV | 100 kVA :Pole Substation | 0.1 | --> | 0.1 | 0 | 0 | Constrained, otherwise capacity available =99 kVA | --> | 0.095 | 0 | 0 | 0 | 0 | Constrained, otherwise capacity available =95 kW | --> | C17 ex ROSCREA | Roscrea [T41,T42] | IKERRIN |  | 52.95 | -7.7831
MV/LV Substation MO***915 |  | 10 kV | _ | LV | 100 kVA :Pole Substation | 0.1 | --> | 0.1 | 0.07 | 0.18 |  | --> | 0.095 | 0 | 0 | 0 | 0 | Constrained, otherwise capacity available =99 kW | --> | C16 ex TOOMEVARA | Toomevara [T42] | NENAGH |  | 52.8803 | -7.951
MV/LV Substation TO***921 |  | 20 kV | _ | LV | 50 kVA :Pole Substation | 0.05 | --> | 0.05 | 0 | 0 | Constrained, otherwise capacity available =43 kVA | --> | 0.048 | 0 | 0 | 0 | 0 | Constrained, otherwise capacity available =48 kW | --> | E20 ex ROSCREA | Roscrea [T41,T42] | IKERRIN |  | 52.9428 | -7.6439
MV/LV Substation SH***923X |  | 10 kV | _ | LV | 630 kVA :Kiosk Substation | 0.63 | --> | 0.63 | 0 | 0 | Constrained, otherwise capacity available =565 kVA | --> | 0.598 | 0 | 0 | 0 | 0 | Constrained, otherwise capacity available =607 kW | --> | C12 ex ROSCREA | Roscrea [T41,T42] | IKERRIN |  | 52.9559 | -7.7978
MV/LV Substation CO***928X |  | 10 kV | _ | LV | 50 kVA :Pole Substation | 0.05 | --> | 0.05 | 0 | 0 | Constrained, otherwise capacity available =39 kVA | --> | 0.048 | 0 | 0.006 | 0.044 | 0 |  | --> | C11 ex MOUNTRATH | Mountrath [T41,T42] | PORTLAOISE |  | 52.9737 | -7.5682
MV/LV Substation GR***931 |  | 10 kV | _ | LV | 100 kVA :Pole Substation | 0.1 | --> | 0.1 | 0 | 0 | Constrained, otherwise capacity available =68 kVA | --> | 0.095 | 0 | 0 | 0 | 0 | Constrained, otherwise capacity available =99 kW | --> | C17 ex ROSCREA | Roscrea [T41,T42] | IKERRIN |  | 52.9379 | -7.7886
MV/LV Substation MT***933 |  | 10 kV | _ | LV | 50 kVA :Pole Substation | 0.05 | --> | 0.05 | 0 | 0 | Constrained, otherwise capacity available =42 kVA | --> | 0.048 | 0 | 0 | 0 | 0 | Constrained, otherwise capacity available =49 kW | --> | C20 ex ROSCREA | Roscrea [T41,T42] | IKERRIN |  | 52.9605 | -7.8453
MV/LV Substation BO***942 |  | 20 kV | _ | LV | 400 kVA :Kiosk Substation | 0.4 | --> | 0.4 | 0 | 0 | Constrained, otherwise capacity available =334 kVA | --> | 0.38 | 0 | 0.008 | 0 | 0 | Constrained, otherwise capacity available =383 kW | --> | E20 ex ROSCREA | Roscrea [T41,T42] | IKERRIN |  | 52.9382 | -7.627
MV/LV Substation PA***948X |  | 20 kV | _ | LV | 50 kVA :Pole Substation | 0.05 | --> | 0.05 | 0 | 0 | Constrained, otherwise capacity available =41 kVA | --> | 0.048 | 0 | 0 | 0 | 0 | Constrained, otherwise capacity available =49 kW | --> | E22 ex ROSCREA | Roscrea [T41,T42] | IKERRIN |  | 52.9464 | -7.8007
MV/LV Substation SF***965 |  | 20 kV | _ | LV | 100 kVA :Pole Substation | 0.1 | --> | 0.1 | 0 | 0 | Constrained, otherwise capacity available =88 kVA | --> | 0.095 | 0 | 0 | 0 | 0 | Constrained, otherwise capacity available =97 kW | --> | E22 ex ROSCREA | Roscrea [T41,T42] | IKERRIN |  | 52.9844 | -7.9316
MV/LV Substation DU***966X |  | 10 kV | _ | LV | 200 kVA :Pole Substation | 0.2 | --> | 0.2 | 0 | 0 | Constrained, otherwise capacity available =169 kVA | --> | 0.19 | 0 | 0.01 | 0 | 0 | Constrained, otherwise capacity available =187 kW | --> | C19 ex ROSCREA | Roscrea [T41,T42] | IKERRIN |  | 52.9141 | -7.9103
MV/LV Substation RA***980X |  | 10 kV | _ | LV | 200 kVA :Pole Substation | 0.2 | --> | 0.2 | 0 | 0 | Constrained, otherwise capacity available =200 kVA | --> | 0.19 | 0 | 0 | 0 | 0 | Constrained, otherwise capacity available =190 kW | --> | C15 ex RATHDOWNEY | Rathdowney [T42] | IKERRIN |  | 52.8577 | -7.5815
MV/LV Substation GL***985X |  | 10 kV | _ | LV | 50 kVA :Pole Substation | 0.05 | --> | 0.05 | 0 | 0 | Constrained, otherwise capacity available =26 kVA | --> | 0.048 | 0 | 0.013 | 0 | 0 | Constrained, otherwise capacity available =41 kW | --> | C15 ex RATHDOWNEY | Rathdowney [T42] | IKERRIN |  | 52.8573 | -7.602
MV/LV Substation TE***988X |  | 10 kV | _ | LV | 200 kVA :Pole Substation | 0.2 | --> | 0.2 | 0 | 0 | Constrained, otherwise capacity available =128 kVA | --> | 0.19 | 0 | 0 | 0 | 0 | Constrained, otherwise capacity available =200 kW | --> | C20 ex TEMPLEMORE | Templemore [T41,T42] | IKERRIN |  | 52.8231 | -7.844
MV/LV Substation LI***989 |  | 10 kV | _ | LV | 400 kVA :Building Structure | 0.4 | --> | 0.4 | 0 | 0 | Constrained, otherwise capacity available =400 kVA | --> | 0.38 | 0 | 0 | 0 | 0 | Constrained, otherwise capacity available =380 kW | --> | C20 ex ROSCREA | Roscrea [T41,T42] | IKERRIN |  | 52.9631 | -7.8381
MV/LV Substation ST***989X |  | 10 kV | _ | LV | 200 kVA :Pole Substation | 0.2 | --> | 0.2 | 0 | 0 | Constrained, otherwise capacity available =195 kVA | --> | 0.19 | 0 | 0 | 0 | 0 | Constrained, otherwise capacity available =191 kW | --> | C17 ex ROSCREA | Roscrea [T41,T42] | IKERRIN |  | 52.9512 | -7.774
MV/LV Substation SH***992 |  | 20 kV | _ | LV | 100 kVA :Pole Substation | 0.1 | --> | 0.1 | 0 | 0 | Constrained, otherwise capacity available =64 kVA | --> | 0.095 | 0 | 0 | 0 | 0 | Constrained, otherwise capacity available =100 kW | --> | E22 ex ROSCREA | Roscrea [T41,T42] | IKERRIN |  | 52.9868 | -7.9244
MV/LV Substation BA***998 |  | 20 kV | _ | LV | 50 kVA :Pole Substation | 0.05 | --> | 0.05 | 0 | 0 | Constrained, otherwise capacity available =47 kVA | --> | 0.048 | 0 | 0 | 0 | 0 | Constrained, otherwise capacity available =48 kW | --> | E20 ex ROSCREA | Roscrea [T41,T42] | IKERRIN |  | 52.9442 | -7.5916
MV/LV Substation BO***007 |  | 10 kV | _ | LV | 100 kVA :Pole Substation | 0.1 | --> | 0.1 | 0.073 | 0.89 |  | --> | 0.095 | 0 | 0.011 | 0.09 | 0 |  | --> | C19 ex BIRR | Birr [T41,T422] | DALLOW |  | 53.0932 | -7.8966
MV/LV Substation RO***014Y |  | 20 kV | _ | LV | 400 kVA :Kiosk Substation | 0.4 | --> | 0.4 | 0.32 | 0.89 |  | --> | 0.38 | 0 | 0.209 | 0.236 | 0 |  | --> | E18 ex BIRR | Birr [T41,T422] | DALLOW |  | 53.0922 | -7.8911
MV/LV Substation RA***020 |  | 10 kV | _ | LV | 400 kVA :Kiosk Substation | 0.4 | --> | 0.4 | 0.298 | 0.89 |  | --> | 0.38 | 0 | 0 | 0.394 | 0 |  | --> | C17 ex BIRR | Birr [T41,T422] | DALLOW |  | 53.0893 | -7.9079
MV/LV Substation ST***021 |  | 10 kV | _ | LV | 400 kVA :Building Structure | 0.4 | --> | 0.4 | 0.329 | 0.89 |  | --> | 0.38 | 0 | 0.012 | 0.381 | 0 |  | --> | C17 ex BIRR | Birr [T41,T422] | DALLOW |  | 53.0932 | -7.9111
MV/LV Substation GL***022 |  | 10 kV | _ | LV | 400 kVA :Building Structure | 0.4 | --> | 0.4 | 0.266 | 0.89 |  | --> | 0.38 | 0 | 0.013 | 0.387 | 0 |  | --> | C19 ex BIRR | Birr [T41,T422] | DALLOW |  | 53.0988 | -7.9083
MV/LV Substation MA***022Y |  | 20 kV | _ | LV | 400 kVA :Kiosk Substation | 0.4 | --> | 0.4 | 0.332 | 0.89 |  | --> | 0.38 | 0 | 0.026 | 0.37 | 0 |  | --> | E20 ex BIRR | Birr [T41,T422] | DALLOW |  | 53.0937 | -7.914
MV/LV Substation PO***023X |  | 20 kV | _ | LV | 50 kVA :Pole Substation | 0.05 | --> | 0.05 | 0.05 | 1.26 |  | --> | 0.048 | 0 | 0 | 0.048 | 0 |  | --> | E15 ex BALLYCROSSAUN | Ballycrossaun [T421,T422] | SOMERSET |  | 53.0963 | -8.1824
MV/LV Substation TH***025X |  | 20 kV | _ | LV | 50 kVA :Pole Substation | 0.05 | --> | 0.05 | 0.036 | 1.26 |  | --> | 0.048 | 0 | 0 | 0.049 | 0 |  | --> | E16 ex BALLYCROSSAUN | Ballycrossaun [T421,T422] | SOMERSET |  | 53.0901 | -8.1863
MV/LV Substation TU***025Y |  | 20 kV | _ | LV | 50 kVA :Pole Substation | 0.05 | --> | 0.05 | 0.037 | 0.89 |  | --> | 0.048 | 0 | 0 | 0.049 | 0 |  | --> | E18 ex BIRR | Birr [T41,T422] | DALLOW |  | 53.1045 | -7.9047
MV/LV Substation WO***030Y |  | 10 kV | _ | LV | 100 kVA :Pole Substation | 0.1 | --> | 0.1 | 0.073 | 0.89 |  | --> | 0.095 | 0 | 0.016 | 0.087 | 0 |  | --> | C17 ex BIRR | Birr [T41,T422] | DALLOW |  | 53.0869 | -7.9002
MV/LV Substation RI***033Y |  | 20 kV | _ | LV | 50 kVA :Pole Substation | 0.05 | --> | 0.05 | 0.027 | 0.89 |  | --> | 0.048 | 0 | 0 | 0.05 | 0 |  | --> | E20 ex BIRR | Birr [T41,T422] | DALLOW |  | 53.0855 | -7.927
MV/LV Substation TR***035 |  | 10 kV | _ | LV | 400 kVA :Building Structure | 0.4 | --> | 0.4 | 0.38 | 0.89 |  | --> | 0.38 | 0 | 0.011 | 0.375 | 0 |  | --> | C19 ex BIRR | Birr [T41,T422] | DALLOW |  | 53.0919 | -7.8944
MV/LV Substation BA***039Y |  | 20 kV | _ | LV | 50 kVA :Pole Substation | 0.05 | --> | 0.05 | 0.047 | 1.26 |  | --> | 0.048 | 0 | 0.01 | 0.04 | 0 |  | --> | E15 ex BALLYCROSSAUN | Ballycrossaun [T421,T422] | SOMERSET |  | 53.1152 | -8.1373
MV/LV Substation NE***041Y |  | 10 kV | _ | LV | 200 kVA :Pole Substation | 0.2 | --> | 0.2 | 0.142 | 0.89 |  | --> | 0.19 | 0 | 0.004 | 0.195 | 0 |  | --> | C19 ex BIRR | Birr [T41,T422] | DALLOW |  | 53.0954 | -7.9007
MV/LV Substation CR***048Y |  | 10 kV | _ | LV | 400 kVA :Kiosk Substation | 0.4 | --> | 0.4 | 0.304 | 0.89 |  | --> | 0.38 | 0 | 0.033 | 0.368 | 0 |  | --> | C19 ex BIRR | Birr [T41,T422] | DALLOW |  | 53.1018 | -7.9158
MV/LV Substation CL***051Y |  | 10 kV | _ | LV | 50 kVA :Pole Substation | 0.05 | --> | 0.05 | 0.05 | 0.89 |  | --> | 0.048 | 0 | 0 | 0.048 | 0 |  | --> | C21 ex BIRR | Birr [T41,T422] | DALLOW |  | 53.0806 | -7.8796
MV/LV Substation DI***052 |  | 10 kV | _ | LV | 200 kVA :Pole Substation | 0.2 | --> | 0.2 | 0.115 | 0.89 |  | --> | 0.19 | 0 | 0.022 | 0.185 | 0 |  | --> | C17 ex BIRR | Birr [T41,T422] | DALLOW |  | 53.0943 | -7.9063
MV/LV Substation RU***057Y |  | 20 kV | _ | LV | 400 kVA :Building Structure | 0.4 | --> | 0.4 | 0.228 | 0.89 |  | --> | 0.38 | 0 | 0.011 | 0.39 | 0 |  | --> | E18 ex BIRR | Birr [T41,T422] | DALLOW |  | 53.0915 | -7.8916
MV/LV Substation CO***059Y |  | 20 kV | _ | LV | 50 kVA :Pole Substation | 0.05 | --> | 0.05 | 0.044 | 0.89 |  | --> | 0.048 | 0 | 0 | 0.048 | 0 |  | --> | E18 ex BIRR | Birr [T41,T422] | DALLOW |  | 53.0353 | -8.0747
MV/LV Substation LE***062X |  | 20 kV | _ | LV | 200 kVA :Pole Substation | 0.2 | --> | 0.2 | 0.191 | 0.89 |  | --> | 0.19 | 0 | 0 | 0.191 | 0 |  | --> | E18 ex BIRR | Birr [T41,T422] | DALLOW |  | 53.103 | -8.0132
MV/LV Substation CU***063 |  | 10 kV | _ | LV | 400 kVA :Building Structure | 0.4 | --> | 0.4 | 0.193 | 0.89 |  | --> | 0.38 | 0 | 0.005 | 0.404 | 0 |  | --> | C19 ex BIRR | Birr [T41,T422] | DALLOW |  | 53.0962 | -7.9103
MV/LV Substation MO***065 |  | 20 kV | _ | LV | 400 kVA :Kiosk Substation | 0.4 | --> | 0.4 | 0.269 | 0.89 |  | --> | 0.38 | 0 | 0.031 | 0.374 | 0 |  | --> | E20 ex BIRR | Birr [T41,T422] | DALLOW |  | 53.0914 | -7.9122
MV/LV Substation SE***067 |  | 10 kV | _ | LV | 100 kVA :Pole Substation | 0.1 | --> | 0.1 | 0.05 | 0.89 |  | --> | 0.095 | 0 | 0.02 | 0.087 | 0 |  | --> | C17 ex BIRR | Birr [T41,T422] | DALLOW |  | 53.0861 | -7.9018
MV/LV Substation MI***067X |  | 10 kV | _ | LV | 630 kVA :Kiosk Substation | 0.63 | --> | 0.63 | 0.264 | 0.89 |  | --> | 0.598 | 0 | 0.01 | 0.5 | 0 |  | --> | C17 ex BIRR | Birr [T41,T422] | DALLOW |  | 53.095 | -7.9108
MV/LV Substation SH***068 |  | 20 kV | _ | LV | 200 kVA :Pole Substation | 0.2 | --> | 0.2 | 0.022 | 0.89 |  | --> | 0.19 | 0 | 0 | 0.213 | 0 |  | --> | E18 ex BIRR | Birr [T41,T422] | DALLOW |  | 53.0691 | -8.0333
MV/LV Substation BU***071 |  | 10 kV | _ | LV | 200 kVA :Pole Substation | 0.2 | --> | 0.2 | 0.161 | 0.89 |  | --> | 0.19 | 0 | 0.013 | 0.186 | 0 |  | --> | C19 ex BIRR | Birr [T41,T422] | DALLOW |  | 53.1004 | -7.9026
MV/LV Substation BA***072X |  | 20 kV | _ | LV | 100 kVA :Pole Substation | 0.1 | --> | 0.1 | 0.062 | 0.89 |  | --> | 0.095 | 0 | 0.015 | 0.089 | 0 |  | --> | E18 ex BIRR | Birr [T41,T422] | DALLOW |  | 53.1056 | -7.9133
MV/LV Substation MI***083X |  | 10 kV | _ | LV | 200 kVA :Pole Substation | 0.2 | --> | 0.2 | 0.164 | 0.89 |  | --> | 0.19 | 0 | 0.003 | 0.193 | 0 |  | --> | C17 ex BIRR | Birr [T41,T422] | DALLOW |  | 53.0845 | -7.9034
MV/LV Substation LI***083Y |  | 20 kV | _ | LV | 200 kVA :Kiosk Substation | 0.2 | --> | 0.2 | 0.117 | 0.89 |  | --> | 0.19 | 0 | 0 | 0.201 | 0 |  | --> | E18 ex BIRR | Birr [T41,T422] | DALLOW |  | 53.105 | -7.9064
MV/LV Substation WH***090Y |  | 10 kV | _ | LV | 50 kVA :Pole Substation | 0.05 | --> | 0.05 | 0.032 | 0.89 |  | --> | 0.048 | 0 | 0.005 | 0.046 | 0 |  | --> | C21 ex BIRR | Birr [T41,T422] | DALLOW |  | 53.0826 | -7.8936
MV/LV Substation AV***103Y |  | 10 kV | _ | LV | 400 kVA :Kiosk Substation | 0.4 | --> | 0.4 | 0.254 | 0.89 |  | --> | 0.38 | 0 | 0.005 | 0.396 | 0 |  | --> | C19 ex BIRR | Birr [T41,T422] | DALLOW |  | 53.1017 | -7.9076
MV/LV Substation ST***104X |  | 20 kV | _ | LV | 50 kVA :Pole Substation | 0.05 | --> | 0.05 | 0.045 | 0.89 |  | --> | 0.048 | 0 | 0 | 0.048 | 0 |  | --> | E12 ex BIRR | Birr [T41,T422] | DALLOW |  | 53.1048 | -7.7931
MV/LV Substation BI***104Y |  | 10 kV | _ | LV | 200 kVA :Kiosk Substation | 0.2 | --> | 0.2 | 0.158 | 0.89 |  | --> | 0.19 | 0 | 0 | 0.196 | 0 |  | --> | C19 ex BIRR | Birr [T41,T422] | DALLOW |  | 53.1023 | -7.9098
MV/LV Substation CO***105Y |  | 10 kV | _ | LV | 400 kVA :Building Structure | 0.4 | --> | 0.4 | 0.347 | 0.89 |  | --> | 0.38 | 0 | 0 | 0.387 | 0 |  | --> | C19 ex BIRR | Birr [T41,T422] | DALLOW |  | 53.0977 | -7.9003
MV/LV Substation SA***106Y |  | 10 kV | _ | LV | 400 kVA :Kiosk Substation | 0.4 | --> | 0.4 | 0.33 | 0.89 |  | --> | 0.38 | 0 | 0.005 | 0.386 | 0 |  | --> | C19 ex BIRR | Birr [T41,T422] | DALLOW |  | 53.097 | -7.9024
MV/LV Substation WO***112X |  | 20 kV | _ | LV | 50 kVA :Pole Substation | 0.05 | --> | 0.05 | 0.042 | 0.89 |  | --> | 0.048 | 0 | 0 | 0.048 | 0 |  | --> | E24 ex BIRR | Birr [T41,T422] | DALLOW |  | 53.1081 | -7.8964
MV/LV Substation SC***114Y |  | 10 kV | _ | LV | 400 kVA :Kiosk Substation | 0.4 | --> | 0.4 | 0.283 | 0.89 |  | --> | 0.38 | 0 | 0 | 0.396 | 0 |  | --> | C17 ex BIRR | Birr [T41,T422] | DALLOW |  | 53.0922 | -7.9008
MV/LV Substation FA***115Y |  | 10 kV | _ | LV | 400 kVA :Kiosk Substation | 0.4 | --> | 0.4 | 0.271 | 0.89 |  | --> | 0.38 | 0 | 0.006 | 0.393 | 0 |  | --> | C19 ex BIRR | Birr [T41,T422] | DALLOW |  | 53.1002 | -7.9114
MV/LV Substation EA***117Y |  | 20 kV | _ | LV | 100 kVA :Pole Substation | 0.1 | --> | 0.1 | 0.098 | 0.89 |  | --> | 0.095 | 0 | 0 | 0.095 | 0 |  | --> | E12 ex BIRR | Birr [T41,T422] | DALLOW |  | 53.1031 | -7.7078
MV/LV Substation DR***118Y |  | 20 kV | _ | LV | 50 kVA :Pole Substation | 0.05 | --> | 0.05 | 0.049 | 0.89 |  | --> | 0.048 | 0 | 0 | 0.048 | 0 |  | --> | E12 ex BIRR | Birr [T41,T422] | DALLOW |  | 53.1203 | -7.6871
MV/LV Substation CO***179Y |  | 10 kV | _ | LV | 400 kVA :Kiosk Substation | 0.4 | --> | 0.4 | 0.267 | 0.89 |  | --> | 0.38 | 0 | 0.05 | 0.361 | 0 |  | --> | C17 ex BIRR | Birr [T41,T422] | DALLOW |  | 53.0906 | -7.9051
MV/LV Substation HO***194Y |  | 20 kV | _ | LV | 400 kVA :Kiosk Substation | 0.4 | --> | 0.4 | 0.317 | 0.89 |  | --> | 0.38 | 0 | 0.029 | 0.37 | 0 |  | --> | E20 ex BIRR | Birr [T41,T422] | DALLOW |  | 53.0893 | -7.9156
MV/LV Substation SY***207Y |  | 10 kV | _ | LV | 400 kVA :Kiosk Substation | 0.4 | --> | 0.4 | 0.393 | 0.89 |  | --> | 0.38 | 0 | 0 | 0.381 | 0 |  | --> | C19 ex BIRR | Birr [T41,T422] | DALLOW |  | 53.0923 | -7.8954
MV/LV Substation PI***209Y |  | 20 kV | _ | LV | 50 kVA :Pole Substation | 0.05 | --> | 0.05 | 0.049 | 0.89 |  | --> | 0.048 | 0 | 0 | 0.048 | 0 |  | --> | E20 ex BIRR | Birr [T41,T422] | DALLOW |  | 53.0395 | -7.9959
MV/LV Substation OR***218Y |  | 10 kV | _ | LV | 100 kVA :Pole Substation | 0.1 | --> | 0.1 | 0.023 | 0.89 |  | --> | 0.095 | 0 | 0 | 0.105 | 0 |  | --> | C21 ex BIRR | Birr [T41,T422] | DALLOW |  | 53.0757 | -7.8678
MV/LV Substation BA***234Y |  | 20 kV | _ | LV | 50 kVA :Pole Substation | 0.05 | --> | 0.05 | 0.049 | 0.89 |  | --> | 0.048 | 0 | 0 | 0.048 | 0 |  | --> | E12 ex BIRR | Birr [T41,T422] | DALLOW |  | 53.0986 | -7.7415
MV/LV Substation SO***237Y |  | 10 kV | _ | LV | 50 kVA :Pole Substation | 0.05 | --> | 0.05 | 0.04 | 0.89 |  | --> | 0.048 | 0 | 0 | 0.049 | 0 |  | --> | C21 ex BIRR | Birr [T41,T422] | DALLOW |  | 53.0722 | -7.8916
MV/LV Substation CO***245Y |  | 20 kV | _ | LV | 50 kVA :Pole Substation | 0.05 | --> | 0.05 | 0.048 | 0.89 |  | --> | 0.048 | 0 | 0 | 0.048 | 0 |  | --> | E12 ex BIRR | Birr [T41,T422] | DALLOW |  | 53.0955 | -7.72
MV/LV Substation EM***262Y |  | 20 kV | _ | LV | 400 kVA :Building Structure | 0.4 | --> | 0.4 | 0.386 | 0.89 |  | --> | 0.38 | 0 | 0 | 0.382 | 0 |  | --> | E18 ex BIRR | Birr [T41,T422] | DALLOW |  | 53.0916 | -7.8893
MV/LV Substation DO***271Y |  | 20 kV | _ | LV | 50 kVA :Pole Substation | 0.05 | --> | 0.05 | 0.034 | 0.89 |  | --> | 0.048 | 0 | 0 | 0.05 | 0 |  | --> | E18 ex BIRR | Birr [T41,T422] | DALLOW |  | 53.1112 | -7.9256
MV/LV Substation TE***272Y |  | 20 kV | _ | LV | 50 kVA :Pole Substation | 0.05 | --> | 0.05 | 0.047 | 1.26 |  | --> | 0.048 | 0 | 0 | 0.048 | 0 |  | --> | E15 ex BALLYCROSSAUN | Ballycrossaun [T421,T422] | SOMERSET |  | 53.0588 | -8.2066
MV/LV Substation CO***276Y |  | 20 kV | _ | LV | 200 kVA :Kiosk Substation | 0.2 | --> | 0.2 | 0.166 | 0.89 |  | --> | 0.19 | 0 | 0.02 | 0.18 | 0 |  | --> | E20 ex BIRR | Birr [T41,T422] | DALLOW |  | 53.0895 | -7.9003
MV/LV Substation MA***277Y |  | 10 kV | _ | LV | 400 kVA :Kiosk Substation | 0.4 | --> | 0.4 | 0.306 | 0.89 |  | --> | 0.38 | 0 | 0.005 | 0.389 | 0 |  | --> | C17 ex BIRR | Birr [T41,T422] | DALLOW |  | 53.0919 | -7.9031
MV/LV Substation FA***279Y |  | 20 kV | _ | LV | 200 kVA :Kiosk Substation | 0.2 | --> | 0.2 | 0.172 | 0.89 |  | --> | 0.19 | 0 | 0.005 | 0.19 | 0 |  | --> | E20 ex BIRR | Birr [T41,T422] | DALLOW |  | 53.0834 | -7.9278
MV/LV Substation MO***296Y |  | 20 kV | _ | LV | 100 kVA :Pole Substation | 0.1 | --> | 0.1 | 0.09 | 0.89 |  | --> | 0.095 | 0 | 0 | 0.096 | 0 |  | --> | E12 ex BIRR | Birr [T41,T422] | DALLOW |  | 53.0965 | -7.8065
MV/LV Substation TE***299Y |  | 20 kV | _ | LV | 50 kVA :Pole Substation | 0.05 | --> | 0.05 | 0.041 | 1.26 |  | --> | 0.048 | 0 | 0 | 0.049 | 0 |  | --> | E15 ex BALLYCROSSAUN | Ballycrossaun [T421,T422] | SOMERSET |  | 53.0588 | -8.2168
MV/LV Substation KI***305X |  | 20 kV | _ | LV | 100 kVA :Pole Substation | 0.1 | --> | 0.1 | 0.1 | 0.89 |  | --> | 0.095 | 0 | 0 | 0.095 | 0 |  | --> | E18 ex BIRR | Birr [T41,T422] | DALLOW |  | 53.0939 | -7.9355
MV/LV Substation KI***307Y |  | 20 kV | _ | LV | 50 kVA :Pole Substation | 0.05 | --> | 0.05 | 0.046 | 0.89 |  | --> | 0.048 | 0 | 0 | 0.048 | 0 |  | --> | E12 ex BIRR | Birr [T41,T422] | DALLOW |  | 53.1042 | -7.7316
MV/LV Substation BI***310Y |  | 10 kV | _ | LV | 200 kVA :Pole Substation | 0.2 | --> | 0.2 | 0.145 | 0.89 |  | --> | 0.19 | 0 | 0.05 | 0.16 | 0 |  | --> | C17 ex BIRR | Birr [T41,T422] | DALLOW |  | 53.0936 | -7.9053
MV/LV Substation LO***317 |  | 20 kV | _ | LV | 50 kVA :Pole Substation | 0.05 | --> | 0.05 | 0.044 | 1.26 |  | --> | 0.048 | 0 | 0 | 0.048 | 0 |  | --> | E15 ex BALLYCROSSAUN | Ballycrossaun [T421,T422] | SOMERSET |  | 53.0923 | -8.1269
MV/LV Substation ER***319 |  | 20 kV | _ | LV | 50 kVA :Pole Substation | 0.05 | --> | 0.05 | 0.05 | 0.89 |  | --> | 0.048 | 0 | 0 | 0.048 | 0 |  | --> | E24 ex BIRR | Birr [T41,T422] | DALLOW |  | 53.1241 | -7.8752
MV/LV Substation RA***323 |  | 20 kV | _ | LV | 50 kVA :Pole Substation | 0.05 | --> | 0.05 | 0.044 | 0.89 |  | --> | 0.048 | 0 | 0 | 0.048 | 0 |  | --> | E18 ex BIRR | Birr [T41,T422] | DALLOW |  | 53.1142 | -8.0217
MV/LV Substation TH***324 |  | 20 kV | _ | LV | 50 kVA :Pole Substation | 0.05 | --> | 0.05 | 0.025 | 1.26 |  | --> | 0.048 | 0 | 0 | 0.051 | 0 |  | --> | E16 ex BALLYCROSSAUN | Ballycrossaun [T421,T422] | SOMERSET |  | 53.0888 | -8.1891
MV/LV Substation MA***330Y |  | 20 kV | _ | LV | 50 kVA :Pole Substation | 0.05 | --> | 0.05 | 0.044 | 0.89 |  | --> | 0.048 | 0 | 0 | 0.048 | 0 |  | --> | E24 ex BIRR | Birr [T41,T422] | DALLOW |  | 53.1293 | -7.9364
MV/LV Substation LA***334Y |  | 20 kV | _ | LV | 50 kVA :Pole Substation | 0.05 | --> | 0.05 | 0.041 | 1.26 |  | --> | 0.048 | 0 | 0 | 0.049 | 0 |  | --> | E15 ex BALLYCROSSAUN | Ballycrossaun [T421,T422] | SOMERSET |  | 53.0559 | -8.1699
MV/LV Substation BR***363Y |  | 20 kV | _ | LV | 50 kVA :Pole Substation | 0.05 | --> | 0.05 | 0.05 | 0.89 |  | --> | 0.048 | 0 | 0 | 0.048 | 0 |  | --> | E12 ex BIRR | Birr [T41,T422] | DALLOW |  | 53.0848 | -7.7788
MV/LV Substation SU***367Y |  | 10 kV | _ | LV | 400 kVA :Building Structure | 0.4 | --> | 0.4 | 0.29 | 0.89 |  | --> | 0.38 | 0 | 0.01 | 0.387 | 0 |  | --> | C17 ex BIRR | Birr [T41,T422] | DALLOW |  | 53.0946 | -7.911
MV/LV Substation RO***377 |  | 10 kV | _ | LV | 100 kVA :Pole Substation | 0.1 | --> | 0.1 | 0.071 | 0.89 |  | --> | 0.095 | 0 | 0.01 | 0.092 | 0 |  | --> | C17 ex BIRR | Birr [T41,T422] | DALLOW |  | 53.0835 | -7.9063
MV/LV Substation GA***377Y |  | 10 kV | _ | LV | 50 kVA :Pole Substation | 0.05 | --> | 0.05 | 0.037 | 0.89 |  | --> | 0.048 | 0 | 0 | 0.049 | 0 |  | --> | C21 ex BIRR | Birr [T41,T422] | DALLOW |  | 53.0792 | -7.8557
MV/LV Substation BI***378 |  | 20 kV | _ | LV | 200 kVA :Pole Substation | 0.2 | --> | 0.2 | 0.173 | 0.89 |  | --> | 0.19 | 0 | 0 | 0.194 | 0 |  | --> | E18 ex BIRR | Birr [T41,T422] | DALLOW |  | 53.1065 | -7.9206
MV/LV Substation TE***398 |  | 20 kV | _ | LV | 100 kVA :Pole Substation | 0.1 | --> | 0.1 | 0.047 | 1.26 |  | --> | 0.095 | 0 | 0 | 0.102 | 0 |  | --> | E15 ex BALLYCROSSAUN | Ballycrossaun [T421,T422] | SOMERSET |  | 53.054 | -8.2027
MV/LV Substation GA***4010 |  | 20 kV | _ | LV | 630 kVA :Building Structure | 0.63 | --> | 0.63 | 0.5 | 0.89 |  | --> | 0.598 | 0 | 0 | 0.5 | 0 |  | --> | E18 ex BIRR | Birr [T41,T422] | DALLOW |  | 53.0922 | -7.892
MV/LV Substation ST***4016 |  | 10 kV | _ | LV | 400 kVA :Kiosk Substation | 0.4 | --> | 0.4 | 0.305 | 0.89 |  | --> | 0.38 | 0 | 0 | 0.393 | 0 |  | --> | C17 ex BIRR | Birr [T41,T422] | DALLOW |  | 53.0919 | -7.9079
MV/LV Substation CR***401X |  | 10 kV | _ | LV | 100 kVA :Pole Substation | 0.1 | --> | 0.1 | 0.02 | 0.89 |  | --> | 0.095 | 0 | 0 | 0.105 | 0 |  | --> | C21 ex BIRR | Birr [T41,T422] | DALLOW |  | 53.0784 | -7.8989
MV/LV Substation CL***4024 |  | 20 kV | _ | LV | 50 kVA :Pole Substation | 0.05 | --> | 0.05 | 0.027 | 0.89 |  | --> | 0.048 | 0 | 0 | 0.05 | 0 |  | --> | E12 ex BIRR | Birr [T41,T422] | DALLOW |  | 53.0279 | -7.7499
MV/LV Substation LO***404X |  | 20 kV | _ | LV | 200 kVA :Kiosk Substation | 0.2 | --> | 0.2 | 0.16 | 1.26 |  | --> | 0.19 | 0 | 0.01 | 0.188 | 0 |  | --> | E15 ex BALLYCROSSAUN | Ballycrossaun [T421,T422] | SOMERSET |  | 53.0928 | -8.1229
MV/LV Substation LA***4062 |  | 20 kV | _ | LV | 50 kVA :Pole Substation | 0.05 | --> | 0.05 | 0.05 | 0.89 |  | --> | 0.048 | 0 | 0 | 0.048 | 0 |  | --> | E18 ex BIRR | Birr [T41,T422] | DALLOW |  | 53.0852 | -8.0928
MV/LV Substation BO***4068 |  | 10 kV | _ | LV | 50 kVA :Pole Substation | 0.05 | --> | 0.05 | 0.05 | 0.89 |  | --> | 0.048 | 0 | 0 | 0.048 | 0 |  | --> | C21 ex BIRR | Birr [T41,T422] | DALLOW |  | 53.0803 | -7.8603
MV/LV Substation SA***4090 |  | 20 kV | _ | LV | 50 kVA :Pole Substation | 0.05 | --> | 0.05 | 0.046 | 0.89 |  | --> | 0.048 | 0 | 0 | 0.048 | 0 |  | --> | E18 ex BIRR | Birr [T41,T422] | DALLOW |  | 53.1027 | -7.9194
MV/LV Substation GO***409X |  | 20 kV | _ | LV | 200 kVA :Pole Substation | 0.2 | --> | 0.2 | 0.149 | 0.89 |  | --> | 0.19 | 0 | 0 | 0.197 | 0 |  | --> | E20 ex BIRR | Birr [T41,T422] | DALLOW |  | 53.0409 | -8.0126
MV/LV Substation KI***410X |  | 20 kV | _ | LV | 50 kVA :Pole Substation | 0.05 | --> | 0.05 | 0.036 | 0.89 |  | --> | 0.048 | 0 | 0 | 0.049 | 0 |  | --> | E18 ex BIRR | Birr [T41,T422] | DALLOW |  | 53.098 | -7.9368
MV/LV Substation CL***4110 |  | 20 kV | _ | LV | 50 kVA :Pole Substation | 0.05 | --> | 0.05 | 0.047 | 0.89 |  | --> | 0.048 | 0 | 0 | 0.048 | 0 |  | --> | E12 ex BIRR | Birr [T41,T422] | DALLOW |  | 53.0739 | -7.7948
MV/LV Substation BI***4127 |  | 20 kV | _ | LV | 200 kVA :Kiosk Substation | 0.2 | --> | 0.2 | 0.199 | 0.89 |  | --> | 0.19 | 0 | 0 | 0.19 | 0 |  | --> | E20 ex BIRR | Birr [T41,T422] | DALLOW |  | 53.0943 | -7.9204
MV/LV Substation BA***4131 |  | 20 kV | _ | LV | 50 kVA :Pole Substation | 0.05 | --> | 0.05 | 0 | 0 | Constrained, otherwise capacity available =50 kVA | --> | 0.048 | 0 | 0 | 0.048 | 0 |  | --> | C17 ex KYLEERAGH | Kyleeragh [T41,T42] | NENAGH |  | 53.0243 | -8.221
MV/LV Substation CL***4135 |  | 20 kV | _ | LV | 50 kVA :Pole Substation | 0.05 | --> | 0.05 | 0.05 | 0.89 |  | --> | 0.048 | 0 | 0 | 0.048 | 0 |  | --> | E18 ex BIRR | Birr [T41,T422] | DALLOW |  | 53.1011 | -7.9811
MV/LV Substation KI***4136 |  | 20 kV | _ | LV | 50 kVA :Pole Substation | 0.05 | --> | 0.05 | 0.05 | 0.89 |  | --> | 0.048 | 0 | 0 | 0.048 | 0 |  | --> | E12 ex BIRR | Birr [T41,T422] | DALLOW |  | 53.0996 | -7.8293
MV/LV Substation RO***4141 |  | 20 kV | _ | LV | 50 kVA :Pole Substation | 0.05 | --> | 0.05 | 0.041 | 0.89 |  | --> | 0.048 | 0 | 0 | 0.049 | 0 |  | --> | E18 ex BIRR | Birr [T41,T422] | DALLOW |  | 53.1058 | -7.9944
MV/LV Substation IR***4158 |  | 10 kV | _ | LV | 630 kVA :Building Structure | 0.63 | --> | 0.63 | 0.152 | 0.89 |  | --> | 0.598 | 0 | 0 | 0.5 | 0 |  | --> | C17 ex BIRR | Birr [T41,T422] | DALLOW |  | 53.0866 | -7.8981
MV/LV Substation LI***4159 |  | 20 kV | _ | LV | 50 kVA :Pole Substation | 0.05 | --> | 0.05 | 0.043 | 0.89 |  | --> | 0.048 | 0 | 0.025 | 0.03 | 0 |  | --> | E20 ex BIRR | Birr [T41,T422] | DALLOW |  | 53.0279 | -8.0459
MV/LV Substation TH***4168 |  | 20 kV | _ | LV | 200 kVA :Pole Substation | 0.2 | --> | 0.2 | 0.112 | 0.89 |  | --> | 0.19 | 0 | 0 | 0.202 | 0 |  | --> | E12 ex BIRR | Birr [T41,T422] | DALLOW |  | 53.1059 | -7.717
MV/LV Substation MU***4174 |  | 20 kV | _ | LV | 50 kVA :Pole Substation | 0.05 | --> | 0.05 | 0.043 | 0.89 |  | --> | 0.048 | 0 | 0.02 | 0.034 | 0 |  | --> | E18 ex BIRR | Birr [T41,T422] | DALLOW |  | 53.0482 | -8.0567
MV/LV Substation CL***4181 |  | 20 kV | _ | LV | 50 kVA :Pole Substation | 0.05 | --> | 0.05 | 0.05 | 0.89 |  | --> | 0.048 | 0 | 0 | 0.048 | 0 |  | --> | E18 ex BIRR | Birr [T41,T422] | DALLOW |  | 53.0953 | -7.9637
MV/LV Substation CL***4183 |  | 20 kV | _ | LV | 100 kVA :Pole Substation | 0.1 | --> | 0.1 | 0.063 | 0.89 |  | --> | 0.095 | 0 | 0 | 0.1 | 0 |  | --> | E18 ex BIRR | Birr [T41,T422] | DALLOW |  | 53.0004 | -8.0787
MV/LV Substation CL***4190 |  | 20 kV | _ | LV | 50 kVA :Pole Substation | 0.05 | --> | 0.05 | 0.05 | 0.89 |  | --> | 0.048 | 0 | 0 | 0.048 | 0 |  | --> | E18 ex BIRR | Birr [T41,T422] | DALLOW |  | 53.0991 | -7.9643
MV/LV Substation KI***4194 |  | 20 kV | _ | LV | 50 kVA :Pole Substation | 0.05 | --> | 0.05 | 0.048 | 0.89 |  | --> | 0.048 | 0 | 0 | 0.048 | 0 |  | --> | E12 ex BIRR | Birr [T41,T422] | DALLOW |  | 53.1003 | -7.705
MV/LV Substation TU***4195 |  | 20 kV | _ | LV | 50 kVA :Pole Substation | 0.05 | --> | 0.05 | 0.039 | 0.89 |  | --> | 0.048 | 0 | 0 | 0.049 | 0 |  | --> | E24 ex BIRR | Birr [T41,T422] | DALLOW |  | 53.1089 | -7.899
MV/LV Substation KI***4197 |  | 20 kV | _ | LV | 50 kVA :Pole Substation | 0.05 | --> | 0.05 | 0.05 | 0.89 |  | --> | 0.048 | 0 | 0 | 0.048 | 0 |  | --> | E18 ex BIRR | Birr [T41,T422] | DALLOW |  | 53.0082 | -8.1171
MV/LV Substation CH***4203 |  | 20 kV | _ | LV | 50 kVA :Pole Substation | 0.05 | --> | 0.05 | 0.05 | 1.26 |  | --> | 0.048 | 0 | 0 | 0.048 | 0 |  | --> | E15 ex BALLYCROSSAUN | Ballycrossaun [T421,T422] | SOMERSET |  | 53.0968 | -8.1707
MV/LV Substation WO***4206 |  | 10 kV | _ | LV | 400 kVA :Kiosk Substation | 0.4 | --> | 0.4 | 0.36 | 0.89 |  | --> | 0.38 | 0 | 0 | 0.385 | 0 |  | --> | C19 ex BIRR | Birr [T41,T422] | DALLOW |  | 53.1036 | -7.9121
MV/LV Substation BA***4207 |  | 20 kV | _ | LV | 33 kVA :Pole Substation | 0.033 | --> | 0.033 | 0.03 | 1.26 |  | --> | 0.031 | 0 | 0 | 0.032 | 0 |  | --> | E15 ex BALLYCROSSAUN | Ballycrossaun [T421,T422] | SOMERSET |  | 53.0672 | -8.1288
MV/LV Substation LU***4208 |  | 20 kV | _ | LV | 50 kVA :Pole Substation | 0.05 | --> | 0.05 | 0.039 | 0.89 |  | --> | 0.048 | 0 | 0 | 0.049 | 0 |  | --> | E20 ex BIRR | Birr [T41,T422] | DALLOW |  | 53.0272 | -8.0213
MV/LV Substation KY***4211 |  | 20 kV | _ | LV | 50 kVA :Pole Substation | 0.05 | --> | 0.05 | 0.043 | 0.89 |  | --> | 0.048 | 0 | 0 | 0.048 | 0 |  | --> | E12 ex BIRR | Birr [T41,T422] | DALLOW |  | 53.0978 | -7.7557
MV/LV Substation LI***4213 |  | 20 kV | _ | LV | 50 kVA :Pole Substation | 0.05 | --> | 0.05 | 0.05 | 0.89 |  | --> | 0.048 | 0 | 0 | 0.048 | 0 |  | --> | E18 ex BIRR | Birr [T41,T422] | DALLOW |  | 53.1018 | -8.0377
MV/LV Substation MC***4214 |  | 10 kV | _ | LV | 400 kVA :Kiosk Substation | 0.4 | --> | 0.4 | 0.323 | 0.89 |  | --> | 0.38 | 0 | 0 | 0.39 | 0 |  | --> | C19 ex BIRR | Birr [T41,T422] | DALLOW |  | 53.1022 | -7.9121
MV/LV Substation LA***4223 |  | 20 kV | _ | LV | 400 kVA :Kiosk Substation | 0.4 | --> | 0.4 | 0.4 | 1.26 |  | --> | 0.38 | 0 | 0 | 0.38 | 0 |  | --> | E15 ex BALLYCROSSAUN | Ballycrossaun [T421,T422] | SOMERSET |  | 53.0556 | -8.2106
MV/LV Substation RO***4228 |  | 20 kV | _ | LV | 50 kVA :Pole Substation | 0.05 | --> | 0.05 | 0.05 | 0.89 |  | --> | 0.048 | 0 | 0 | 0.048 | 0 |  | --> | E18 ex BIRR | Birr [T41,T422] | DALLOW |  | 53.1067 | -8.0057
MV/LV Substation OS***4235 |  | 20 kV | _ | LV | 50 kVA :Pole Substation | 0.05 | --> | 0.05 | 0.044 | 0.89 |  | --> | 0.048 | 0 | 0 | 0.048 | 0 |  | --> | E12 ex BIRR | Birr [T41,T422] | DALLOW |  | 53.0963 | -7.7577
MV/LV Substation AN***423X |  | 10 kV | _ | LV | 200 kVA :Kiosk Substation | 0.2 | --> | 0.2 | 0.135 | 0.89 |  | --> | 0.19 | 0 | 0.016 | 0.187 | 0 |  | --> | C21 ex BIRR | Birr [T41,T422] | DALLOW |  | 53.0745 | -7.8922
MV/LV Substation SY***4240 |  | 10 kV | _ | LV | 100 kVA :Pole Substation | 0.1 | --> | 0.1 | 0.1 | 0.89 |  | --> | 0.095 | 0 | 0 | 0.095 | 0 |  | --> | C19 ex BIRR | Birr [T41,T422] | DALLOW |  | 53.0926 | -7.8967
MV/LV Substation BI***4246 |  | 20 kV | _ | LV | 400 kVA :Kiosk Substation | 0.4 | --> | 0.4 | 0.389 | 0.89 |  | --> | 0.38 | 0 | 0 | 0.382 | 0 |  | --> | E18 ex BIRR | Birr [T41,T422] | DALLOW |  | 53.1058 | -7.9087
MV/LV Substation HI***4250 |  | 10 kV | _ | LV | 400 kVA :Kiosk Substation | 0.4 | --> | 0.4 | 0.372 | 0.89 |  | --> | 0.38 | 0 | 0.013 | 0.374 | 0 |  | --> | C17 ex BIRR | Birr [T41,T422] | DALLOW |  | 53.0887 | -7.9051
MV/LV Substation BA***4257 |  | 20 kV | _ | LV | 400 kVA :Kiosk Substation | 0.4 | --> | 0.4 | 0.381 | 0.89 |  | --> | 0.38 | 0 | 0 | 0.383 | 0 |  | --> | E12 ex BIRR | Birr [T41,T422] | DALLOW |  | 53.099 | -7.7283
MV/LV Substation BI***4263 |  | 20 kV | _ | LV | 50 kVA :Pole Substation | 0.05 | --> | 0.05 | 0.05 | 0.89 |  | --> | 0.048 | 0 | 0 | 0.048 | 0 |  | --> | E20 ex BIRR | Birr [T41,T422] | DALLOW |  | 53.07 | -7.904
MV/LV Substation CL***426X |  | 20 kV | _ | LV | 50 kVA :Pole Substation | 0.05 | --> | 0.05 | 0.048 | 0.89 |  | --> | 0.048 | 0 | 0.026 | 0.029 | 0 |  | --> | E12 ex BIRR | Birr [T41,T422] | DALLOW |  | 53.1062 | -7.7723
MV/LV Substation RO***4278 |  | 20 kV | _ | LV | 50 kVA :Pole Substation | 0.05 | --> | 0.05 | 0.05 | 0.89 |  | --> | 0.048 | 0 | 0 | 0.048 | 0 |  | --> | E18 ex BIRR | Birr [T41,T422] | DALLOW |  | 53.1004 | -8.0191
MV/LV Substation L ***429X |  | 10 kV | _ | LV | 400 kVA :Building Structure | 0.4 | --> | 0.4 | 0.392 | 0.89 |  | --> | 0.38 | 0 | 0 | 0.381 | 0 |  | --> | C19 ex BIRR | Birr [T41,T422] | DALLOW |  | 53.0936 | -7.8953
MV/LV Substation KI***442 |  | 20 kV | _ | LV | 50 kVA :Pole Substation | 0.05 | --> | 0.05 | 0.044 | 0.89 |  | --> | 0.048 | 0 | 0 | 0.048 | 0 |  | --> | E18 ex BIRR | Birr [T41,T422] | DALLOW |  | 53.0346 | -8.1159
MV/LV Substation DE***447 |  | 20 kV | _ | LV | 50 kVA :Pole Substation | 0.05 | --> | 0.05 | 0.048 | 0.89 |  | --> | 0.048 | 0 | 0.01 | 0.04 | 0 |  | --> | E18 ex BIRR | Birr [T41,T422] | DALLOW |  | 53.0246 | -8.1151
MV/LV Substation KI***452 |  | 20 kV | _ | LV | 50 kVA :Pole Substation | 0.05 | --> | 0.05 | 0 | 0 | Constrained, otherwise capacity available =33 kVA | --> | 0.048 | 0 | 0 | 0.05 | 0 |  | --> | C17 ex KYLEERAGH | Kyleeragh [T41,T42] | NENAGH |  | 53.0045 | -8.123
MV/LV Substation BE***482X |  | 20 kV | _ | LV | 50 kVA :Pole Substation | 0.05 | --> | 0.05 | 0.018 | 0.89 |  | --> | 0.048 | 0 | 0.01 | 0.044 | 0 |  | --> | E12 ex BIRR | Birr [T41,T422] | DALLOW |  | 53.0975 | -7.7145
MV/LV Substation BA***495X |  | 20 kV | _ | LV | 50 kVA :Pole Substation | 0.05 | --> | 0.05 | 0.044 | 0.89 |  | --> | 0.048 | 0 | 0 | 0.048 | 0 |  | --> | E12 ex BIRR | Birr [T41,T422] | DALLOW |  | 53.0977 | -7.8192
MV/LV Substation LO***499X |  | 10 kV | _ | LV | 50 kVA :Pole Substation | 0.05 | --> | 0.05 | 0.048 | 0.89 |  | --> | 0.048 | 0 | 0 | 0.048 | 0 |  | --> | C21 ex BIRR | Birr [T41,T422] | DALLOW |  | 53.0861 | -7.8513
MV/LV Substation CO***512X |  | 20 kV | _ | LV | 50 kVA :Pole Substation | 0.05 | --> | 0.05 | 0.03 | 0.89 |  | --> | 0.048 | 0 | 0 | 0.05 | 0 |  | --> | E20 ex BIRR | Birr [T41,T422] | DALLOW |  | 53.0779 | -7.9325
MV/LV Substation BA***514X |  | 20 kV | _ | LV | 50 kVA :Pole Substation | 0.05 | --> | 0.05 | 0.047 | 0.89 |  | --> | 0.048 | 0 | 0 | 0.048 | 0 |  | --> | E20 ex BIRR | Birr [T41,T422] | DALLOW |  | 53.0728 | -7.9528
MV/LV Substation CA***515X |  | 20 kV | _ | LV | 50 kVA :Pole Substation | 0.05 | --> | 0.05 | 0.044 | 0.89 |  | --> | 0.048 | 0 | 0 | 0.048 | 0 |  | --> | E20 ex BIRR | Birr [T41,T422] | DALLOW |  | 53.0577 | -7.9501
MV/LV Substation AN***524X |  | 20 kV | _ | LV | 50 kVA :Pole Substation | 0.05 | --> | 0.05 | 0.046 | 1.26 |  | --> | 0.048 | 0 | 0 | 0.048 | 0 |  | --> | E15 ex BALLYCROSSAUN | Ballycrossaun [T421,T422] | SOMERSET |  | 53.0833 | -8.1344
MV/LV Substation BE***525 |  | 10 kV | _ | LV | 50 kVA :Pole Substation | 0.05 | --> | 0.05 | 0.039 | 0.89 |  | --> | 0.048 | 0 | 0 | 0.049 | 0 |  | --> | C21 ex BIRR | Birr [T41,T422] | DALLOW |  | 53.0818 | -7.895
MV/LV Substation BA***563 |  | 20 kV | _ | LV | 50 kVA :Pole Substation | 0.05 | --> | 0.05 | 0.037 | 1.26 |  | --> | 0.048 | 0 | 0.025 | 0.031 | 0 |  | --> | E15 ex BALLYCROSSAUN | Ballycrossaun [T421,T422] | SOMERSET |  | 53.0676 | -8.1327
MV/LV Substation KI***570 |  | 20 kV | _ | LV | 50 kVA :Pole Substation | 0.05 | --> | 0.05 | 0.036 | 1.26 |  | --> | 0.048 | 0 | 0.006 | 0.045 | 0 |  | --> | E15 ex BALLYCROSSAUN | Ballycrossaun [T421,T422] | SOMERSET |  | 53.0561 | -8.1817
MV/LV Substation SL***572 |  | 20 kV | _ | LV | 50 kVA :Pole Substation | 0.05 | --> | 0.05 | 0.046 | 1.26 |  | --> | 0.048 | 0 | 0 | 0.048 | 0 |  | --> | E15 ex BALLYCROSSAUN | Ballycrossaun [T421,T422] | SOMERSET |  | 53.0635 | -8.1898
MV/LV Substation BA***593X |  | 20 kV | _ | LV | 50 kVA :Pole Substation | 0.05 | --> | 0.05 | 0.022 | 0.89 |  | --> | 0.048 | 0 | 0 | 0.051 | 0 |  | --> | E20 ex BIRR | Birr [T41,T422] | DALLOW |  | 53.0233 | -8.0504
MV/LV Substation BA***640X |  | 20 kV | _ | LV | 50 kVA :Pole Substation | 0.05 | --> | 0.05 | 0.04 | 0.89 |  | --> | 0.048 | 0 | 0.004 | 0.046 | 0 |  | --> | E20 ex BIRR | Birr [T41,T422] | DALLOW |  | 53.0864 | -7.9305
MV/LV Substation BI***643X |  | 20 kV | _ | LV | 100 kVA :Pole Substation | 0.1 | --> | 0.1 | 0.058 | 0.89 |  | --> | 0.095 | 0 | 0.042 | 0.07 | 0 |  | --> | E18 ex BIRR | Birr [T41,T422] | DALLOW |  | 53.1039 | -7.9173
MV/LV Substation RI***654 |  | 20 kV | _ | LV | 100 kVA :Pole Substation | 0.1 | --> | 0.1 | 0.066 | 0.89 |  | --> | 0.095 | 0 | 0 | 0.1 | 0 |  | --> | E20 ex BIRR | Birr [T41,T422] | DALLOW |  | 53.0821 | -7.9239
MV/LV Substation CO***658X |  | 20 kV | _ | LV | 50 kVA :Pole Substation | 0.05 | --> | 0.05 | 0.039 | 0.89 |  | --> | 0.048 | 0 | 0.01 | 0.042 | 0 |  | --> | E20 ex BIRR | Birr [T41,T422] | DALLOW |  | 53.0717 | -7.9345
MV/LV Substation BA***662X |  | 20 kV | _ | LV | 50 kVA :Pole Substation | 0.05 | --> | 0.05 | 0.048 | 0.89 |  | --> | 0.048 | 0 | 0 | 0.048 | 0 |  | --> | E20 ex BIRR | Birr [T41,T422] | DALLOW |  | 53.0578 | -7.9775
MV/LV Substation SH***672X |  | 20 kV | _ | LV | 50 kVA :Pole Substation | 0.05 | --> | 0.05 | 0.038 | 1.26 |  | --> | 0.048 | 0 | 0 | 0.049 | 0 |  | --> | E15 ex BALLYCROSSAUN | Ballycrossaun [T421,T422] | SOMERSET |  | 53.0449 | -8.2011
MV/LV Substation CA***676 |  | 20 kV | _ | LV | 50 kVA :Pole Substation | 0.05 | --> | 0.05 | 0.032 | 0.89 |  | --> | 0.048 | 0 | 0 | 0.05 | 0 |  | --> | E20 ex BIRR | Birr [T41,T422] | DALLOW |  | 53.0621 | -7.9491
MV/LV Substation P+***676X |  | 10 kV | _ | LV | 200 kVA :Building Structure | 0.2 | --> | 0.2 | 0.173 | 0.89 |  | --> | 0.19 | 0 | 0 | 0.194 | 0 |  | --> | C19 ex BIRR | Birr [T41,T422] | DALLOW |  | 53.0999 | -7.905
MV/LV Substation CA***687 |  | 20 kV | _ | LV | 50 kVA :Pole Substation | 0.05 | --> | 0.05 | 0.02 | 0.89 |  | --> | 0.048 | 0 | 0.011 | 0.043 | 0 |  | --> | E20 ex BIRR | Birr [T41,T422] | DALLOW |  | 53.0629 | -7.9709
MV/LV Substation PI***704X |  | 20 kV | _ | LV | 50 kVA :Pole Substation | 0.05 | --> | 0.05 | 0.04 | 0.89 |  | --> | 0.048 | 0 | 0 | 0.049 | 0 |  | --> | E18 ex BIRR | Birr [T41,T422] | DALLOW |  | 53.1054 | -8.0504
MV/LV Substation BA***705 |  | 20 kV | _ | LV | 50 kVA :Pole Substation | 0.05 | --> | 0.05 | 0.046 | 0.89 |  | --> | 0.048 | 0 | 0 | 0.048 | 0 |  | --> | E20 ex BIRR | Birr [T41,T422] | DALLOW |  | 53.0018 | -8.0171
MV/LV Substation BU***705X |  | 20 kV | _ | LV | 50 kVA :Pole Substation | 0.05 | --> | 0.05 | 0.048 | 1.26 |  | --> | 0.048 | 0 | 0 | 0.048 | 0 |  | --> | E15 ex BALLYCROSSAUN | Ballycrossaun [T421,T422] | SOMERSET |  | 53.0721 | -8.1428
MV/LV Substation BA***709 |  | 20 kV | _ | LV | 200 kVA :Pole Substation | 0.2 | --> | 0.2 | 0.182 | 0.89 |  | --> | 0.19 | 0 | 0.005 | 0.189 | 0 |  | --> | E20 ex BIRR | Birr [T41,T422] | DALLOW |  | 53.017 | -8.0311
MV/LV Substation OL***712X |  | 20 kV | _ | LV | 100 kVA :Pole Substation | 0.1 | --> | 0.1 | 0.084 | 1.26 |  | --> | 0.095 | 0 | 0 | 0.097 | 0 |  | --> | E15 ex BALLYCROSSAUN | Ballycrossaun [T421,T422] | SOMERSET |  | 53.0583 | -8.2102
MV/LV Substation BA***713X |  | 20 kV | _ | LV | 50 kVA :Pole Substation | 0.05 | --> | 0.05 | 0.05 | 0.89 |  | --> | 0.048 | 0 | 0 | 0.048 | 0 |  | --> | E12 ex BIRR | Birr [T41,T422] | DALLOW |  | 53.0934 | -7.7222
MV/LV Substation CR***720X |  | 10 kV | _ | LV | 100 kVA :Pole Substation | 0.1 | --> | 0.1 | 0.069 | 0.89 |  | --> | 0.095 | 0 | 0.009 | 0.092 | 0 |  | --> | C21 ex BIRR | Birr [T41,T422] | DALLOW |  | 53.0791 | -7.8933
MV/LV Substation HA***721X |  | 10 kV | _ | LV | 50 kVA :Pole Substation | 0.05 | --> | 0.05 | 0.019 | 0.89 |  | --> | 0.048 | 0 | 0.006 | 0.047 | 0 |  | --> | C21 ex BIRR | Birr [T41,T422] | DALLOW |  | 53.0792 | -7.9024
MV/LV Substation CO***723 |  | 10 kV | _ | LV | 50 kVA :Pole Substation | 0.05 | --> | 0.05 | 0.04 | 0.89 |  | --> | 0.048 | 0 | 0 | 0.049 | 0 |  | --> | C21 ex BIRR | Birr [T41,T422] | DALLOW |  | 53.0755 | -7.872
MV/LV Substation I ***724X |  | 20 kV | _ | LV | 200 kVA :Pole Substation | 0.2 | --> | 0.2 | 0.14 | 0.89 |  | --> | 0.19 | 0 | 0 | 0.198 | 0 |  | --> | E18 ex BIRR | Birr [T41,T422] | DALLOW |  | 53.0929 | -7.8932
MV/LV Substation SF***725X |  | 20 kV | _ | LV | 200 kVA :Building Structure | 0.2 | --> | 0.2 | 0.184 | 0.89 |  | --> | 0.19 | 0 | 0.015 | 0.181 | 0 |  | --> | E18 ex BIRR | Birr [T41,T422] | DALLOW |  | 53.0908 | -7.8908
MV/LV Substation FO***737 |  | 20 kV | _ | LV | 50 kVA :Pole Substation | 0.05 | --> | 0.05 | 0.047 | 0.89 |  | --> | 0.048 | 0 | 0 | 0.048 | 0 |  | --> | E12 ex BIRR | Birr [T41,T422] | DALLOW |  | 53.0929 | -7.8512
MV/LV Substation DR***747X |  | 20 kV | _ | LV | 50 kVA :Pole Substation | 0.05 | --> | 0.05 | 0.043 | 0.89 |  | --> | 0.048 | 0 | 0.02 | 0.034 | 0 |  | --> | E18 ex BIRR | Birr [T41,T422] | DALLOW |  | 52.9986 | -8.0669
MV/LV Substation LI***751X |  | 20 kV | _ | LV | 50 kVA :Pole Substation | 0.05 | --> | 0.05 | 0.04 | 0.89 |  | --> | 0.048 | 0 | 0 | 0.049 | 0 |  | --> | E20 ex BIRR | Birr [T41,T422] | DALLOW |  | 53.0143 | -8.0326
MV/LV Substation TE***753X |  | 20 kV | _ | LV | 100 kVA :Pole Substation | 0.1 | --> | 0.1 | 0.092 | 1.26 |  | --> | 0.095 | 0 | 0 | 0.096 | 0 |  | --> | E15 ex BALLYCROSSAUN | Ballycrossaun [T421,T422] | SOMERSET |  | 53.0558 | -8.207
MV/LV Substation TH***770X |  | 20 kV | _ | LV | 100 kVA :Pole Substation | 0.1 | --> | 0.1 | 0.069 | 0.89 |  | --> | 0.095 | 0 | 0 | 0.099 | 0 |  | --> | E12 ex BIRR | Birr [T41,T422] | DALLOW |  | 53.0974 | -7.7193
MV/LV Substation KI***772 |  | 20 kV | _ | LV | 200 kVA :Kiosk Substation | 0.2 | --> | 0.2 | 0.132 | 0.89 |  | --> | 0.19 | 0 | 0.033 | 0.175 | 0 |  | --> | E12 ex BIRR | Birr [T41,T422] | DALLOW |  | 53.0962 | -7.7221
MV/LV Substation U ***793X |  | 20 kV | _ | LV | 200 kVA :Pole Substation | 0.2 | --> | 0.2 | 0.178 | 0.89 |  | --> | 0.19 | 0 | 0 | 0.193 | 0 |  | --> | E24 ex BIRR | Birr [T41,T422] | DALLOW |  | 53.0925 | -7.8809
MV/LV Substation CA***802 |  | 20 kV | _ | LV | 100 kVA :Pole Substation | 0.1 | --> | 0.1 | 0.069 | 0.89 |  | --> | 0.095 | 0 | 0 | 0.099 | 0 |  | --> | E12 ex BIRR | Birr [T41,T422] | DALLOW |  | 53.1022 | -7.6975
MV/LV Substation AG***807X |  | 20 kV | _ | LV | 50 kVA :Pole Substation | 0.05 | --> | 0.05 | 0.05 | 0.89 |  | --> | 0.048 | 0 | 0 | 0.048 | 0 |  | --> | E20 ex BIRR | Birr [T41,T422] | DALLOW |  | 53.0259 | -8.0645
MV/LV Substation KI***825X |  | 20 kV | _ | LV | 50 kVA :Pole Substation | 0.05 | --> | 0.05 | 0.05 | 0.89 |  | --> | 0.048 | 0 | 0 | 0.048 | 0 |  | --> | E12 ex BIRR | Birr [T41,T422] | DALLOW |  | 53.106 | -7.836
MV/LV Substation BA***849X |  | 20 kV | _ | LV | 50 kVA :Pole Substation | 0.05 | --> | 0.05 | 0.039 | 0.89 |  | --> | 0.048 | 0 | 0.029 | 0.028 | 0 |  | --> | E20 ex BIRR | Birr [T41,T422] | DALLOW |  | 53.015 | -8.0317
MV/LV Substation CR***859X |  | 10 kV | _ | LV | 50 kVA :Pole Substation | 0.05 | --> | 0.05 | 0.027 | 0.89 |  | --> | 0.048 | 0 | 0.006 | 0.046 | 0 |  | --> | C21 ex BIRR | Birr [T41,T422] | DALLOW |  | 53.0809 | -7.8938
MV/LV Substation PB***909X |  | 20 kV | _ | LV | 50 kVA :Pole Substation | 0.05 | --> | 0.05 | 0.05 | 0.89 |  | --> | 0.048 | 0 | 0 | 0.048 | 0 |  | --> | E12 ex BIRR | Birr [T41,T422] | DALLOW |  | 53.107 | -7.6356
MV/LV Substation W/***921 |  | 20 kV | _ | LV | 50 kVA :Pole Substation | 0.05 | --> | 0.05 | 0.043 | 0.89 |  | --> | 0.048 | 0 | 0.008 | 0.042 | 0 |  | --> | E12 ex BIRR | Birr [T41,T422] | DALLOW |  | 53.1025 | -7.802
MV/LV Substation SH***924X |  | 20 kV | _ | LV | 50 kVA :Pole Substation | 0.05 | --> | 0.05 | 0.036 | 1.26 |  | --> | 0.048 | 0 | 0 | 0.049 | 0 |  | --> | E15 ex BALLYCROSSAUN | Ballycrossaun [T421,T422] | SOMERSET |  | 53.0855 | -8.1016
MV/LV Substation BO***925X |  | 10 kV | _ | LV | 50 kVA :Pole Substation | 0.05 | --> | 0.05 | 0.05 | 0.89 |  | --> | 0.048 | 0 | 0 | 0.048 | 0 |  | --> | C21 ex BIRR | Birr [T41,T422] | DALLOW |  | 53.0811 | -7.8721
MV/LV Substation TH***928X |  | 20 kV | _ | LV | 400 kVA :Kiosk Substation | 0.4 | --> | 0.4 | 0.346 | 0.89 |  | --> | 0.38 | 0 | 0.004 | 0.384 | 0 |  | --> | E20 ex BIRR | Birr [T41,T422] | DALLOW |  | 53.094 | -7.9141
MV/LV Substation WE***934X |  | 20 kV | _ | LV | 100 kVA :Pole Substation | 0.1 | --> | 0.1 | 0.076 | 0.89 |  | --> | 0.095 | 0 | 0.004 | 0.095 | 0 |  | --> | E20 ex BIRR | Birr [T41,T422] | DALLOW |  | 53.0884 | -7.9105
MV/LV Substation BA***939X |  | 20 kV | _ | LV | 50 kVA :Pole Substation | 0.05 | --> | 0.05 | 0.045 | 0.89 |  | --> | 0.048 | 0 | 0 | 0.048 | 0 |  | --> | E12 ex BIRR | Birr [T41,T422] | DALLOW |  | 53.0872 | -7.7245
MV/LV Substation ME***944X |  | 20 kV | _ | LV | 100 kVA :Pole Substation | 0.1 | --> | 0.1 | 0.089 | 0.89 |  | --> | 0.095 | 0 | 0.005 | 0.093 | 0 |  | --> | E18 ex BIRR | Birr [T41,T422] | DALLOW |  | 53.101 | -7.8983
MV/LV Substation ME***973X |  | 10 kV | _ | LV | 100 kVA :Pole Substation | 0.1 | --> | 0.1 | 0.081 | 0.89 |  | --> | 0.095 | 0 | 0.003 | 0.095 | 0 |  | --> | C19 ex BIRR | Birr [T41,T422] | DALLOW |  | 53.0995 | -7.903
MV/LV Substation WA***995X |  | 20 kV | _ | LV | 50 kVA :Pole Substation | 0.05 | --> | 0.05 | 0.044 | 0.89 |  | --> | 0.048 | 0 | 0 | 0.048 | 0 |  | --> | E18 ex BIRR | Birr [T41,T422] | DALLOW |  | 53.1011 | -8.0088
MV/LV Substation KE***001 |  | 10 kV | _ | LV | 630 kVA :Kiosk Substation | 0.63 | --> | 0.63 | 0.236 | 3 |  | --> | 0.598 | 0 | 0.005 | 0.5 | 0 |  | --> | C18 ex NENAGH | Nenagh [T41,T42] | NENAGH |  | 52.8619 | -8.1995
MV/LV Substation TY***002 |  | 10 kV | _ | LV | 200 kVA :Kiosk Substation | 0.2 | --> | 0.2 | 0.142 | 3 |  | --> | 0.19 | 0 | 0.015 | 0.187 | 0 |  | --> | C20 ex NENAGH | Nenagh [T41,T42] | NENAGH |  | 52.8569 | -8.1918
MV/LV Substation ME***004 |  | 10 kV | _ | LV | 200 kVA :Kiosk Substation | 0.2 | --> | 0.2 | 0 | 0 | Constrained, otherwise capacity available =166 kVA | --> | 0.19 | 0 | 0.003 | 0.192 | 0 |  | --> | C11 ex KYLEERAGH | Kyleeragh [T41,T42] | NENAGH |  | 52.8692 | -8.2051
MV/LV Substation BE***005 |  | 10 kV | _ | LV | 50 kVA :Pole Substation | 0.05 | --> | 0.05 | 0.043 | 3 |  | --> | 0.048 | 0 | 0 | 0.048 | 0 |  | --> | C21 ex NENAGH | Nenagh [T41,T42] | NENAGH |  | 52.8719 | -8.2325
MV/LV Substation DR***006 |  | 10 kV | _ | LV | 400 kVA :Kiosk Substation | 0.4 | --> | 0.4 | 0.324 | 3 |  | --> | 0.38 | 0 | 0.025 | 0.372 | 0 |  | --> | C21 ex NENAGH | Nenagh [T41,T42] | NENAGH |  | 52.8733 | -8.2268
MV/LV Substation BA***007 |  | 10 kV | _ | LV | 200 kVA :Pole Substation | 0.2 | --> | 0.2 | 0.09 | 3 |  | --> | 0.19 | 0 | 0.022 | 0.188 | 0 |  | --> | C18 ex NENAGH | Nenagh [T41,T42] | NENAGH |  | 52.867 | -8.2005
MV/LV Substation GO***008 |  | 10 kV | _ | LV | 400 kVA :Kiosk Substation | 0.4 | --> | 0.4 | 0 | 0 | Constrained, otherwise capacity available =351 kVA | --> | 0.38 | 0 | 0.004 | 0.384 | 0 |  | --> | C11 ex KYLEERAGH | Kyleeragh [T41,T42] | NENAGH |  | 52.8673 | -8.2079
MV/LV Substation TU***009 |  | 10 kV | _ | LV | 200 kVA :Kiosk Substation | 0.2 | --> | 0.2 | 0 | 0 | Constrained, otherwise capacity available =132 kVA | --> | 0.19 | 0 | 0.014 | 0.189 | 0 |  | --> | C15 ex KYLEERAGH | Kyleeragh [T41,T42] | NENAGH |  | 52.8692 | -8.1948
MV/LV Substation SA***010 |  | 10 kV | _ | LV | 200 kVA :Kiosk Substation | 0.2 | --> | 0.2 | 0 | 0 | Constrained, otherwise capacity available =88 kVA | --> | 0.19 | 0 | 0 | 0.205 | 0 |  | --> | C11 ex KYLEERAGH | Kyleeragh [T41,T42] | NENAGH |  | 52.8716 | -8.1959
MV/LV Substation KN***012Y |  | 10 kV | _ | LV | 50 kVA :Pole Substation | 0.05 | --> | 0.05 | 0 | 0 | Constrained, otherwise capacity available =48 kVA | --> | 0.048 | 0 | 0 | 0.048 | 0 |  | --> | C26 ex KYLEERAGH | Kyleeragh [T41,T42] | NENAGH |  | 52.9254 | -8.2165
MV/LV Substation RI***014 |  | 10 kV | _ | LV | 200 kVA :Kiosk Substation | 0.2 | --> | 0.2 | 0 | 0 | Constrained, otherwise capacity available =143 kVA | --> | 0.19 | 0 | 0.03 | 0.175 | 0 |  | --> | C12 ex KYLEERAGH | Kyleeragh [T41,T42] | NENAGH |  | 52.8708 | -8.2221
MV/LV Substation GR***015 |  | 20 kV | _ | LV | 100 kVA :Pole Substation | 0.1 | --> | 0.1 | 0.096 | 0.18 |  | --> | 0.095 | 0 | 0.01 | 0 | 0 | Constrained, otherwise capacity available =88 kW | --> | C18 ex TOOMEVARA | Toomevara [T42] | NENAGH |  | 52.8367 | -8.0617
MV/LV Substation AN***020 |  | 10 kV | _ | LV | 200 kVA :Kiosk Substation | 0.2 | --> | 0.2 | 0.138 | 3 |  | --> | 0.19 | 0 | 0.005 | 0.195 | 0 |  | --> | C21 ex NENAGH | Nenagh [T41,T42] | NENAGH |  | 52.8607 | -8.2159
MV/LV Substation ST***021 |  | 10 kV | _ | LV | 400 kVA :Kiosk Substation | 0.4 | --> | 0.4 | 0 | 0 | Constrained, otherwise capacity available =337 kVA | --> | 0.38 | 0 | 0 | 0.388 | 0 |  | --> | C11 ex KYLEERAGH | Kyleeragh [T41,T42] | NENAGH |  | 52.87 | -8.1975
MV/LV Substation SH***026 |  | 10 kV | _ | LV | 630 kVA :Building Structure | 0.63 | --> | 0.63 | 0.45 | 3 |  | --> | 0.598 | 0 | 0.011 | 0.5 | 0 |  | --> | C18 ex NENAGH | Nenagh [T41,T42] | NENAGH |  | 52.8634 | -8.193
MV/LV Substation AI***029 |  | 10 kV | _ | LV | 630 kVA :Kiosk Substation | 0.63 | --> | 0.63 | 0.363 | 3 |  | --> | 0.598 | 0 | 0 | 0.5 | 0 |  | --> | C18 ex NENAGH | Nenagh [T41,T42] | NENAGH |  | 52.8643 | -8.1983
MV/LV Substation BO***030 |  | 10 kV | _ | LV | 200 kVA :Kiosk Substation | 0.2 | --> | 0.2 | 0.096 | 3 |  | --> | 0.19 | 0 | 0.011 | 0.196 | 0 |  | --> | C21 ex NENAGH | Nenagh [T41,T42] | NENAGH |  | 52.8607 | -8.2034
MV/LV Substation KY***031 |  | 10 kV | _ | LV | 200 kVA :Pole Substation | 0.2 | --> | 0.2 | 0 | 0 | Constrained, otherwise capacity available =200 kVA | --> | 0.19 | 0 | 0 | 0.19 | 0 |  | --> | C15 ex KYLEERAGH | Kyleeragh [T41,T42] | NENAGH |  | 52.8687 | -8.1845
MV/LV Substation CA***040X |  | 10 kV | _ | LV | 200 kVA :Kiosk Substation | 0.2 | --> | 0.2 | 0.195 | 3 |  | --> | 0.19 | 0 | 0.01 | 0.183 | 0 |  | --> | C21 ex NENAGH | Nenagh [T41,T42] | NENAGH |  | 52.892 | -8.3924
MV/LV Substation AB***041 |  | 10 kV | _ | LV | 400 kVA :Building Structure | 0.4 | --> | 0.4 | 0.261 | 3 |  | --> | 0.38 | 0 | 0 | 0.398 | 0 |  | --> | C18 ex NENAGH | Nenagh [T41,T42] | NENAGH |  | 52.8628 | -8.1952
MV/LV Substation SA***044 |  | 10 kV | _ | LV | 400 kVA :Kiosk Substation | 0.4 | --> | 0.4 | 0.16 | 3 |  | --> | 0.38 | 0 | 0.018 | 0.398 | 0 |  | --> | C18 ex NENAGH | Nenagh [T41,T42] | NENAGH |  | 52.864 | -8.2008
MV/LV Substation FA***046 |  | 10 kV | _ | LV | 630 kVA :Kiosk Substation | 0.63 | --> | 0.63 | 0.48 | 3 |  | --> | 0.598 | 0 | 0.02 | 0.5 | 0 |  | --> | C18 ex NENAGH | Nenagh [T41,T42] | NENAGH |  | 52.865 | -8.1973
MV/LV Substation KE***047X |  | 20 kV | _ | LV | 1000 kVA :Building Structure | 1 | --> | 1 | 0.181 | 0.18 | Constrained, otherwise capacity available =962 kVA | --> | 0.95 | 0 | 0 | 0 | 0 | Constrained, otherwise capacity available =955 kW | --> | C18 ex TOOMEVARA | Toomevara [T42] | NENAGH |  | 52.7672 | -8.0213
MV/LV Substation MC***048 |  | 10 kV | _ | LV | 200 kVA :Pole Substation | 0.2 | --> | 0.2 | 0 | 0 | Constrained, otherwise capacity available =124 kVA | --> | 0.19 | 0 | 0.044 | 0.168 | 0 |  | --> | C11 ex KYLEERAGH | Kyleeragh [T41,T42] | NENAGH |  | 52.8688 | -8.2136
MV/LV Substation FA***049 |  | 10 kV | _ | LV | 100 kVA :Pole Substation | 0.1 | --> | 0.1 | 0.066 | 3 |  | --> | 0.095 | 0 | 0.003 | 0.097 | 0 |  | --> | C23 ex NENAGH | Nenagh [T41,T42] | NENAGH |  | 52.8553 | -8.1945
MV/LV Substation FA***050 |  | 10 kV | _ | LV | 100 kVA :Pole Substation | 0.1 | --> | 0.1 | 0.074 | 3 |  | --> | 0.095 | 0 | 0.003 | 0.096 | 0 |  | --> | C21 ex NENAGH | Nenagh [T41,T42] | NENAGH |  | 52.8564 | -8.1954
MV/LV Substation PO***050Y |  | 10 kV | _ | LV | 100 kVA :Pole Substation | 0.1 | --> | 0.1 | 0.072 | 3 |  | --> | 0.095 | 0 | 0 | 0.099 | 0 |  | --> | C21 ex NENAGH | Nenagh [T41,T42] | NENAGH |  | 52.8826 | -8.3446
MV/LV Substation CA***051X |  | 20 kV | _ | LV | 50 kVA :Pole Substation | 0.05 | --> | 0.05 | 0.045 | 0.18 |  | --> | 0.048 | 0 | 0 | 0 | 0 | Constrained, otherwise capacity available =48 kW | --> | C18 ex TOOMEVARA | Toomevara [T42] | NENAGH |  | 52.8237 | -8.0802
MV/LV Substation SU***052 |  | 10 kV | _ | LV | 50 kVA :Pole Substation | 0.05 | --> | 0.05 | 0 | 0 | Constrained, otherwise capacity available =48 kVA | --> | 0.048 | 0 | 0.003 | 0.046 | 0 |  | --> | C15 ex KYLEERAGH | Kyleeragh [T41,T42] | NENAGH |  | 52.8673 | -8.1897
MV/LV Substation RI***053 |  | 10 kV | _ | LV | 100 kVA :Pole Substation | 0.1 | --> | 0.1 | 0 | 0 | Constrained, otherwise capacity available =97 kVA | --> | 0.095 | 0 | 0 | 0.095 | 0 |  | --> | C15 ex KYLEERAGH | Kyleeragh [T41,T42] | NENAGH |  | 52.8673 | -8.1854
MV/LV Substation RY***060Y |  | 10 kV | _ | LV | 50 kVA :Pole Substation | 0.05 | --> | 0.05 | 0.045 | 3 |  | --> | 0.048 | 0 | 0 | 0.048 | 0 |  | --> | C25 ex NENAGH | Nenagh [T41,T42] | NENAGH |  | 52.7749 | -8.0751
MV/LV Substation GL***066Y |  | 10 kV | _ | LV | 50 kVA :Pole Substation | 0.05 | --> | 0.05 | 0.046 | 0.18 |  | --> | 0.048 | 0 | 0 | 0 | 0 | Constrained, otherwise capacity available =48 kW | --> | C16 ex TOOMEVARA | Toomevara [T42] | NENAGH |  | 52.8442 | -8.0322
MV/LV Substation OL***067Y |  | 10 kV | _ | LV | 400 kVA :Kiosk Substation | 0.4 | --> | 0.4 | 0.35 | 3 |  | --> | 0.38 | 0 | 0.005 | 0.383 | 0 |  | --> | C18 ex NENAGH | Nenagh [T41,T42] | NENAGH |  | 52.8628 | -8.1972
MV/LV Substation YE***068 |  | 10 kV | _ | LV | 400 kVA :Kiosk Substation | 0.4 | --> | 0.4 | 0.266 | 3 |  | --> | 0.38 | 0 | 0.014 | 0.388 | 0 |  | --> | C21 ex NENAGH | Nenagh [T41,T42] | NENAGH |  | 52.8618 | -8.205
MV/LV Substation R ***071 |  | 10 kV | _ | LV | 100 kVA :Pole Substation | 0.1 | --> | 0.1 | 0 | 0 | Constrained, otherwise capacity available =81 kVA | --> | 0.095 | 0 | 0 | 0.098 | 0 |  | --> | C26 ex KYLEERAGH | Kyleeragh [T41,T42] | NENAGH |  | 52.9291 | -8.2446
MV/LV Substation R ***072 |  | 10 kV | _ | LV | 50 kVA :Pole Substation | 0.05 | --> | 0.05 | 0.039 | 3 |  | --> | 0.048 | 0 | 0 | 0.049 | 0 |  | --> | C21 ex NENAGH | Nenagh [T41,T42] | NENAGH |  | 52.8802 | -8.2974
MV/LV Substation GA***072X |  | 10 kV | _ | LV | 50 kVA :Pole Substation | 0.05 | --> | 0.05 | 0.049 | 3 |  | --> | 0.048 | 0 | 0 | 0.048 | 0 |  | --> | C23 ex NENAGH | Nenagh [T41,T42] | NENAGH |  | 52.7956 | -8.243
MV/LV Substation TA***073 |  | 10 kV | _ | LV | 200 kVA :Pole Substation | 0.2 | --> | 0.2 | 0.2 | 3 |  | --> | 0.19 | 0 | 0 | 0.19 | 0 |  | --> | C18 ex NENAGH | Nenagh [T41,T42] | NENAGH |  | 52.8609 | -8.1933
MV/LV Substation DR***074 |  | 10 kV | _ | LV | 200 kVA :Pole Substation | 0.2 | --> | 0.2 | 0 | 0 | Constrained, otherwise capacity available =120 kVA | --> | 0.19 | 0 | 0.027 | 0.181 | 0 |  | --> | C11 ex KYLEERAGH | Kyleeragh [T41,T42] | NENAGH |  | 52.8702 | -8.203
MV/LV Substation ME***075 |  | 10 kV | _ | LV | 400 kVA :Kiosk Substation | 0.4 | --> | 0.4 | 0.32 | 3 |  | --> | 0.38 | 0 | 0.018 | 0.377 | 0 |  | --> | C18 ex NENAGH | Nenagh [T41,T42] | NENAGH |  | 52.8677 | -8.2015
MV/LV Substation HA***076 |  | 10 kV | _ | LV | 400 kVA :Kiosk Substation | 0.4 | --> | 0.4 | 0.364 | 3 |  | --> | 0.38 | 0 | 0 | 0.385 | 0 |  | --> | C18 ex NENAGH | Nenagh [T41,T42] | NENAGH |  | 52.8678 | -8.1986
MV/LV Substation ST***077 |  | 10 kV | _ | LV | 630 kVA :Kiosk Substation | 0.63 | --> | 0.63 | 0.406 | 3 |  | --> | 0.598 | 0 | 0.017 | 0.5 | 0 |  | --> | C20 ex NENAGH | Nenagh [T41,T42] | NENAGH |  | 52.8608 | -8.1997
MV/LV Substation AN***078X |  | 10 kV | _ | LV | 630 kVA :Kiosk Substation | 0.63 | --> | 0.63 | 0.5 | 3 |  | --> | 0.598 | 0 | 0.002 | 0.5 | 0 |  | --> | C21 ex NENAGH | Nenagh [T41,T42] | NENAGH |  | 52.8614 | -8.2091
MV/LV Substation DO***079 |  | 10 kV | _ | LV | 200 kVA :Kiosk Substation | 0.2 | --> | 0.2 | 0.128 | 3 |  | --> | 0.19 | 0 | 0.006 | 0.195 | 0 |  | --> | C21 ex NENAGH | Nenagh [T41,T42] | NENAGH |  | 52.8577 | -8.2047
MV/LV Substation BE***079X |  | 10 kV | _ | LV | 100 kVA :Pole Substation | 0.1 | --> | 0.1 | 0.068 | 3 |  | --> | 0.095 | 0 | 0.026 | 0.08 | 0 |  | --> | C23 ex NENAGH | Nenagh [T41,T42] | NENAGH |  | 52.8523 | -8.2081
MV/LV Substation DI***080 |  | 10 kV | _ | LV | 630 kVA :Building Structure | 0.63 | --> | 0.63 | 0.318 | 3 |  | --> | 0.598 | 0 | 0 | 0.5 | 0 |  | --> | C20 ex NENAGH | Nenagh [T41,T42] | NENAGH |  | 52.8579 | -8.1893
MV/LV Substation LI***082X |  | 10 kV | _ | LV | 200 kVA :Building Structure | 0.2 | --> | 0.2 | 0 | 0 | Constrained, otherwise capacity available =175 kVA | --> | 0.19 | 0 | 0.029 | 0.172 | 0 |  | --> | C16 ex KYLEERAGH | Kyleeragh [T41,T42] | NENAGH |  | 52.8684 | -8.1831
MV/LV Substation KE***085X |  | 10 kV | _ | LV | 200 kVA :Pole Substation | 0.2 | --> | 0.2 | 0.184 | 3 |  | --> | 0.19 | 0 | 0 | 0.192 | 0 |  | --> | C23 ex NENAGH | Nenagh [T41,T42] | NENAGH |  | 52.8237 | -8.1985
MV/LV Substation KI***086X |  | 10 kV | _ | LV | 50 kVA :Pole Substation | 0.05 | --> | 0.05 | 0.039 | 3 |  | --> | 0.048 | 0 | 0 | 0.049 | 0 |  | --> | C23 ex NENAGH | Nenagh [T41,T42] | NENAGH |  | 52.8153 | -8.1903
MV/LV Substation AR***089X |  | 20 kV | _ | LV | 100 kVA :Pole Substation | 0.1 | --> | 0.1 | 0 | 0 | Constrained, otherwise capacity available =82 kVA | --> | 0.095 | 0 | 0.005 | 0.094 | 0 |  | --> | C17 ex KYLEERAGH | Kyleeragh [T41,T42] | NENAGH |  | 52.9352 | -8.1572
MV/LV Substation BA***092 |  | 10 kV | _ | LV | 200 kVA :Pole Substation | 0.2 | --> | 0.2 | 0.179 | 0.18 |  | --> | 0.19 | 0 | 0 | 0 | 0 | Constrained, otherwise capacity available =193 kW | --> | C16 ex TOOMEVARA | Toomevara [T42] | NENAGH |  | 52.8521 | -7.9778
MV/LV Substation BA***092X |  | 10 kV | _ | LV | 400 kVA :Building Structure | 0.4 | --> | 0.4 | 0 | 0 | Constrained, otherwise capacity available =317 kVA | --> | 0.38 | 0 | 0 | 0.391 | 0 |  | --> | C26 ex KYLEERAGH | Kyleeragh [T41,T42] | NENAGH |  | 52.8952 | -8.2039
MV/LV Substation CO***097Y |  | 10 kV | _ | LV | 200 kVA :Kiosk Substation | 0.2 | --> | 0.2 | 0 | 0 | Constrained, otherwise capacity available =177 kVA | --> | 0.19 | 0 | 0 | 0.193 | 0 |  | --> | C11 ex KYLEERAGH | Kyleeragh [T41,T42] | NENAGH |  | 52.8683 | -8.2104
MV/LV Substation TO***098 |  | 10 kV | _ | LV | 400 kVA :Kiosk Substation | 0.4 | --> | 0.4 | 0.181 | 0.18 | Constrained, otherwise capacity available =312 kVA | --> | 0.38 | 0 | 0.047 | 0 | 0 | Constrained, otherwise capacity available =357 kW | --> | C16 ex TOOMEVARA | Toomevara [T42] | NENAGH |  | 52.8488 | -8.037
MV/LV Substation GR***099X |  | 10 kV | _ | LV | 200 kVA :Pole Substation | 0.2 | --> | 0.2 | 0.188 | 3 |  | --> | 0.19 | 0 | 0.005 | 0.188 | 0 |  | --> | C25 ex NENAGH | Nenagh [T41,T42] | NENAGH |  | 52.8686 | -8.1682
MV/LV Substation CI***101Y |  | 10 kV | _ | LV | 200 kVA :Kiosk Substation | 0.2 | --> | 0.2 | 0.137 | 3 |  | --> | 0.19 | 0 | 0.033 | 0.174 | 0 |  | --> | C21 ex NENAGH | Nenagh [T41,T42] | NENAGH |  | 52.8594 | -8.207
MV/LV Substation CL***102X |  | 10 kV | _ | LV | 100 kVA :Pole Substation | 0.1 | --> | 0.1 | 0.074 | 0.18 |  | --> | 0.095 | 0 | 0 | 0 | 0 | Constrained, otherwise capacity available =98 kW | --> | C16 ex TOOMEVARA | Toomevara [T42] | NENAGH |  | 52.8825 | -7.9886
MV/LV Substation PO***115Y |  | 10 kV | _ | LV | 50 kVA :Pole Substation | 0.05 | --> | 0.05 | 0.047 | 3 |  | --> | 0.048 | 0 | 0 | 0.048 | 0 |  | --> | C21 ex NENAGH | Nenagh [T41,T42] | NENAGH |  | 52.8853 | -8.3498
MV/LV Substation DR***116Y |  | 10 kV | _ | LV | 400 kVA :Kiosk Substation | 0.4 | --> | 0.4 | 0 | 0 | Constrained, otherwise capacity available =311 kVA | --> | 0.38 | 0 | 0.025 | 0.373 | 0 |  | --> | C11 ex KYLEERAGH | Kyleeragh [T41,T42] | NENAGH |  | 52.8734 | -8.2022
MV/LV Substation BA***117Y |  | 20 kV | _ | LV | 200 kVA :Pole Substation | 0.2 | --> | 0.2 | 0 | 0 | Constrained, otherwise capacity available =198 kVA | --> | 0.19 | 0 | 0 | 0.19 | 0 |  | --> | C17 ex KYLEERAGH | Kyleeragh [T41,T42] | NENAGH |  | 53.0235 | -8.2221
MV/LV Substation SH***118 |  | 10 kV | _ | LV | 50 kVA :Pole Substation | 0.05 | --> | 0.05 | 0.043 | 0.18 |  | --> | 0.048 | 0 | 0 | 0 | 0 | Constrained, otherwise capacity available =48 kW | --> | C16 ex TOOMEVARA | Toomevara [T42] | NENAGH |  | 52.8572 | -8.0922
MV/LV Substation SH***119Y |  | 10 kV | _ | LV | 50 kVA :Pole Substation | 0.05 | --> | 0.05 | 0.048 | 3 |  | --> | 0.048 | 0 | 0 | 0.048 | 0 |  | --> | C23 ex NENAGH | Nenagh [T41,T42] | NENAGH |  | 52.7949 | -8.293
MV/LV Substation NO***121 |  | 10 kV | _ | LV | 50 kVA :Pole Substation | 0.05 | --> | 0.05 | 0.047 | 3 |  | --> | 0.048 | 0 | 0 | 0.048 | 0 |  | --> | C25 ex NENAGH | Nenagh [T41,T42] | NENAGH |  | 52.8528 | -8.1092
MV/LV Substation KI***123 |  | 10 kV | _ | LV | 50 kVA :Pole Substation | 0.05 | --> | 0.05 | 0.044 | 3 |  | --> | 0.048 | 0 | 0 | 0.048 | 0 |  | --> | C25 ex NENAGH | Nenagh [T41,T42] | NENAGH |  | 52.8372 | -8.1337
MV/LV Substation CL***125 |  | 10 kV | _ | LV | 50 kVA :Pole Substation | 0.05 | --> | 0.05 | 0.043 | 3 |  | --> | 0.048 | 0 | 0 | 0.048 | 0 |  | --> | C25 ex NENAGH | Nenagh [T41,T42] | NENAGH |  | 52.8606 | -8.1202
MV/LV Substation DU***138 |  | 10 kV | _ | LV | 50 kVA :Pole Substation | 0.05 | --> | 0.05 | 0.038 | 3 |  | --> | 0.048 | 0 | 0 | 0.049 | 0 |  | --> | C21 ex NENAGH | Nenagh [T41,T42] | NENAGH |  | 52.8849 | -8.3235
MV/LV Substation RE***138Y |  | 10 kV | _ | LV | 100 kVA :Pole Substation | 0.1 | --> | 0.1 | 0.09 | 3 |  | --> | 0.095 | 0 | 0 | 0.096 | 0 |  | --> | C21 ex NENAGH | Nenagh [T41,T42] | NENAGH |  | 52.8602 | -8.2254
MV/LV Substation AB***144X |  | 10 kV | _ | LV | 400 kVA :Kiosk Substation | 0.4 | --> | 0.4 | 0.166 | 3 |  | --> | 0.38 | 0 | 0.005 | 0.407 | 0 |  | --> | C18 ex NENAGH | Nenagh [T41,T42] | NENAGH |  | 52.8647 | -8.1906
MV/LV Substation BA***147 |  | 10 kV | _ | LV | 200 kVA :Pole Substation | 0.2 | --> | 0.2 | 0 | 0 | Constrained, otherwise capacity available =124 kVA | --> | 0.19 | 0 | 0.05 | 0.163 | 0 |  | --> | C26 ex KYLEERAGH | Kyleeragh [T41,T42] | NENAGH |  | 52.8914 | -8.2435
MV/LV Substation WO***148X |  | 10 kV | _ | LV | 200 kVA :Pole Substation | 0.2 | --> | 0.2 | 0.086 | 0.18 |  | --> | 0.19 | 0 | 0.011 | 0 | 0 | Constrained, otherwise capacity available =197 kW | --> | C15 ex TOOMEVARA | Toomevara [T42] | NENAGH |  | 52.889 | -8.0515
MV/LV Substation PU***151 |  | 10 kV | _ | LV | 100 kVA :Pole Substation | 0.1 | --> | 0.1 | 0 | 0 | Constrained, otherwise capacity available =46 kVA | --> | 0.095 | 0 | 0.005 | 0.098 | 0 |  | --> | C26 ex KYLEERAGH | Kyleeragh [T41,T42] | NENAGH |  | 52.9302 | -8.2392
MV/LV Substation ST***153X |  | 10 kV | _ | LV | 50 kVA :Pole Substation | 0.05 | --> | 0.05 | 0.042 | 3 |  | --> | 0.048 | 0 | 0 | 0.048 | 0 |  | --> | C23 ex NENAGH | Nenagh [T41,T42] | NENAGH |  | 52.8087 | -8.2304
MV/LV Substation TO***158Y |  | 20 kV | _ | LV | 50 kVA :Pole Substation | 0.05 | --> | 0.05 | 0.05 | 0.18 |  | --> | 0.048 | 0 | 0 | 0 | 0 | Constrained, otherwise capacity available =48 kW | --> | C18 ex TOOMEVARA | Toomevara [T42] | NENAGH |  | 52.8477 | -8.0464
MV/LV Substation MT***160 |  | 20 kV | _ | LV | 50 kVA :Pole Substation | 0.05 | --> | 0.05 | 0 | 0 | Constrained, otherwise capacity available =27 kVA | --> | 0.048 | 0 | 0 | 0.05 | 0 |  | --> | C17 ex KYLEERAGH | Kyleeragh [T41,T42] | NENAGH |  | 52.9681 | -8.138
MV/LV Substation CL***166 |  | 10 kV | _ | LV | 50 kVA :Pole Substation | 0.05 | --> | 0.05 | 0.046 | 3 |  | --> | 0.048 | 0 | 0 | 0.048 | 0 |  | --> | C21 ex NENAGH | Nenagh [T41,T42] | NENAGH |  | 52.886 | -8.3288
MV/LV Substation CL***168Y |  | 10 kV | _ | LV | 200 kVA :Building Structure | 0.2 | --> | 0.2 | 0.129 | 3 |  | --> | 0.19 | 0 | 0 | 0.2 | 0 |  | --> | C21 ex NENAGH | Nenagh [T41,T42] | NENAGH |  | 52.8613 | -8.2126
MV/LV Substation PO***169 |  | 10 kV | _ | LV | 400 kVA :Kiosk Substation | 0.4 | --> | 0.4 | 0.371 | 3 |  | --> | 0.38 | 0 | 0.005 | 0.38 | 0 |  | --> | C21 ex NENAGH | Nenagh [T41,T42] | NENAGH |  | 52.8842 | -8.3478
MV/LV Substation PU***172 |  | 10 kV | _ | LV | 50 kVA :Pole Substation | 0.05 | --> | 0.05 | 0 | 0 | Constrained, otherwise capacity available =38 kVA | --> | 0.048 | 0 | 0 | 0.049 | 0 |  | --> | C26 ex KYLEERAGH | Kyleeragh [T41,T42] | NENAGH |  | 52.9328 | -8.2379
MV/LV Substation PU***173 |  | 10 kV | _ | LV | 50 kVA :Pole Substation | 0.05 | --> | 0.05 | 0 | 0 | Constrained, otherwise capacity available =40 kVA | --> | 0.048 | 0 | 0 | 0.049 | 0 |  | --> | C26 ex KYLEERAGH | Kyleeragh [T41,T42] | NENAGH |  | 52.9331 | -8.2399
MV/LV Substation DR***174X |  | 10 kV | _ | LV | 50 kVA :Pole Substation | 0.05 | --> | 0.05 | 0 | 0 | Constrained, otherwise capacity available =49 kVA | --> | 0.048 | 0 | 0 | 0.048 | 0 |  | --> | C26 ex KYLEERAGH | Kyleeragh [T41,T42] | NENAGH |  | 52.9255 | -8.2749
MV/LV Substation GU***175Y |  | 20 kV | _ | LV | 630 kVA :Kiosk Substation | 0.63 | --> | 0.63 | 0.181 | 0.18 | Constrained, otherwise capacity available =615 kVA | --> | 0.598 | 0 | 0 | 0 | 0 | Constrained, otherwise capacity available =600 kW | --> | C18 ex TOOMEVARA | Toomevara [T42] | NENAGH |  | 52.7898 | -8.0588
MV/LV Substation SI***179 |  | 10 kV | _ | LV | 50 kVA :Pole Substation | 0.05 | --> | 0.05 | 0.025 | 3 |  | --> | 0.048 | 0 | 0.005 | 0.047 | 0 |  | --> | C23 ex NENAGH | Nenagh [T41,T42] | NENAGH |  | 52.7949 | -8.2387
MV/LV Substation KI***179Y |  | 10 kV | _ | LV | 200 kVA :Kiosk Substation | 0.2 | --> | 0.2 | 0.164 | 3 |  | --> | 0.19 | 0 | 0.013 | 0.185 | 0 |  | --> | C21 ex NENAGH | Nenagh [T41,T42] | NENAGH |  | 52.8726 | -8.2249
MV/LV Substation NU***185Y |  | 20 kV | _ | LV | 50 kVA :Pole Substation | 0.05 | --> | 0.05 | 0 | 0 | Constrained, otherwise capacity available =24 kVA | --> | 0.048 | 0 | 0 | 0.051 | 0 |  | --> | C17 ex KYLEERAGH | Kyleeragh [T41,T42] | NENAGH |  | 52.8733 | -8.1822
MV/LV Substation MO***187X |  | 10 kV | _ | LV | 100 kVA :Pole Substation | 0.1 | --> | 0.1 | 0.094 | 3 |  | --> | 0.095 | 0 | 0.049 | 0.06 | 0 |  | --> | C23 ex NENAGH | Nenagh [T41,T42] | NENAGH |  | 52.7937 | -8.2698
MV/LV Substation MI***190Y |  | 10 kV | _ | LV | 400 kVA :Kiosk Substation | 0.4 | --> | 0.4 | 0 | 0 | Constrained, otherwise capacity available =309 kVA | --> | 0.38 | 0 | 0.023 | 0.375 | 0 |  | --> | C11 ex KYLEERAGH | Kyleeragh [T41,T42] | NENAGH |  | 52.8741 | -8.1947
MV/LV Substation LI***192Y |  | 10 kV | _ | LV | 200 kVA :Building Structure | 0.2 | --> | 0.2 | 0.148 | 3 |  | --> | 0.19 | 0 | 0 | 0.197 | 0 |  | --> | C18 ex NENAGH | Nenagh [T41,T42] | NENAGH |  | 52.8626 | -8.1918
MV/LV Substation BU***193 |  | 10 kV | _ | LV | 50 kVA :Pole Substation | 0.05 | --> | 0.05 | 0 | 0 | Constrained, otherwise capacity available =30 kVA | --> | 0.048 | 0 | 0.005 | 0.046 | 0 |  | --> | C15 ex KYLEERAGH | Kyleeragh [T41,T42] | NENAGH |  | 52.8687 | -8.193
MV/LV Substation OR***201X |  | 10 kV | _ | LV | 400 kVA :Kiosk Substation | 0.4 | --> | 0.4 | 0 | 0 | Constrained, otherwise capacity available =332 kVA | --> | 0.38 | 0 | 0.006 | 0.385 | 0 |  | --> | C15 ex KYLEERAGH | Kyleeragh [T41,T42] | NENAGH |  | 52.8684 | -8.1946
MV/LV Substation CL***204X |  | 10 kV | _ | LV | 50 kVA :Pole Substation | 0.05 | --> | 0.05 | 0 | 0 | Constrained, otherwise capacity available =36 kVA | --> | 0.048 | 0 | 0 | 0.049 | 0 |  | --> | C26 ex KYLEERAGH | Kyleeragh [T41,T42] | NENAGH |  | 52.947 | -8.2298
MV/LV Substation B/***206Y |  | 20 kV | _ | LV | 200 kVA :Pole Substation | 0.2 | --> | 0.2 | 0 | 0 | Constrained, otherwise capacity available =157 kVA | --> | 0.19 | 0 | 0.004 | 0.193 | 0 |  | --> | C17 ex KYLEERAGH | Kyleeragh [T41,T42] | NENAGH |  | 52.9979 | -8.13
MV/LV Substation TH***209 |  | 10 kV | _ | LV | 100 kVA :Pole Substation | 0.1 | --> | 0.1 | 0.097 | 0.18 |  | --> | 0.095 | 0 | 0 | 0 | 0 | Constrained, otherwise capacity available =95 kW | --> | C16 ex TOOMEVARA | Toomevara [T42] | NENAGH |  | 52.8567 | -7.946
MV/LV Substation TY***209Y |  | 10 kV | _ | LV | 200 kVA :Kiosk Substation | 0.2 | --> | 0.2 | 0.13 | 3 |  | --> | 0.19 | 0 | 0 | 0.199 | 0 |  | --> | C25 ex NENAGH | Nenagh [T41,T42] | NENAGH |  | 52.8578 | -8.1886
MV/LV Substation TY***210 |  | 10 kV | _ | LV | 100 kVA :Pole Substation | 0.1 | --> | 0.1 | 0.079 | 3 |  | --> | 0.095 | 0 | 0 | 0.098 | 0 |  | --> | C25 ex NENAGH | Nenagh [T41,T42] | NENAGH |  | 52.8554 | -8.188
MV/LV Substation MO***211 |  | 10 kV | _ | LV | 200 kVA :Pole Substation | 0.2 | --> | 0.2 | 0.17 | 0.18 |  | --> | 0.19 | 0 | 0.006 | 0 | 0 | Constrained, otherwise capacity available =190 kW | --> | C16 ex TOOMEVARA | Toomevara [T42] | NENAGH |  | 52.8509 | -8.034
MV/LV Substation RA***212Y |  | 10 kV | _ | LV | 400 kVA :Kiosk Substation | 0.4 | --> | 0.4 | 0 | 0 | Constrained, otherwise capacity available =300 kVA | --> | 0.38 | 0 | 0.026 | 0.374 | 0 |  | --> | C11 ex KYLEERAGH | Kyleeragh [T41,T42] | NENAGH |  | 52.8639 | -8.2089
MV/LV Substation TA***213 |  | 20 kV | _ | LV | 630 kVA :Building Structure | 0.63 | --> | 0.63 | 0.181 | 0.18 | Constrained, otherwise capacity available =598 kVA | --> | 0.598 | 0 | 0 | 0 | 0 | Constrained, otherwise capacity available =603 kW | --> | C18 ex TOOMEVARA | Toomevara [T42] | NENAGH |  | 52.7689 | -8.0219
MV/LV Substation OL***219 |  | 10 kV | _ | LV | 200 kVA :Pole Substation | 0.2 | --> | 0.2 | 0 | 0 | Constrained, otherwise capacity available =90 kVA | --> | 0.19 | 0 | 0 | 0.204 | 0 |  | --> | C11 ex KYLEERAGH | Kyleeragh [T41,T42] | NENAGH |  | 52.8717 | -8.1906
MV/LV Substation CL***219Y |  | 20 kV | _ | LV | 50 kVA :Pole Substation | 0.05 | --> | 0.05 | 0 | 0 | Constrained, otherwise capacity available =49 kVA | --> | 0.048 | 0 | 0 | 0.048 | 0 |  | --> | C17 ex KYLEERAGH | Kyleeragh [T41,T42] | NENAGH |  | 53.0193 | -8.2098
MV/LV Substation GR***220 |  | 10 kV | _ | LV | 100 kVA :Pole Substation | 0.1 | --> | 0.1 | 0.092 | 3 |  | --> | 0.095 | 0 | 0 | 0.096 | 0 |  | --> | C21 ex NENAGH | Nenagh [T41,T42] | NENAGH |  | 52.861 | -8.2303
MV/LV Substation TY***226Y |  | 10 kV | _ | LV | 200 kVA :Kiosk Substation | 0.2 | --> | 0.2 | 0.139 | 3 |  | --> | 0.19 | 0 | 0.04 | 0.168 | 0 |  | --> | C23 ex NENAGH | Nenagh [T41,T42] | NENAGH |  | 52.8523 | -8.1901
MV/LV Substation SE***236 |  | 10 kV | _ | LV | 200 kVA :Kiosk Substation | 0.2 | --> | 0.2 | 0 | 0 | Constrained, otherwise capacity available =162 kVA | --> | 0.19 | 0 | 0 | 0.195 | 0 |  | --> | C15 ex KYLEERAGH | Kyleeragh [T41,T42] | NENAGH |  | 52.865 | -8.188
MV/LV Substation P+***237 |  | 10 kV | _ | LV | 200 kVA :Kiosk Substation | 0.2 | --> | 0.2 | 0 | 0 | Constrained, otherwise capacity available =179 kVA | --> | 0.19 | 0 | 0 | 0.193 | 0 |  | --> | C11 ex KYLEERAGH | Kyleeragh [T41,T42] | NENAGH |  | 52.8723 | -8.2184
MV/LV Substation BE***240 |  | 10 kV | _ | LV | 50 kVA :Pole Substation | 0.05 | --> | 0.05 | 0.041 | 0.18 |  | --> | 0.048 | 0 | 0.011 | 0 | 0 | Constrained, otherwise capacity available =41 kW | --> | C15 ex TOOMEVARA | Toomevara [T42] | NENAGH |  | 52.9731 | -8.0278
MV/LV Substation LA***240Y |  | 10 kV | _ | LV | 50 kVA :Pole Substation | 0.05 | --> | 0.05 | 0.05 | 0.18 |  | --> | 0.048 | 0 | 0 | 0 | 0 | Constrained, otherwise capacity available =48 kW | --> | C15 ex TOOMEVARA | Toomevara [T42] | NENAGH |  | 52.8924 | -8.0433
MV/LV Substation AB***242X |  | 10 kV | _ | LV | 400 kVA :Kiosk Substation | 0.4 | --> | 0.4 | 0.308 | 3 |  | --> | 0.38 | 0 | 0 | 0.391 | 0 |  | --> | C18 ex NENAGH | Nenagh [T41,T42] | NENAGH |  | 52.8628 | -8.1978
MV/LV Substation TU***243 |  | 10 kV | _ | LV | 400 kVA :Building Structure | 0.4 | --> | 0.4 | 0 | 0 | Constrained, otherwise capacity available =396 kVA | --> | 0.38 | 0 | 0 | 0.381 | 0 |  | --> | C11 ex KYLEERAGH | Kyleeragh [T41,T42] | NENAGH |  | 52.8715 | -8.2153
MV/LV Substation CO***244Y |  | 10 kV | _ | LV | 200 kVA :Kiosk Substation | 0.2 | --> | 0.2 | 0 | 0 | Constrained, otherwise capacity available =49 kVA | --> | 0.19 | 0 | 0.032 | 0.186 | 0 |  | --> | C11 ex KYLEERAGH | Kyleeragh [T41,T42] | NENAGH |  | 52.8659 | -8.2111
MV/LV Substation CL***247 |  | 10 kV | _ | LV | 50 kVA :Pole Substation | 0.05 | --> | 0.05 | 0 | 0 | Constrained, otherwise capacity available =39 kVA | --> | 0.048 | 0 | 0 | 0.049 | 0 |  | --> | C26 ex KYLEERAGH | Kyleeragh [T41,T42] | NENAGH |  | 52.9422 | -8.2276
MV/LV Substation BA***249 |  | 10 kV | _ | LV | 200 kVA :Kiosk Substation | 0.2 | --> | 0.2 | 0.161 | 3 |  | --> | 0.19 | 0 | 0 | 0.195 | 0 |  | --> | C23 ex NENAGH | Nenagh [T41,T42] | NENAGH |  | 52.8514 | -8.193
MV/LV Substation CO***250Y |  | 10 kV | _ | LV | 100 kVA :Pole Substation | 0.1 | --> | 0.1 | 0.099 | 3 |  | --> | 0.095 | 0 | 0 | 0.095 | 0 |  | --> | C21 ex NENAGH | Nenagh [T41,T42] | NENAGH |  | 52.8696 | -8.2319
MV/LV Substation MI***251X |  | 10 kV | _ | LV | 100 kVA :Pole Substation | 0.1 | --> | 0.1 | 0.051 | 0.18 |  | --> | 0.095 | 0 | 0 | 0 | 0 | Constrained, otherwise capacity available =102 kW | --> | C15 ex TOOMEVARA | Toomevara [T42] | NENAGH |  | 52.887 | -8.0297
MV/LV Substation AS***256 |  | 20 kV | _ | LV | 50 kVA :Pole Substation | 0.05 | --> | 0.05 | 0 | 0 | Constrained, otherwise capacity available =41 kVA | --> | 0.048 | 0 | 0 | 0.049 | 0 |  | --> | C17 ex KYLEERAGH | Kyleeragh [T41,T42] | NENAGH |  | 52.9245 | -8.1715
MV/LV Substation CO***260X |  | 10 kV | _ | LV | 100 kVA :Pole Substation | 0.1 | --> | 0.1 | 0 | 0 | Constrained, otherwise capacity available =68 kVA | --> | 0.095 | 0 | 0.01 | 0.092 | 0 |  | --> | C11 ex KYLEERAGH | Kyleeragh [T41,T42] | NENAGH |  | 52.8696 | -8.2093
MV/LV Substation KN***261X |  | 10 kV | _ | LV | 50 kVA :Pole Substation | 0.05 | --> | 0.05 | 0.039 | 0.18 |  | --> | 0.048 | 0 | 0 | 0 | 0 | Constrained, otherwise capacity available =49 kW | --> | C16 ex TOOMEVARA | Toomevara [T42] | NENAGH |  | 52.8587 | -8.0248
MV/LV Substation CO***262X |  | 10 kV | _ | LV | 100 kVA :Pole Substation | 0.1 | --> | 0.1 | 0.099 | 0.18 |  | --> | 0.095 | 0 | 0.003 | 0 | 0 | Constrained, otherwise capacity available =93 kW | --> | C16 ex TOOMEVARA | Toomevara [T42] | NENAGH |  | 52.8577 | -8.0279
MV/LV Substation LA***264 |  | 20 kV | _ | LV | 50 kVA :Pole Substation | 0.05 | --> | 0.05 | 0.048 | 0.18 |  | --> | 0.048 | 0 | 0 | 0 | 0 | Constrained, otherwise capacity available =48 kW | --> | C18 ex TOOMEVARA | Toomevara [T42] | NENAGH |  | 52.8022 | -8.052
MV/LV Substation HA***264Y |  | 10 kV | _ | LV | 100 kVA :Pole Substation | 0.1 | --> | 0.1 | 0.097 | 3 |  | --> | 0.095 | 0 | 0 | 0.095 | 0 |  | --> | C25 ex NENAGH | Nenagh [T41,T42] | NENAGH |  | 52.8648 | -8.1768
MV/LV Substation GA***269 |  | 20 kV | _ | LV | 50 kVA :Pole Substation | 0.05 | --> | 0.05 | 0.024 | 0.18 |  | --> | 0.048 | 0 | 0 | 0 | 0 | Constrained, otherwise capacity available =51 kW | --> | C18 ex TOOMEVARA | Toomevara [T42] | NENAGH |  | 52.7908 | -8.0606
MV/LV Substation BA***277 |  | 10 kV | _ | LV | 50 kVA :Pole Substation | 0.05 | --> | 0.05 | 0.033 | 3 |  | --> | 0.048 | 0 | 0 | 0.05 | 0 |  | --> | C25 ex NENAGH | Nenagh [T41,T42] | NENAGH |  | 52.8672 | -8.0952
MV/LV Substation NE***288Y |  | 10 kV | _ | LV | 200 kVA :Kiosk Substation | 0.2 | --> | 0.2 | 0.19 | 3 |  | --> | 0.19 | 0 | 0 | 0.191 | 0 |  | --> | C21 ex NENAGH | Nenagh [T41,T42] | NENAGH |  | 52.8602 | -8.2073
MV/LV Substation LI***290 |  | 10 kV | _ | LV | 200 kVA :Pole Substation | 0.2 | --> | 0.2 | 0.082 | 3 |  | --> | 0.19 | 0 | 0 | 0.206 | 0 |  | --> | C25 ex NENAGH | Nenagh [T41,T42] | NENAGH |  | 52.8764 | -8.0829
MV/LV Substation TE***299 |  | 10 kV | _ | LV | 50 kVA :Pole Substation | 0.05 | --> | 0.05 | 0.042 | 0.18 |  | --> | 0.048 | 0 | 0.004 | 0 | 0 | Constrained, otherwise capacity available =46 kW | --> | C16 ex TOOMEVARA | Toomevara [T42] | NENAGH |  | 52.8472 | -8.0352
MV/LV Substation CU***304X |  | 20 kV | _ | LV | 50 kVA :Pole Substation | 0.05 | --> | 0.05 | 0.05 | 0.18 |  | --> | 0.048 | 0 | 0 | 0 | 0 | Constrained, otherwise capacity available =48 kW | --> | C18 ex TOOMEVARA | Toomevara [T42] | NENAGH |  | 52.8117 | -8.061
MV/LV Substation MO***305Y |  | 10 kV | _ | LV | 200 kVA :Kiosk Substation | 0.2 | --> | 0.2 | 0.173 | 3 |  | --> | 0.19 | 0 | 0.03 | 0.172 | 0 |  | --> | C21 ex NENAGH | Nenagh [T41,T42] | NENAGH |  | 52.8795 | -8.2999
MV/LV Substation SP***316X |  | 10 kV | _ | LV | 400 kVA :Kiosk Substation | 0.4 | --> | 0.4 | 0.336 | 3 |  | --> | 0.38 | 0 | 0 | 0.389 | 0 |  | --> | C25 ex NENAGH | Nenagh [T41,T42] | NENAGH |  | 52.8688 | -8.1522
MV/LV Substation LI***328 |  | 10 kV | _ | LV | 50 kVA :Pole Substation | 0.05 | --> | 0.05 | 0.047 | 3 |  | --> | 0.048 | 0 | 0 | 0.048 | 0 |  | --> | C25 ex NENAGH | Nenagh [T41,T42] | NENAGH |  | 52.8615 | -8.1579
MV/LV Substation CO***329X |  | 10 kV | _ | LV | 50 kVA :Pole Substation | 0.05 | --> | 0.05 | 0 | 0 | Constrained, otherwise capacity available =30 kVA | --> | 0.048 | 0 | 0.005 | 0.046 | 0 |  | --> | C11 ex KYLEERAGH | Kyleeragh [T41,T42] | NENAGH |  | 52.8699 | -8.2091
MV/LV Substation RY***330Y |  | 10 kV | _ | LV | 200 kVA :Pole Substation | 0.2 | --> | 0.2 | 0.19 | 3 |  | --> | 0.19 | 0 | 0.011 | 0.183 | 0 |  | --> | C21 ex NENAGH | Nenagh [T41,T42] | NENAGH |  | 52.8553 | -8.2332
MV/LV Substation BA***335Y |  | 10 kV | _ | LV | 50 kVA :Pole Substation | 0.05 | --> | 0.05 | 0.029 | 0.18 |  | --> | 0.048 | 0 | 0 | 0 | 0 | Constrained, otherwise capacity available =50 kW | --> | C15 ex TOOMEVARA | Toomevara [T42] | NENAGH |  | 52.8883 | -8.046
MV/LV Substation BA***338Y |  | 10 kV | _ | LV | 50 kVA :Pole Substation | 0.05 | --> | 0.05 | 0 | 0 | Constrained, otherwise capacity available =42 kVA | --> | 0.048 | 0 | 0 | 0.049 | 0 |  | --> | C26 ex KYLEERAGH | Kyleeragh [T41,T42] | NENAGH |  | 52.8796 | -8.2044
MV/LV Substation AR***340 |  | 10 kV | _ | LV | 100 kVA :Pole Substation | 0.1 | --> | 0.1 | 0.092 | 0.18 |  | --> | 0.095 | 0 | 0 | 0 | 0 | Constrained, otherwise capacity available =96 kW | --> | C16 ex TOOMEVARA | Toomevara [T42] | NENAGH |  | 52.8662 | -7.9669
MV/LV Substation BA***341 |  | 10 kV | _ | LV | 50 kVA :Pole Substation | 0.05 | --> | 0.05 | 0.036 | 0.18 |  | --> | 0.048 | 0 | 0 | 0 | 0 | Constrained, otherwise capacity available =49 kW | --> | C16 ex TOOMEVARA | Toomevara [T42] | NENAGH |  | 52.8584 | -7.9697
MV/LV Substation MO***341X |  | 10 kV | _ | LV | 200 kVA :Pole Substation | 0.2 | --> | 0.2 | 0 | 0 | Constrained, otherwise capacity available =178 kVA | --> | 0.19 | 0 | 0.003 | 0.191 | 0 |  | --> | C12 ex KYLEERAGH | Kyleeragh [T41,T42] | NENAGH |  | 52.866 | -8.2195
MV/LV Substation ST***342X |  | 10 kV | _ | LV | 50 kVA :Pole Substation | 0.05 | --> | 0.05 | 0.049 | 0.18 |  | --> | 0.048 | 0 | 0 | 0 | 0 | Constrained, otherwise capacity available =48 kW | --> | C15 ex TOOMEVARA | Toomevara [T42] | NENAGH |  | 52.9387 | -8.0119
MV/LV Substation KY***344X |  | 10 kV | _ | LV | 50 kVA :Pole Substation | 0.05 | --> | 0.05 | 0 | 0 | Constrained, otherwise capacity available =49 kVA | --> | 0.048 | 0 | 0 | 0.048 | 0 |  | --> | C24 ex KYLEERAGH | Kyleeragh [T41,T42] | NENAGH |  | 52.8727 | -8.1849
MV/LV Substation CU***346Y |  | 10 kV | _ | LV | 100 kVA :Pole Substation | 0.1 | --> | 0.1 | 0.097 | 3 |  | --> | 0.095 | 0 | 0 | 0.095 | 0 |  | --> | C25 ex NENAGH | Nenagh [T41,T42] | NENAGH |  | 52.8149 | -8.1249
MV/LV Substation DR***347 |  | 10 kV | _ | LV | 100 kVA :Pole Substation | 0.1 | --> | 0.1 | 0 | 0 | Constrained, otherwise capacity available =93 kVA | --> | 0.095 | 0 | 0 | 0.096 | 0 |  | --> | C26 ex KYLEERAGH | Kyleeragh [T41,T42] | NENAGH |  | 52.9277 | -8.272
MV/LV Substation TY***348 |  | 10 kV | _ | LV | 400 kVA :Building Structure | 0.4 | --> | 0.4 | 0.391 | 3 |  | --> | 0.38 | 0 | 0 | 0.381 | 0 |  | --> | C25 ex NENAGH | Nenagh [T41,T42] | NENAGH |  | 52.8529 | -8.1864
MV/LV Substation BA***349X |  | 10 kV | _ | LV | 50 kVA :Pole Substation | 0.05 | --> | 0.05 | 0.035 | 3 |  | --> | 0.048 | 0 | 0 | 0.05 | 0 |  | --> | C25 ex NENAGH | Nenagh [T41,T42] | NENAGH |  | 52.8731 | -8.0912
MV/LV Substation YO***354 |  | 10 kV | _ | LV | 50 kVA :Pole Substation | 0.05 | --> | 0.05 | 0.044 | 3 |  | --> | 0.048 | 0 | 0 | 0.048 | 0 |  | --> | C21 ex NENAGH | Nenagh [T41,T42] | NENAGH |  | 52.8934 | -8.2961
MV/LV Substation CA***355Y |  | 10 kV | _ | LV | 400 kVA :Kiosk Substation | 0.4 | --> | 0.4 | 0 | 0 | Constrained, otherwise capacity available =323 kVA | --> | 0.38 | 0 | 0.01 | 0.383 | 0 |  | --> | C12 ex KYLEERAGH | Kyleeragh [T41,T42] | NENAGH |  | 52.8693 | -8.2182
MV/LV Substation BR***360Y |  | 10 kV | _ | LV | 400 kVA :Kiosk Substation | 0.4 | --> | 0.4 | 0 | 0 | Constrained, otherwise capacity available =346 kVA | --> | 0.38 | 0 | 0.013 | 0.378 | 0 |  | --> | C11 ex KYLEERAGH | Kyleeragh [T41,T42] | NENAGH |  | 52.8724 | -8.1949
MV/LV Substation ST***363Y |  | 10 kV | _ | LV | 50 kVA :Pole Substation | 0.05 | --> | 0.05 | 0.049 | 3 |  | --> | 0.048 | 0 | 0 | 0.048 | 0 |  | --> | C21 ex NENAGH | Nenagh [T41,T42] | NENAGH |  | 52.8776 | -8.2904
MV/LV Substation CA***364 |  | 10 kV | _ | LV | 50 kVA :Pole Substation | 0.05 | --> | 0.05 | 0.047 | 0.18 |  | --> | 0.048 | 0 | 0 | 0 | 0 | Constrained, otherwise capacity available =48 kW | --> | C15 ex TOOMEVARA | Toomevara [T42] | NENAGH |  | 52.9066 | -8.0129
MV/LV Substation SI***366Y |  | 10 kV | _ | LV | 100 kVA :Pole Substation | 0.1 | --> | 0.1 | 0.084 | 3 |  | --> | 0.095 | 0 | 0 | 0.097 | 0 |  | --> | C23 ex NENAGH | Nenagh [T41,T42] | NENAGH |  | 52.7948 | -8.2405
MV/LV Substation DR***373Y |  | 10 kV | _ | LV | 100 kVA :Pole Substation | 0.1 | --> | 0.1 | 0 | 0 | Constrained, otherwise capacity available =88 kVA | --> | 0.095 | 0 | 0.005 | 0.093 | 0 |  | --> | C26 ex KYLEERAGH | Kyleeragh [T41,T42] | NENAGH |  | 52.9249 | -8.2751
MV/LV Substation CO***380Y |  | 10 kV | _ | LV | 200 kVA :Kiosk Substation | 0.2 | --> | 0.2 | 0 | 0 | Constrained, otherwise capacity available =193 kVA | --> | 0.19 | 0 | 0 | 0.191 | 0 |  | --> | C11 ex KYLEERAGH | Kyleeragh [T41,T42] | NENAGH |  | 52.8654 | -8.2141
MV/LV Substation CO***381Y |  | 10 kV | _ | LV | 630 kVA :Building Structure | 0.63 | --> | 0.63 | 0.5 | 3 |  | --> | 0.598 | 0 | 0 | 0.5 | 0 |  | --> | C21 ex NENAGH | Nenagh [T41,T42] | NENAGH |  | 52.8634 | -8.211
MV/LV Substation KN***398 |  | 10 kV | _ | LV | 100 kVA :Pole Substation | 0.1 | --> | 0.1 | 0.07 | 3 |  | --> | 0.095 | 0 | 0.005 | 0.095 | 0 |  | --> | C25 ex NENAGH | Nenagh [T41,T42] | NENAGH |  | 52.8473 | -8.1619
MV/LV Substation CL***4022 |  | 20 kV | _ | LV | 50 kVA :Pole Substation | 0.05 | --> | 0.05 | 0 | 0 | Constrained, otherwise capacity available =32 kVA | --> | 0.048 | 0 | 0 | 0.05 | 0 |  | --> | C17 ex KYLEERAGH | Kyleeragh [T41,T42] | NENAGH |  | 52.9274 | -8.183
MV/LV Substation TR***4023 |  | 10 kV | _ | LV | 50 kVA :Pole Substation | 0.05 | --> | 0.05 | 0.05 | 0.18 |  | --> | 0.048 | 0 | 0 | 0 | 0 | Constrained, otherwise capacity available =48 kW | --> | C15 ex TOOMEVARA | Toomevara [T42] | NENAGH |  | 52.9395 | -8.0298
MV/LV Substation CA***4062 |  | 10 kV | _ | LV | 100 kVA :Pole Substation | 0.1 | --> | 0.1 | 0.099 | 0.18 |  | --> | 0.095 | 0 | 0 | 0 | 0 | Constrained, otherwise capacity available =95 kW | --> | C15 ex TOOMEVARA | Toomevara [T42] | NENAGH |  | 52.9839 | -8.0302
MV/LV Substation FA***4068 |  | 20 kV | _ | LV | 50 kVA :Pole Substation | 0.05 | --> | 0.05 | 0.048 | 0.18 |  | --> | 0.048 | 0 | 0 | 0 | 0 | Constrained, otherwise capacity available =48 kW | --> | C18 ex TOOMEVARA | Toomevara [T42] | NENAGH |  | 52.7747 | -8.0204
MV/LV Substation WO***407X |  | 10 kV | _ | LV | 100 kVA :Pole Substation | 0.1 | --> | 0.1 | 0 | 0 | Constrained, otherwise capacity available =97 kVA | --> | 0.095 | 0 | 0.023 | 0.078 | 0 |  | --> | C26 ex KYLEERAGH | Kyleeragh [T41,T42] | NENAGH |  | 52.9015 | -8.2399
MV/LV Substation BA***409 |  | 10 kV | _ | LV | 100 kVA :Pole Substation | 0.1 | --> | 0.1 | 0.087 | 3 |  | --> | 0.095 | 0 | 0 | 0.097 | 0 |  | --> | C23 ex NENAGH | Nenagh [T41,T42] | NENAGH |  | 52.829 | -8.2053
MV/LV Substation SH***4108 |  | 10 kV | _ | LV | 50 kVA :Pole Substation | 0.05 | --> | 0.05 | 0.039 | 3 |  | --> | 0.048 | 0 | 0 | 0.049 | 0 |  | --> | C21 ex NENAGH | Nenagh [T41,T42] | NENAGH |  | 52.8959 | -8.3469
MV/LV Substation MI***410Y |  | 10 kV | _ | LV | 400 kVA :Kiosk Substation | 0.4 | --> | 0.4 | 0 | 0 | Constrained, otherwise capacity available =322 kVA | --> | 0.38 | 0 | 0.005 | 0.387 | 0 |  | --> | C26 ex KYLEERAGH | Kyleeragh [T41,T42] | NENAGH |  | 52.8745 | -8.1923
MV/LV Substation HA***4111 |  | 10 kV | _ | LV | 50 kVA :Pole Substation | 0.05 | --> | 0.05 | 0 | 0 | Constrained, otherwise capacity available =49 kVA | --> | 0.048 | 0 | 0 | 0.048 | 0 |  | --> | C26 ex KYLEERAGH | Kyleeragh [T41,T42] | NENAGH |  | 52.9124 | -8.1974
MV/LV Substation BA***4117 |  | 10 kV | _ | LV | 50 kVA :Pole Substation | 0.05 | --> | 0.05 | 0.049 | 3 |  | --> | 0.048 | 0 | 0 | 0.048 | 0 |  | --> | C25 ex NENAGH | Nenagh [T41,T42] | NENAGH |  | 52.8689 | -8.096
MV/LV Substation LA***4118 |  | 20 kV | _ | LV | 100 kVA :Pole Substation | 0.1 | --> | 0.1 | 0.084 | 0.18 |  | --> | 0.095 | 0 | 0.056 | 0 | 0 | Constrained, otherwise capacity available =56 kW | --> | C18 ex TOOMEVARA | Toomevara [T42] | NENAGH |  | 52.8048 | -8.0361
MV/LV Substation BR***411X |  | 10 kV | _ | LV | 200 kVA :Pole Substation | 0.2 | --> | 0.2 | 0 | 0 | Constrained, otherwise capacity available =192 kVA | --> | 0.19 | 0 | 0 | 0.191 | 0 |  | --> | C26 ex KYLEERAGH | Kyleeragh [T41,T42] | NENAGH |  | 52.8804 | -8.2001
MV/LV Substation BA***413 |  | 10 kV | _ | LV | 50 kVA :Pole Substation | 0.05 | --> | 0.05 | 0.039 | 3 |  | --> | 0.048 | 0 | 0.012 | 0.04 | 0 |  | --> | C23 ex NENAGH | Nenagh [T41,T42] | NENAGH |  | 52.8128 | -8.2111
MV/LV Substation CL***413X |  | 10 kV | _ | LV | 100 kVA :Pole Substation | 0.1 | --> | 0.1 | 0.011 | 0.18 |  | --> | 0.095 | 0 | 0.015 | 0 | 0 | Constrained, otherwise capacity available =95 kW | --> | C15 ex TOOMEVARA | Toomevara [T42] | NENAGH |  | 52.9425 | -8.036
MV/LV Substation CA***413Y |  | 10 kV | _ | LV | 200 kVA :Kiosk Substation | 0.2 | --> | 0.2 | 0 | 0 | Constrained, otherwise capacity available =144 kVA | --> | 0.19 | 0 | 0.005 | 0.194 | 0 |  | --> | C12 ex KYLEERAGH | Kyleeragh [T41,T42] | NENAGH |  | 52.8688 | -8.2207
MV/LV Substation KN***4147 |  | 10 kV | _ | LV | 50 kVA :Pole Substation | 0.05 | --> | 0.05 | 0 | 0 | Constrained, otherwise capacity available =44 kVA | --> | 0.048 | 0 | 0 | 0.048 | 0 |  | --> | C26 ex KYLEERAGH | Kyleeragh [T41,T42] | NENAGH |  | 52.9115 | -8.2082
MV/LV Substation CL***414X |  | 10 kV | _ | LV | 200 kVA :Pole Substation | 0.2 | --> | 0.2 | 0.162 | 0.18 |  | --> | 0.19 | 0 | 0.002 | 0 | 0 | Constrained, otherwise capacity available =194 kW | --> | C15 ex TOOMEVARA | Toomevara [T42] | NENAGH |  | 52.9446 | -8.0436
MV/LV Substation AB***4157 |  | 20 kV | _ | LV | 630 kVA :Building Structure | 0.63 | --> | 0.63 | 0.181 | 0.18 | Constrained, otherwise capacity available =575 kVA | --> | 0.598 | 0 | 0.075 | 0 | 0 | Constrained, otherwise capacity available =550 kW | --> | C18 ex TOOMEVARA | Toomevara [T42] | NENAGH |  | 52.8529 | -8.0533
MV/LV Substation KI***4158 |  | 10 kV | _ | LV | 50 kVA :Pole Substation | 0.05 | --> | 0.05 | 0.045 | 3 |  | --> | 0.048 | 0 | 0 | 0.048 | 0 |  | --> | C23 ex NENAGH | Nenagh [T41,T42] | NENAGH |  | 52.8217 | -8.2251
MV/LV Substation CB***4159 |  | 10 kV | _ | LV | 200 kVA :Kiosk Substation | 0.2 | --> | 0.2 | 0 | 0 | Constrained, otherwise capacity available =102 kVA | --> | 0.19 | 0 | 0.005 | 0.199 | 0 |  | --> | C15 ex KYLEERAGH | Kyleeragh [T41,T42] | NENAGH |  | 52.8667 | -8.1926
MV/LV Substation SU***4188 |  | 10 kV | _ | LV | 50 kVA :Pole Substation | 0.05 | --> | 0.05 | 0.041 | 3 |  | --> | 0.048 | 0 | 0 | 0.049 | 0 |  | --> | C25 ex NENAGH | Nenagh [T41,T42] | NENAGH |  | 52.7738 | -8.0431
MV/LV Substation LA***418X |  | 20 kV | _ | LV | 630 kVA :Building Structure | 0.63 | --> | 0.63 | 0.181 | 0.18 | Constrained, otherwise capacity available =623 kVA | --> | 0.598 | 0 | 0 | 0 | 0 | Constrained, otherwise capacity available =600 kW | --> | C18 ex TOOMEVARA | Toomevara [T42] | NENAGH |  | 52.8057 | -8.0603
MV/LV Substation GA***4205 |  | 10 kV | _ | LV | 100 kVA :Pole Substation | 0.1 | --> | 0.1 | 0.07 | 3 |  | --> | 0.095 | 0 | 0 | 0.099 | 0 |  | --> | C21 ex NENAGH | Nenagh [T41,T42] | NENAGH |  | 52.9036 | -8.3448
MV/LV Substation AS***4207 |  | 20 kV | _ | LV | 50 kVA :Pole Substation | 0.05 | --> | 0.05 | 0 | 0 | Constrained, otherwise capacity available =50 kVA | --> | 0.048 | 0 | 0 | 0.048 | 0 |  | --> | C17 ex KYLEERAGH | Kyleeragh [T41,T42] | NENAGH |  | 52.925 | -8.1694
MV/LV Substation LO***4219 |  | 10 kV | _ | LV | 50 kVA :Pole Substation | 0.05 | --> | 0.05 | 0.049 | 3 |  | --> | 0.048 | 0 | 0 | 0.048 | 0 |  | --> | C21 ex NENAGH | Nenagh [T41,T42] | NENAGH |  | 52.8629 | -8.2617
MV/LV Substation SP***4221 |  | 10 kV | _ | LV | 200 kVA :Kiosk Substation | 0.2 | --> | 0.2 | 0.177 | 3 |  | --> | 0.19 | 0 | 0.006 | 0.189 | 0 |  | --> | C21 ex NENAGH | Nenagh [T41,T42] | NENAGH |  | 52.8606 | -8.2208
MV/LV Substation SU***4232 |  | 10 kV | _ | LV | 200 kVA :Kiosk Substation | 0.2 | --> | 0.2 | 0.13 | 3 |  | --> | 0.19 | 0 | 0.03 | 0.177 | 0 |  | --> | C21 ex NENAGH | Nenagh [T41,T42] | NENAGH |  | 52.861 | -8.2244
MV/LV Substation TH***4236 |  | 10 kV | _ | LV | 50 kVA :Pole Substation | 0.05 | --> | 0.05 | 0.043 | 3 |  | --> | 0.048 | 0 | 0 | 0.048 | 0 |  | --> | C21 ex NENAGH | Nenagh [T41,T42] | NENAGH |  | 52.8555 | -8.2073
MV/LV Substation KY***4247 |  | 20 kV | _ | LV | 50 kVA :Pole Substation | 0.05 | --> | 0.05 | 0 | 0 | Constrained, otherwise capacity available =36 kVA | --> | 0.048 | 0 | 0 | 0.049 | 0 |  | --> | C17 ex KYLEERAGH | Kyleeragh [T41,T42] | NENAGH |  | 53.0091 | -8.1804
MV/LV Substation BU***4252 |  | 10 kV | _ | LV | 200 kVA :Pole Substation | 0.2 | --> | 0.2 | 0 | 0 | Constrained, otherwise capacity available =192 kVA | --> | 0.19 | 0 | 0 | 0.191 | 0 |  | --> | C15 ex KYLEERAGH | Kyleeragh [T41,T42] | NENAGH |  | 52.8692 | -8.1902
MV/LV Substation KI***4253 |  | 10 kV | _ | LV | 50 kVA :Pole Substation | 0.05 | --> | 0.05 | 0.038 | 3 |  | --> | 0.048 | 0 | 0 | 0.049 | 0 |  | --> | C25 ex NENAGH | Nenagh [T41,T42] | NENAGH |  | 52.8404 | -8.1194
MV/LV Substation GL***4256 |  | 20 kV | _ | LV | 50 kVA :Pole Substation | 0.05 | --> | 0.05 | 0.044 | 0.18 |  | --> | 0.048 | 0 | 0.011 | 0 | 0 | Constrained, otherwise capacity available =40 kW | --> | C18 ex TOOMEVARA | Toomevara [T42] | NENAGH |  | 52.784 | -8.008
MV/LV Substation BO***4279 |  | 10 kV | _ | LV | 50 kVA :Pole Substation | 0.05 | --> | 0.05 | 0.049 | 3 |  | --> | 0.048 | 0 | 0 | 0.048 | 0 |  | --> | C23 ex NENAGH | Nenagh [T41,T42] | NENAGH |  | 52.8148 | -8.2007
MV/LV Substation SI***428 |  | 10 kV | _ | LV | 50 kVA :Pole Substation | 0.05 | --> | 0.05 | 0.046 | 3 |  | --> | 0.048 | 0 | 0 | 0.048 | 0 |  | --> | C23 ex NENAGH | Nenagh [T41,T42] | NENAGH |  | 52.8013 | -8.2392
MV/LV Substation BL***4285 |  | 10 kV | _ | LV | 50 kVA :Pole Substation | 0.05 | --> | 0.05 | 0 | 0 | Constrained, otherwise capacity available =38 kVA | --> | 0.048 | 0 | 0 | 0.049 | 0 |  | --> | C26 ex KYLEERAGH | Kyleeragh [T41,T42] | NENAGH |  | 52.9227 | -8.2313
MV/LV Substation BA***4290 |  | 10 kV | _ | LV | 630 kVA :Kiosk Substation | 0.63 | --> | 0.63 | 0 | 0 | Constrained, otherwise capacity available =593 kVA | --> | 0.598 | 0 | 0.005 | 0.5 | 0 |  | --> | C26 ex KYLEERAGH | Kyleeragh [T41,T42] | NENAGH |  | 52.8925 | -8.2466
MV/LV Substation GR***4297 |  | 10 kV | _ | LV | 50 kVA :Pole Substation | 0.05 | --> | 0.05 | 0 | 0 | Constrained, otherwise capacity available =41 kVA | --> | 0.048 | 0 | 0.01 | 0.041 | 0 |  | --> | C24 ex KYLEERAGH | Kyleeragh [T41,T42] | NENAGH |  | 52.8818 | -8.189
MV/LV Substation AG***4300 |  | 10 kV | _ | LV | 50 kVA :Pole Substation | 0.05 | --> | 0.05 | 0.05 | 0.18 |  | --> | 0.048 | 0 | 0 | 0 | 0 | Constrained, otherwise capacity available =48 kW | --> | C16 ex TOOMEVARA | Toomevara [T42] | NENAGH |  | 52.844 | -7.972
MV/LV Substation GA***4301 |  | 20 kV | _ | LV | 50 kVA :Pole Substation | 0.05 | --> | 0.05 | 0 | 0 | Constrained, otherwise capacity available =44 kVA | --> | 0.048 | 0 | 0.011 | 0.04 | 0 |  | --> | C17 ex KYLEERAGH | Kyleeragh [T41,T42] | NENAGH |  | 53.0125 | -8.2177
MV/LV Substation PU***4305 |  | 10 kV | _ | LV | 50 kVA :Pole Substation | 0.05 | --> | 0.05 | 0 | 0 | Constrained, otherwise capacity available =50 kVA | --> | 0.048 | 0 | 0 | 0.048 | 0 |  | --> | C26 ex KYLEERAGH | Kyleeragh [T41,T42] | NENAGH |  | 52.9313 | -8.2356
MV/LV Substation MO***4308 |  | 10 kV | _ | LV | 50 kVA :Pole Substation | 0.05 | --> | 0.05 | 0.043 | 3 |  | --> | 0.048 | 0 | 0.025 | 0.03 | 0 |  | --> | C21 ex NENAGH | Nenagh [T41,T42] | NENAGH |  | 52.8854 | -8.3
MV/LV Substation BO***431 |  | 10 kV | _ | LV | 100 kVA :Pole Substation | 0.1 | --> | 0.1 | 0.088 | 3 |  | --> | 0.095 | 0 | 0.006 | 0.092 | 0 |  | --> | C23 ex NENAGH | Nenagh [T41,T42] | NENAGH |  | 52.7951 | -8.2283
MV/LV Substation KI***432 |  | 10 kV | _ | LV | 400 kVA :Kiosk Substation | 0.4 | --> | 0.4 | 0.373 | 3 |  | --> | 0.38 | 0 | 0.011 | 0.376 | 0 |  | --> | C23 ex NENAGH | Nenagh [T41,T42] | NENAGH |  | 52.7978 | -8.206
MV/LV Substation CL***4323 |  | 10 kV | _ | LV | 50 kVA :Pole Substation | 0.05 | --> | 0.05 | 0.045 | 3 |  | --> | 0.048 | 0 | 0 | 0.048 | 0 |  | --> | C25 ex NENAGH | Nenagh [T41,T42] | NENAGH |  | 52.7757 | -8.0795
MV/LV Substation KI***4326 |  | 10 kV | _ | LV | 50 kVA :Pole Substation | 0.05 | --> | 0.05 | 0 | 0 | Constrained, otherwise capacity available =43 kVA | --> | 0.048 | 0 | 0 | 0.048 | 0 |  | --> | C26 ex KYLEERAGH | Kyleeragh [T41,T42] | NENAGH |  | 52.931 | -8.217
MV/LV Substation KI***4327 |  | 10 kV | _ | LV | 50 kVA :Pole Substation | 0.05 | --> | 0.05 | 0.043 | 3 |  | --> | 0.048 | 0 | 0 | 0.048 | 0 |  | --> | C25 ex NENAGH | Nenagh [T41,T42] | NENAGH |  | 52.8416 | -8.1254
MV/LV Substation GO***4331 |  | 20 kV | _ | LV | 400 kVA :Kiosk Substation | 0.4 | --> | 0.4 | 0 | 0 | Constrained, otherwise capacity available =385 kVA | --> | 0.38 | 0 | 0 | 0.382 | 0 |  | --> | C17 ex KYLEERAGH | Kyleeragh [T41,T42] | NENAGH |  | 52.9967 | -8.1309
MV/LV Substation LA***4337 |  | 20 kV | _ | LV | 50 kVA :Pole Substation | 0.05 | --> | 0.05 | 0.046 | 0.18 |  | --> | 0.048 | 0 | 0 | 0 | 0 | Constrained, otherwise capacity available =48 kW | --> | C18 ex TOOMEVARA | Toomevara [T42] | NENAGH |  | 52.8025 | -8.0473
MV/LV Substation PA***433Y |  | 10 kV | _ | LV | 200 kVA :Kiosk Substation | 0.2 | --> | 0.2 | 0.166 | 3 |  | --> | 0.19 | 0 | 0.01 | 0.187 | 0 |  | --> | C21 ex NENAGH | Nenagh [T41,T42] | NENAGH |  | 52.8808 | -8.294
MV/LV Substation SO***4343 |  | 10 kV | _ | LV | 200 kVA :Kiosk Substation | 0.2 | --> | 0.2 | 0.2 | 3 |  | --> | 0.19 | 0 | 0 | 0.19 | 0 |  | --> | C21 ex NENAGH | Nenagh [T41,T42] | NENAGH |  | 52.8646 | -8.2304
MV/LV Substation BA***4346 |  | 10 kV | _ | LV | 50 kVA :Pole Substation | 0.05 | --> | 0.05 | 0.048 | 3 |  | --> | 0.048 | 0 | 0 | 0.048 | 0 |  | --> | C25 ex NENAGH | Nenagh [T41,T42] | NENAGH |  | 52.846 | -8.1144
MV/LV Substation BA***4350 |  | 20 kV | _ | LV | 50 kVA :Pole Substation | 0.05 | --> | 0.05 | 0.042 | 0.18 |  | --> | 0.048 | 0 | 0 | 0 | 0 | Constrained, otherwise capacity available =49 kW | --> | C18 ex TOOMEVARA | Toomevara [T42] | NENAGH |  | 52.8075 | -8.0924
MV/LV Substation G/***4354 |  | 20 kV | _ | LV | 50 kVA :Pole Substation | 0.05 | --> | 0.05 | 0.038 | 0.18 |  | --> | 0.048 | 0 | 0 | 0 | 0 | Constrained, otherwise capacity available =49 kW | --> | C18 ex TOOMEVARA | Toomevara [T42] | NENAGH |  | 52.8605 | -8.0591
MV/LV Substation GO***4357 |  | 10 kV | _ | LV | 50 kVA :Pole Substation | 0.05 | --> | 0.05 | 0 | 0 | Constrained, otherwise capacity available =39 kVA | --> | 0.048 | 0 | 0.025 | 0.03 | 0 |  | --> | C26 ex KYLEERAGH | Kyleeragh [T41,T42] | NENAGH |  | 52.9024 | -8.2098
MV/LV Substation MA***4360 |  | 10 kV | _ | LV | 630 kVA :Kiosk Substation | 0.63 | --> | 0.63 | 0.5 | 3 |  | --> | 0.598 | 0 | 0 | 0.5 | 0 |  | --> | C21 ex NENAGH | Nenagh [T41,T42] | NENAGH |  | 52.863 | -8.2249
MV/LV Substation SI***4371 |  | 10 kV | _ | LV | 50 kVA :Pole Substation | 0.05 | --> | 0.05 | 0.044 | 0.18 |  | --> | 0.048 | 0 | 0 | 0 | 0 | Constrained, otherwise capacity available =48 kW | --> | C15 ex TOOMEVARA | Toomevara [T42] | NENAGH |  | 52.8942 | -8.0133
MV/LV Substation CO***4380 |  | 10 kV | _ | LV | 400 kVA :Kiosk Substation | 0.4 | --> | 0.4 | 0 | 0 | Constrained, otherwise capacity available =331 kVA | --> | 0.38 | 0 | 0 | 0.389 | 0 |  | --> | C11 ex KYLEERAGH | Kyleeragh [T41,T42] | NENAGH |  | 52.866 | -8.2063
MV/LV Substation RA***4388 |  | 20 kV | _ | LV | 50 kVA :Pole Substation | 0.05 | --> | 0.05 | 0 | 0 | Constrained, otherwise capacity available =44 kVA | --> | 0.048 | 0 | 0 | 0.048 | 0 |  | --> | C17 ex KYLEERAGH | Kyleeragh [T41,T42] | NENAGH |  | 53 | -8.1337
MV/LV Substation HS***4394 |  | 10 kV | _ | LV | 630 kVA :Building Structure | 0.63 | --> | 0.63 | 0.5 | 3 |  | --> | 0.598 | 0 | 0 | 0.5 | 0 |  | --> | C20 ex NENAGH | Nenagh [T41,T42] | NENAGH |  | 52.8593 | -8.191
MV/LV Substation BO***4395 |  | 10 kV | _ | LV | 50 kVA :Pole Substation | 0.05 | --> | 0.05 | 0.045 | 3 |  | --> | 0.048 | 0 | 0 | 0.048 | 0 |  | --> | C23 ex NENAGH | Nenagh [T41,T42] | NENAGH |  | 52.8113 | -8.2007
MV/LV Substation LA***4402 |  | 20 kV | _ | LV | 50 kVA :Pole Substation | 0.05 | --> | 0.05 | 0 | 0 | Constrained, otherwise capacity available =48 kVA | --> | 0.048 | 0 | 0 | 0.048 | 0 |  | --> | C17 ex KYLEERAGH | Kyleeragh [T41,T42] | NENAGH |  | 52.938 | -8.1548
MV/LV Substation TO***4403 |  | 20 kV | _ | LV | 50 kVA :Pole Substation | 0.05 | --> | 0.05 | 0 | 0 | Constrained, otherwise capacity available =38 kVA | --> | 0.048 | 0 | 0 | 0.049 | 0 |  | --> | C17 ex KYLEERAGH | Kyleeragh [T41,T42] | NENAGH |  | 53.0152 | -8.1644
MV/LV Substation GU***441X |  | 20 kV | _ | LV | 100 kVA :Pole Substation | 0.1 | --> | 0.1 | 0.091 | 0.18 |  | --> | 0.095 | 0 | 0.005 | 0 | 0 | Constrained, otherwise capacity available =92 kW | --> | C18 ex TOOMEVARA | Toomevara [T42] | NENAGH |  | 52.784 | -8.0339
MV/LV Substation HA***441Y |  | 20 kV | _ | LV | 100 kVA :Pole Substation | 0.1 | --> | 0.1 | 0 | 0 | Constrained, otherwise capacity available =96 kVA | --> | 0.095 | 0 | 0 | 0.096 | 0 |  | --> | C17 ex KYLEERAGH | Kyleeragh [T41,T42] | NENAGH |  | 53.0017 | -8.1271
MV/LV Substation NE***4431 |  | 20 kV | _ | LV | 50 kVA :Pole Substation | 0.05 | --> | 0.05 | 0.041 | 0.18 |  | --> | 0.048 | 0 | 0 | 0 | 0 | Constrained, otherwise capacity available =49 kW | --> | C18 ex TOOMEVARA | Toomevara [T42] | NENAGH |  | 52.7842 | -8.0609
MV/LV Substation CU***4432 |  | 10 kV | _ | LV | 50 kVA :Pole Substation | 0.05 | --> | 0.05 | 0 | 0 | Constrained, otherwise capacity available =49 kVA | --> | 0.048 | 0 | 0.005 | 0.044 | 0 |  | --> | C26 ex KYLEERAGH | Kyleeragh [T41,T42] | NENAGH |  | 52.9292 | -8.2406
MV/LV Substation CA***4436 |  | 10 kV | _ | LV | 630 kVA :Kiosk Substation | 0.63 | --> | 0.63 | 0.5 | 3 |  | --> | 0.598 | 0 | 0 | 0.5 | 0 |  | --> | C20 ex NENAGH | Nenagh [T41,T42] | NENAGH |  | 52.8587 | -8.1969
MV/LV Substation CU***4447 |  | 20 kV | _ | LV | 50 kVA :Pole Substation | 0.05 | --> | 0.05 | 0.05 | 0.18 |  | --> | 0.048 | 0 | 0 | 0 | 0 | Constrained, otherwise capacity available =48 kW | --> | C18 ex TOOMEVARA | Toomevara [T42] | NENAGH |  | 52.7725 | -8.0266
MV/LV Substation NO***444X |  | 10 kV | _ | LV | 50 kVA :Pole Substation | 0.05 | --> | 0.05 | 0.039 | 3 |  | --> | 0.048 | 0 | 0 | 0.049 | 0 |  | --> | C25 ex NENAGH | Nenagh [T41,T42] | NENAGH |  | 52.8554 | -8.1073
MV/LV Substation MA***4451 |  | 20 kV | _ | LV | 33 kVA :Pole Substation | 0.033 | --> | 0.033 | 0.033 | 0.18 |  | --> | 0.031 | 0 | 0 | 0 | 0 | Constrained, otherwise capacity available =31 kW | --> | C18 ex TOOMEVARA | Toomevara [T42] | NENAGH |  | 52.8204 | -8.0615
MV/LV Substation BA***4454 |  | 20 kV | _ | LV | 100 kVA :Pole Substation | 0.1 | --> | 0.1 | 0 | 0 | Constrained, otherwise capacity available =100 kVA | --> | 0.095 | 0 | 0 | 0.095 | 0 |  | --> | C17 ex KYLEERAGH | Kyleeragh [T41,T42] | NENAGH |  | 52.948 | -8.1342
MV/LV Substation BA***4464 |  | 10 kV | _ | LV | 50 kVA :Pole Substation | 0.05 | --> | 0.05 | 0.047 | 3 |  | --> | 0.048 | 0 | 0 | 0.048 | 0 |  | --> | C25 ex NENAGH | Nenagh [T41,T42] | NENAGH |  | 52.7924 | -8.1319
MV/LV Substation SR***4477 |  | 10 kV | _ | LV | 200 kVA :Pole Substation | 0.2 | --> | 0.2 | 0.191 | 3 |  | --> | 0.19 | 0 | 0.006 | 0.187 | 0 |  | --> | C25 ex NENAGH | Nenagh [T41,T42] | NENAGH |  | 52.8082 | -8.1411
MV/LV Substation TO***447X |  | 20 kV | _ | LV | 50 kVA :Pole Substation | 0.05 | --> | 0.05 | 0.042 | 0.18 |  | --> | 0.048 | 0 | 0 | 0 | 0 | Constrained, otherwise capacity available =49 kW | --> | C18 ex TOOMEVARA | Toomevara [T42] | NENAGH |  | 52.8475 | -8.0499
MV/LV Substation SI***449 |  | 10 kV | _ | LV | 200 kVA :Pole Substation | 0.2 | --> | 0.2 | 0.147 | 3 |  | --> | 0.19 | 0 | 0.02 | 0.182 | 0 |  | --> | C23 ex NENAGH | Nenagh [T41,T42] | NENAGH |  | 52.7935 | -8.2398
MV/LV Substation KN***4500 |  | 10 kV | _ | LV | 50 kVA :Pole Substation | 0.05 | --> | 0.05 | 0.05 | 0.18 |  | --> | 0.048 | 0 | 0 | 0 | 0 | Constrained, otherwise capacity available =48 kW | --> | C16 ex TOOMEVARA | Toomevara [T42] | NENAGH |  | 52.8653 | -8.0322
MV/LV Substation SO***451 |  | 10 kV | _ | LV | 50 kVA :Pole Substation | 0.05 | --> | 0.05 | 0.047 | 3 |  | --> | 0.048 | 0 | 0.006 | 0.044 | 0 |  | --> | C21 ex NENAGH | Nenagh [T41,T42] | NENAGH |  | 52.8631 | -8.2309
MV/LV Substation CO***451Y |  | 10 kV | _ | LV | 400 kVA :Kiosk Substation | 0.4 | --> | 0.4 | 0 | 0 | Constrained, otherwise capacity available =334 kVA | --> | 0.38 | 0 | 0.005 | 0.385 | 0 |  | --> | C11 ex KYLEERAGH | Kyleeragh [T41,T42] | NENAGH |  | 52.8651 | -8.2163
MV/LV Substation TO***456Y |  | 10 kV | _ | LV | 200 kVA :Kiosk Substation | 0.2 | --> | 0.2 | 0.176 | 0.18 |  | --> | 0.19 | 0 | 0.011 | 0 | 0 | Constrained, otherwise capacity available =185 kW | --> | C15 ex TOOMEVARA | Toomevara [T42] | NENAGH |  | 52.9399 | -8.0343
MV/LV Substation HO***458 |  | 10 kV | _ | LV | 100 kVA :Pole Substation | 0.1 | --> | 0.1 | 0 | 0 | Constrained, otherwise capacity available =88 kVA | --> | 0.095 | 0 | 0.005 | 0.093 | 0 |  | --> | C26 ex KYLEERAGH | Kyleeragh [T41,T42] | NENAGH |  | 52.8756 | -8.2562
MV/LV Substation BA***458X |  | 10 kV | _ | LV | 50 kVA :Pole Substation | 0.05 | --> | 0.05 | 0 | 0 | Constrained, otherwise capacity available =38 kVA | --> | 0.048 | 0 | 0.015 | 0.038 | 0 |  | --> | C26 ex KYLEERAGH | Kyleeragh [T41,T42] | NENAGH |  | 52.894 | -8.2511
MV/LV Substation BA***472X |  | 10 kV | _ | LV | 50 kVA :Pole Substation | 0.05 | --> | 0.05 | 0.029 | 0.18 |  | --> | 0.048 | 0 | 0 | 0 | 0 | Constrained, otherwise capacity available =50 kW | --> | C15 ex TOOMEVARA | Toomevara [T42] | NENAGH |  | 52.9452 | -8.0477
MV/LV Substation AR***473Y |  | 20 kV | _ | LV | 200 kVA :Kiosk Substation | 0.2 | --> | 0.2 | 0 | 0 | Constrained, otherwise capacity available =167 kVA | --> | 0.19 | 0 | 0.005 | 0.191 | 0 |  | --> | C17 ex KYLEERAGH | Kyleeragh [T41,T42] | NENAGH |  | 52.991 | -8.1322
MV/LV Substation LO***478X |  | 10 kV | _ | LV | 100 kVA :Pole Substation | 0.1 | --> | 0.1 | 0.084 | 0.18 |  | --> | 0.095 | 0 | 0 | 0 | 0 | Constrained, otherwise capacity available =97 kW | --> | C16 ex TOOMEVARA | Toomevara [T42] | NENAGH |  | 52.8753 | -7.9818
MV/LV Substation CO***484Y |  | 10 kV | _ | LV | 400 kVA :Building Structure | 0.4 | --> | 0.4 | 0.359 | 3 |  | --> | 0.38 | 0 | 0.007 | 0.38 | 0 |  | --> | C18 ex NENAGH | Nenagh [T41,T42] | NENAGH |  | 52.8646 | -8.2009
MV/LV Substation AB***487Y |  | 10 kV | _ | LV | 400 kVA :Kiosk Substation | 0.4 | --> | 0.4 | 0.356 | 3 |  | --> | 0.38 | 0 | 0.004 | 0.383 | 0 |  | --> | C18 ex NENAGH | Nenagh [T41,T42] | NENAGH |  | 52.8643 | -8.1883
MV/LV Substation CA***491Y |  | 10 kV | _ | LV | 400 kVA :Kiosk Substation | 0.4 | --> | 0.4 | 0 | 0 | Constrained, otherwise capacity available =363 kVA | --> | 0.38 | 0 | 0.002 | 0.384 | 0 |  | --> | C12 ex KYLEERAGH | Kyleeragh [T41,T42] | NENAGH |  | 52.8647 | -8.2217
MV/LV Substation LI***492Y |  | 10 kV | _ | LV | 400 kVA :Building Structure | 0.4 | --> | 0.4 | 0 | 0 | Constrained, otherwise capacity available =365 kVA | --> | 0.38 | 0 | 0 | 0.385 | 0 |  | --> | C12 ex KYLEERAGH | Kyleeragh [T41,T42] | NENAGH |  | 52.864 | -8.2197
MV/LV Substation MA***493Y |  | 10 kV | _ | LV | 200 kVA :Building Structure | 0.2 | --> | 0.2 | 0 | 0 | Constrained, otherwise capacity available =191 kVA | --> | 0.19 | 0 | 0.04 | 0.162 | 0 |  | --> | C12 ex KYLEERAGH | Kyleeragh [T41,T42] | NENAGH |  | 52.8636 | -8.2222
MV/LV Substation BA***494Y |  | 10 kV | _ | LV | 630 kVA :Building Structure | 0.63 | --> | 0.63 | 0 | 0 | Constrained, otherwise capacity available =596 kVA | --> | 0.598 | 0 | 0 | 0.5 | 0 |  | --> | C12 ex KYLEERAGH | Kyleeragh [T41,T42] | NENAGH |  | 52.8623 | -8.22
MV/LV Substation SP***495Y |  | 10 kV | _ | LV | 630 kVA :Building Structure | 0.63 | --> | 0.63 | 0 | 0 | Constrained, otherwise capacity available =513 kVA | --> | 0.598 | 0 | 0 | 0.5 | 0 |  | --> | C12 ex KYLEERAGH | Kyleeragh [T41,T42] | NENAGH |  | 52.862 | -8.2198
MV/LV Substation WO***496Y |  | 10 kV | _ | LV | 630 kVA :Building Structure | 0.63 | --> | 0.63 | 0 | 0 | Constrained, otherwise capacity available =516 kVA | --> | 0.598 | 0 | 0 | 0.5 | 0 |  | --> | C12 ex KYLEERAGH | Kyleeragh [T41,T42] | NENAGH |  | 52.8623 | -8.2181
MV/LV Substation DR***499 |  | 10 kV | _ | LV | 200 kVA :Pole Substation | 0.2 | --> | 0.2 | 0 | 0 | Constrained, otherwise capacity available =133 kVA | --> | 0.19 | 0 | 0.021 | 0.183 | 0 |  | --> | C26 ex KYLEERAGH | Kyleeragh [T41,T42] | NENAGH |  | 52.9244 | -8.2755
MV/LV Substation AD***499Y |  | 10 kV | _ | LV | 400 kVA :Building Structure | 0.4 | --> | 0.4 | 0 | 0 | Constrained, otherwise capacity available =332 kVA | --> | 0.38 | 0 | 0 | 0.389 | 0 |  | --> | C12 ex KYLEERAGH | Kyleeragh [T41,T42] | NENAGH |  | 52.8608 | -8.224
MV/LV Substation BA***502 |  | 10 kV | _ | LV | 100 kVA :Pole Substation | 0.1 | --> | 0.1 | 0 | 0 | Constrained, otherwise capacity available =91 kVA | --> | 0.095 | 0 | 0 | 0.096 | 0 |  | --> | C26 ex KYLEERAGH | Kyleeragh [T41,T42] | NENAGH |  | 52.9075 | -8.2273
MV/LV Substation SH***510Y |  | 10 kV | _ | LV | 200 kVA :Kiosk Substation | 0.2 | --> | 0.2 | 0.2 | 3 |  | --> | 0.19 | 0 | 0 | 0.19 | 0 |  | --> | C21 ex NENAGH | Nenagh [T41,T42] | NENAGH |  | 52.8629 | -8.2055
MV/LV Substation PU***513 |  | 10 kV | _ | LV | 100 kVA :Pole Substation | 0.1 | --> | 0.1 | 0 | 0 | Constrained, otherwise capacity available =80 kVA | --> | 0.095 | 0 | 0 | 0.098 | 0 |  | --> | C26 ex KYLEERAGH | Kyleeragh [T41,T42] | NENAGH |  | 52.9319 | -8.2374
MV/LV Substation SP***513Y |  | 10 kV | _ | LV | 400 kVA :Kiosk Substation | 0.4 | --> | 0.4 | 0.308 | 3 |  | --> | 0.38 | 0 | 0.034 | 0.367 | 0 |  | --> | C21 ex NENAGH | Nenagh [T41,T42] | NENAGH |  | 52.8589 | -8.2186
MV/LV Substation QU***519Y |  | 10 kV | _ | LV | 630 kVA :Kiosk Substation | 0.63 | --> | 0.63 | 0.5 | 3 |  | --> | 0.598 | 0 | 0 | 0.5 | 0 |  | --> | C18 ex NENAGH | Nenagh [T41,T42] | NENAGH |  | 52.8628 | -8.1978
MV/LV Substation BA***521Y |  | 10 kV | _ | LV | 200 kVA :Kiosk Substation | 0.2 | --> | 0.2 | 0.145 | 3 |  | --> | 0.19 | 0 | 0 | 0.197 | 0 |  | --> | C18 ex NENAGH | Nenagh [T41,T42] | NENAGH |  | 52.8681 | -8.1963
MV/LV Substation ST***522 |  | 10 kV | _ | LV | 50 kVA :Pole Substation | 0.05 | --> | 0.05 | 0 | 0 | Constrained, otherwise capacity available =47 kVA | --> | 0.048 | 0 | 0 | 0.048 | 0 |  | --> | C26 ex KYLEERAGH | Kyleeragh [T41,T42] | NENAGH |  | 52.9383 | -8.2806
MV/LV Substation LO***524 |  | 10 kV | _ | LV | 50 kVA :Pole Substation | 0.05 | --> | 0.05 | 0 | 0 | Constrained, otherwise capacity available =44 kVA | --> | 0.048 | 0 | 0 | 0.048 | 0 |  | --> | C26 ex KYLEERAGH | Kyleeragh [T41,T42] | NENAGH |  | 52.9376 | -8.2309
MV/LV Substation BA***526X |  | 10 kV | _ | LV | 100 kVA :Pole Substation | 0.1 | --> | 0.1 | 0 | 0 | Constrained, otherwise capacity available =89 kVA | --> | 0.095 | 0 | 0.01 | 0.089 | 0 |  | --> | C26 ex KYLEERAGH | Kyleeragh [T41,T42] | NENAGH |  | 52.891 | -8.2022
MV/LV Substation CE***527Y |  | 10 kV | _ | LV | 200 kVA :Building Structure | 0.2 | --> | 0.2 | 0.175 | 3 |  | --> | 0.19 | 0 | 0 | 0.194 | 0 |  | --> | C18 ex NENAGH | Nenagh [T41,T42] | NENAGH |  | 52.8616 | -8.1992
MV/LV Substation SI***529Y |  | 10 kV | _ | LV | 400 kVA :Kiosk Substation | 0.4 | --> | 0.4 | 0.391 | 3 |  | --> | 0.38 | 0 | 0 | 0.381 | 0 |  | --> | C18 ex NENAGH | Nenagh [T41,T42] | NENAGH |  | 52.8622 | -8.1998
MV/LV Substation CA***535 |  | 10 kV | _ | LV | 50 kVA :Pole Substation | 0.05 | --> | 0.05 | 0 | 0 | Constrained, otherwise capacity available =32 kVA | --> | 0.048 | 0 | 0.011 | 0.042 | 0 |  | --> | C26 ex KYLEERAGH | Kyleeragh [T41,T42] | NENAGH |  | 52.9143 | -8.2078
MV/LV Substation NE***535X |  | 10 kV | _ | LV | 100 kVA :Pole Substation | 0.1 | --> | 0.1 | 0.081 | 3 |  | --> | 0.095 | 0 | 0.028 | 0.077 | 0 |  | --> | C21 ex NENAGH | Nenagh [T41,T42] | NENAGH |  | 52.8783 | -8.2923
MV/LV Substation B/***550Y |  | 20 kV | _ | LV | 200 kVA :Building Structure | 0.2 | --> | 0.2 | 0 | 0 | Constrained, otherwise capacity available =191 kVA | --> | 0.19 | 0 | 0 | 0.191 | 0 |  | --> | C17 ex KYLEERAGH | Kyleeragh [T41,T42] | NENAGH |  | 52.9973 | -8.1277
MV/LV Substation KE***552Y |  | 10 kV | _ | LV | 50 kVA :Pole Substation | 0.05 | --> | 0.05 | 0.05 | 3 |  | --> | 0.048 | 0 | 0 | 0.048 | 0 |  | --> | C25 ex NENAGH | Nenagh [T41,T42] | NENAGH |  | 52.8604 | -8.1637
MV/LV Substation FA***557Y |  | 10 kV | _ | LV | 50 kVA :Pole Substation | 0.05 | --> | 0.05 | 0.045 | 3 |  | --> | 0.048 | 0 | 0 | 0.048 | 0 |  | --> | C25 ex NENAGH | Nenagh [T41,T42] | NENAGH |  | 52.8498 | -8.1857
MV/LV Substation FA***568Y |  | 20 kV | _ | LV | 200 kVA :Kiosk Substation | 0.2 | --> | 0.2 | 0 | 0 | Constrained, otherwise capacity available =154 kVA | --> | 0.19 | 0 | 0.004 | 0.193 | 0 |  | --> | C17 ex KYLEERAGH | Kyleeragh [T41,T42] | NENAGH |  | 52.9941 | -8.1302
MV/LV Substation AS***570 |  | 20 kV | _ | LV | 200 kVA :Pole Substation | 0.2 | --> | 0.2 | 0 | 0 | Constrained, otherwise capacity available =142 kVA | --> | 0.19 | 0 | 0 | 0.198 | 0 |  | --> | C17 ex KYLEERAGH | Kyleeragh [T41,T42] | NENAGH |  | 52.9269 | -8.182
MV/LV Substation EC***576Y |  | 10 kV | _ | LV | 400 kVA :Kiosk Substation | 0.4 | --> | 0.4 | 0.181 | 0.18 | Constrained, otherwise capacity available =315 kVA | --> | 0.38 | 0 | 0.101 | 0 | 0 | Constrained, otherwise capacity available =317 kW | --> | C15 ex TOOMEVARA | Toomevara [T42] | NENAGH |  | 52.9464 | -8.0368
MV/LV Substation BA***583Y |  | 10 kV | _ | LV | 400 kVA :Building Structure | 0.4 | --> | 0.4 | 0.384 | 3 |  | --> | 0.38 | 0 | 0 | 0.382 | 0 |  | --> | C18 ex NENAGH | Nenagh [T41,T42] | NENAGH |  | 52.8616 | -8.2008
MV/LV Substation DR***601Y |  | 10 kV | _ | LV | 630 kVA :Kiosk Substation | 0.63 | --> | 0.63 | 0 | 0 | Constrained, otherwise capacity available =510 kVA | --> | 0.598 | 0 | 0.01 | 0.5 | 0 |  | --> | C12 ex KYLEERAGH | Kyleeragh [T41,T42] | NENAGH |  | 52.8763 | -8.2034
MV/LV Substation DR***602Y |  | 10 kV | _ | LV | 630 kVA :Kiosk Substation | 0.63 | --> | 0.63 | 0 | 0 | Constrained, otherwise capacity available =574 kVA | --> | 0.598 | 0 | 0.009 | 0.5 | 0 |  | --> | C12 ex KYLEERAGH | Kyleeragh [T41,T42] | NENAGH |  | 52.8747 | -8.2039
MV/LV Substation CL***605 |  | 10 kV | _ | LV | 200 kVA :Kiosk Substation | 0.2 | --> | 0.2 | 0.125 | 0.18 |  | --> | 0.19 | 0 | 0.022 | 0 | 0 | Constrained, otherwise capacity available =184 kW | --> | C15 ex TOOMEVARA | Toomevara [T42] | NENAGH |  | 52.9429 | -8.0408
MV/LV Substation RA***609Y |  | 10 kV | _ | LV | 50 kVA :Pole Substation | 0.05 | --> | 0.05 | 0.036 | 0.18 |  | --> | 0.048 | 0 | 0 | 0 | 0 | Constrained, otherwise capacity available =49 kW | --> | C16 ex TOOMEVARA | Toomevara [T42] | NENAGH |  | 52.8662 | -7.9705
MV/LV Substation CL***628 |  | 10 kV | _ | LV | 100 kVA :Pole Substation | 0.1 | --> | 0.1 | 0.064 | 3 |  | --> | 0.095 | 0 | 0 | 0.1 | 0 |  | --> | C21 ex NENAGH | Nenagh [T41,T42] | NENAGH |  | 52.885 | -8.345
MV/LV Substation TH***629Y |  | 10 kV | _ | LV | 200 kVA :Kiosk Substation | 0.2 | --> | 0.2 | 0.181 | 0.18 | Constrained, otherwise capacity available =186 kVA | --> | 0.19 | 0 | 0 | 0 | 0 | Constrained, otherwise capacity available =192 kW | --> | C15 ex TOOMEVARA | Toomevara [T42] | NENAGH |  | 52.9417 | -8.0382
MV/LV Substation GA***631 |  | 10 kV | _ | LV | 50 kVA :Pole Substation | 0.05 | --> | 0.05 | 0.036 | 3 |  | --> | 0.048 | 0 | 0 | 0.049 | 0 |  | --> | C21 ex NENAGH | Nenagh [T41,T42] | NENAGH |  | 52.9003 | -8.3599
MV/LV Substation BA***632Y |  | 10 kV | _ | LV | 400 kVA :Kiosk Substation | 0.4 | --> | 0.4 | 0.327 | 3 |  | --> | 0.38 | 0 | 0.015 | 0.379 | 0 |  | --> | C23 ex NENAGH | Nenagh [T41,T42] | NENAGH |  | 52.8532 | -8.1943
MV/LV Substation PO***637 |  | 10 kV | _ | LV | 200 kVA :Pole Substation | 0.2 | --> | 0.2 | 0.15 | 3 |  | --> | 0.19 | 0 | 0.014 | 0.186 | 0 |  | --> | C21 ex NENAGH | Nenagh [T41,T42] | NENAGH |  | 52.8827 | -8.3516
MV/LV Substation CL***638Y |  | 10 kV | _ | LV | 50 kVA :Pole Substation | 0.05 | --> | 0.05 | 0.047 | 0.18 |  | --> | 0.048 | 0 | 0 | 0 | 0 | Constrained, otherwise capacity available =48 kW | --> | C16 ex TOOMEVARA | Toomevara [T42] | NENAGH |  | 52.8585 | -8.0837
MV/LV Substation RI***651Y |  | 20 kV | _ | LV | 400 kVA :Building Structure | 0.4 | --> | 0.4 | 0 | 0 | Constrained, otherwise capacity available =313 kVA | --> | 0.38 | 0 | 0.064 | 0.344 | 0 |  | --> | C17 ex KYLEERAGH | Kyleeragh [T41,T42] | NENAGH |  | 52.9989 | -8.1277
MV/LV Substation FA***656Y |  | 10 kV | _ | LV | 400 kVA :Kiosk Substation | 0.4 | --> | 0.4 | 0.366 | 3 |  | --> | 0.38 | 0 | 0.018 | 0.371 | 0 |  | --> | C23 ex NENAGH | Nenagh [T41,T42] | NENAGH |  | 52.854 | -8.1906
MV/LV Substation LO***659Y |  | 10 kV | _ | LV | 50 kVA :Pole Substation | 0.05 | --> | 0.05 | 0.05 | 3 |  | --> | 0.048 | 0 | 0 | 0.048 | 0 |  | --> | C25 ex NENAGH | Nenagh [T41,T42] | NENAGH |  | 52.7727 | -8.0884
MV/LV Substation GA***660 |  | 10 kV | _ | LV | 50 kVA :Pole Substation | 0.05 | --> | 0.05 | 0.04 | 3 |  | --> | 0.048 | 0 | 0 | 0.049 | 0 |  | --> | C21 ex NENAGH | Nenagh [T41,T42] | NENAGH |  | 52.8918 | -8.3558
MV/LV Substation BA***666Y |  | 10 kV | _ | LV | 630 kVA :Building Structure | 0.63 | --> | 0.63 | 0.181 | 0.18 | Constrained, otherwise capacity available =618 kVA | --> | 0.598 | 0 | 0.05 | 0 | 0 | Constrained, otherwise capacity available =563 kW | --> | C16 ex TOOMEVARA | Toomevara [T42] | NENAGH |  | 52.8378 | -7.9693
MV/LV Substation TE***674 |  | 10 kV | _ | LV | 200 kVA :Pole Substation | 0.2 | --> | 0.2 | 0.169 | 0.18 |  | --> | 0.19 | 0 | 0.017 | 0 | 0 | Constrained, otherwise capacity available =182 kW | --> | C15 ex TOOMEVARA | Toomevara [T42] | NENAGH |  | 52.9409 | -8.0321
MV/LV Substation DR***680Y |  | 10 kV | _ | LV | 200 kVA :Kiosk Substation | 0.2 | --> | 0.2 | 0 | 0 | Constrained, otherwise capacity available =198 kVA | --> | 0.19 | 0 | 0.005 | 0.187 | 0 |  | --> | C12 ex KYLEERAGH | Kyleeragh [T41,T42] | NENAGH |  | 52.874 | -8.2077
MV/LV Substation KN***685 |  | 10 kV | _ | LV | 100 kVA :Pole Substation | 0.1 | --> | 0.1 | 0.088 | 3 |  | --> | 0.095 | 0 | 0.005 | 0.093 | 0 |  | --> | C25 ex NENAGH | Nenagh [T41,T42] | NENAGH |  | 52.8498 | -8.1695
MV/LV Substation BA***687Y |  | 10 kV | _ | LV | 50 kVA :Pole Substation | 0.05 | --> | 0.05 | 0.043 | 3 |  | --> | 0.048 | 0 | 0 | 0.048 | 0 |  | --> | C23 ex NENAGH | Nenagh [T41,T42] | NENAGH |  | 52.8304 | -8.2194
MV/LV Substation CA***688Y |  | 10 kV | _ | LV | 50 kVA :Pole Substation | 0.05 | --> | 0.05 | 0.05 | 0.18 |  | --> | 0.048 | 0 | 0 | 0 | 0 | Constrained, otherwise capacity available =48 kW | --> | C15 ex TOOMEVARA | Toomevara [T42] | NENAGH |  | 52.8864 | -8.0168
MV/LV Substation BA***696 |  | 10 kV | _ | LV | 50 kVA :Pole Substation | 0.05 | --> | 0.05 | 0.034 | 3 |  | --> | 0.048 | 0 | 0.096 | 0 | 0 |  | --> | C25 ex NENAGH | Nenagh [T41,T42] | NENAGH |  | 52.8208 | -8.1141
MV/LV Substation KI***704 |  | 10 kV | _ | LV | 50 kVA :Pole Substation | 0.05 | --> | 0.05 | 0.037 | 3 |  | --> | 0.048 | 0 | 0 | 0.049 | 0 |  | --> | C25 ex NENAGH | Nenagh [T41,T42] | NENAGH |  | 52.7882 | -8.1383
MV/LV Substation CA***718Y |  | 10 kV | _ | LV | 400 kVA :Kiosk Substation | 0.4 | --> | 0.4 | 0.366 | 3 |  | --> | 0.38 | 0 | 0 | 0.385 | 0 |  | --> | C18 ex NENAGH | Nenagh [T41,T42] | NENAGH |  | 52.8674 | -8.2048
MV/LV Substation TO***724Y |  | 10 kV | _ | LV | 100 kVA :Pole Substation | 0.1 | --> | 0.1 | 0.096 | 0.18 |  | --> | 0.095 | 0 | 0 | 0 | 0 | Constrained, otherwise capacity available =96 kW | --> | C16 ex TOOMEVARA | Toomevara [T42] | NENAGH |  | 52.8494 | -8.0414
MV/LV Substation LI***726Y |  | 10 kV | _ | LV | 100 kVA :Pole Substation | 0.1 | --> | 0.1 | 0.1 | 3 |  | --> | 0.095 | 0 | 0 | 0.095 | 0 |  | --> | C25 ex NENAGH | Nenagh [T41,T42] | NENAGH |  | 52.8489 | -8.1685
MV/LV Substation CU***727 |  | 10 kV | _ | LV | 100 kVA :Pole Substation | 0.1 | --> | 0.1 | 0.084 | 3 |  | --> | 0.095 | 0 | 0.003 | 0.095 | 0 |  | --> | C25 ex NENAGH | Nenagh [T41,T42] | NENAGH |  | 52.8588 | -8.1586
MV/LV Substation N ***742 |  | 10 kV | _ | LV | 400 kVA :Kiosk Substation | 0.4 | --> | 0.4 | 0.313 | 3 |  | --> | 0.38 | 0 | 0 | 0.392 | 0 |  | --> | C25 ex NENAGH | Nenagh [T41,T42] | NENAGH |  | 52.8645 | -8.1504
MV/LV Substation TO***791 |  | 10 kV | _ | LV | 200 kVA :Pole Substation | 0.2 | --> | 0.2 | 0.181 | 0.18 | Constrained, otherwise capacity available =194 kVA | --> | 0.19 | 0 | 0 | 0 | 0 | Constrained, otherwise capacity available =191 kW | --> | C16 ex TOOMEVARA | Toomevara [T42] | NENAGH |  | 52.8495 | -8.0447
MV/LV Substation CA***794 |  | 20 kV | _ | LV | 50 kVA :Pole Substation | 0.05 | --> | 0.05 | 0.04 | 0.18 |  | --> | 0.048 | 0 | 0 | 0 | 0 | Constrained, otherwise capacity available =49 kW | --> | C18 ex TOOMEVARA | Toomevara [T42] | NENAGH |  | 52.8244 | -8.074
MV/LV Substation BI***811 |  | 20 kV | _ | LV | 50 kVA :Pole Substation | 0.05 | --> | 0.05 | 0.042 | 0.18 |  | --> | 0.048 | 0 | 0 | 0 | 0 | Constrained, otherwise capacity available =48 kW | --> | C18 ex TOOMEVARA | Toomevara [T42] | NENAGH |  | 52.8002 | -8.0351
MV/LV Substation NE***846X |  | 10 kV | _ | LV | 200 kVA :Kiosk Substation | 0.2 | --> | 0.2 | 0 | 0 | Constrained, otherwise capacity available =119 kVA | --> | 0.19 | 0 | 0.017 | 0.188 | 0 |  | --> | C11 ex KYLEERAGH | Kyleeragh [T41,T42] | NENAGH |  | 52.8717 | -8.2003
MV/LV Substation HO***850X |  | 20 kV | _ | LV | 200 kVA :Pole Substation | 0.2 | --> | 0.2 | 0 | 0 | Constrained, otherwise capacity available =192 kVA | --> | 0.19 | 0 | 0 | 0.191 | 0 |  | --> | C17 ex KYLEERAGH | Kyleeragh [T41,T42] | NENAGH |  | 53.0088 | -8.273
MV/LV Substation TO***856 |  | 10 kV | _ | LV | 200 kVA :Pole Substation | 0.2 | --> | 0.2 | 0.151 | 0.18 |  | --> | 0.19 | 0 | 0.005 | 0 | 0 | Constrained, otherwise capacity available =193 kW | --> | C16 ex TOOMEVARA | Toomevara [T42] | NENAGH |  | 52.849 | -8.0336
MV/LV Substation TO***860X |  | 20 kV | _ | LV | 50 kVA :Pole Substation | 0.05 | --> | 0.05 | 0 | 0 | Constrained, otherwise capacity available =46 kVA | --> | 0.048 | 0 | 0 | 0.048 | 0 |  | --> | C17 ex KYLEERAGH | Kyleeragh [T41,T42] | NENAGH |  | 53.0059 | -8.1862
MV/LV Substation KN***862 |  | 10 kV | _ | LV | 50 kVA :Pole Substation | 0.05 | --> | 0.05 | 0.047 | 0.18 |  | --> | 0.048 | 0 | 0 | 0 | 0 | Constrained, otherwise capacity available =48 kW | --> | C15 ex TOOMEVARA | Toomevara [T42] | NENAGH |  | 52.8715 | -8.0236
MV/LV Substation GA***871X |  | 20 kV | _ | LV | 50 kVA :Pole Substation | 0.05 | --> | 0.05 | 0 | 0 | Constrained, otherwise capacity available =49 kVA | --> | 0.048 | 0 | 0 | 0.048 | 0 |  | --> | C17 ex KYLEERAGH | Kyleeragh [T41,T42] | NENAGH |  | 53.0139 | -8.2186
MV/LV Substation BA***875 |  | 10 kV | _ | LV | 50 kVA :Pole Substation | 0.05 | --> | 0.05 | 0.044 | 0.18 |  | --> | 0.048 | 0 | 0.011 | 0 | 0 | Constrained, otherwise capacity available =40 kW | --> | C16 ex TOOMEVARA | Toomevara [T42] | NENAGH |  | 52.8727 | -7.9891
MV/LV Substation BR***880X |  | 20 kV | _ | LV | 50 kVA :Pole Substation | 0.05 | --> | 0.05 | 0 | 0 | Constrained, otherwise capacity available =42 kVA | --> | 0.048 | 0 | 0.01 | 0.041 | 0 |  | --> | C17 ex KYLEERAGH | Kyleeragh [T41,T42] | NENAGH |  | 53.0163 | -8.2541
MV/LV Substation BR***881X |  | 20 kV | _ | LV | 50 kVA :Pole Substation | 0.05 | --> | 0.05 | 0 | 0 | Constrained, otherwise capacity available =49 kVA | --> | 0.048 | 0 | 0 | 0.048 | 0 |  | --> | C17 ex KYLEERAGH | Kyleeragh [T41,T42] | NENAGH |  | 53.019 | -8.2531
MV/LV Substation SK***883X |  | 20 kV | _ | LV | 50 kVA :Pole Substation | 0.05 | --> | 0.05 | 0 | 0 | Constrained, otherwise capacity available =49 kVA | --> | 0.048 | 0 | 0 | 0.048 | 0 |  | --> | C17 ex KYLEERAGH | Kyleeragh [T41,T42] | NENAGH |  | 53.0158 | -8.2642
MV/LV Substation RA***911X |  | 20 kV | _ | LV | 50 kVA :Pole Substation | 0.05 | --> | 0.05 | 0 | 0 | Constrained, otherwise capacity available =34 kVA | --> | 0.048 | 0 | 0 | 0.05 | 0 |  | --> | C17 ex KYLEERAGH | Kyleeragh [T41,T42] | NENAGH |  | 53.0078 | -8.1558
MV/LV Substation FE***918X |  | 20 kV | _ | LV | 50 kVA :Pole Substation | 0.05 | --> | 0.05 | 0 | 0 | Constrained, otherwise capacity available =48 kVA | --> | 0.048 | 0 | 0 | 0.048 | 0 |  | --> | C17 ex KYLEERAGH | Kyleeragh [T41,T42] | NENAGH |  | 52.9994 | -8.1392
MV/LV Substation TO***921X |  | 20 kV | _ | LV | 100 kVA :Pole Substation | 0.1 | --> | 0.1 | 0 | 0 | Constrained, otherwise capacity available =54 kVA | --> | 0.095 | 0 | 0.015 | 0.09 | 0 |  | --> | C17 ex KYLEERAGH | Kyleeragh [T41,T42] | NENAGH |  | 53 | -8.1241
MV/LV Substation SF***923X |  | 20 kV | _ | LV | 400 kVA :Kiosk Substation | 0.4 | --> | 0.4 | 0 | 0 | Constrained, otherwise capacity available =386 kVA | --> | 0.38 | 0 | 0.004 | 0.379 | 0 |  | --> | C17 ex KYLEERAGH | Kyleeragh [T41,T42] | NENAGH |  | 52.9991 | -8.1298
MV/LV Substation BU***925X |  | 20 kV | _ | LV | 200 kVA :Pole Substation | 0.2 | --> | 0.2 | 0 | 0 | Constrained, otherwise capacity available =164 kVA | --> | 0.19 | 0 | 0 | 0.195 | 0 |  | --> | C17 ex KYLEERAGH | Kyleeragh [T41,T42] | NENAGH |  | 52.9977 | -8.1248
MV/LV Substation MA***926X |  | 20 kV | _ | LV | 200 kVA :Kiosk Substation | 0.2 | --> | 0.2 | 0 | 0 | Constrained, otherwise capacity available =36 kVA | --> | 0.19 | 0 | 0 | 0.211 | 0 |  | --> | C17 ex KYLEERAGH | Kyleeragh [T41,T42] | NENAGH |  | 52.9957 | -8.1261
MV/LV Substation MA***927X |  | 20 kV | _ | LV | 200 kVA :Pole Substation | 0.2 | --> | 0.2 | 0 | 0 | Constrained, otherwise capacity available =134 kVA | --> | 0.19 | 0 | 0.006 | 0.194 | 0 |  | --> | C17 ex KYLEERAGH | Kyleeragh [T41,T42] | NENAGH |  | 53.001 | -8.1186
MV/LV Substation WH***932X |  | 20 kV | _ | LV | 200 kVA :Pole Substation | 0.2 | --> | 0.2 | 0 | 0 | Constrained, otherwise capacity available =148 kVA | --> | 0.19 | 0 | 0 | 0.197 | 0 |  | --> | C17 ex KYLEERAGH | Kyleeragh [T41,T42] | NENAGH |  | 52.9932 | -8.1236
MV/LV Substation FA***933X |  | 20 kV | _ | LV | 100 kVA :Pole Substation | 0.1 | --> | 0.1 | 0 | 0 | Constrained, otherwise capacity available =35 kVA | --> | 0.095 | 0 | 0.026 | 0.084 | 0 |  | --> | C17 ex KYLEERAGH | Kyleeragh [T41,T42] | NENAGH |  | 52.9916 | -8.1298
MV/LV Substation BU***934X |  | 20 kV | _ | LV | 100 kVA :Pole Substation | 0.1 | --> | 0.1 | 0 | 0 | Constrained, otherwise capacity available =63 kVA | --> | 0.095 | 0 | 0.002 | 0.098 | 0 |  | --> | C17 ex KYLEERAGH | Kyleeragh [T41,T42] | NENAGH |  | 52.9869 | -8.1323
MV/LV Substation BK***941X |  | 20 kV | _ | LV | 50 kVA :Pole Substation | 0.05 | --> | 0.05 | 0 | 0 | Constrained, otherwise capacity available =27 kVA | --> | 0.048 | 0 | 0 | 0.05 | 0 |  | --> | C17 ex KYLEERAGH | Kyleeragh [T41,T42] | NENAGH |  | 52.9862 | -8.1
MV/LV Substation NE***960 |  | 10 kV | _ | LV | 50 kVA :Pole Substation | 0.05 | --> | 0.05 | 0 | 0 | Constrained, otherwise capacity available =37 kVA | --> | 0.048 | 0 | 0 | 0.049 | 0 |  | --> | C24 ex KYLEERAGH | Kyleeragh [T41,T42] | NENAGH |  | 52.8853 | -8.1936
MV/LV Substation FA***001 |  | 10 kV | _ | LV | 630 kVA :Kiosk Substation | 0.63 | --> | 0.63 | 0 | 0 | Constrained, otherwise capacity available =223 kVA | --> | 0.598 | 0 | 0.055 | 0.5 | 0 |  | --> | C15 ex DERRYCRAMPH | Derrycramph [T41,T42] | SHANKILL |  | 53.9899 | -7.363
MV/LV Substation KI***001X |  | 20 kV | _ | LV | 100 kVA :Pole Substation | 0.1 | --> | 0.1 | 0.066 | 0.07 | Constrained, otherwise capacity available =73 kVA | --> | 0.095 | 0 | 0 | 0 | 0 | Constrained, otherwise capacity available =99 kW | --> | E15 ex BALLYCONNELL | Ballyconnell [T421,T422] | GORTAWEE |  | 54.1033 | -7.4507
MV/LV Substation RA***002 |  | 10 kV | _ | LV | 100 kVA :Pole Substation | 0.1 | --> | 0.1 | 0 | 0 | Constrained, otherwise capacity available =56 kVA | --> | 0.095 | 0 | 0 | 0.101 | 0 |  | --> | C15 ex DERRYCRAMPH | Derrycramph [T41,T42] | SHANKILL |  | 53.9917 | -7.367
MV/LV Substation KI***002X |  | 20 kV | _ | LV | 200 kVA :Pole Substation | 0.2 | --> | 0.2 | 0.066 | 0.07 | Constrained, otherwise capacity available =125 kVA | --> | 0.19 | 0 | 0 | 0 | 0 | Constrained, otherwise capacity available =200 kW | --> | E15 ex BALLYCONNELL | Ballyconnell [T421,T422] | GORTAWEE |  | 54.1022 | -7.4544
MV/LV Substation KI***003X |  | 20 kV | _ | LV | 50 kVA :Pole Substation | 0.05 | --> | 0.05 | 0.048 | 0.07 |  | --> | 0.048 | 0 | 0 | 0 | 0 | Constrained, otherwise capacity available =48 kW | --> | E15 ex BALLYCONNELL | Ballyconnell [T421,T422] | GORTAWEE |  | 54.1045 | -7.4571
MV/LV Substation KE***006 |  | 10 kV | _ | LV | 630 kVA :Building Structure | 0.63 | --> | 0.63 | 0 | 0 | Constrained, otherwise capacity available =452 kVA | --> | 0.598 | 0 | 0.004 | 0.5 | 0 |  | --> | C14 ex CAVAN | Cavan [T42,T421] | SHANKILL |  | 53.9955 | -7.3608
MV/LV Substation KI***006X |  | 20 kV | _ | LV | 50 kVA :Pole Substation | 0.05 | --> | 0.05 | 0.048 | 0.07 |  | --> | 0.048 | 0 | 0 | 0 | 0 | Constrained, otherwise capacity available =48 kW | --> | E15 ex BALLYCONNELL | Ballyconnell [T421,T422] | GORTAWEE |  | 54.1007 | -7.4582
MV/LV Substation KI***007X |  | 20 kV | _ | LV | 400 kVA :Kiosk Substation | 0.4 | --> | 0.4 | 0.066 | 0.07 | Constrained, otherwise capacity available =327 kVA | --> | 0.38 | 0 | 0.003 | 0 | 0 | Constrained, otherwise capacity available =388 kW | --> | E15 ex BALLYCONNELL | Ballyconnell [T421,T422] | GORTAWEE |  | 54.1 | -7.4572
MV/LV Substation ST***009Y |  | 10 kV | _ | LV | 200 kVA :Pole Substation | 0.2 | --> | 0.2 | 0 | 0 | Constrained, otherwise capacity available =157 kVA | --> | 0.19 | 0 | 0.01 | 0.188 | 0 |  | --> | C15 ex DERRYCRAMPH | Derrycramph [T41,T42] | SHANKILL |  | 53.988 | -7.3665
MV/LV Substation LA***010Y |  | 10 kV | _ | LV | 100 kVA :Pole Substation | 0.1 | --> | 0.1 | 0 | 0 | Constrained, otherwise capacity available =73 kVA | --> | 0.095 | 0 | 0 | 0.099 | 0 |  | --> | C20 ex CAVAN | Cavan [T42,T421] | SHANKILL |  | 53.9666 | -7.2286
MV/LV Substation CO***011 |  | 20 kV | _ | LV | 200 kVA :Pole Substation | 0.2 | --> | 0.2 | 0 | 0 | Constrained, otherwise capacity available =192 kVA | --> | 0.19 | 0 | 0 | 0.191 | 0 |  | --> | E17 ex CAVAN | Cavan [T42,T421] | SHANKILL |  | 54.0052 | -7.3563
MV/LV Substation NE***011Y |  | 10 kV | _ | LV | 400 kVA :Kiosk Substation | 0.4 | --> | 0.4 | 0 | 0 | Constrained, otherwise capacity available =230 kVA | --> | 0.38 | 0 | 0 | 0.402 | 0 |  | --> | C22 ex CAVAN | Cavan [T42,T421] | SHANKILL |  | 53.9923 | -7.3587
MV/LV Substation BA***013 |  | 10 kV | _ | LV | 630 kVA :Building Structure | 0.63 | --> | 0.63 | 0 | 0 | Constrained, otherwise capacity available =600 kVA | --> | 0.598 | 0 | 0 | 0.5 | 0 |  | --> | C18 ex CAVAN | Cavan [T42,T421] | SHANKILL |  | 53.9947 | -7.3694
MV/LV Substation BA***014 |  | 20 kV | _ | LV | 200 kVA :Pole Substation | 0.2 | --> | 0.2 | 0 | 0 | Constrained, otherwise capacity available =115 kVA | --> | 0.19 | 0 | 0.005 | 0.198 | 0 |  | --> | E17 ex CAVAN | Cavan [T42,T421] | SHANKILL |  | 54.1025 | -7.4397
MV/LV Substation QU***023Y |  | 10 kV | _ | LV | 630 kVA :Kiosk Substation | 0.63 | --> | 0.63 | 0 | 0 | Constrained, otherwise capacity available =516 kVA | --> | 0.598 | 0 | 0 | 0.5 | 0 |  | --> | C20 ex CAVAN | Cavan [T42,T421] | SHANKILL |  | 53.9873 | -7.3197
MV/LV Substation RO***025 |  | 10 kV | _ | LV | 200 kVA :Pole Substation | 0.2 | --> | 0.2 | 0 | 0 | Constrained, otherwise capacity available =161 kVA | --> | 0.19 | 0 | 0.011 | 0.187 | 0 |  | --> | C18 ex CAVAN | Cavan [T42,T421] | SHANKILL |  | 53.9986 | -7.3745
MV/LV Substation GO***026 |  | 10 kV | _ | LV | 200 kVA :Kiosk Substation | 0.2 | --> | 0.2 | 0 | 0 | Constrained, otherwise capacity available =100 kVA | --> | 0.19 | 0 | 0.05 | 0.166 | 0 |  | --> | C11 ex DERRYCRAMPH | Derrycramph [T41,T42] | SHANKILL |  | 53.9744 | -7.3535
MV/LV Substation CA***037 |  | 20 kV | _ | LV | 50 kVA :Pole Substation | 0.05 | --> | 0.05 | 0 | 0 | Constrained, otherwise capacity available =49 kVA | --> | 0.048 | 0 | 0 | 0.048 | 0 |  | --> | E11 ex CAVAN | Cavan [T42,T421] | SHANKILL |  | 54.0325 | -7.2779
MV/LV Substation DU***038 |  | 10 kV | _ | LV | 200 kVA :Pole Substation | 0.2 | --> | 0.2 | 0 | 0 | Constrained, otherwise capacity available =138 kVA | --> | 0.19 | 0 | 0 | 0.198 | 0 |  | --> | C16 ex DERRYCRAMPH | Derrycramph [T41,T42] | SHANKILL |  | 53.982 | -7.3577
MV/LV Substation AN***040Y |  | 10 kV | _ | LV | 100 kVA :Pole Substation | 0.1 | --> | 0.1 | 0 | 0 | Constrained, otherwise capacity available =99 kVA | --> | 0.095 | 0 | 0 | 0.095 | 0 |  | --> | C16 ex DERRYCRAMPH | Derrycramph [T41,T42] | SHANKILL |  | 53.9849 | -7.3358
MV/LV Substation KI***041X |  | 10 kV | _ | LV | 50 kVA :Pole Substation | 0.05 | --> | 0.05 | 0 | 0 | Constrained, otherwise capacity available =44 kVA | --> | 0.048 | 0 | 0 | 0.048 | 0 |  | --> | C11 ex DERRYCRAMPH | Derrycramph [T41,T42] | SHANKILL |  | 53.9495 | -7.3673
MV/LV Substation BU***047Y |  | 10 kV | _ | LV | 400 kVA :Kiosk Substation | 0.4 | --> | 0.4 | 0 | 0 | Constrained, otherwise capacity available =252 kVA | --> | 0.38 | 0 | 0.021 | 0.384 | 0 |  | --> | C16 ex DERRYCRAMPH | Derrycramph [T41,T42] | SHANKILL |  | 53.9834 | -7.3311
MV/LV Substation FA***054X |  | 20 kV | _ | LV | 50 kVA :Pole Substation | 0.05 | --> | 0.05 | 0 | 0 | Constrained, otherwise capacity available =40 kVA | --> | 0.048 | 0 | 0.005 | 0.045 | 0 |  | --> | E19 ex CAVAN | Cavan [T42,T421] | SHANKILL |  | 54.0034 | -7.3851
MV/LV Substation KI***055Y |  | 10 kV | _ | LV | 50 kVA :Pole Substation | 0.05 | --> | 0.05 | 0 | 0 | Constrained, otherwise capacity available =33 kVA | --> | 0.048 | 0 | 0 | 0.05 | 0 |  | --> | C20 ex CAVAN | Cavan [T42,T421] | SHANKILL |  | 53.9878 | -7.3253
MV/LV Substation CA***062Y |  | 10 kV | _ | LV | 200 kVA :Pole Substation | 0.2 | --> | 0.2 | 0 | 0 | Constrained, otherwise capacity available =166 kVA | --> | 0.19 | 0 | 0.015 | 0.184 | 0 |  | --> | C16 ex DERRYCRAMPH | Derrycramph [T41,T42] | SHANKILL |  | 53.9818 | -7.3621
MV/LV Substation BA***063Y |  | 20 kV | _ | LV | 100 kVA :Pole Substation | 0.1 | --> | 0.1 | 0 | 0 | Constrained, otherwise capacity available =86 kVA | --> | 0.095 | 0 | 0 | 0.097 | 0 |  | --> | E19 ex CAVAN | Cavan [T42,T421] | SHANKILL |  | 53.9293 | -7.4074
MV/LV Substation CO***066 |  | 10 kV | _ | LV | 630 kVA :Kiosk Substation | 0.63 | --> | 0.63 | 0 | 0 | Constrained, otherwise capacity available =570 kVA | --> | 0.598 | 0 | 0.017 | 0.5 | 0 |  | --> | C18 ex CAVAN | Cavan [T42,T421] | SHANKILL |  | 54.001 | -7.354
MV/LV Substation SE***067 |  | 20 kV | _ | LV | 50 kVA :Pole Substation | 0.05 | --> | 0.05 | 0 | 0 | Constrained, otherwise capacity available =50 kVA | --> | 0.048 | 0 | 0 | 0.048 | 0 |  | --> | E11 ex CAVAN | Cavan [T42,T421] | SHANKILL |  | 54.0488 | -7.3082
MV/LV Substation DU***068 |  | 10 kV | _ | LV | 630 kVA :Building Structure | 0.63 | --> | 0.63 | 0 | 0 | Constrained, otherwise capacity available =630 kVA | --> | 0.598 | 0 | 0 | 0.5 | 0 |  | --> | C14 ex CAVAN | Cavan [T42,T421] | SHANKILL |  | 53.9932 | -7.3599
MV/LV Substation ED***070 |  | 10 kV | _ | LV | 50 kVA :Pole Substation | 0.05 | --> | 0.05 | 0 | 0 | Constrained, otherwise capacity available =44 kVA | --> | 0.048 | 0 | 0.01 | 0.041 | 0 |  | --> | C20 ex CAVAN | Cavan [T42,T421] | SHANKILL |  | 53.9845 | -7.2992
MV/LV Substation MA***071 |  | 10 kV | _ | LV | 630 kVA :Building Structure | 0.63 | --> | 0.63 | 0 | 0 | Constrained, otherwise capacity available =480 kVA | --> | 0.598 | 0 | 0 | 0.5 | 0 |  | --> | C15 ex DERRYCRAMPH | Derrycramph [T41,T42] | SHANKILL |  | 53.9905 | -7.3581
MV/LV Substation IV***072Y |  | 10 kV | _ | LV | 200 kVA :Kiosk Substation | 0.2 | --> | 0.2 | 0 | 0 | Constrained, otherwise capacity available =137 kVA | --> | 0.19 | 0 | 0.004 | 0.196 | 0 |  | --> | C20 ex CAVAN | Cavan [T42,T421] | SHANKILL |  | 54.0058 | -7.3482
MV/LV Substation SW***078 |  | 10 kV | _ | LV | 400 kVA :Kiosk Substation | 0.4 | --> | 0.4 | 0 | 0 | Constrained, otherwise capacity available =302 kVA | --> | 0.38 | 0 | 0.015 | 0.382 | 0 |  | --> | C15 ex DERRYCRAMPH | Derrycramph [T41,T42] | SHANKILL |  | 53.9915 | -7.3701
MV/LV Substation DE***090 |  | 20 kV | _ | LV | 200 kVA :Pole Substation | 0.2 | --> | 0.2 | 0 | 0 | Constrained, otherwise capacity available =174 kVA | --> | 0.19 | 0 | 0.007 | 0.188 | 0 |  | --> | E17 ex CAVAN | Cavan [T42,T421] | SHANKILL |  | 54.1001 | -7.4375
MV/LV Substation BA***091X |  | 20 kV | _ | LV | 100 kVA :Pole Substation | 0.1 | --> | 0.1 | 0 | 0 | Constrained, otherwise capacity available =67 kVA | --> | 0.095 | 0 | 0.015 | 0.088 | 0 |  | --> | E11 ex CAVAN | Cavan [T42,T421] | SHANKILL |  | 54.0461 | -7.3167
MV/LV Substation AG***094X |  | 10 kV | _ | LV | 400 kVA :Kiosk Substation | 0.4 | --> | 0.4 | 0 | 0 | Constrained, otherwise capacity available =242 kVA | --> | 0.38 | 0 | 0.011 | 0.393 | 0 |  | --> | C22 ex CAVAN | Cavan [T42,T421] | SHANKILL |  | 53.9957 | -7.3537
MV/LV Substation DR***099 |  | 10 kV | _ | LV | 200 kVA :Building Structure | 0.2 | --> | 0.2 | 0 | 0 | Constrained, otherwise capacity available =189 kVA | --> | 0.19 | 0 | 0 | 0.191 | 0 |  | --> | C11 ex DERRYCRAMPH | Derrycramph [T41,T42] | SHANKILL |  | 53.9332 | -7.2183
MV/LV Substation CA***100Y |  | 10 kV | _ | LV | 400 kVA :Kiosk Substation | 0.4 | --> | 0.4 | 0 | 0 | Constrained, otherwise capacity available =69 kVA | --> | 0.38 | 0 | 0 | 0.414 | 0 |  | --> | C20 ex CAVAN | Cavan [T42,T421] | SHANKILL |  | 53.9886 | -7.321
MV/LV Substation FA***102X |  | 10 kV | _ | LV | 400 kVA :Kiosk Substation | 0.4 | --> | 0.4 | 0 | 0 | Constrained, otherwise capacity available =66 kVA | --> | 0.38 | 0 | 0.045 | 0.39 | 0 |  | --> | C15 ex DERRYCRAMPH | Derrycramph [T41,T42] | SHANKILL |  | 53.9885 | -7.3603
MV/LV Substation CA***103 |  | 10 kV | _ | LV | 630 kVA :Building Structure | 0.63 | --> | 0.63 | 0 | 0 | Constrained, otherwise capacity available =410 kVA | --> | 0.598 | 0 | 0 | 0.5 | 0 |  | --> | C15 ex DERRYCRAMPH | Derrycramph [T41,T42] | SHANKILL |  | 53.9907 | -7.3609
MV/LV Substation TU***104 |  | 10 kV | _ | LV | 200 kVA :Pole Substation | 0.2 | --> | 0.2 | 0 | 0 | Constrained, otherwise capacity available =74 kVA | --> | 0.19 | 0 | 0.01 | 0.199 | 0 |  | --> | C16 ex DERRYCRAMPH | Derrycramph [T41,T42] | SHANKILL |  | 53.9866 | -7.3585
MV/LV Substation GL***104X |  | 10 kV | _ | LV | 200 kVA :Pole Substation | 0.2 | --> | 0.2 | 0 | 0 | Constrained, otherwise capacity available =198 kVA | --> | 0.19 | 0 | 0 | 0.19 | 0 |  | --> | C15 ex DERRYCRAMPH | Derrycramph [T41,T42] | SHANKILL |  | 53.9895 | -7.3687
MV/LV Substation ST***106 |  | 20 kV | _ | LV | 200 kVA :Pole Substation | 0.2 | --> | 0.2 | 0 | 0 | Constrained, otherwise capacity available =143 kVA | --> | 0.19 | 0 | 0 | 0.198 | 0 |  | --> | E17 ex CAVAN | Cavan [T42,T421] | SHANKILL |  | 54.0079 | -7.3559
MV/LV Substation CR***109X |  | 10 kV | _ | LV | 200 kVA :Pole Substation | 0.2 | --> | 0.2 | 0 | 0 | Constrained, otherwise capacity available =179 kVA | --> | 0.19 | 0 | 0.004 | 0.19 | 0 |  | --> | C16 ex DERRYCRAMPH | Derrycramph [T41,T42] | SHANKILL |  | 53.98 | -7.3569
MV/LV Substation KI***119X |  | 20 kV | _ | LV | 200 kVA :Building Structure | 0.2 | --> | 0.2 | 0 | 0 | Constrained, otherwise capacity available =180 kVA | --> | 0.19 | 0 | 0 | 0.193 | 0 |  | --> | E19 ex CAVAN | Cavan [T42,T421] | SHANKILL |  | 53.9996 | -7.473
MV/LV Substation C/***121 |  | 10 kV | _ | LV | 50 kVA :Pole Substation | 0.05 | --> | 0.05 | 0.027 | 2.57 |  | --> | 0.048 | 0 | 0 | 0.05 | 0 |  | --> | C13 ex ERRIGAL | Errigal [T41,T422] | SHANKILL |  | 53.9863 | -7.1614
MV/LV Substation MO***122 |  | 10 kV | _ | LV | 200 kVA :Pole Substation | 0.2 | --> | 0.2 | 0 | 0 | Constrained, otherwise capacity available =160 kVA | --> | 0.19 | 0 | 0.04 | 0.166 | 0 |  | --> | C11 ex DERRYCRAMPH | Derrycramph [T41,T42] | SHANKILL |  | 53.9705 | -7.3545
MV/LV Substation TU***123 |  | 10 kV | _ | LV | 400 kVA :Kiosk Substation | 0.4 | --> | 0.4 | 0 | 0 | Constrained, otherwise capacity available =285 kVA | --> | 0.38 | 0 | 0.018 | 0.382 | 0 |  | --> | C16 ex DERRYCRAMPH | Derrycramph [T41,T42] | SHANKILL |  | 53.985 | -7.3567
MV/LV Substation CR***124 |  | 20 kV | _ | LV | 400 kVA :Kiosk Substation | 0.4 | --> | 0.4 | 0.066 | 0.07 | Constrained, otherwise capacity available =363 kVA | --> | 0.38 | 0 | 0.12 | 0 | 0 | Constrained, otherwise capacity available =296 kW | --> | E15 ex BALLYCONNELL | Ballyconnell [T421,T422] | GORTAWEE |  | 54.1071 | -7.4342
MV/LV Substation M+***124X |  | 10 kV | _ | LV | 50 kVA :Pole Substation | 0.05 | --> | 0.05 | 0 | 0 | Constrained, otherwise capacity available =46 kVA | --> | 0.048 | 0 | 0 | 0.048 | 0 |  | --> | C11 ex DERRYCRAMPH | Derrycramph [T41,T42] | SHANKILL |  | 53.9698 | -7.355
MV/LV Substation AN***128Y |  | 10 kV | _ | LV | 200 kVA :Pole Substation | 0.2 | --> | 0.2 | 0 | 0 | Constrained, otherwise capacity available =200 kVA | --> | 0.19 | 0 | 0 | 0.19 | 0 |  | --> | C15 ex DERRYCRAMPH | Derrycramph [T41,T42] | SHANKILL |  | 53.9936 | -7.3694
MV/LV Substation DR***129Y |  | 20 kV | _ | LV | 50 kVA :Pole Substation | 0.05 | --> | 0.05 | 0 | 0 | Constrained, otherwise capacity available =22 kVA | --> | 0.048 | 0 | 0 | 0.051 | 0 |  | --> | E11 ex CAVAN | Cavan [T42,T421] | SHANKILL |  | 54.094 | -7.3187
MV/LV Substation PO***130Y |  | 10 kV | _ | LV | 50 kVA :Pole Substation | 0.05 | --> | 0.05 | 0 | 0 | Constrained, otherwise capacity available =33 kVA | --> | 0.048 | 0 | 0.005 | 0.046 | 0 |  | --> | C20 ex CAVAN | Cavan [T42,T421] | SHANKILL |  | 53.9918 | -7.2813
MV/LV Substation AR***133Y |  | 10 kV | _ | LV | 100 kVA :Pole Substation | 0.1 | --> | 0.1 | 0 | 0 | Constrained, otherwise capacity available =74 kVA | --> | 0.095 | 0 | 0 | 0.099 | 0 |  | --> | C18 ex CAVAN | Cavan [T42,T421] | SHANKILL |  | 53.9983 | -7.3737
MV/LV Substation BR***138 |  | 20 kV | _ | LV | 200 kVA :Pole Substation | 0.2 | --> | 0.2 | 0.066 | 0.07 | Constrained, otherwise capacity available =100 kVA | --> | 0.19 | 0 | 0 | 0 | 0 | Constrained, otherwise capacity available =203 kW | --> | E15 ex BALLYCONNELL | Ballyconnell [T421,T422] | GORTAWEE |  | 54.1018 | -7.446
MV/LV Substation MA***139 |  | 20 kV | _ | LV | 200 kVA :Pole Substation | 0.2 | --> | 0.2 | 0.066 | 0.07 | Constrained, otherwise capacity available =153 kVA | --> | 0.19 | 0 | 0 | 0 | 0 | Constrained, otherwise capacity available =196 kW | --> | E15 ex BALLYCONNELL | Ballyconnell [T421,T422] | GORTAWEE |  | 54.102 | -7.4429
MV/LV Substation AG***142X |  | 10 kV | _ | LV | 50 kVA :Pole Substation | 0.05 | --> | 0.05 | 0 | 0 | Constrained, otherwise capacity available =45 kVA | --> | 0.048 | 0 | 0.015 | 0.037 | 0 |  | --> | C11 ex DERRYCRAMPH | Derrycramph [T41,T42] | SHANKILL |  | 53.9596 | -7.3381
MV/LV Substation CA***143X |  | 10 kV | _ | LV | 400 kVA :Kiosk Substation | 0.4 | --> | 0.4 | 0 | 0 | Constrained, otherwise capacity available =344 kVA | --> | 0.38 | 0 | 0.02 | 0.373 | 0 |  | --> | C18 ex CAVAN | Cavan [T42,T421] | SHANKILL |  | 53.9986 | -7.3642
MV/LV Substation PU***143Y |  | 20 kV | _ | LV | 400 kVA :Kiosk Substation | 0.4 | --> | 0.4 | 0 | 0 | Constrained, otherwise capacity available =348 kVA | --> | 0.38 | 0 | 0 | 0.387 | 0 |  | --> | E17 ex CAVAN | Cavan [T42,T421] | SHANKILL |  | 54.0998 | -7.4465
MV/LV Substation SH***145X |  | 20 kV | _ | LV | 50 kVA :Pole Substation | 0.05 | --> | 0.05 | 0 | 0 | Constrained, otherwise capacity available =46 kVA | --> | 0.048 | 0 | 0 | 0.048 | 0 |  | --> | E17 ex CAVAN | Cavan [T42,T421] | SHANKILL |  | 54.0838 | -7.4188
MV/LV Substation ME***150Y |  | 10 kV | _ | LV | 100 kVA :Pole Substation | 0.1 | --> | 0.1 | 0 | 0 | Constrained, otherwise capacity available =65 kVA | --> | 0.095 | 0 | 0 | 0.1 | 0 |  | --> | C16 ex DERRYCRAMPH | Derrycramph [T41,T42] | SHANKILL |  | 53.9826 | -7.3442
MV/LV Substation RI***151Y |  | 20 kV | _ | LV | 200 kVA :Pole Substation | 0.2 | --> | 0.2 | 0.066 | 0.07 | Constrained, otherwise capacity available =168 kVA | --> | 0.19 | 0 | 0.006 | 0 | 0 | Constrained, otherwise capacity available =190 kW | --> | E15 ex BALLYCONNELL | Ballyconnell [T421,T422] | GORTAWEE |  | 54.1141 | -7.4445
MV/LV Substation CA***164X |  | 20 kV | _ | LV | 200 kVA :Pole Substation | 0.2 | --> | 0.2 | 0 | 0 | Constrained, otherwise capacity available =183 kVA | --> | 0.19 | 0 | 0 | 0.192 | 0 |  | --> | E19 ex CAVAN | Cavan [T42,T421] | SHANKILL |  | 54.0008 | -7.3872
MV/LV Substation AN***167X |  | 10 kV | _ | LV | 200 kVA :Pole Substation | 0.2 | --> | 0.2 | 0 | 0 | Constrained, otherwise capacity available =137 kVA | --> | 0.19 | 0 | 0 | 0.198 | 0 |  | --> | C22 ex CAVAN | Cavan [T42,T421] | SHANKILL |  | 53.9856 | -7.3303
MV/LV Substation RO***173Y |  | 10 kV | _ | LV | 200 kVA :Kiosk Substation | 0.2 | --> | 0.2 | 0 | 0 | Constrained, otherwise capacity available =147 kVA | --> | 0.19 | 0 | 0 | 0.197 | 0 |  | --> | C20 ex CAVAN | Cavan [T42,T421] | SHANKILL |  | 54.0043 | -7.3472
MV/LV Substation CI***174Y |  | 10 kV | _ | LV | 630 kVA :Kiosk Substation | 0.63 | --> | 0.63 | 0 | 0 | Constrained, otherwise capacity available =506 kVA | --> | 0.598 | 0 | 0 | 0.5 | 0 |  | --> | C15 ex DERRYCRAMPH | Derrycramph [T41,T42] | SHANKILL |  | 53.9899 | -7.3584
MV/LV Substation NU***177Y |  | 20 kV | _ | LV | 50 kVA :Pole Substation | 0.05 | --> | 0.05 | 0 | 0 | Constrained, otherwise capacity available =13 kVA | --> | 0.048 | 0 | 0 | 0.052 | 0 |  | --> | E17 ex CAVAN | Cavan [T42,T421] | SHANKILL |  | 54.0057 | -7.3581
MV/LV Substation BE***179Y |  | 10 kV | _ | LV | 50 kVA :Pole Substation | 0.05 | --> | 0.05 | 0 | 0 | Constrained, otherwise capacity available =41 kVA | --> | 0.048 | 0 | 0 | 0.049 | 0 |  | --> | C18 ex CAVAN | Cavan [T42,T421] | SHANKILL |  | 54.001 | -7.364
MV/LV Substation KI***183X |  | 20 kV | _ | LV | 50 kVA :Pole Substation | 0.05 | --> | 0.05 | 0 | 0 | Constrained, otherwise capacity available =40 kVA | --> | 0.048 | 0 | 0 | 0.049 | 0 |  | --> | E19 ex CAVAN | Cavan [T42,T421] | SHANKILL |  | 54.0005 | -7.4704
MV/LV Substation NO***185X |  | 20 kV | _ | LV | 50 kVA :Pole Substation | 0.05 | --> | 0.05 | 0.046 | 0.07 |  | --> | 0.048 | 0 | 0 | 0 | 0 | Constrained, otherwise capacity available =48 kW | --> | E15 ex BALLYCONNELL | Ballyconnell [T421,T422] | GORTAWEE |  | 54.1055 | -7.4393
MV/LV Substation TO***193Y |  | 20 kV | _ | LV | 200 kVA :Pole Substation | 0.2 | --> | 0.2 | 0 | 0 | Constrained, otherwise capacity available =144 kVA | --> | 0.19 | 0 | 0 | 0.197 | 0 |  | --> | E11 ex CAVAN | Cavan [T42,T421] | SHANKILL |  | 54.0452 | -7.3176
MV/LV Substation TO***194Y |  | 10 kV | _ | LV | 400 kVA :Kiosk Substation | 0.4 | --> | 0.4 | 0 | 0 | Constrained, otherwise capacity available =291 kVA | --> | 0.38 | 0 | 0 | 0.395 | 0 |  | --> | C14 ex CAVAN | Cavan [T42,T421] | SHANKILL |  | 53.9908 | -7.3622
MV/LV Substation LI***199Y |  | 20 kV | _ | LV | 50 kVA :Pole Substation | 0.05 | --> | 0.05 | 0 | 0 | Constrained, otherwise capacity available =50 kVA | --> | 0.048 | 0 | 0 | 0.048 | 0 |  | --> | E19 ex CAVAN | Cavan [T42,T421] | SHANKILL |  | 53.9467 | -7.4354
MV/LV Substation KI***203X |  | 20 kV | _ | LV | 50 kVA :Pole Substation | 0.05 | --> | 0.05 | 0.036 | 0.07 |  | --> | 0.048 | 0 | 0 | 0 | 0 | Constrained, otherwise capacity available =49 kW | --> | E15 ex BALLYCONNELL | Ballyconnell [T421,T422] | GORTAWEE |  | 54.1041 | -7.4485
MV/LV Substation LE***204Y |  | 20 kV | _ | LV | 50 kVA :Pole Substation | 0.05 | --> | 0.05 | 0 | 0 | Constrained, otherwise capacity available =44 kVA | --> | 0.048 | 0 | 0 | 0.048 | 0 |  | --> | E19 ex CAVAN | Cavan [T42,T421] | SHANKILL |  | 53.9643 | -7.4506
MV/LV Substation FA***211Y |  | 10 kV | _ | LV | 630 kVA :Kiosk Substation | 0.63 | --> | 0.63 | 0 | 0 | Constrained, otherwise capacity available =548 kVA | --> | 0.598 | 0 | 0 | 0.5 | 0 |  | --> | C15 ex DERRYCRAMPH | Derrycramph [T41,T42] | SHANKILL |  | 53.9917 | -7.3589
MV/LV Substation HI***214X |  | 10 kV | _ | LV | 100 kVA :Pole Substation | 0.1 | --> | 0.1 | 0 | 0 | Constrained, otherwise capacity available =91 kVA | --> | 0.095 | 0 | 0 | 0.096 | 0 |  | --> | C15 ex DERRYCRAMPH | Derrycramph [T41,T42] | SHANKILL |  | 53.9931 | -7.3688
MV/LV Substation BE***217Y |  | 20 kV | _ | LV | 100 kVA :Pole Substation | 0.1 | --> | 0.1 | 0 | 0 | Constrained, otherwise capacity available =90 kVA | --> | 0.095 | 0 | 0.006 | 0.092 | 0 |  | --> | E17 ex CAVAN | Cavan [T42,T421] | SHANKILL |  | 54.0448 | -7.3794
MV/LV Substation KI***222Y |  | 20 kV | _ | LV | 50 kVA :Pole Substation | 0.05 | --> | 0.05 | 0 | 0 | Constrained, otherwise capacity available =50 kVA | --> | 0.048 | 0 | 0 | 0.048 | 0 |  | --> | E11 ex CAVAN | Cavan [T42,T421] | SHANKILL |  | 54.0953 | -7.3315
MV/LV Substation DR***224 |  | 20 kV | _ | LV | 50 kVA :Pole Substation | 0.05 | --> | 0.05 | 0 | 0 | Constrained, otherwise capacity available =39 kVA | --> | 0.048 | 0 | 0 | 0.049 | 0 |  | --> | E19 ex CAVAN | Cavan [T42,T421] | SHANKILL |  | 53.9955 | -7.3936
MV/LV Substation LI***227Y |  | 20 kV | _ | LV | 100 kVA :Pole Substation | 0.1 | --> | 0.1 | 0 | 0 | Constrained, otherwise capacity available =90 kVA | --> | 0.095 | 0 | 0.003 | 0.094 | 0 |  | --> | E19 ex CAVAN | Cavan [T42,T421] | SHANKILL |  | 53.9534 | -7.441
MV/LV Substation LI***228Y |  | 10 kV | _ | LV | 200 kVA :Kiosk Substation | 0.2 | --> | 0.2 | 0 | 0 | Constrained, otherwise capacity available =118 kVA | --> | 0.19 | 0 | 0.01 | 0.194 | 0 |  | --> | C11 ex DERRYCRAMPH | Derrycramph [T41,T42] | SHANKILL |  | 53.9762 | -7.3541
MV/LV Substation MI***231X |  | 10 kV | _ | LV | 400 kVA :Kiosk Substation | 0.4 | --> | 0.4 | 0 | 0 | Constrained, otherwise capacity available =327 kVA | --> | 0.38 | 0 | 0.005 | 0.386 | 0 |  | --> | C15 ex DERRYCRAMPH | Derrycramph [T41,T42] | SHANKILL |  | 53.9897 | -7.3652
MV/LV Substation DR***245Y |  | 20 kV | _ | LV | 50 kVA :Pole Substation | 0.05 | --> | 0.05 | 0 | 0 | Constrained, otherwise capacity available =32 kVA | --> | 0.048 | 0 | 0.006 | 0.046 | 0 |  | --> | E17 ex CAVAN | Cavan [T42,T421] | SHANKILL |  | 54.0342 | -7.3695
MV/LV Substation KI***252Y |  | 10 kV | _ | LV | 400 kVA :Kiosk Substation | 0.4 | --> | 0.4 | 0 | 0 | Constrained, otherwise capacity available =359 kVA | --> | 0.38 | 0 | 0.016 | 0.374 | 0 |  | --> | C15 ex DERRYCRAMPH | Derrycramph [T41,T42] | SHANKILL |  | 53.9856 | -7.367
MV/LV Substation TO***257Y |  | 20 kV | _ | LV | 50 kVA :Pole Substation | 0.05 | --> | 0.05 | 0 | 0 | Constrained, otherwise capacity available =49 kVA | --> | 0.048 | 0 | 0 | 0.048 | 0 |  | --> | E11 ex CAVAN | Cavan [T42,T421] | SHANKILL |  | 54.0451 | -7.314
MV/LV Substation ES***263 |  | 10 kV | _ | LV | 630 kVA :Kiosk Substation | 0.63 | --> | 0.63 | 0 | 0 | Constrained, otherwise capacity available =600 kVA | --> | 0.598 | 0 | 0 | 0.5 | 0 |  | --> | C11 ex DERRYCRAMPH | Derrycramph [T41,T42] | SHANKILL |  | 53.972 | -7.3549
MV/LV Substation MO***264 |  | 10 kV | _ | LV | 50 kVA :Pole Substation | 0.05 | --> | 0.05 | 0 | 0 | Constrained, otherwise capacity available =33 kVA | --> | 0.048 | 0 | 0.006 | 0.045 | 0 |  | --> | C11 ex DERRYCRAMPH | Derrycramph [T41,T42] | SHANKILL |  | 53.9695 | -7.3557
MV/LV Substation TH***268Y |  | 20 kV | _ | LV | 400 kVA :Kiosk Substation | 0.4 | --> | 0.4 | 0.066 | 0.07 | Constrained, otherwise capacity available =345 kVA | --> | 0.38 | 0 | 0.012 | 0 | 0 | Constrained, otherwise capacity available =378 kW | --> | E15 ex BALLYCONNELL | Ballyconnell [T421,T422] | GORTAWEE |  | 54.0898 | -7.4612
MV/LV Substation DA***278X |  | 20 kV | _ | LV | 100 kVA :Pole Substation | 0.1 | --> | 0.1 | 0 | 0 | Constrained, otherwise capacity available =89 kVA | --> | 0.095 | 0 | 0 | 0.096 | 0 |  | --> | E19 ex CAVAN | Cavan [T42,T421] | SHANKILL |  | 53.99 | -7.4289
MV/LV Substation RO***279Y |  | 10 kV | _ | LV | 200 kVA :Kiosk Substation | 0.2 | --> | 0.2 | 0 | 0 | Constrained, otherwise capacity available =178 kVA | --> | 0.19 | 0 | 0.012 | 0.184 | 0 |  | --> | C11 ex DERRYCRAMPH | Derrycramph [T41,T42] | SHANKILL |  | 53.9667 | -7.3446
MV/LV Substation AG***285Y |  | 10 kV | _ | LV | 50 kVA :Pole Substation | 0.05 | --> | 0.05 | 0 | 0 | Constrained, otherwise capacity available =46 kVA | --> | 0.048 | 0 | 0.005 | 0.044 | 0 |  | --> | C11 ex DERRYCRAMPH | Derrycramph [T41,T42] | SHANKILL |  | 53.9663 | -7.3091
MV/LV Substation OA***291Y |  | 20 kV | _ | LV | 50 kVA :Pole Substation | 0.05 | --> | 0.05 | 0 | 0 | Constrained, otherwise capacity available =41 kVA | --> | 0.048 | 0 | 0.01 | 0.041 | 0 |  | --> | E11 ex CAVAN | Cavan [T42,T421] | SHANKILL |  | 54.0462 | -7.3195
MV/LV Substation RA***293Y |  | 20 kV | _ | LV | 200 kVA :Building Structure | 0.2 | --> | 0.2 | 0 | 0 | Constrained, otherwise capacity available =185 kVA | --> | 0.19 | 0 | 0.006 | 0.188 | 0 |  | --> | E17 ex CAVAN | Cavan [T42,T421] | SHANKILL |  | 54.0979 | -7.4416
MV/LV Substation RE***296Y |  | 10 kV | _ | LV | 400 kVA :Kiosk Substation | 0.4 | --> | 0.4 | 0 | 0 | Constrained, otherwise capacity available =221 kVA | --> | 0.38 | 0 | 0.03 | 0.382 | 0 |  | --> | C16 ex DERRYCRAMPH | Derrycramph [T41,T42] | SHANKILL |  | 53.9832 | -7.3502
MV/LV Substation CA***300Y |  | 10 kV | _ | LV | 400 kVA :Kiosk Substation | 0.4 | --> | 0.4 | 0 | 0 | Constrained, otherwise capacity available =374 kVA | --> | 0.38 | 0 | 0.011 | 0.376 | 0 |  | --> | C20 ex CAVAN | Cavan [T42,T421] | SHANKILL |  | 53.9875 | -7.3208
MV/LV Substation DR***305Y |  | 10 kV | _ | LV | 200 kVA :Kiosk Substation | 0.2 | --> | 0.2 | 0 | 0 | Constrained, otherwise capacity available =163 kVA | --> | 0.19 | 0 | 0.034 | 0.17 | 0 |  | --> | C15 ex DERRYCRAMPH | Derrycramph [T41,T42] | SHANKILL |  | 53.9857 | -7.3789
MV/LV Substation GO***311X |  | 10 kV | _ | LV | 100 kVA :Pole Substation | 0.1 | --> | 0.1 | 0 | 0 | Constrained, otherwise capacity available =69 kVA | --> | 0.095 | 0 | 0 | 0.099 | 0 |  | --> | C14 ex CAVAN | Cavan [T42,T421] | SHANKILL |  | 53.993 | -7.3643
MV/LV Substation CO***312X |  | 20 kV | _ | LV | 100 kVA :Pole Substation | 0.1 | --> | 0.1 | 0 | 0 | Constrained, otherwise capacity available =79 kVA | --> | 0.095 | 0 | 0.005 | 0.094 | 0 |  | --> | E19 ex CAVAN | Cavan [T42,T421] | SHANKILL |  | 53.9327 | -7.4134
MV/LV Substation CO***314Y |  | 20 kV | _ | LV | 50 kVA :Pole Substation | 0.05 | --> | 0.05 | 0 | 0 | Constrained, otherwise capacity available =36 kVA | --> | 0.048 | 0 | 0.006 | 0.045 | 0 |  | --> | E19 ex CAVAN | Cavan [T42,T421] | SHANKILL |  | 53.92 | -7.3972
MV/LV Substation SW***330Y |  | 10 kV | _ | LV | 400 kVA :Kiosk Substation | 0.4 | --> | 0.4 | 0 | 0 | Constrained, otherwise capacity available =369 kVA | --> | 0.38 | 0 | 0.005 | 0.38 | 0 |  | --> | C15 ex DERRYCRAMPH | Derrycramph [T41,T42] | SHANKILL |  | 53.9876 | -7.3754
MV/LV Substation TI***334Y |  | 10 kV | _ | LV | 200 kVA :Kiosk Substation | 0.2 | --> | 0.2 | 0 | 0 | Constrained, otherwise capacity available =143 kVA | --> | 0.19 | 0 | 0.002 | 0.196 | 0 |  | --> | C11 ex DERRYCRAMPH | Derrycramph [T41,T42] | SHANKILL |  | 53.9781 | -7.351
MV/LV Substation AR***343X |  | 10 kV | _ | LV | 200 kVA :Pole Substation | 0.2 | --> | 0.2 | 0 | 0 | Constrained, otherwise capacity available =180 kVA | --> | 0.19 | 0 | 0 | 0.193 | 0 |  | --> | C18 ex CAVAN | Cavan [T42,T421] | SHANKILL |  | 53.9971 | -7.3769
MV/LV Substation GO***344Y |  | 10 kV | _ | LV | 630 kVA :Building Structure | 0.63 | --> | 0.63 | 0 | 0 | Constrained, otherwise capacity available =563 kVA | --> | 0.598 | 0 | 0 | 0.5 | 0 |  | --> | C11 ex DERRYCRAMPH | Derrycramph [T41,T42] | SHANKILL |  | 53.9669 | -7.2184
MV/LV Substation ST***345X |  | 20 kV | _ | LV | 50 kVA :Pole Substation | 0.05 | --> | 0.05 | 0 | 0 | Constrained, otherwise capacity available =12 kVA | --> | 0.048 | 0 | 0 | 0.052 | 0 |  | --> | E17 ex CAVAN | Cavan [T42,T421] | SHANKILL |  | 54.0977 | -7.4506
MV/LV Substation KI***346Y |  | 10 kV | _ | LV | 400 kVA :Kiosk Substation | 0.4 | --> | 0.4 | 0 | 0 | Constrained, otherwise capacity available =180 kVA | --> | 0.38 | 0 | 0.044 | 0.376 | 0 |  | --> | C20 ex CAVAN | Cavan [T42,T421] | SHANKILL |  | 53.9863 | -7.3253
MV/LV Substation LA***347X |  | 20 kV | _ | LV | 200 kVA :Kiosk Substation | 0.2 | --> | 0.2 | 0 | 0 | Constrained, otherwise capacity available =151 kVA | --> | 0.19 | 0 | 0 | 0.196 | 0 |  | --> | E17 ex CAVAN | Cavan [T42,T421] | SHANKILL |  | 54.0101 | -7.3591
MV/LV Substation MI***349X |  | 10 kV | _ | LV | 630 kVA :Building Structure | 0.63 | --> | 0.63 | 0 | 0 | Constrained, otherwise capacity available =483 kVA | --> | 0.598 | 0 | 0 | 0.5 | 0 |  | --> | C16 ex DERRYCRAMPH | Derrycramph [T41,T42] | SHANKILL |  | 53.9837 | -7.3265
MV/LV Substation CO***354X |  | 20 kV | _ | LV | 200 kVA :Pole Substation | 0.2 | --> | 0.2 | 0 | 0 | Constrained, otherwise capacity available =163 kVA | --> | 0.19 | 0 | 0.005 | 0.191 | 0 |  | --> | E17 ex CAVAN | Cavan [T42,T421] | SHANKILL |  | 54.0924 | -7.4237
MV/LV Substation RA***357X |  | 10 kV | _ | LV | 100 kVA :Pole Substation | 0.1 | --> | 0.1 | 0 | 0 | Constrained, otherwise capacity available =81 kVA | --> | 0.095 | 0 | 0.01 | 0.09 | 0 |  | --> | C11 ex DERRYCRAMPH | Derrycramph [T41,T42] | SHANKILL |  | 53.9684 | -7.3365
MV/LV Substation SW***359Y |  | 20 kV | _ | LV | 200 kVA :Kiosk Substation | 0.2 | --> | 0.2 | 0 | 0 | Constrained, otherwise capacity available =156 kVA | --> | 0.19 | 0 | 0.031 | 0.173 | 0 |  | --> | E19 ex CAVAN | Cavan [T42,T421] | SHANKILL |  | 53.9891 | -7.3831
MV/LV Substation KI***360Y |  | 10 kV | _ | LV | 50 kVA :Pole Substation | 0.05 | --> | 0.05 | 0 | 0 | Constrained, otherwise capacity available =30 kVA | --> | 0.048 | 0 | 0 | 0.05 | 0 |  | --> | C15 ex DERRYCRAMPH | Derrycramph [T41,T42] | SHANKILL |  | 53.9839 | -7.3674
MV/LV Substation SP***363Y |  | 10 kV | _ | LV | 200 kVA :Kiosk Substation | 0.2 | --> | 0.2 | 0 | 0 | Constrained, otherwise capacity available =186 kVA | --> | 0.19 | 0 | 0.004 | 0.189 | 0 |  | --> | C16 ex DERRYCRAMPH | Derrycramph [T41,T42] | SHANKILL |  | 53.9849 | -7.3526
MV/LV Substation CO***369Y |  | 10 kV | _ | LV | 100 kVA :Pole Substation | 0.1 | --> | 0.1 | 0 | 0 | Constrained, otherwise capacity available =84 kVA | --> | 0.095 | 0 | 0 | 0.097 | 0 |  | --> | C20 ex CAVAN | Cavan [T42,T421] | SHANKILL |  | 54.0179 | -7.3229
MV/LV Substation CH***376X |  | 10 kV | _ | LV | 100 kVA :Pole Substation | 0.1 | --> | 0.1 | 0 | 0 | Constrained, otherwise capacity available =70 kVA | --> | 0.095 | 0 | 0.016 | 0.087 | 0 |  | --> | C18 ex CAVAN | Cavan [T42,T421] | SHANKILL |  | 54.0014 | -7.3624
MV/LV Substation GR***380X |  | 10 kV | _ | LV | 50 kVA :Pole Substation | 0.05 | --> | 0.05 | 0 | 0 | Constrained, otherwise capacity available =41 kVA | --> | 0.048 | 0 | 0 | 0.049 | 0 |  | --> | C11 ex DERRYCRAMPH | Derrycramph [T41,T42] | SHANKILL |  | 53.9457 | -7.1396
MV/LV Substation TI***381X |  | 10 kV | _ | LV | 100 kVA :Pole Substation | 0.1 | --> | 0.1 | 0 | 0 | Constrained, otherwise capacity available =68 kVA | --> | 0.095 | 0 | 0.008 | 0.093 | 0 |  | --> | C11 ex DERRYCRAMPH | Derrycramph [T41,T42] | SHANKILL |  | 53.9766 | -7.3498
MV/LV Substation LO***384X |  | 20 kV | _ | LV | 400 kVA :Kiosk Substation | 0.4 | --> | 0.4 | 0 | 0 | Constrained, otherwise capacity available =353 kVA | --> | 0.38 | 0 | 0.019 | 0.372 | 0 |  | --> | E17 ex CAVAN | Cavan [T42,T421] | SHANKILL |  | 54.0171 | -7.3703
MV/LV Substation KN***385 |  | 20 kV | _ | LV | 100 kVA :Pole Substation | 0.1 | --> | 0.1 | 0 | 0 | Constrained, otherwise capacity available =50 kVA | --> | 0.095 | 0 | 0.015 | 0.09 | 0 |  | --> | E17 ex CAVAN | Cavan [T42,T421] | SHANKILL |  | 54.0806 | -7.3686
MV/LV Substation RE***388Y |  | 10 kV | _ | LV | 400 kVA :Building Structure | 0.4 | --> | 0.4 | 0 | 0 | Constrained, otherwise capacity available =316 kVA | --> | 0.38 | 0 | 0 | 0.391 | 0 |  | --> | C14 ex CAVAN | Cavan [T42,T421] | SHANKILL |  | 53.9997 | -7.356
MV/LV Substation ES***393Y |  | 10 kV | _ | LV | 200 kVA :Kiosk Substation | 0.2 | --> | 0.2 | 0 | 0 | Constrained, otherwise capacity available =102 kVA | --> | 0.19 | 0 | 0.01 | 0.194 | 0 |  | --> | C18 ex CAVAN | Cavan [T42,T421] | SHANKILL |  | 54.0014 | -7.3589
MV/LV Substation DR***398X |  | 10 kV | _ | LV | 200 kVA :Pole Substation | 0.2 | --> | 0.2 | 0 | 0 | Constrained, otherwise capacity available =155 kVA | --> | 0.19 | 0 | 0.005 | 0.192 | 0 |  | --> | C20 ex CAVAN | Cavan [T42,T421] | SHANKILL |  | 54.0033 | -7.3501
MV/LV Substation DR***398Y |  | 20 kV | _ | LV | 50 kVA :Pole Substation | 0.05 | --> | 0.05 | 0 | 0 | Constrained, otherwise capacity available =49 kVA | --> | 0.048 | 0 | 0 | 0.048 | 0 |  | --> | E11 ex CAVAN | Cavan [T42,T421] | SHANKILL |  | 54.0229 | -7.3355
MV/LV Substation GO***4006 |  | 20 kV | _ | LV | 50 kVA :Pole Substation | 0.05 | --> | 0.05 | 0 | 0 | Constrained, otherwise capacity available =45 kVA | --> | 0.048 | 0 | 0.011 | 0.04 | 0 |  | --> | E19 ex CAVAN | Cavan [T42,T421] | SHANKILL |  | 53.9442 | -7.4285
MV/LV Substation KI***4018 |  | 10 kV | _ | LV | 50 kVA :Pole Substation | 0.05 | --> | 0.05 | 0 | 0 | Constrained, otherwise capacity available =41 kVA | --> | 0.048 | 0 | 0.005 | 0.045 | 0 |  | --> | C11 ex DERRYCRAMPH | Derrycramph [T41,T42] | SHANKILL |  | 53.9652 | -7.3196
MV/LV Substation DR***401Y |  | 10 kV | _ | LV | 200 kVA :Pole Substation | 0.2 | --> | 0.2 | 0.111 | 2.57 |  | --> | 0.19 | 0 | 0.13 | 0.094 | 0 |  | --> | C13 ex ERRIGAL | Errigal [T41,T422] | SHANKILL |  | 54.0003 | -7.1854
MV/LV Substation AN***4034 |  | 20 kV | _ | LV | 100 kVA :Pole Substation | 0.1 | --> | 0.1 | 0 | 0 | Constrained, otherwise capacity available =27 kVA | --> | 0.095 | 0 | 0 | 0.104 | 0 |  | --> | E17 ex CAVAN | Cavan [T42,T421] | SHANKILL |  | 54.0628 | -7.3925
MV/LV Substation AN***4042 |  | 20 kV | _ | LV | 400 kVA :Kiosk Substation | 0.4 | --> | 0.4 | 0.066 | 0.07 | Constrained, otherwise capacity available =357 kVA | --> | 0.38 | 0 | 0.01 | 0 | 0 | Constrained, otherwise capacity available =378 kW | --> | E15 ex BALLYCONNELL | Ballyconnell [T421,T422] | GORTAWEE |  | 54.1012 | -7.4567
MV/LV Substation FA***4065 |  | 20 kV | _ | LV | 200 kVA :Kiosk Substation | 0.2 | --> | 0.2 | 0 | 0 | Constrained, otherwise capacity available =145 kVA | --> | 0.19 | 0 | 0 | 0.197 | 0 |  | --> | E19 ex CAVAN | Cavan [T42,T421] | SHANKILL |  | 54.002 | -7.4081
MV/LV Substation SH***4067 |  | 10 kV | _ | LV | 50 kVA :Pole Substation | 0.05 | --> | 0.05 | 0 | 0 | Constrained, otherwise capacity available =49 kVA | --> | 0.048 | 0 | 0.01 | 0.04 | 0 |  | --> | C20 ex CAVAN | Cavan [T42,T421] | SHANKILL |  | 53.9949 | -7.2872
MV/LV Substation RE***406Y |  | 20 kV | _ | LV | 50 kVA :Pole Substation | 0.05 | --> | 0.05 | 0 | 0 | Constrained, otherwise capacity available =33 kVA | --> | 0.048 | 0 | 0 | 0.05 | 0 |  | --> | E11 ex CAVAN | Cavan [T42,T421] | SHANKILL |  | 54.1002 | -7.3242
MV/LV Substation PR***4070 |  | 20 kV | _ | LV | 50 kVA :Pole Substation | 0.05 | --> | 0.05 | 0 | 0 | Constrained, otherwise capacity available =50 kVA | --> | 0.048 | 0 | 0 | 0.048 | 0 |  | --> | E19 ex CAVAN | Cavan [T42,T421] | SHANKILL |  | 53.9881 | -7.389
MV/LV Substation CO***4076 |  | 20 kV | _ | LV | 400 kVA :Building Structure | 0.4 | --> | 0.4 | 0 | 0 | Constrained, otherwise capacity available =343 kVA | --> | 0.38 | 0 | 0.006 | 0.383 | 0 |  | --> | E17 ex CAVAN | Cavan [T42,T421] | SHANKILL |  | 54.0095 | -7.3513
MV/LV Substation DR***4081 |  | 20 kV | _ | LV | 200 kVA :Pole Substation | 0.2 | --> | 0.2 | 0 | 0 | Constrained, otherwise capacity available =200 kVA | --> | 0.19 | 0 | 0 | 0.19 | 0 |  | --> | E17 ex CAVAN | Cavan [T42,T421] | SHANKILL |  | 54.0708 | -7.41
MV/LV Substation DR***4111 |  | 10 kV | _ | LV | 50 kVA :Pole Substation | 0.05 | --> | 0.05 | 0 | 0 | Constrained, otherwise capacity available =50 kVA | --> | 0.048 | 0 | 0 | 0.048 | 0 |  | --> | C11 ex DERRYCRAMPH | Derrycramph [T41,T42] | SHANKILL |  | 53.9255 | -7.1823
MV/LV Substation SC***4113 |  | 20 kV | _ | LV | 200 kVA :Pole Substation | 0.2 | --> | 0.2 | 0 | 0 | Constrained, otherwise capacity available =190 kVA | --> | 0.19 | 0 | 0 | 0.191 | 0 |  | --> | E11 ex CAVAN | Cavan [T42,T421] | SHANKILL |  | 54.1273 | -7.3621
MV/LV Substation KI***411Y |  | 10 kV | _ | LV | 400 kVA :Kiosk Substation | 0.4 | --> | 0.4 | 0 | 0 | Constrained, otherwise capacity available =376 kVA | --> | 0.38 | 0 | 0 | 0.383 | 0 |  | --> | C16 ex DERRYCRAMPH | Derrycramph [T41,T42] | SHANKILL |  | 53.9834 | -7.3408
MV/LV Substation AS***412Y |  | 10 kV | _ | LV | 200 kVA :Kiosk Substation | 0.2 | --> | 0.2 | 0 | 0 | Constrained, otherwise capacity available =200 kVA | --> | 0.19 | 0 | 0 | 0.19 | 0 |  | --> | C16 ex DERRYCRAMPH | Derrycramph [T41,T42] | SHANKILL |  | 53.974 | -7.3572
MV/LV Substation ID***4131 |  | 10 kV | _ | LV | 630 kVA :Building Structure | 0.63 | --> | 0.63 | 0 | 0 | Constrained, otherwise capacity available =630 kVA | --> | 0.598 | 0 | 0 | 0.5 | 0 |  | --> | C20 ex CAVAN | Cavan [T42,T421] | SHANKILL |  | 53.9898 | -7.322
MV/LV Substation LI***4139 |  | 10 kV | _ | LV | 200 kVA :Pole Substation | 0.2 | --> | 0.2 | 0 | 0 | Constrained, otherwise capacity available =133 kVA | --> | 0.19 | 0 | 0.045 | 0.166 | 0 |  | --> | C20 ex CAVAN | Cavan [T42,T421] | SHANKILL |  | 54.0191 | -7.3225
MV/LV Substation DR***4155 |  | 10 kV | _ | LV | 50 kVA :Pole Substation | 0.05 | --> | 0.05 | 0 | 0 | Constrained, otherwise capacity available =50 kVA | --> | 0.048 | 0 | 0 | 0.048 | 0 |  | --> | C11 ex DERRYCRAMPH | Derrycramph [T41,T42] | SHANKILL |  | 53.9265 | -7.1766
MV/LV Substation CO***4160 |  | 10 kV | _ | LV | 400 kVA :Kiosk Substation | 0.4 | --> | 0.4 | 0 | 0 | Constrained, otherwise capacity available =382 kVA | --> | 0.38 | 0 | 0 | 0.382 | 0 |  | --> | C11 ex DERRYCRAMPH | Derrycramph [T41,T42] | SHANKILL |  | 53.9633 | -7.3567
MV/LV Substation BA***4161 |  | 20 kV | _ | LV | 50 kVA :Pole Substation | 0.05 | --> | 0.05 | 0 | 0 | Constrained, otherwise capacity available =39 kVA | --> | 0.048 | 0 | 0 | 0.049 | 0 |  | --> | E11 ex CAVAN | Cavan [T42,T421] | SHANKILL |  | 54.0671 | -7.2088
MV/LV Substation FT***4164 |  | 10 kV | _ | LV | 50 kVA :Pole Substation | 0.05 | --> | 0.05 | 0 | 0 | Constrained, otherwise capacity available =43 kVA | --> | 0.048 | 0 | 0 | 0.048 | 0 |  | --> | C14 ex CAVAN | Cavan [T42,T421] | SHANKILL |  | 54.0012 | -7.3529
MV/LV Substation DR***4198 |  | 10 kV | _ | LV | 50 kVA :Pole Substation | 0.05 | --> | 0.05 | 0 | 0 | Constrained, otherwise capacity available =50 kVA | --> | 0.048 | 0 | 0 | 0.048 | 0 |  | --> | C20 ex CAVAN | Cavan [T42,T421] | SHANKILL |  | 53.991 | -7.2434
MV/LV Substation ST***4203 |  | 20 kV | _ | LV | 50 kVA :Pole Substation | 0.05 | --> | 0.05 | 0 | 0 | Constrained, otherwise capacity available =50 kVA | --> | 0.048 | 0 | 0 | 0.048 | 0 |  | --> | E11 ex CAVAN | Cavan [T42,T421] | SHANKILL |  | 54.0851 | -7.3149
MV/LV Substation TE***420Y |  | 20 kV | _ | LV | 200 kVA :Pole Substation | 0.2 | --> | 0.2 | 0 | 0 | Constrained, otherwise capacity available =199 kVA | --> | 0.19 | 0 | 0 | 0.19 | 0 |  | --> | E11 ex CAVAN | Cavan [T42,T421] | SHANKILL |  | 54.0513 | -7.3146
MV/LV Substation BR***4214 |  | 10 kV | _ | LV | 400 kVA :Building Structure | 0.4 | --> | 0.4 | 0 | 0 | Constrained, otherwise capacity available =295 kVA | --> | 0.38 | 0 | 0.004 | 0.391 | 0 |  | --> | C20 ex CAVAN | Cavan [T42,T421] | SHANKILL |  | 53.99 | -7.3223
MV/LV Substation DE***4216 |  | 20 kV | _ | LV | 50 kVA :Pole Substation | 0.05 | --> | 0.05 | 0 | 0 | Constrained, otherwise capacity available =50 kVA | --> | 0.048 | 0 | 0 | 0.048 | 0 |  | --> | E17 ex CAVAN | Cavan [T42,T421] | SHANKILL |  | 54.0992 | -7.4384
MV/LV Substation AG***4224 |  | 20 kV | _ | LV | 50 kVA :Pole Substation | 0.05 | --> | 0.05 | 0 | 0 | Constrained, otherwise capacity available =50 kVA | --> | 0.048 | 0 | 0 | 0.048 | 0 |  | --> | E17 ex CAVAN | Cavan [T42,T421] | SHANKILL |  | 54.0686 | -7.4036
MV/LV Substation TR***4229 |  | 20 kV | _ | LV | 50 kVA :Pole Substation | 0.05 | --> | 0.05 | 0 | 0 | Constrained, otherwise capacity available =50 kVA | --> | 0.048 | 0 | 0 | 0.048 | 0 |  | --> | E11 ex CAVAN | Cavan [T42,T421] | SHANKILL |  | 54.0791 | -7.2612
MV/LV Substation LI***4230 |  | 10 kV | _ | LV | 50 kVA :Pole Substation | 0.05 | --> | 0.05 | 0 | 0 | Constrained, otherwise capacity available =50 kVA | --> | 0.048 | 0 | 0 | 0.048 | 0 |  | --> | C11 ex DERRYCRAMPH | Derrycramph [T41,T42] | SHANKILL |  | 53.9656 | -7.2201
MV/LV Substation TU***4241 |  | 10 kV | _ | LV | 50 kVA :Pole Substation | 0.05 | --> | 0.05 | 0.046 | 2.57 |  | --> | 0.048 | 0 | 0.02 | 0.033 | 0 |  | --> | C13 ex ERRIGAL | Errigal [T41,T422] | SHANKILL |  | 53.9921 | -7.1642
MV/LV Substation 3G***4248 |  | 10 kV | _ | LV | 100 kVA :Pole Substation | 0.1 | --> | 0.1 | 0 | 0 | Constrained, otherwise capacity available =100 kVA | --> | 0.095 | 0 | 0 | 0.095 | 0 |  | --> | C16 ex DERRYCRAMPH | Derrycramph [T41,T42] | SHANKILL |  | 53.9799 | -7.3623
MV/LV Substation DR***424Y |  | 10 kV | _ | LV | 400 kVA :Kiosk Substation | 0.4 | --> | 0.4 | 0 | 0 | Constrained, otherwise capacity available =348 kVA | --> | 0.38 | 0 | 0 | 0.387 | 0 |  | --> | C22 ex CAVAN | Cavan [T42,T421] | SHANKILL |  | 53.9966 | -7.3492
MV/LV Substation LA***4251 |  | 10 kV | _ | LV | 50 kVA :Pole Substation | 0.05 | --> | 0.05 | 0.049 | 2.57 |  | --> | 0.048 | 0 | 0 | 0.048 | 0 |  | --> | C13 ex ERRIGAL | Errigal [T41,T422] | SHANKILL |  | 53.9938 | -7.2125
MV/LV Substation SH***4252 |  | 20 kV | _ | LV | 50 kVA :Pole Substation | 0.05 | --> | 0.05 | 0 | 0 | Constrained, otherwise capacity available =50 kVA | --> | 0.048 | 0 | 0 | 0.048 | 0 |  | --> | E19 ex CAVAN | Cavan [T42,T421] | SHANKILL |  | 53.9177 | -7.393
MV/LV Substation AL***4255 |  | 10 kV | _ | LV | 400 kVA :Kiosk Substation | 0.4 | --> | 0.4 | 0 | 0 | Constrained, otherwise capacity available =400 kVA | --> | 0.38 | 0 | 0 | 0.38 | 0 |  | --> | C16 ex DERRYCRAMPH | Derrycramph [T41,T42] | SHANKILL |  | 53.9849 | -7.3503
MV/LV Substation DR***425X |  | 10 kV | _ | LV | 50 kVA :Pole Substation | 0.05 | --> | 0.05 | 0 | 0 | Constrained, otherwise capacity available =47 kVA | --> | 0.048 | 0 | 0 | 0.048 | 0 |  | --> | C22 ex CAVAN | Cavan [T42,T421] | SHANKILL |  | 53.9999 | -7.3494
MV/LV Substation CL***4264 |  | 10 kV | _ | LV | 50 kVA :Pole Substation | 0.05 | --> | 0.05 | 0 | 0 | Constrained, otherwise capacity available =50 kVA | --> | 0.048 | 0 | 0 | 0.048 | 0 |  | --> | C11 ex DERRYCRAMPH | Derrycramph [T41,T42] | SHANKILL |  | 53.9577 | -7.1715
MV/LV Substation RA***4267 |  | 10 kV | _ | LV | 400 kVA :Kiosk Substation | 0.4 | --> | 0.4 | 0 | 0 | Constrained, otherwise capacity available =379 kVA | --> | 0.38 | 0 | 0 | 0.383 | 0 |  | --> | C20 ex CAVAN | Cavan [T42,T421] | SHANKILL |  | 53.9886 | -7.3232
MV/LV Substation CO***4269 |  | 10 kV | _ | LV | 50 kVA :Pole Substation | 0.05 | --> | 0.05 | 0 | 0 | Constrained, otherwise capacity available =50 kVA | --> | 0.048 | 0 | 0 | 0.048 | 0 |  | --> | C20 ex CAVAN | Cavan [T42,T421] | SHANKILL |  | 54.0084 | -7.319
MV/LV Substation KI***4274 |  | 10 kV | _ | LV | 200 kVA :Pole Substation | 0.2 | --> | 0.2 | 0 | 0 | Constrained, otherwise capacity available =200 kVA | --> | 0.19 | 0 | 0 | 0.19 | 0 |  | --> | C18 ex CAVAN | Cavan [T42,T421] | SHANKILL |  | 53.9981 | -7.3694
MV/LV Substation AR***427Y |  | 10 kV | _ | LV | 200 kVA :Kiosk Substation | 0.2 | --> | 0.2 | 0 | 0 | Constrained, otherwise capacity available =179 kVA | --> | 0.19 | 0 | 0 | 0.193 | 0 |  | --> | C22 ex CAVAN | Cavan [T42,T421] | SHANKILL |  | 53.9993 | -7.3474
MV/LV Substation LI***4280 |  | 20 kV | _ | LV | 50 kVA :Pole Substation | 0.05 | --> | 0.05 | 0 | 0 | Constrained, otherwise capacity available =50 kVA | --> | 0.048 | 0 | 0 | 0.048 | 0 |  | --> | E11 ex CAVAN | Cavan [T42,T421] | SHANKILL |  | 54.0664 | -7.2088
MV/LV Substation RO***4281 |  | 10 kV | _ | LV | 100 kVA :Pole Substation | 0.1 | --> | 0.1 | 0 | 0 | Constrained, otherwise capacity available =100 kVA | --> | 0.095 | 0 | 0 | 0.095 | 0 |  | --> | C15 ex DERRYCRAMPH | Derrycramph [T41,T42] | SHANKILL |  | 53.9849 | -7.3635
MV/LV Substation BO***4294 |  | 10 kV | _ | LV | 630 kVA :Building Structure | 0.63 | --> | 0.63 | 0 | 0 | Constrained, otherwise capacity available =370 kVA | --> | 0.598 | 0 | 0 | 0.5 | 0 |  | --> | C11 ex DERRYCRAMPH | Derrycramph [T41,T42] | SHANKILL |  | 53.9575 | -7.3769
MV/LV Substation RA***4316 |  | 10 kV | _ | LV | 50 kVA :Pole Substation | 0.05 | --> | 0.05 | 0 | 0 | Constrained, otherwise capacity available =50 kVA | --> | 0.048 | 0 | 0 | 0.048 | 0 |  | --> | C11 ex DERRYCRAMPH | Derrycramph [T41,T42] | SHANKILL |  | 53.9681 | -7.3352
MV/LV Substation RI***4318 |  | 10 kV | _ | LV | 630 kVA :Kiosk Substation | 0.63 | --> | 0.63 | 0 | 0 | Constrained, otherwise capacity available =630 kVA | --> | 0.598 | 0 | 0 | 0.5 | 0 |  | --> | C15 ex DERRYCRAMPH | Derrycramph [T41,T42] | SHANKILL |  | 53.9822 | -7.3754
MV/LV Substation FO***4323 |  | 20 kV | _ | LV | 50 kVA :Pole Substation | 0.05 | --> | 0.05 | 0 | 0 | Constrained, otherwise capacity available =50 kVA | --> | 0.048 | 0 | 0 | 0.048 | 0 |  | --> | E19 ex CAVAN | Cavan [T42,T421] | SHANKILL |  | 53.9354 | -7.4118
MV/LV Substation DE***4327 |  | 20 kV | _ | LV | 50 kVA :Pole Substation | 0.05 | --> | 0.05 | 0 | 0 | Constrained, otherwise capacity available =50 kVA | --> | 0.048 | 0 | 0 | 0.048 | 0 |  | --> | E19 ex CAVAN | Cavan [T42,T421] | SHANKILL |  | 53.9823 | -7.3853
MV/LV Substation OA***4330 |  | 10 kV | _ | LV | 400 kVA :Kiosk Substation | 0.4 | --> | 0.4 | 0 | 0 | Constrained, otherwise capacity available =400 kVA | --> | 0.38 | 0 | 0 | 0.38 | 0 |  | --> | C15 ex DERRYCRAMPH | Derrycramph [T41,T42] | SHANKILL |  | 53.9908 | -7.3737
MV/LV Substation PO***435 |  | 10 kV | _ | LV | 50 kVA :Pole Substation | 0.05 | --> | 0.05 | 0 | 0 | Constrained, otherwise capacity available =33 kVA | --> | 0.048 | 0 | 0 | 0.05 | 0 |  | --> | C20 ex CAVAN | Cavan [T42,T421] | SHANKILL |  | 53.9886 | -7.2964
MV/LV Substation BR***436Y |  | 20 kV | _ | LV | 200 kVA :Pole Substation | 0.2 | --> | 0.2 | 0 | 0 | Constrained, otherwise capacity available =200 kVA | --> | 0.19 | 0 | 0 | 0.19 | 0 |  | --> | E19 ex CAVAN | Cavan [T42,T421] | SHANKILL |  | 53.9996 | -7.4157
MV/LV Substation SH***438 |  | 10 kV | _ | LV | 30 kVA :Pole Substation | 0.03 | --> | 0.03 | 0 | 0 | Constrained, otherwise capacity available =30 kVA | --> | 0.028 | 0 | 0 | 0.028 | 0 |  | --> | C20 ex CAVAN | Cavan [T42,T421] | SHANKILL |  | 54.0055 | -7.2996
MV/LV Substation CR***442Y |  | 10 kV | _ | LV | 630 kVA :Building Structure | 0.63 | --> | 0.63 | 0 | 0 | Constrained, otherwise capacity available =468 kVA | --> | 0.598 | 0 | 0.005 | 0.5 | 0 |  | --> | C16 ex DERRYCRAMPH | Derrycramph [T41,T42] | SHANKILL |  | 53.9821 | -7.3414
MV/LV Substation LO***443X |  | 20 kV | _ | LV | 100 kVA :Pole Substation | 0.1 | --> | 0.1 | 0 | 0 | Constrained, otherwise capacity available =47 kVA | --> | 0.095 | 0 | 0 | 0.102 | 0 |  | --> | E17 ex CAVAN | Cavan [T42,T421] | SHANKILL |  | 54.014 | -7.3737
MV/LV Substation FA***444X |  | 20 kV | _ | LV | 200 kVA :Building Structure | 0.2 | --> | 0.2 | 0 | 0 | Constrained, otherwise capacity available =170 kVA | --> | 0.19 | 0 | 0 | 0.194 | 0 |  | --> | E19 ex CAVAN | Cavan [T42,T421] | SHANKILL |  | 54.0013 | -7.3996
MV/LV Substation KI***447X |  | 20 kV | _ | LV | 50 kVA :Pole Substation | 0.05 | --> | 0.05 | 0 | 0 | Constrained, otherwise capacity available =44 kVA | --> | 0.048 | 0 | 0 | 0.048 | 0 |  | --> | E19 ex CAVAN | Cavan [T42,T421] | SHANKILL |  | 53.983 | -7.4141
MV/LV Substation LE***450X |  | 20 kV | _ | LV | 50 kVA :Pole Substation | 0.05 | --> | 0.05 | 0 | 0 | Constrained, otherwise capacity available =47 kVA | --> | 0.048 | 0 | 0 | 0.048 | 0 |  | --> | E19 ex CAVAN | Cavan [T42,T421] | SHANKILL |  | 53.9583 | -7.4464
MV/LV Substation CR***451X |  | 20 kV | _ | LV | 200 kVA :Pole Substation | 0.2 | --> | 0.2 | 0 | 0 | Constrained, otherwise capacity available =186 kVA | --> | 0.19 | 0 | 0 | 0.192 | 0 |  | --> | E19 ex CAVAN | Cavan [T42,T421] | SHANKILL |  | 53.9549 | -7.4324
MV/LV Substation BA***453X |  | 20 kV | _ | LV | 400 kVA :Kiosk Substation | 0.4 | --> | 0.4 | 0 | 0 | Constrained, otherwise capacity available =274 kVA | --> | 0.38 | 0 | 0.032 | 0.373 | 0 |  | --> | E19 ex CAVAN | Cavan [T42,T421] | SHANKILL |  | 53.9326 | -7.4084
MV/LV Substation CR***457X |  | 20 kV | _ | LV | 100 kVA :Pole Substation | 0.1 | --> | 0.1 | 0 | 0 | Constrained, otherwise capacity available =96 kVA | --> | 0.095 | 0 | 0 | 0.096 | 0 |  | --> | E11 ex CAVAN | Cavan [T42,T421] | SHANKILL |  | 54.0513 | -7.3085
MV/LV Substation DR***458Y |  | 10 kV | _ | LV | 630 kVA :Kiosk Substation | 0.63 | --> | 0.63 | 0 | 0 | Constrained, otherwise capacity available =480 kVA | --> | 0.598 | 0 | 0 | 0.5 | 0 |  | --> | C20 ex CAVAN | Cavan [T42,T421] | SHANKILL |  | 53.9848 | -7.2571
MV/LV Substation BU***460X |  | 20 kV | _ | LV | 200 kVA :Pole Substation | 0.2 | --> | 0.2 | 0 | 0 | Constrained, otherwise capacity available =117 kVA | --> | 0.19 | 0 | 0.014 | 0.191 | 0 |  | --> | E17 ex CAVAN | Cavan [T42,T421] | SHANKILL |  | 54.043 | -7.3776
MV/LV Substation DR***461X |  | 20 kV | _ | LV | 50 kVA :Pole Substation | 0.05 | --> | 0.05 | 0 | 0 | Constrained, otherwise capacity available =42 kVA | --> | 0.048 | 0 | 0 | 0.048 | 0 |  | --> | E17 ex CAVAN | Cavan [T42,T421] | SHANKILL |  | 54.0556 | -7.3922
MV/LV Substation GA***461Y |  | 20 kV | _ | LV | 630 kVA :Kiosk Substation | 0.63 | --> | 0.63 | 0 | 0 | Constrained, otherwise capacity available =467 kVA | --> | 0.598 | 0 | 0.028 | 0.5 | 0 |  | --> | E17 ex CAVAN | Cavan [T42,T421] | SHANKILL |  | 54.0143 | -7.3607
MV/LV Substation CO***463 |  | 10 kV | _ | LV | 50 kVA :Pole Substation | 0.05 | --> | 0.05 | 0 | 0 | Constrained, otherwise capacity available =43 kVA | --> | 0.048 | 0 | 0 | 0.048 | 0 |  | --> | C20 ex CAVAN | Cavan [T42,T421] | SHANKILL |  | 53.9901 | -7.2485
MV/LV Substation CL***466 |  | 10 kV | _ | LV | 50 kVA :Pole Substation | 0.05 | --> | 0.05 | 0 | 0 | Constrained, otherwise capacity available =3 kVA | --> | 0.048 | 0 | 0 | 0.054 | 0 |  | --> | C20 ex CAVAN | Cavan [T42,T421] | SHANKILL |  | 53.9886 | -7.2358
MV/LV Substation BA***466Y |  | 20 kV | _ | LV | 50 kVA :Pole Substation | 0.05 | --> | 0.05 | 0 | 0 | Constrained, otherwise capacity available =35 kVA | --> | 0.048 | 0 | 0.008 | 0.044 | 0 |  | --> | E11 ex CAVAN | Cavan [T42,T421] | SHANKILL |  | 54.0438 | -7.3226
MV/LV Substation ST***467 |  | 10 kV | _ | LV | 50 kVA :Pole Substation | 0.05 | --> | 0.05 | 0 | 0 | Constrained, otherwise capacity available =31 kVA | --> | 0.048 | 0 | 0 | 0.05 | 0 |  | --> | C20 ex CAVAN | Cavan [T42,T421] | SHANKILL |  | 53.9843 | -7.2379
MV/LV Substation ST***468 |  | 10 kV | _ | LV | 50 kVA :Pole Substation | 0.05 | --> | 0.05 | 0 | 0 | Constrained, otherwise capacity available =7 kVA | --> | 0.048 | 0 | 0.021 | 0.038 | 0 |  | --> | C20 ex CAVAN | Cavan [T42,T421] | SHANKILL |  | 53.9817 | -7.2356
MV/LV Substation GA***468Y |  | 20 kV | _ | LV | 50 kVA :Pole Substation | 0.05 | --> | 0.05 | 0 | 0 | Constrained, otherwise capacity available =47 kVA | --> | 0.048 | 0 | 0.01 | 0.04 | 0 |  | --> | E19 ex CAVAN | Cavan [T42,T421] | SHANKILL |  | 53.9224 | -7.4145
MV/LV Substation CO***475 |  | 10 kV | _ | LV | 100 kVA :Pole Substation | 0.1 | --> | 0.1 | 0 | 0 | Constrained, otherwise capacity available =77 kVA | --> | 0.095 | 0 | 0 | 0.098 | 0 |  | --> | C11 ex DERRYCRAMPH | Derrycramph [T41,T42] | SHANKILL |  | 53.9641 | -7.2313
MV/LV Substation SH***475Y |  | 10 kV | _ | LV | 100 kVA :Pole Substation | 0.1 | --> | 0.1 | 0 | 0 | Constrained, otherwise capacity available =100 kVA | --> | 0.095 | 0 | 0 | 0.095 | 0 |  | --> | C20 ex CAVAN | Cavan [T42,T421] | SHANKILL |  | 53.9996 | -7.3125
MV/LV Substation LI***482Y |  | 10 kV | _ | LV | 400 kVA :Kiosk Substation | 0.4 | --> | 0.4 | 0 | 0 | Constrained, otherwise capacity available =374 kVA | --> | 0.38 | 0 | 0 | 0.384 | 0 |  | --> | C18 ex CAVAN | Cavan [T42,T421] | SHANKILL |  | 54 | -7.376
MV/LV Substation DR***484Y |  | 20 kV | _ | LV | 400 kVA :Kiosk Substation | 0.4 | --> | 0.4 | 0 | 0 | Constrained, otherwise capacity available =308 kVA | --> | 0.38 | 0 | 0.047 | 0.358 | 0 |  | --> | E17 ex CAVAN | Cavan [T42,T421] | SHANKILL |  | 54.0171 | -7.3609
MV/LV Substation CH***488Y |  | 10 kV | _ | LV | 400 kVA :Kiosk Substation | 0.4 | --> | 0.4 | 0 | 0 | Constrained, otherwise capacity available =316 kVA | --> | 0.38 | 0 | 0 | 0.391 | 0 |  | --> | C22 ex CAVAN | Cavan [T42,T421] | SHANKILL |  | 53.9931 | -7.3592
MV/LV Substation NE***492X |  | 20 kV | _ | LV | 400 kVA :Building Structure | 0.4 | --> | 0.4 | 0 | 0 | Constrained, otherwise capacity available =320 kVA | --> | 0.38 | 0 | 0.006 | 0.386 | 0 |  | --> | E11 ex CAVAN | Cavan [T42,T421] | SHANKILL |  | 54.0091 | -7.3473
MV/LV Substation BU***493X |  | 20 kV | _ | LV | 50 kVA :Pole Substation | 0.05 | --> | 0.05 | 0 | 0 | Constrained, otherwise capacity available =18 kVA | --> | 0.048 | 0 | 0.008 | 0.046 | 0 |  | --> | E17 ex CAVAN | Cavan [T42,T421] | SHANKILL |  | 54.0463 | -7.3771
MV/LV Substation GR***495Y |  | 10 kV | _ | LV | 50 kVA :Pole Substation | 0.05 | --> | 0.05 | 0 | 0 | Constrained, otherwise capacity available =49 kVA | --> | 0.048 | 0 | 0 | 0.048 | 0 |  | --> | C11 ex DERRYCRAMPH | Derrycramph [T41,T42] | SHANKILL |  | 53.947 | -7.1451
MV/LV Substation DR***496X |  | 10 kV | _ | LV | 50 kVA :Pole Substation | 0.05 | --> | 0.05 | 0 | 0 | Constrained, otherwise capacity available =48 kVA | --> | 0.048 | 0 | 0 | 0.048 | 0 |  | --> | C20 ex CAVAN | Cavan [T42,T421] | SHANKILL |  | 53.9874 | -7.227
MV/LV Substation LA***497Y |  | 10 kV | _ | LV | 630 kVA :Building Structure | 0.63 | --> | 0.63 | 0 | 0 | Constrained, otherwise capacity available =333 kVA | --> | 0.598 | 0 | 0.15 | 0.5 | 0 |  | --> | C16 ex DERRYCRAMPH | Derrycramph [T41,T42] | SHANKILL |  | 53.9843 | -7.3445
MV/LV Substation LA***498Y |  | 10 kV | _ | LV | 630 kVA :Kiosk Substation | 0.63 | --> | 0.63 | 0 | 0 | Constrained, otherwise capacity available =571 kVA | --> | 0.598 | 0 | 0 | 0.5 | 0 |  | --> | C16 ex DERRYCRAMPH | Derrycramph [T41,T42] | SHANKILL |  | 53.9835 | -7.3425
MV/LV Substation TI***502X |  | 10 kV | _ | LV | 100 kVA :Pole Substation | 0.1 | --> | 0.1 | 0 | 0 | Constrained, otherwise capacity available =92 kVA | --> | 0.095 | 0 | 0 | 0.096 | 0 |  | --> | C11 ex DERRYCRAMPH | Derrycramph [T41,T42] | SHANKILL |  | 53.949 | -7.1912
MV/LV Substation DR***516 |  | 10 kV | _ | LV | 50 kVA :Pole Substation | 0.05 | --> | 0.05 | 0 | 0 | Constrained, otherwise capacity available =48 kVA | --> | 0.048 | 0 | 0.011 | 0.04 | 0 |  | --> | C11 ex DERRYCRAMPH | Derrycramph [T41,T42] | SHANKILL |  | 53.9519 | -7.1952
MV/LV Substation LI***520Y |  | 10 kV | _ | LV | 630 kVA :Kiosk Substation | 0.63 | --> | 0.63 | 0 | 0 | Constrained, otherwise capacity available =331 kVA | --> | 0.598 | 0 | 0.01 | 0.5 | 0 |  | --> | C14 ex CAVAN | Cavan [T42,T421] | SHANKILL |  | 53.9926 | -7.3626
MV/LV Substation EL***522Y |  | 10 kV | _ | LV | 630 kVA :Kiosk Substation | 0.63 | --> | 0.63 | 0 | 0 | Constrained, otherwise capacity available =552 kVA | --> | 0.598 | 0 | 0.009 | 0.5 | 0 |  | --> | C22 ex CAVAN | Cavan [T42,T421] | SHANKILL |  | 53.9961 | -7.3584
MV/LV Substation BU***523Y |  | 20 kV | _ | LV | 100 kVA :Pole Substation | 0.1 | --> | 0.1 | 0 | 0 | Constrained, otherwise capacity available =90 kVA | --> | 0.095 | 0 | 0 | 0.096 | 0 |  | --> | E11 ex CAVAN | Cavan [T42,T421] | SHANKILL |  | 54.0698 | -7.2245
MV/LV Substation CO***533Y |  | 20 kV | _ | LV | 400 kVA :Kiosk Substation | 0.4 | --> | 0.4 | 0 | 0 | Constrained, otherwise capacity available =270 kVA | --> | 0.38 | 0 | 0.005 | 0.394 | 0 |  | --> | E19 ex CAVAN | Cavan [T42,T421] | SHANKILL |  | 53.931 | -7.4117
MV/LV Substation NO***536Y |  | 20 kV | _ | LV | 200 kVA :Pole Substation | 0.2 | --> | 0.2 | 0.066 | 0.07 | Constrained, otherwise capacity available =169 kVA | --> | 0.19 | 0 | 0 | 0 | 0 | Constrained, otherwise capacity available =194 kW | --> | E15 ex BALLYCONNELL | Ballyconnell [T421,T422] | GORTAWEE |  | 54.107 | -7.4403
MV/LV Substation CR***537Y |  | 20 kV | _ | LV | 100 kVA :Pole Substation | 0.1 | --> | 0.1 | 0.066 | 0.07 | Constrained, otherwise capacity available =92 kVA | --> | 0.095 | 0 | 0 | 0 | 0 | Constrained, otherwise capacity available =96 kW | --> | E15 ex BALLYCONNELL | Ballyconnell [T421,T422] | GORTAWEE |  | 54.106 | -7.4384
MV/LV Substation MO***539X |  | 10 kV | _ | LV | 50 kVA :Pole Substation | 0.05 | --> | 0.05 | 0.048 | 2.57 |  | --> | 0.048 | 0 | 0 | 0.048 | 0 |  | --> | C13 ex ERRIGAL | Errigal [T41,T422] | SHANKILL |  | 53.9863 | -7.1263
MV/LV Substation KI***539Y |  | 20 kV | _ | LV | 50 kVA :Pole Substation | 0.05 | --> | 0.05 | 0 | 0 | Constrained, otherwise capacity available =20 kVA | --> | 0.048 | 0 | 0 | 0.051 | 0 |  | --> | E11 ex CAVAN | Cavan [T42,T421] | SHANKILL |  | 54.0672 | -7.3212
MV/LV Substation CO***544Y |  | 20 kV | _ | LV | 400 kVA :Kiosk Substation | 0.4 | --> | 0.4 | 0 | 0 | Constrained, otherwise capacity available =366 kVA | --> | 0.38 | 0 | 0 | 0.385 | 0 |  | --> | E17 ex CAVAN | Cavan [T42,T421] | SHANKILL |  | 54.0978 | -7.4391
MV/LV Substation LA***546X |  | 10 kV | _ | LV | 100 kVA :Pole Substation | 0.1 | --> | 0.1 | 0 | 0 | Constrained, otherwise capacity available =100 kVA | --> | 0.095 | 0 | 0 | 0.095 | 0 |  | --> | C20 ex CAVAN | Cavan [T42,T421] | SHANKILL |  | 53.9676 | -7.2302
MV/LV Substation SW***548Y |  | 20 kV | _ | LV | 400 kVA :Kiosk Substation | 0.4 | --> | 0.4 | 0 | 0 | Constrained, otherwise capacity available =344 kVA | --> | 0.38 | 0 | 0.034 | 0.362 | 0 |  | --> | E19 ex CAVAN | Cavan [T42,T421] | SHANKILL |  | 53.9893 | -7.38
MV/LV Substation ST***551Y |  | 10 kV | _ | LV | 400 kVA :Kiosk Substation | 0.4 | --> | 0.4 | 0 | 0 | Constrained, otherwise capacity available =370 kVA | --> | 0.38 | 0 | 0.01 | 0.377 | 0 |  | --> | C22 ex CAVAN | Cavan [T42,T421] | SHANKILL |  | 53.9923 | -7.3555
MV/LV Substation TH***554Y |  | 20 kV | _ | LV | 50 kVA :Pole Substation | 0.05 | --> | 0.05 | 0 | 0 | Constrained, otherwise capacity available =47 kVA | --> | 0.048 | 0 | 0 | 0.048 | 0 |  | --> | E17 ex CAVAN | Cavan [T42,T421] | SHANKILL |  | 54.0842 | -7.4165
MV/LV Substation EL***555X |  | 20 kV | _ | LV | 50 kVA :Pole Substation | 0.05 | --> | 0.05 | 0 | 0 | Constrained, otherwise capacity available =46 kVA | --> | 0.048 | 0 | 0 | 0.048 | 0 |  | --> | E11 ex CAVAN | Cavan [T42,T421] | SHANKILL |  | 54.0474 | -7.3182
MV/LV Substation RO***558Y |  | 10 kV | _ | LV | 400 kVA :Kiosk Substation | 0.4 | --> | 0.4 | 0 | 0 | Constrained, otherwise capacity available =349 kVA | --> | 0.38 | 0 | 0.017 | 0.374 | 0 |  | --> | C20 ex CAVAN | Cavan [T42,T421] | SHANKILL |  | 54.002 | -7.3462
MV/LV Substation RA***559X |  | 10 kV | _ | LV | 400 kVA :Building Structure | 0.4 | --> | 0.4 | 0 | 0 | Constrained, otherwise capacity available =391 kVA | --> | 0.38 | 0 | 0 | 0.381 | 0 |  | --> | C20 ex CAVAN | Cavan [T42,T421] | SHANKILL |  | 53.9788 | -7.2391
MV/LV Substation ER***560Y |  | 20 kV | _ | LV | 400 kVA :Kiosk Substation | 0.4 | --> | 0.4 | 0 | 0 | Constrained, otherwise capacity available =338 kVA | --> | 0.38 | 0 | 0 | 0.388 | 0 |  | --> | E17 ex CAVAN | Cavan [T42,T421] | SHANKILL |  | 54.099 | -7.4289
MV/LV Substation FA***563Y |  | 20 kV | _ | LV | 200 kVA :Kiosk Substation | 0.2 | --> | 0.2 | 0 | 0 | Constrained, otherwise capacity available =175 kVA | --> | 0.19 | 0 | 0 | 0.193 | 0 |  | --> | E17 ex CAVAN | Cavan [T42,T421] | SHANKILL |  | 54.0999 | -7.4423
MV/LV Substation BI***564Y |  | 10 kV | _ | LV | 630 kVA :Kiosk Substation | 0.63 | --> | 0.63 | 0 | 0 | Constrained, otherwise capacity available =474 kVA | --> | 0.598 | 0 | 0 | 0.5 | 0 |  | --> | C22 ex CAVAN | Cavan [T42,T421] | SHANKILL |  | 53.9982 | -7.3426
MV/LV Substation LA***565 |  | 10 kV | _ | LV | 100 kVA :Pole Substation | 0.1 | --> | 0.1 | 0.063 | 2.57 |  | --> | 0.095 | 0 | 0.005 | 0.096 | 0 |  | --> | C13 ex ERRIGAL | Errigal [T41,T422] | SHANKILL |  | 53.9936 | -7.2167
MV/LV Substation ER***567Y |  | 20 kV | _ | LV | 50 kVA :Pole Substation | 0.05 | --> | 0.05 | 0 | 0 | Constrained, otherwise capacity available =50 kVA | --> | 0.048 | 0 | 0 | 0.048 | 0 |  | --> | E17 ex CAVAN | Cavan [T42,T421] | SHANKILL |  | 54.0984 | -7.4477
MV/LV Substation LA***568Y |  | 20 kV | _ | LV | 400 kVA :Kiosk Substation | 0.4 | --> | 0.4 | 0 | 0 | Constrained, otherwise capacity available =385 kVA | --> | 0.38 | 0 | 0 | 0.382 | 0 |  | --> | E19 ex CAVAN | Cavan [T42,T421] | SHANKILL |  | 54.0037 | -7.3575
MV/LV Substation CO***569Y |  | 10 kV | _ | LV | 400 kVA :Kiosk Substation | 0.4 | --> | 0.4 | 0 | 0 | Constrained, otherwise capacity available =320 kVA | --> | 0.38 | 0 | 0 | 0.391 | 0 |  | --> | C11 ex DERRYCRAMPH | Derrycramph [T41,T42] | SHANKILL |  | 53.9625 | -7.3588
MV/LV Substation HA***572Y |  | 10 kV | _ | LV | 50 kVA :Pole Substation | 0.05 | --> | 0.05 | 0 | 0 | Constrained, otherwise capacity available =38 kVA | --> | 0.048 | 0 | 0 | 0.049 | 0 |  | --> | C15 ex DERRYCRAMPH | Derrycramph [T41,T42] | SHANKILL |  | 53.9897 | -7.3568
MV/LV Substation DR***575Y |  | 10 kV | _ | LV | 200 kVA :Kiosk Substation | 0.2 | --> | 0.2 | 0 | 0 | Constrained, otherwise capacity available =200 kVA | --> | 0.19 | 0 | 0 | 0.19 | 0 |  | --> | C22 ex CAVAN | Cavan [T42,T421] | SHANKILL |  | 54.0007 | -7.3495
MV/LV Substation TU***576Y |  | 10 kV | _ | LV | 400 kVA :Kiosk Substation | 0.4 | --> | 0.4 | 0 | 0 | Constrained, otherwise capacity available =388 kVA | --> | 0.38 | 0 | 0 | 0.382 | 0 |  | --> | C15 ex DERRYCRAMPH | Derrycramph [T41,T42] | SHANKILL |  | 53.9894 | -7.3553
MV/LV Substation TU***577Y |  | 10 kV | _ | LV | 400 kVA :Kiosk Substation | 0.4 | --> | 0.4 | 0 | 0 | Constrained, otherwise capacity available =296 kVA | --> | 0.38 | 0 | 0.022 | 0.378 | 0 |  | --> | C15 ex DERRYCRAMPH | Derrycramph [T41,T42] | SHANKILL |  | 53.9883 | -7.357
MV/LV Substation BU***578Y |  | 10 kV | _ | LV | 400 kVA :Kiosk Substation | 0.4 | --> | 0.4 | 0 | 0 | Constrained, otherwise capacity available =337 kVA | --> | 0.38 | 0 | 0 | 0.388 | 0 |  | --> | C15 ex DERRYCRAMPH | Derrycramph [T41,T42] | SHANKILL |  | 53.9892 | -7.3596
MV/LV Substation JO***579Y |  | 10 kV | _ | LV | 200 kVA :Kiosk Substation | 0.2 | --> | 0.2 | 0 | 0 | Constrained, otherwise capacity available =138 kVA | --> | 0.19 | 0 | 0 | 0.198 | 0 |  | --> | C16 ex DERRYCRAMPH | Derrycramph [T41,T42] | SHANKILL |  | 53.9864 | -7.3575
MV/LV Substation OL***582Y |  | 10 kV | _ | LV | 50 kVA :Pole Substation | 0.05 | --> | 0.05 | 0 | 0 | Constrained, otherwise capacity available =40 kVA | --> | 0.048 | 0 | 0 | 0.049 | 0 |  | --> | C11 ex DERRYCRAMPH | Derrycramph [T41,T42] | SHANKILL |  | 53.9667 | -7.3422
MV/LV Substation AN***584Y |  | 20 kV | _ | LV | 200 kVA :Kiosk Substation | 0.2 | --> | 0.2 | 0 | 0 | Constrained, otherwise capacity available =160 kVA | --> | 0.19 | 0 | 0.006 | 0.191 | 0 |  | --> | E11 ex CAVAN | Cavan [T42,T421] | SHANKILL |  | 54.0421 | -7.3208
MV/LV Substation CH***585Y |  | 10 kV | _ | LV | 630 kVA :Kiosk Substation | 0.63 | --> | 0.63 | 0 | 0 | Constrained, otherwise capacity available =549 kVA | --> | 0.598 | 0 | 0 | 0.5 | 0 |  | --> | C22 ex CAVAN | Cavan [T42,T421] | SHANKILL |  | 53.9933 | -7.3579
MV/LV Substation RE***586X |  | 20 kV | _ | LV | 50 kVA :Pole Substation | 0.05 | --> | 0.05 | 0 | 0 | Constrained, otherwise capacity available =26 kVA | --> | 0.048 | 0 | 0.032 | 0.027 | 0 |  | --> | E11 ex CAVAN | Cavan [T42,T421] | SHANKILL |  | 54.0711 | -7.2839
MV/LV Substation JO***587Y |  | 10 kV | _ | LV | 400 kVA :Kiosk Substation | 0.4 | --> | 0.4 | 0 | 0 | Constrained, otherwise capacity available =348 kVA | --> | 0.38 | 0 | 0 | 0.387 | 0 |  | --> | C22 ex CAVAN | Cavan [T42,T421] | SHANKILL |  | 53.9947 | -7.3589
MV/LV Substation TU***588 |  | 10 kV | _ | LV | 50 kVA :Pole Substation | 0.05 | --> | 0.05 | 0.033 | 2.57 |  | --> | 0.048 | 0 | 0 | 0.05 | 0 |  | --> | C13 ex ERRIGAL | Errigal [T41,T422] | SHANKILL |  | 53.9859 | -7.1547
MV/LV Substation CO***588Y |  | 10 kV | _ | LV | 200 kVA :Pole Substation | 0.2 | --> | 0.2 | 0 | 0 | Constrained, otherwise capacity available =172 kVA | --> | 0.19 | 0 | 0.002 | 0.192 | 0 |  | --> | C22 ex CAVAN | Cavan [T42,T421] | SHANKILL |  | 53.9935 | -7.3574
MV/LV Substation C/***598 |  | 10 kV | _ | LV | 50 kVA :Pole Substation | 0.05 | --> | 0.05 | 0.048 | 2.57 |  | --> | 0.048 | 0 | 0 | 0.048 | 0 |  | --> | C13 ex ERRIGAL | Errigal [T41,T422] | SHANKILL |  | 53.9867 | -7.1462
MV/LV Substation CO***599Y |  | 10 kV | _ | LV | 400 kVA :Kiosk Substation | 0.4 | --> | 0.4 | 0 | 0 | Constrained, otherwise capacity available =326 kVA | --> | 0.38 | 0 | 0 | 0.39 | 0 |  | --> | C15 ex DERRYCRAMPH | Derrycramph [T41,T42] | SHANKILL |  | 53.9878 | -7.362
MV/LV Substation RE***601Y |  | 20 kV | _ | LV | 200 kVA :Kiosk Substation | 0.2 | --> | 0.2 | 0 | 0 | Constrained, otherwise capacity available =191 kVA | --> | 0.19 | 0 | 0 | 0.191 | 0 |  | --> | E11 ex CAVAN | Cavan [T42,T421] | SHANKILL |  | 54.0266 | -7.3389
MV/LV Substation TU***602 |  | 10 kV | _ | LV | 200 kVA :Pole Substation | 0.2 | --> | 0.2 | 0 | 0 | Constrained, otherwise capacity available =90 kVA | --> | 0.19 | 0 | 0.003 | 0.197 | 0 |  | --> | C16 ex DERRYCRAMPH | Derrycramph [T41,T42] | SHANKILL |  | 53.9852 | -7.3515
MV/LV Substation KI***602Y |  | 20 kV | _ | LV | 50 kVA :Pole Substation | 0.05 | --> | 0.05 | 0 | 0 | Constrained, otherwise capacity available =5 kVA | --> | 0.048 | 0 | 0 | 0.053 | 0 |  | --> | E19 ex CAVAN | Cavan [T42,T421] | SHANKILL |  | 53.9883 | -7.4196
MV/LV Substation DR***605Y |  | 10 kV | _ | LV | 400 kVA :Kiosk Substation | 0.4 | --> | 0.4 | 0 | 0 | Constrained, otherwise capacity available =327 kVA | --> | 0.38 | 0 | 0.008 | 0.384 | 0 |  | --> | C22 ex CAVAN | Cavan [T42,T421] | SHANKILL |  | 53.9985 | -7.3503
MV/LV Substation ST***606Y |  | 10 kV | _ | LV | 100 kVA :Pole Substation | 0.1 | --> | 0.1 | 0 | 0 | Constrained, otherwise capacity available =91 kVA | --> | 0.095 | 0 | 0 | 0.096 | 0 |  | --> | C20 ex CAVAN | Cavan [T42,T421] | SHANKILL |  | 53.9838 | -7.2357
MV/LV Substation WI***612Y |  | 10 kV | _ | LV | 200 kVA :Kiosk Substation | 0.2 | --> | 0.2 | 0 | 0 | Constrained, otherwise capacity available =158 kVA | --> | 0.19 | 0 | 0.008 | 0.19 | 0 |  | --> | C11 ex DERRYCRAMPH | Derrycramph [T41,T42] | SHANKILL |  | 53.9737 | -7.348
MV/LV Substation RI***618Y |  | 20 kV | _ | LV | 100 kVA :Pole Substation | 0.1 | --> | 0.1 | 0.066 | 0.07 | Constrained, otherwise capacity available =69 kVA | --> | 0.095 | 0 | 0.01 | 0 | 0 | Constrained, otherwise capacity available =92 kW | --> | E15 ex BALLYCONNELL | Ballyconnell [T421,T422] | GORTAWEE |  | 54.1258 | -7.4396
MV/LV Substation CO***619X |  | 10 kV | _ | LV | 50 kVA :Pole Substation | 0.05 | --> | 0.05 | 0 | 0 | Constrained, otherwise capacity available =33 kVA | --> | 0.048 | 0 | 0 | 0.05 | 0 |  | --> | C20 ex CAVAN | Cavan [T42,T421] | SHANKILL |  | 54.0089 | -7.3231
MV/LV Substation RI***619Y |  | 20 kV | _ | LV | 100 kVA :Pole Substation | 0.1 | --> | 0.1 | 0.066 | 0.07 | Constrained, otherwise capacity available =91 kVA | --> | 0.095 | 0 | 0.009 | 0 | 0 | Constrained, otherwise capacity available =90 kW | --> | E15 ex BALLYCONNELL | Ballyconnell [T421,T422] | GORTAWEE |  | 54.1276 | -7.4433
MV/LV Substation GA***620Y |  | 20 kV | _ | LV | 200 kVA :Pole Substation | 0.2 | --> | 0.2 | 0 | 0 | Constrained, otherwise capacity available =163 kVA | --> | 0.19 | 0 | 0 | 0.195 | 0 |  | --> | E19 ex CAVAN | Cavan [T42,T421] | SHANKILL |  | 53.9303 | -7.4089
MV/LV Substation TH***621Y |  | 10 kV | _ | LV | 200 kVA :Kiosk Substation | 0.2 | --> | 0.2 | 0 | 0 | Constrained, otherwise capacity available =179 kVA | --> | 0.19 | 0 | 0 | 0.193 | 0 |  | --> | C15 ex DERRYCRAMPH | Derrycramph [T41,T42] | SHANKILL |  | 53.9909 | -7.3684
MV/LV Substation AS***622Y |  | 10 kV | _ | LV | 200 kVA :Kiosk Substation | 0.2 | --> | 0.2 | 0 | 0 | Constrained, otherwise capacity available =114 kVA | --> | 0.19 | 0 | 0.021 | 0.186 | 0 |  | --> | C16 ex DERRYCRAMPH | Derrycramph [T41,T42] | SHANKILL |  | 53.975 | -7.3586
MV/LV Substation ED***624Y |  | 20 kV | _ | LV | 50 kVA :Pole Substation | 0.05 | --> | 0.05 | 0 | 0 | Constrained, otherwise capacity available =46 kVA | --> | 0.048 | 0 | 0.005 | 0.044 | 0 |  | --> | E19 ex CAVAN | Cavan [T42,T421] | SHANKILL |  | 53.9897 | -7.3858
MV/LV Substation CA***625X |  | 20 kV | _ | LV | 400 kVA :Kiosk Substation | 0.4 | --> | 0.4 | 0 | 0 | Constrained, otherwise capacity available =324 kVA | --> | 0.38 | 0 | 0 | 0.384 | 0 |  | --> | E17 ex CAVAN | Cavan [T42,T421] | SHANKILL |  | 54.0141 | -7.3572
MV/LV Substation LI***626X |  | 10 kV | _ | LV | 50 kVA :Pole Substation | 0.05 | --> | 0.05 | 0 | 0 | Constrained, otherwise capacity available =45 kVA | --> | 0.048 | 0 | 0 | 0.048 | 0 |  | --> | C11 ex DERRYCRAMPH | Derrycramph [T41,T42] | SHANKILL |  | 53.9557 | -7.3324
MV/LV Substation CR***630X |  | 20 kV | _ | LV | 100 kVA :Pole Substation | 0.1 | --> | 0.1 | 0 | 0 | Constrained, otherwise capacity available =43 kVA | --> | 0.095 | 0 | 0 | 0.102 | 0 |  | --> | E19 ex CAVAN | Cavan [T42,T421] | SHANKILL |  | 53.996 | -7.4447
MV/LV Substation BU***632X |  | 20 kV | _ | LV | 50 kVA :Pole Substation | 0.05 | --> | 0.05 | 0 | 0 | Constrained, otherwise capacity available =32 kVA | --> | 0.048 | 0 | 0 | 0.05 | 0 |  | --> | E17 ex CAVAN | Cavan [T42,T421] | SHANKILL |  | 54.04 | -7.3718
MV/LV Substation ST***632Y |  | 10 kV | _ | LV | 400 kVA :Kiosk Substation | 0.4 | --> | 0.4 | 0 | 0 | Constrained, otherwise capacity available =340 kVA | --> | 0.38 | 0 | 0.006 | 0.384 | 0 |  | --> | C15 ex DERRYCRAMPH | Derrycramph [T41,T42] | SHANKILL |  | 53.9902 | -7.3648
MV/LV Substation CL***643Y |  | 10 kV | _ | LV | 630 kVA :Kiosk Substation | 0.63 | --> | 0.63 | 0 | 0 | Constrained, otherwise capacity available =488 kVA | --> | 0.598 | 0 | 0.04 | 0.5 | 0 |  | --> | C18 ex CAVAN | Cavan [T42,T421] | SHANKILL |  | 53.9891 | -7.3758
MV/LV Substation SE***649Y |  | 20 kV | _ | LV | 200 kVA :Pole Substation | 0.2 | --> | 0.2 | 0 | 0 | Constrained, otherwise capacity available =168 kVA | --> | 0.19 | 0 | 0 | 0.194 | 0 |  | --> | E17 ex CAVAN | Cavan [T42,T421] | SHANKILL |  | 54.0124 | -7.3618
MV/LV Substation PO***651 |  | 10 kV | _ | LV | 100 kVA :Pole Substation | 0.1 | --> | 0.1 | 0 | 0 | Constrained, otherwise capacity available =70 kVA | --> | 0.095 | 0 | 0.045 | 0.066 | 0 |  | --> | C11 ex DERRYCRAMPH | Derrycramph [T41,T42] | SHANKILL |  | 53.9445 | -7.3462
MV/LV Substation BE***654X |  | 20 kV | _ | LV | 50 kVA :Pole Substation | 0.05 | --> | 0.05 | 0 | 0 | Constrained, otherwise capacity available =43 kVA | --> | 0.048 | 0 | 0.01 | 0.041 | 0 |  | --> | E19 ex CAVAN | Cavan [T42,T421] | SHANKILL |  | 53.9388 | -7.4173
MV/LV Substation VO***654Y |  | 20 kV | _ | LV | 100 kVA :Pole Substation | 0.1 | --> | 0.1 | 0.066 | 0.07 | Constrained, otherwise capacity available =85 kVA | --> | 0.095 | 0 | 0 | 0 | 0 | Constrained, otherwise capacity available =97 kW | --> | E15 ex BALLYCONNELL | Ballyconnell [T421,T422] | GORTAWEE |  | 54.0991 | -7.4743
MV/LV Substation BU***657X |  | 20 kV | _ | LV | 50 kVA :Pole Substation | 0.05 | --> | 0.05 | 0 | 0 | Constrained, otherwise capacity available =50 kVA | --> | 0.048 | 0 | 0 | 0.048 | 0 |  | --> | E17 ex CAVAN | Cavan [T42,T421] | SHANKILL |  | 54.0615 | -7.4048
MV/LV Substation MO***661Y |  | 10 kV | _ | LV | 400 kVA :Kiosk Substation | 0.4 | --> | 0.4 | 0 | 0 | Constrained, otherwise capacity available =332 kVA | --> | 0.38 | 0 | 0.01 | 0.382 | 0 |  | --> | C11 ex DERRYCRAMPH | Derrycramph [T41,T42] | SHANKILL |  | 53.9738 | -7.3547
MV/LV Substation DR***666X |  | 20 kV | _ | LV | 100 kVA :Pole Substation | 0.1 | --> | 0.1 | 0 | 0 | Constrained, otherwise capacity available =96 kVA | --> | 0.095 | 0 | 0.006 | 0.091 | 0 |  | --> | E19 ex CAVAN | Cavan [T42,T421] | SHANKILL |  | 53.9859 | -7.4074
MV/LV Substation DR***668Y |  | 20 kV | _ | LV | 400 kVA :Kiosk Substation | 0.4 | --> | 0.4 | 0 | 0 | Constrained, otherwise capacity available =320 kVA | --> | 0.38 | 0 | 0.028 | 0.37 | 0 |  | --> | E17 ex CAVAN | Cavan [T42,T421] | SHANKILL |  | 54.0181 | -7.3542
MV/LV Substation TO***680 |  | 20 kV | _ | LV | 50 kVA :Pole Substation | 0.05 | --> | 0.05 | 0 | 0 | Constrained, otherwise capacity available =41 kVA | --> | 0.048 | 0 | 0 | 0.049 | 0 |  | --> | E19 ex CAVAN | Cavan [T42,T421] | SHANKILL |  | 53.981 | -7.4034
MV/LV Substation RA***688Y |  | 20 kV | _ | LV | 400 kVA :Kiosk Substation | 0.4 | --> | 0.4 | 0 | 0 | Constrained, otherwise capacity available =200 kVA | --> | 0.38 | 0 | 0.041 | 0.376 | 0 |  | --> | E17 ex CAVAN | Cavan [T42,T421] | SHANKILL |  | 54.0986 | -7.441
MV/LV Substation DR***690Y |  | 20 kV | _ | LV | 200 kVA :Kiosk Substation | 0.2 | --> | 0.2 | 0 | 0 | Constrained, otherwise capacity available =140 kVA | --> | 0.19 | 0 | 0.024 | 0.18 | 0 |  | --> | E17 ex CAVAN | Cavan [T42,T421] | SHANKILL |  | 54.0154 | -7.3618
MV/LV Substation KE***696Y |  | 10 kV | _ | LV | 400 kVA :Kiosk Substation | 0.4 | --> | 0.4 | 0 | 0 | Constrained, otherwise capacity available =349 kVA | --> | 0.38 | 0 | 0 | 0.387 | 0 |  | --> | C22 ex CAVAN | Cavan [T42,T421] | SHANKILL |  | 53.9982 | -7.3487
MV/LV Substation GL***699Y |  | 20 kV | _ | LV | 200 kVA :Kiosk Substation | 0.2 | --> | 0.2 | 0 | 0 | Constrained, otherwise capacity available =180 kVA | --> | 0.19 | 0 | 0.005 | 0.189 | 0 |  | --> | E17 ex CAVAN | Cavan [T42,T421] | SHANKILL |  | 54.0442 | -7.3778
MV/LV Substation RA***712Y |  | 10 kV | _ | LV | 630 kVA :Kiosk Substation | 0.63 | --> | 0.63 | 0 | 0 | Constrained, otherwise capacity available =577 kVA | --> | 0.598 | 0 | 0.005 | 0.5 | 0 |  | --> | C15 ex DERRYCRAMPH | Derrycramph [T41,T42] | SHANKILL |  | 53.9837 | -7.3771
MV/LV Substation FA***719X |  | 10 kV | _ | LV | 50 kVA :Pole Substation | 0.05 | --> | 0.05 | 0 | 0 | Constrained, otherwise capacity available =48 kVA | --> | 0.048 | 0 | 0 | 0.048 | 0 |  | --> | C20 ex CAVAN | Cavan [T42,T421] | SHANKILL |  | 54.0251 | -7.3151
MV/LV Substation CE***719Y |  | 10 kV | _ | LV | 630 kVA :Building Structure | 0.63 | --> | 0.63 | 0 | 0 | Constrained, otherwise capacity available =582 kVA | --> | 0.598 | 0 | 0.01 | 0.5 | 0 |  | --> | C22 ex CAVAN | Cavan [T42,T421] | SHANKILL |  | 53.9867 | -7.3331
MV/LV Substation AS***720Y |  | 20 kV | _ | LV | 200 kVA :Kiosk Substation | 0.2 | --> | 0.2 | 0 | 0 | Constrained, otherwise capacity available =176 kVA | --> | 0.19 | 0 | 0.01 | 0.186 | 0 |  | --> | E19 ex CAVAN | Cavan [T42,T421] | SHANKILL |  | 53.9266 | -7.4156
MV/LV Substation DR***723X |  | 10 kV | _ | LV | 50 kVA :Pole Substation | 0.05 | --> | 0.05 | 0 | 0 | Constrained, otherwise capacity available =35 kVA | --> | 0.048 | 0 | 0 | 0.05 | 0 |  | --> | C11 ex DERRYCRAMPH | Derrycramph [T41,T42] | SHANKILL |  | 53.9288 | -7.1687
MV/LV Substation SH***723Y |  | 20 kV | _ | LV | 100 kVA :Pole Substation | 0.1 | --> | 0.1 | 0 | 0 | Constrained, otherwise capacity available =75 kVA | --> | 0.095 | 0 | 0.01 | 0.091 | 0 |  | --> | E19 ex CAVAN | Cavan [T42,T421] | SHANKILL |  | 53.9532 | -7.4329
MV/LV Substation BE***725 |  | 20 kV | _ | LV | 400 kVA :Kiosk Substation | 0.4 | --> | 0.4 | 0 | 0 | Constrained, otherwise capacity available =362 kVA | --> | 0.38 | 0 | 0 | 0.385 | 0 |  | --> | E19 ex CAVAN | Cavan [T42,T421] | SHANKILL |  | 53.9356 | -7.4058
MV/LV Substation CA***726X |  | 10 kV | _ | LV | 100 kVA :Pole Substation | 0.1 | --> | 0.1 | 0 | 0 | Constrained, otherwise capacity available =58 kVA | --> | 0.095 | 0 | 0.01 | 0.093 | 0 |  | --> | C16 ex DERRYCRAMPH | Derrycramph [T41,T42] | SHANKILL |  | 53.9838 | -7.3555
MV/LV Substation CA***727X |  | 20 kV | _ | LV | 400 kVA :Kiosk Substation | 0.4 | --> | 0.4 | 0 | 0 | Constrained, otherwise capacity available =391 kVA | --> | 0.38 | 0 | 0 | 0.381 | 0 |  | --> | E11 ex CAVAN | Cavan [T42,T421] | SHANKILL |  | 54.022 | -7.2899
MV/LV Substation OL***729Y |  | 10 kV | _ | LV | 400 kVA :Kiosk Substation | 0.4 | --> | 0.4 | 0 | 0 | Constrained, otherwise capacity available =364 kVA | --> | 0.38 | 0 | 0.008 | 0.379 | 0 |  | --> | C11 ex DERRYCRAMPH | Derrycramph [T41,T42] | SHANKILL |  | 53.9705 | -7.3504
MV/LV Substation MU***730Y |  | 10 kV | _ | LV | 630 kVA :Kiosk Substation | 0.63 | --> | 0.63 | 0 | 0 | Constrained, otherwise capacity available =597 kVA | --> | 0.598 | 0 | 0 | 0.5 | 0 |  | --> | C15 ex DERRYCRAMPH | Derrycramph [T41,T42] | SHANKILL |  | 53.9895 | -7.3594
MV/LV Substation CR***733Y |  | 20 kV | _ | LV | 100 kVA :Pole Substation | 0.1 | --> | 0.1 | 0 | 0 | Constrained, otherwise capacity available =86 kVA | --> | 0.095 | 0 | 0 | 0.097 | 0 |  | --> | E17 ex CAVAN | Cavan [T42,T421] | SHANKILL |  | 54.1046 | -7.4347
MV/LV Substation AR***734Y |  | 20 kV | _ | LV | 200 kVA :Kiosk Substation | 0.2 | --> | 0.2 | 0 | 0 | Constrained, otherwise capacity available =151 kVA | --> | 0.19 | 0 | 0 | 0.197 | 0 |  | --> | E19 ex CAVAN | Cavan [T42,T421] | SHANKILL |  | 53.9248 | -7.4144
MV/LV Substation UR***738 |  | 20 kV | _ | LV | 50 kVA :Pole Substation | 0.05 | --> | 0.05 | 0 | 0 | Constrained, otherwise capacity available =42 kVA | --> | 0.048 | 0 | 0.025 | 0.03 | 0 |  | --> | E19 ex CAVAN | Cavan [T42,T421] | SHANKILL |  | 53.9284 | -7.404
MV/LV Substation HA***738Y |  | 10 kV | _ | LV | 630 kVA :Building Structure | 0.63 | --> | 0.63 | 0 | 0 | Constrained, otherwise capacity available =474 kVA | --> | 0.598 | 0 | 0 | 0.5 | 0 |  | --> | C14 ex CAVAN | Cavan [T42,T421] | SHANKILL |  | 53.9998 | -7.356
MV/LV Substation CR***741Y |  | 10 kV | _ | LV | 200 kVA :Kiosk Substation | 0.2 | --> | 0.2 | 0 | 0 | Constrained, otherwise capacity available =132 kVA | --> | 0.19 | 0 | 0.002 | 0.198 | 0 |  | --> | C11 ex DERRYCRAMPH | Derrycramph [T41,T42] | SHANKILL |  | 53.977 | -7.3549
MV/LV Substation SO***746Y |  | 10 kV | _ | LV | 50 kVA :Pole Substation | 0.05 | --> | 0.05 | 0 | 0 | Constrained, otherwise capacity available =36 kVA | --> | 0.048 | 0 | 0 | 0.049 | 0 |  | --> | C11 ex DERRYCRAMPH | Derrycramph [T41,T42] | SHANKILL |  | 53.9627 | -7.2181
MV/LV Substation KE***747Y |  | 10 kV | _ | LV | 400 kVA :Kiosk Substation | 0.4 | --> | 0.4 | 0 | 0 | Constrained, otherwise capacity available =358 kVA | --> | 0.38 | 0 | 0 | 0.386 | 0 |  | --> | C11 ex DERRYCRAMPH | Derrycramph [T41,T42] | SHANKILL |  | 53.976 | -7.3527
MV/LV Substation FA***749Y |  | 20 kV | _ | LV | 50 kVA :Pole Substation | 0.05 | --> | 0.05 | 0 | 0 | Constrained, otherwise capacity available =50 kVA | --> | 0.048 | 0 | 0 | 0.048 | 0 |  | --> | E19 ex CAVAN | Cavan [T42,T421] | SHANKILL |  | 54.0066 | -7.391
MV/LV Substation TH***754Y |  | 10 kV | _ | LV | 200 kVA :Kiosk Substation | 0.2 | --> | 0.2 | 0 | 0 | Constrained, otherwise capacity available =190 kVA | --> | 0.19 | 0 | 0 | 0.191 | 0 |  | --> | C16 ex DERRYCRAMPH | Derrycramph [T41,T42] | SHANKILL |  | 53.9754 | -7.3558
MV/LV Substation RI***761Y |  | 10 kV | _ | LV | 200 kVA :Building Structure | 0.2 | --> | 0.2 | 0 | 0 | Constrained, otherwise capacity available =185 kVA | --> | 0.19 | 0 | 0 | 0.192 | 0 |  | --> | C16 ex DERRYCRAMPH | Derrycramph [T41,T42] | SHANKILL |  | 53.9833 | -7.3581
MV/LV Substation CO***762Y |  | 10 kV | _ | LV | 630 kVA :Kiosk Substation | 0.63 | --> | 0.63 | 0 | 0 | Constrained, otherwise capacity available =460 kVA | --> | 0.598 | 0 | 0 | 0.5 | 0 |  | --> | C15 ex DERRYCRAMPH | Derrycramph [T41,T42] | SHANKILL |  | 53.9878 | -7.3611
MV/LV Substation TR***764X |  | 10 kV | _ | LV | 50 kVA :Pole Substation | 0.05 | --> | 0.05 | 0 | 0 | Constrained, otherwise capacity available =49 kVA | --> | 0.048 | 0 | 0 | 0.048 | 0 |  | --> | C11 ex DERRYCRAMPH | Derrycramph [T41,T42] | SHANKILL |  | 53.9635 | -7.3557
MV/LV Substation FA***765Y |  | 10 kV | _ | LV | 400 kVA :Kiosk Substation | 0.4 | --> | 0.4 | 0 | 0 | Constrained, otherwise capacity available =252 kVA | --> | 0.38 | 0 | 0 | 0.4 | 0 |  | --> | C18 ex CAVAN | Cavan [T42,T421] | SHANKILL |  | 53.9971 | -7.3723
MV/LV Substation KN***768X |  | 10 kV | _ | LV | 100 kVA :Pole Substation | 0.1 | --> | 0.1 | 0 | 0 | Constrained, otherwise capacity available =74 kVA | --> | 0.095 | 0 | 0 | 0.099 | 0 |  | --> | C11 ex DERRYCRAMPH | Derrycramph [T41,T42] | SHANKILL |  | 53.9589 | -7.1588
MV/LV Substation RA***771X |  | 10 kV | _ | LV | 100 kVA :Pole Substation | 0.1 | --> | 0.1 | 0 | 0 | Constrained, otherwise capacity available =65 kVA | --> | 0.095 | 0 | 0.008 | 0.094 | 0 |  | --> | C22 ex CAVAN | Cavan [T42,T421] | SHANKILL |  | 53.9988 | -7.3531
MV/LV Substation LI***778Y |  | 20 kV | _ | LV | 100 kVA :Pole Substation | 0.1 | --> | 0.1 | 0 | 0 | Constrained, otherwise capacity available =90 kVA | --> | 0.095 | 0 | 0 | 0.096 | 0 |  | --> | E19 ex CAVAN | Cavan [T42,T421] | SHANKILL |  | 53.9561 | -7.4368
MV/LV Substation GR***779Y |  | 20 kV | _ | LV | 50 kVA :Pole Substation | 0.05 | --> | 0.05 | 0.048 | 0.07 |  | --> | 0.048 | 0 | 0 | 0 | 0 | Constrained, otherwise capacity available =48 kW | --> | E15 ex BALLYCONNELL | Ballyconnell [T421,T422] | GORTAWEE |  | 54.1258 | -7.4041
MV/LV Substation DE***780Y |  | 20 kV | _ | LV | 200 kVA :Pole Substation | 0.2 | --> | 0.2 | 0 | 0 | Constrained, otherwise capacity available =179 kVA | --> | 0.19 | 0 | 0.002 | 0.191 | 0 |  | --> | E17 ex CAVAN | Cavan [T42,T421] | SHANKILL |  | 54.1024 | -7.4394
MV/LV Substation KI***782Y |  | 10 kV | _ | LV | 630 kVA :Kiosk Substation | 0.63 | --> | 0.63 | 0 | 0 | Constrained, otherwise capacity available =558 kVA | --> | 0.598 | 0 | 0.024 | 0.5 | 0 |  | --> | C16 ex DERRYCRAMPH | Derrycramph [T41,T42] | SHANKILL |  | 53.9881 | -7.346
MV/LV Substation CO***785X |  | 10 kV | _ | LV | 50 kVA :Pole Substation | 0.05 | --> | 0.05 | 0 | 0 | Constrained, otherwise capacity available =44 kVA | --> | 0.048 | 0 | 0 | 0.048 | 0 |  | --> | C11 ex DERRYCRAMPH | Derrycramph [T41,T42] | SHANKILL |  | 53.9612 | -7.3582
MV/LV Substation DI***789Y |  | 20 kV | _ | LV | 630 kVA :Building Structure | 0.63 | --> | 0.63 | 0 | 0 | Constrained, otherwise capacity available =486 kVA | --> | 0.598 | 0 | 0.005 | 0.5 | 0 |  | --> | E17 ex CAVAN | Cavan [T42,T421] | SHANKILL |  | 54.0998 | -7.444
MV/LV Substation CO***797Y |  | 10 kV | _ | LV | 50 kVA :Pole Substation | 0.05 | --> | 0.05 | 0 | 0 | Constrained, otherwise capacity available =50 kVA | --> | 0.048 | 0 | 0 | 0.048 | 0 |  | --> | C20 ex CAVAN | Cavan [T42,T421] | SHANKILL |  | 53.9916 | -7.2652
MV/LV Substation CL***800Y |  | 10 kV | _ | LV | 50 kVA :Pole Substation | 0.05 | --> | 0.05 | 0 | 0 | Constrained, otherwise capacity available =48 kVA | --> | 0.048 | 0 | 0 | 0.048 | 0 |  | --> | C20 ex CAVAN | Cavan [T42,T421] | SHANKILL |  | 53.9893 | -7.2316
MV/LV Substation LA***802X |  | 20 kV | _ | LV | 100 kVA :Pole Substation | 0.1 | --> | 0.1 | 0 | 0 | Constrained, otherwise capacity available =84 kVA | --> | 0.095 | 0 | 0 | 0.097 | 0 |  | --> | E19 ex CAVAN | Cavan [T42,T421] | SHANKILL |  | 53.9175 | -7.4365
MV/LV Substation BR***809 |  | 20 kV | _ | LV | 50 kVA :Pole Substation | 0.05 | --> | 0.05 | 0 | 0 | Constrained, otherwise capacity available =49 kVA | --> | 0.048 | 0 | 0 | 0.048 | 0 |  | --> | E11 ex CAVAN | Cavan [T42,T421] | SHANKILL |  | 54.081 | -7.2615
MV/LV Substation DR***810Y |  | 20 kV | _ | LV | 200 kVA :Pole Substation | 0.2 | --> | 0.2 | 0.066 | 0.07 | Constrained, otherwise capacity available =180 kVA | --> | 0.19 | 0 | 0 | 0 | 0 | Constrained, otherwise capacity available =193 kW | --> | E15 ex BALLYCONNELL | Ballyconnell [T421,T422] | GORTAWEE |  | 54.101 | -7.4645
MV/LV Substation MO***811Y |  | 10 kV | _ | LV | 100 kVA :Pole Substation | 0.1 | --> | 0.1 | 0 | 0 | Constrained, otherwise capacity available =93 kVA | --> | 0.095 | 0 | 0 | 0.096 | 0 |  | --> | C11 ex DERRYCRAMPH | Derrycramph [T41,T42] | SHANKILL |  | 53.9691 | -7.3537
MV/LV Substation LA***813Y |  | 20 kV | _ | LV | 50 kVA :Pole Substation | 0.05 | --> | 0.05 | 0 | 0 | Constrained, otherwise capacity available =48 kVA | --> | 0.048 | 0 | 0.01 | 0.04 | 0 |  | --> | E19 ex CAVAN | Cavan [T42,T421] | SHANKILL |  | 53.9213 | -7.4236
MV/LV Substation TR***818Y |  | 20 kV | _ | LV | 50 kVA :Pole Substation | 0.05 | --> | 0.05 | 0 | 0 | Constrained, otherwise capacity available =50 kVA | --> | 0.048 | 0 | 0 | 0.048 | 0 |  | --> | E19 ex CAVAN | Cavan [T42,T421] | SHANKILL |  | 53.9558 | -7.4469
MV/LV Substation ST***829Y |  | 10 kV | _ | LV | 50 kVA :Pole Substation | 0.05 | --> | 0.05 | 0 | 0 | Constrained, otherwise capacity available =40 kVA | --> | 0.048 | 0 | 0 | 0.049 | 0 |  | --> | C20 ex CAVAN | Cavan [T42,T421] | SHANKILL |  | 53.9802 | -7.2377
MV/LV Substation SP***831X |  | 10 kV | _ | LV | 200 kVA :Pole Substation | 0.2 | --> | 0.2 | 0 | 0 | Constrained, otherwise capacity available =136 kVA | --> | 0.19 | 0 | 0 | 0.199 | 0 |  | --> | C22 ex CAVAN | Cavan [T42,T421] | SHANKILL |  | 53.9972 | -7.3529
MV/LV Substation KI***835X |  | 10 kV | _ | LV | 400 kVA :Building Structure | 0.4 | --> | 0.4 | 0 | 0 | Constrained, otherwise capacity available =269 kVA | --> | 0.38 | 0 | 0.1 | 0.323 | 0 |  | --> | C20 ex CAVAN | Cavan [T42,T421] | SHANKILL |  | 53.9871 | -7.3229
MV/LV Substation CL***838Y |  | 20 kV | _ | LV | 50 kVA :Pole Substation | 0.05 | --> | 0.05 | 0 | 0 | Constrained, otherwise capacity available =50 kVA | --> | 0.048 | 0 | 0 | 0.048 | 0 |  | --> | E11 ex CAVAN | Cavan [T42,T421] | SHANKILL |  | 54.1087 | -7.332
MV/LV Substation CO***839X |  | 10 kV | _ | LV | 50 kVA :Pole Substation | 0.05 | --> | 0.05 | 0 | 0 | Constrained, otherwise capacity available =49 kVA | --> | 0.048 | 0 | 0 | 0.048 | 0 |  | --> | C20 ex CAVAN | Cavan [T42,T421] | SHANKILL |  | 53.9894 | -7.2545
MV/LV Substation KI***842Y |  | 10 kV | _ | LV | 50 kVA :Pole Substation | 0.05 | --> | 0.05 | 0 | 0 | Constrained, otherwise capacity available =40 kVA | --> | 0.048 | 0 | 0 | 0.049 | 0 |  | --> | C11 ex DERRYCRAMPH | Derrycramph [T41,T42] | SHANKILL |  | 53.9663 | -7.2621
MV/LV Substation LO***844Y |  | 10 kV | _ | LV | 630 kVA :Building Structure | 0.63 | --> | 0.63 | 0 | 0 | Constrained, otherwise capacity available =498 kVA | --> | 0.598 | 0 | 0.01 | 0.5 | 0 |  | --> | C18 ex CAVAN | Cavan [T42,T421] | SHANKILL |  | 54.0006 | -7.3554
MV/LV Substation KI***849X |  | 10 kV | _ | LV | 200 kVA :Pole Substation | 0.2 | --> | 0.2 | 0 | 0 | Constrained, otherwise capacity available =188 kVA | --> | 0.19 | 0 | 0 | 0.192 | 0 |  | --> | C20 ex CAVAN | Cavan [T42,T421] | SHANKILL |  | 53.9897 | -7.3269
MV/LV Substation DR***852 |  | 20 kV | _ | LV | 50 kVA :Pole Substation | 0.05 | --> | 0.05 | 0 | 0 | Constrained, otherwise capacity available =49 kVA | --> | 0.048 | 0 | 0 | 0.048 | 0 |  | --> | E11 ex CAVAN | Cavan [T42,T421] | SHANKILL |  | 54.0856 | -7.2084
MV/LV Substation KI***855X |  | 20 kV | _ | LV | 400 kVA :Building Structure | 0.4 | --> | 0.4 | 0 | 0 | Constrained, otherwise capacity available =357 kVA | --> | 0.38 | 0 | 0 | 0.386 | 0 |  | --> | E19 ex CAVAN | Cavan [T42,T421] | SHANKILL |  | 54.0033 | -7.4716
MV/LV Substation KI***864X |  | 20 kV | _ | LV | 100 kVA :Pole Substation | 0.1 | --> | 0.1 | 0 | 0 | Constrained, otherwise capacity available =87 kVA | --> | 0.095 | 0 | 0 | 0.097 | 0 |  | --> | E17 ex CAVAN | Cavan [T42,T421] | SHANKILL |  | 54.0463 | -7.3781
MV/LV Substation DR***872X |  | 20 kV | _ | LV | 100 kVA :Pole Substation | 0.1 | --> | 0.1 | 0 | 0 | Constrained, otherwise capacity available =100 kVA | --> | 0.095 | 0 | 0 | 0.095 | 0 |  | --> | E19 ex CAVAN | Cavan [T42,T421] | SHANKILL |  | 53.9925 | -7.3966
MV/LV Substation SE***909X |  | 20 kV | _ | LV | 50 kVA :Pole Substation | 0.05 | --> | 0.05 | 0 | 0 | Constrained, otherwise capacity available =44 kVA | --> | 0.048 | 0 | 0 | 0.048 | 0 |  | --> | E11 ex CAVAN | Cavan [T42,T421] | SHANKILL |  | 54.0526 | -7.3104
MV/LV Substation TO***952X |  | 20 kV | _ | LV | 100 kVA :Pole Substation | 0.1 | --> | 0.1 | 0 | 0 | Constrained, otherwise capacity available =64 kVA | --> | 0.095 | 0 | 0.004 | 0.097 | 0 |  | --> | E11 ex CAVAN | Cavan [T42,T421] | SHANKILL |  | 54.049 | -7.3168
MV/LV Substation RE***956 |  | 20 kV | _ | LV | 50 kVA :Pole Substation | 0.05 | --> | 0.05 | 0 | 0 | Constrained, otherwise capacity available =49 kVA | --> | 0.048 | 0 | 0 | 0.048 | 0 |  | --> | E11 ex CAVAN | Cavan [T42,T421] | SHANKILL |  | 54.0272 | -7.3403
MV/LV Substation CO***959X |  | 20 kV | _ | LV | 50 kVA :Pole Substation | 0.05 | --> | 0.05 | 0 | 0 | Constrained, otherwise capacity available =47 kVA | --> | 0.048 | 0 | 0 | 0.048 | 0 |  | --> | E19 ex CAVAN | Cavan [T42,T421] | SHANKILL |  | 53.9299 | -7.4148
MV/LV Substation CA***981 |  | 20 kV | _ | LV | 50 kVA :Pole Substation | 0.05 | --> | 0.05 | 0 | 0 | Constrained, otherwise capacity available =36 kVA | --> | 0.048 | 0 | 0.01 | 0.042 | 0 |  | --> | E11 ex CAVAN | Cavan [T42,T421] | SHANKILL |  | 54.0312 | -7.2741
MV/LV Substation AG***984 |  | 20 kV | _ | LV | 400 kVA :Kiosk Substation | 0.4 | --> | 0.4 | 0 | 0 | Constrained, otherwise capacity available =400 kVA | --> | 0.38 | 0 | 0 | 0.38 | 0 |  | --> | E11 ex CAVAN | Cavan [T42,T421] | SHANKILL |  | 54.0518 | -7.3142
MV/LV Substation DR***987 |  | 20 kV | _ | LV | 50 kVA :Pole Substation | 0.05 | --> | 0.05 | 0 | 0 | Constrained, otherwise capacity available =47 kVA | --> | 0.048 | 0 | 0 | 0.048 | 0 |  | --> | E11 ex CAVAN | Cavan [T42,T421] | SHANKILL |  | 54.0539 | -7.3046
MV/LV Substation SW***991X |  | 10 kV | _ | LV | 50 kVA :Pole Substation | 0.05 | --> | 0.05 | 0 | 0 | Constrained, otherwise capacity available =45 kVA | --> | 0.048 | 0 | 0 | 0.048 | 0 |  | --> | C18 ex CAVAN | Cavan [T42,T421] | SHANKILL |  | 53.9916 | -7.3764
MV/LV Substation DR***992X |  | 10 kV | _ | LV | 200 kVA :Pole Substation | 0.2 | --> | 0.2 | 0 | 0 | Constrained, otherwise capacity available =155 kVA | --> | 0.19 | 0 | 0.016 | 0.184 | 0 |  | --> | C18 ex CAVAN | Cavan [T42,T421] | SHANKILL |  | 53.9974 | -7.3729
MV/LV Substation HA***995X |  | 10 kV | _ | LV | 200 kVA :Pole Substation | 0.2 | --> | 0.2 | 0 | 0 | Constrained, otherwise capacity available =130 kVA | --> | 0.19 | 0 | 0.002 | 0.198 | 0 |  | --> | C22 ex CAVAN | Cavan [T42,T421] | SHANKILL |  | 53.9939 | -7.3568
MV/LV Substation CA***996 |  | 20 kV | _ | LV | 50 kVA :Pole Substation | 0.05 | --> | 0.05 | 0 | 0 | Constrained, otherwise capacity available =47 kVA | --> | 0.048 | 0 | 0.005 | 0.044 | 0 |  | --> | E11 ex CAVAN | Cavan [T42,T421] | SHANKILL |  | 54.0678 | -7.3141
MV/LV Substation BA***001 |  | 10 kV | _ | LV | 200 kVA :Kiosk Substation | 0.2 | --> | 0.2 | 0 | 0 | Constrained, otherwise capacity available =54 kVA | --> | 0.19 | 0 | 0.009 | 0.202 | 0 |  | --> | C18 ex CLONES | Clones [T41,T42] | SHANKILL |  | 54.1779 | -7.2325
MV/LV Substation FE***002 |  | 10 kV | _ | LV | 400 kVA :Kiosk Substation | 0.4 | --> | 0.4 | 0 | 0 | Constrained, otherwise capacity available =258 kVA | --> | 0.38 | 0 | 0.05 | 0.362 | 0 |  | --> | C16 ex CLONES | Clones [T41,T42] | SHANKILL |  | 54.182 | -7.2348
MV/LV Substation LE***002Y |  | 20 kV | _ | LV | 200 kVA :Pole Substation | 0.2 | --> | 0.2 | 0 | 0 | Constrained, otherwise capacity available =200 kVA | --> | 0.19 | 0 | 0 | 0.19 | 0 |  | --> | C17 ex CLONES | Clones [T41,T42] | SHANKILL |  | 54.2001 | -7.1984
MV/LV Substation OL***003 |  | 10 kV | _ | LV | 200 kVA :Pole Substation | 0.2 | --> | 0.2 | 0.144 | 2.57 |  | --> | 0.19 | 0 | 0.005 | 0.194 | 0 |  | --> | C19 ex ERRIGAL | Errigal [T41,T422] | SHANKILL |  | 54.0717 | -7.0829
MV/LV Substation BE***004 |  | 10 kV | _ | LV | 200 kVA :Pole Substation | 0.2 | --> | 0.2 | 0.185 | 2.57 |  | --> | 0.19 | 0 | 0 | 0.192 | 0 |  | --> | C19 ex ERRIGAL | Errigal [T41,T422] | SHANKILL |  | 54.0865 | -7.0664
MV/LV Substation ST***006 |  | 10 kV | _ | LV | 400 kVA :Kiosk Substation | 0.4 | --> | 0.4 | 0.353 | 2.57 |  | --> | 0.38 | 0 | 0 | 0.386 | 0 |  | --> | C19 ex ERRIGAL | Errigal [T41,T422] | SHANKILL |  | 54.0735 | -7.0756
MV/LV Substation TU***012 |  | 10 kV | _ | LV | 50 kVA :Pole Substation | 0.05 | --> | 0.05 | 0.047 | 2.57 |  | --> | 0.048 | 0 | 0.015 | 0.037 | 0 |  | --> | C13 ex ERRIGAL | Errigal [T41,T422] | SHANKILL |  | 54.0549 | -7.138
MV/LV Substation CL***015 |  | 10 kV | _ | LV | 400 kVA :Kiosk Substation | 0.4 | --> | 0.4 | 0.307 | 2.57 |  | --> | 0.38 | 0 | 0.028 | 0.372 | 0 |  | --> | C17 ex ERRIGAL | Errigal [T41,T422] | SHANKILL |  | 54.0759 | -7.0877
MV/LV Substation NE***020 |  | 10 kV | _ | LV | 100 kVA :Pole Substation | 0.1 | --> | 0.1 | 0 | 0 | Constrained, otherwise capacity available =74 kVA | --> | 0.095 | 0 | 0 | 0.098 | 0 |  | --> | C16 ex CLONES | Clones [T41,T42] | SHANKILL |  | 54.1801 | -7.2382
MV/LV Substation ST***022 |  | 10 kV | _ | LV | 400 kVA :Kiosk Substation | 0.4 | --> | 0.4 | 0.293 | 2.57 |  | --> | 0.38 | 0 | 0 | 0.394 | 0 |  | --> | C19 ex ERRIGAL | Errigal [T41,T422] | SHANKILL |  | 54.0752 | -7.0823
MV/LV Substation CA***024 |  | 10 kV | _ | LV | 200 kVA :Kiosk Substation | 0.2 | --> | 0.2 | 0.16 | 2.57 |  | --> | 0.19 | 0 | 0.009 | 0.189 | 0 |  | --> | C17 ex ERRIGAL | Errigal [T41,T422] | SHANKILL |  | 54.0711 | -7.0874
MV/LV Substation NE***026 |  | 10 kV | _ | LV | 100 kVA :Pole Substation | 0.1 | --> | 0.1 | 0 | 0 | Constrained, otherwise capacity available =76 kVA | --> | 0.095 | 0 | 0 | 0.098 | 0 |  | --> | C18 ex CLONES | Clones [T41,T42] | SHANKILL |  | 54.1789 | -7.2226
MV/LV Substation BE***027 |  | 10 kV | _ | LV | 200 kVA :Pole Substation | 0.2 | --> | 0.2 | 0 | 0 | Constrained, otherwise capacity available =173 kVA | --> | 0.19 | 0 | 0 | 0.194 | 0 |  | --> | C18 ex CLONES | Clones [T41,T42] | SHANKILL |  | 54.1744 | -7.2384
MV/LV Substation MU***031 |  | 10 kV | _ | LV | 100 kVA :Pole Substation | 0.1 | --> | 0.1 | 0 | 0 | Constrained, otherwise capacity available =64 kVA | --> | 0.095 | 0 | 0.005 | 0.096 | 0 |  | --> | C16 ex CLONES | Clones [T41,T42] | SHANKILL |  | 54.1791 | -7.2456
MV/LV Substation PA***031Y |  | 10 kV | _ | LV | 50 kVA :Pole Substation | 0.05 | --> | 0.05 | 0.046 | 2.57 |  | --> | 0.048 | 0 | 0 | 0.048 | 0 |  | --> | C13 ex ERRIGAL | Errigal [T41,T422] | SHANKILL |  | 53.9809 | -7.1103
MV/LV Substation CL***032 |  | 10 kV | _ | LV | 100 kVA :Pole Substation | 0.1 | --> | 0.1 | 0.071 | 2.57 |  | --> | 0.095 | 0 | 0.008 | 0.093 | 0 |  | --> | C17 ex ERRIGAL | Errigal [T41,T422] | SHANKILL |  | 54.0766 | -7.0947
MV/LV Substation SU***035 |  | 10 kV | _ | LV | 100 kVA :Pole Substation | 0.1 | --> | 0.1 | 0 | 0 | Constrained, otherwise capacity available =62 kVA | --> | 0.095 | 0 | 0.009 | 0.094 | 0 |  | --> | C16 ex CLONES | Clones [T41,T42] | SHANKILL |  | 54.1865 | -7.2289
MV/LV Substation TH***037 |  | 10 kV | _ | LV | 200 kVA :Pole Substation | 0.2 | --> | 0.2 | 0 | 0 | Constrained, otherwise capacity available =200 kVA | --> | 0.19 | 0 | 0 | 0.19 | 0 |  | --> | C16 ex CLONES | Clones [T41,T42] | SHANKILL |  | 54.1799 | -7.2334
MV/LV Substation CL***038 |  | 10 kV | _ | LV | 200 kVA :Building Structure | 0.2 | --> | 0.2 | 0 | 0 | Constrained, otherwise capacity available =177 kVA | --> | 0.19 | 0 | 0 | 0.193 | 0 |  | --> | C16 ex CLONES | Clones [T41,T42] | SHANKILL |  | 54.1834 | -7.2262
MV/LV Substation C.***039 |  | 10 kV | _ | LV | 630 kVA :Kiosk Substation | 0.63 | --> | 0.63 | 0 | 0 | Constrained, otherwise capacity available =599 kVA | --> | 0.598 | 0 | 0 | 0.5 | 0 |  | --> | C16 ex CLONES | Clones [T41,T42] | SHANKILL |  | 54.1825 | -7.237
MV/LV Substation O/***040 |  | 10 kV | _ | LV | 200 kVA :Pole Substation | 0.2 | --> | 0.2 | 0 | 0 | Constrained, otherwise capacity available =127 kVA | --> | 0.19 | 0 | 0.002 | 0.198 | 0 |  | --> | C16 ex CLONES | Clones [T41,T42] | SHANKILL |  | 54.1837 | -7.2388
MV/LV Substation DR***041 |  | 10 kV | _ | LV | 200 kVA :Pole Substation | 0.2 | --> | 0.2 | 0.173 | 2.57 |  | --> | 0.19 | 0 | 0 | 0.194 | 0 |  | --> | C19 ex ERRIGAL | Errigal [T41,T422] | SHANKILL |  | 54.0723 | -7.0729
MV/LV Substation BR***044 |  | 10 kV | _ | LV | 200 kVA :Kiosk Substation | 0.2 | --> | 0.2 | 0.103 | 2.57 |  | --> | 0.19 | 0 | 0 | 0.203 | 0 |  | --> | C19 ex ERRIGAL | Errigal [T41,T422] | SHANKILL |  | 54.0736 | -7.0843
MV/LV Substation AN***045 |  | 10 kV | _ | LV | 200 kVA :Pole Substation | 0.2 | --> | 0.2 | 0 | 0 | Constrained, otherwise capacity available =132 kVA | --> | 0.19 | 0 | 0 | 0.199 | 0 |  | --> | C18 ex CLONES | Clones [T41,T42] | SHANKILL |  | 54.1772 | -7.2292
MV/LV Substation CH***047 |  | 10 kV | _ | LV | 100 kVA :Pole Substation | 0.1 | --> | 0.1 | 0.077 | 2.57 |  | --> | 0.095 | 0 | 0.004 | 0.095 | 0 |  | --> | C19 ex ERRIGAL | Errigal [T41,T422] | SHANKILL |  | 54.0707 | -7.0803
MV/LV Substation LE***048 |  | 10 kV | _ | LV | 50 kVA :Pole Substation | 0.05 | --> | 0.05 | 0 | 0 | Constrained, otherwise capacity available =45 kVA | --> | 0.048 | 0 | 0 | 0.048 | 0 |  | --> | C18 ex CLONES | Clones [T41,T42] | SHANKILL |  | 54.1771 | -7.2232
MV/LV Substation MA***050 |  | 10 kV | _ | LV | 630 kVA :Kiosk Substation | 0.63 | --> | 0.63 | 0.454 | 2.57 |  | --> | 0.598 | 0 | 0.01 | 0.5 | 0 |  | --> | C19 ex ERRIGAL | Errigal [T41,T422] | SHANKILL |  | 54.0726 | -7.0813
MV/LV Substation CO***053Y |  | 20 kV | _ | LV | 200 kVA :Pole Substation | 0.2 | --> | 0.2 | 0.17 | 2.57 |  | --> | 0.19 | 0 | 0 | 0.194 | 0 |  | --> | E14 ex ERRIGAL | Errigal [T41,T422] | SHANKILL |  | 54.0196 | -7.0543
MV/LV Substation I ***064 |  | 10 kV | _ | LV | 200 kVA :Kiosk Substation | 0.2 | --> | 0.2 | 0.185 | 2.57 |  | --> | 0.19 | 0 | 0.005 | 0.188 | 0 |  | --> | C13 ex ERRIGAL | Errigal [T41,T422] | SHANKILL |  | 54.0671 | -7.0944
MV/LV Substation LA***067 |  | 20 kV | _ | LV | 630 kVA :Kiosk Substation | 0.63 | --> | 0.63 | 0 | 0 | Constrained, otherwise capacity available =612 kVA | --> | 0.598 | 0 | 0 | 0.5 | 0 |  | --> | C18 ex CLONES | Clones [T41,T42] | SHANKILL |  | 54.1123 | -7.3008
MV/LV Substation TI***074Y |  | 10 kV | _ | LV | 50 kVA :Pole Substation | 0.05 | --> | 0.05 | 0 | 0 | Constrained, otherwise capacity available =31 kVA | --> | 0.048 | 0 | 0.049 | 0.014 | 0 |  | --> | C16 ex CLONES | Clones [T41,T42] | SHANKILL |  | 54.205 | -7.229
MV/LV Substation CR***088Y |  | 20 kV | _ | LV | 50 kVA :Pole Substation | 0.05 | --> | 0.05 | 0 | 0 | Constrained, otherwise capacity available =47 kVA | --> | 0.048 | 0 | 0.005 | 0.044 | 0 |  | --> | C17 ex CLONES | Clones [T41,T42] | SHANKILL |  | 54.1965 | -7.1971
MV/LV Substation EN***103Y |  | 10 kV | _ | LV | 200 kVA :Pole Substation | 0.2 | --> | 0.2 | 0.175 | 2.57 |  | --> | 0.19 | 0 | 0 | 0.193 | 0 |  | --> | C17 ex ERRIGAL | Errigal [T41,T422] | SHANKILL |  | 54.0695 | -7.091
MV/LV Substation DR***107Y |  | 10 kV | _ | LV | 50 kVA :Pole Substation | 0.05 | --> | 0.05 | 0.049 | 4 |  | --> | 0.048 | 0 | 0 | 0.048 | 0 |  | --> | C18 ex BALLYJAMESDUFF | Ballyjamesduff [T41,T42] | SHANKILL |  | 53.945 | -7.0609
MV/LV Substation FE***113X |  | 10 kV | _ | LV | 630 kVA :Building Structure | 0.63 | --> | 0.63 | 0 | 0 | Constrained, otherwise capacity available =307 kVA | --> | 0.598 | 0 | 0 | 0.5 | 0 |  | --> | C16 ex CLONES | Clones [T41,T42] | SHANKILL |  | 54.1831 | -7.2255
MV/LV Substation GR***144X |  | 20 kV | _ | LV | 50 kVA :Pole Substation | 0.05 | --> | 0.05 | 0 | 0 | Constrained, otherwise capacity available =37 kVA | --> | 0.048 | 0 | 0.003 | 0.047 | 0 |  | --> | C17 ex CLONES | Clones [T41,T42] | SHANKILL |  | 54.194 | -7.1649
MV/LV Substation DR***159X |  | 10 kV | _ | LV | 50 kVA :Pole Substation | 0.05 | --> | 0.05 | 0.028 | 2.57 |  | --> | 0.048 | 0 | 0 | 0.05 | 0 |  | --> | C17 ex ERRIGAL | Errigal [T41,T422] | SHANKILL |  | 54.0693 | -7.0923
MV/LV Substation CO***159Y |  | 20 kV | _ | LV | 100 kVA :Pole Substation | 0.1 | --> | 0.1 | 0 | 0 | Constrained, otherwise capacity available =97 kVA | --> | 0.095 | 0 | 0 | 0.095 | 0 |  | --> | C18 ex CLONES | Clones [T41,T42] | SHANKILL |  | 54.1312 | -7.2576
MV/LV Substation DE***162X |  | 10 kV | _ | LV | 50 kVA :Pole Substation | 0.05 | --> | 0.05 | 0.05 | 2.57 |  | --> | 0.048 | 0 | 0 | 0.048 | 0 |  | --> | C17 ex ERRIGAL | Errigal [T41,T422] | SHANKILL |  | 54.1047 | -7.0936
MV/LV Substation TH***175Y |  | 10 kV | _ | LV | 400 kVA :Kiosk Substation | 0.4 | --> | 0.4 | 0.303 | 2.57 |  | --> | 0.38 | 0 | 0.01 | 0.386 | 0 |  | --> | C19 ex ERRIGAL | Errigal [T41,T422] | SHANKILL |  | 54.0734 | -7.0797
MV/LV Substation TR***182Y |  | 10 kV | _ | LV | 200 kVA :Pole Substation | 0.2 | --> | 0.2 | 0.169 | 2.57 |  | --> | 0.19 | 0 | 0 | 0.194 | 0 |  | --> | C19 ex ERRIGAL | Errigal [T41,T422] | SHANKILL |  | 54.0802 | -7.0928
MV/LV Substation MA***187Y |  | 10 kV | _ | LV | 100 kVA :Pole Substation | 0.1 | --> | 0.1 | 0 | 0 | Constrained, otherwise capacity available =74 kVA | --> | 0.095 | 0 | 0 | 0.098 | 0 |  | --> | C16 ex CLONES | Clones [T41,T42] | SHANKILL |  | 54.182 | -7.2263
MV/LV Substation MA***196Y |  | 10 kV | _ | LV | 100 kVA :Pole Substation | 0.1 | --> | 0.1 | 0.08 | 2.57 |  | --> | 0.095 | 0 | 0.011 | 0.09 | 0 |  | --> | C17 ex ERRIGAL | Errigal [T41,T422] | SHANKILL |  | 54.0732 | -7.0892
MV/LV Substation TH***202Y |  | 10 kV | _ | LV | 50 kVA :Pole Substation | 0.05 | --> | 0.05 | 0 | 0 | Constrained, otherwise capacity available =49 kVA | --> | 0.048 | 0 | 0 | 0.048 | 0 |  | --> | C16 ex CLONES | Clones [T41,T42] | SHANKILL |  | 54.1789 | -7.234
MV/LV Substation FE***208 |  | 20 kV | _ | LV | 50 kVA :Pole Substation | 0.05 | --> | 0.05 | 0 | 0 | Constrained, otherwise capacity available =37 kVA | --> | 0.048 | 0 | 0 | 0.049 | 0 |  | --> | C17 ex CLONES | Clones [T41,T42] | SHANKILL |  | 54.1525 | -7.0965
MV/LV Substation KI***216Y |  | 10 kV | _ | LV | 100 kVA :Pole Substation | 0.1 | --> | 0.1 | 0.071 | 2.57 |  | --> | 0.095 | 0 | 0 | 0.099 | 0 |  | --> | C19 ex ERRIGAL | Errigal [T41,T422] | SHANKILL |  | 54.0761 | -7.0799
MV/LV Substation CA***217Y |  | 10 kV | _ | LV | 200 kVA :Kiosk Substation | 0.2 | --> | 0.2 | 0.158 | 2.57 |  | --> | 0.19 | 0 | 0 | 0.196 | 0 |  | --> | C17 ex ERRIGAL | Errigal [T41,T422] | SHANKILL |  | 54.0712 | -7.0863
MV/LV Substation MU***223Y |  | 10 kV | _ | LV | 100 kVA :Pole Substation | 0.1 | --> | 0.1 | 0 | 0 | Constrained, otherwise capacity available =92 kVA | --> | 0.095 | 0 | 0.005 | 0.092 | 0 |  | --> | C16 ex CLONES | Clones [T41,T42] | SHANKILL |  | 54.1784 | -7.2477
MV/LV Substation KI***224X |  | 10 kV | _ | LV | 50 kVA :Pole Substation | 0.05 | --> | 0.05 | 0.048 | 2.57 |  | --> | 0.048 | 0 | 0 | 0.048 | 0 |  | --> | C19 ex ERRIGAL | Errigal [T41,T422] | SHANKILL |  | 54.0709 | -7.0424
MV/LV Substation LA***229X |  | 20 kV | _ | LV | 50 kVA :Pole Substation | 0.05 | --> | 0.05 | 0.04 | 2.57 |  | --> | 0.048 | 0 | 0 | 0.049 | 0 |  | --> | E14 ex ERRIGAL | Errigal [T41,T422] | SHANKILL |  | 54.0125 | -7.0563
MV/LV Substation DO***241 |  | 20 kV | _ | LV | 50 kVA :Pole Substation | 0.05 | --> | 0.05 | 0 | 0 | Constrained, otherwise capacity available =48 kVA | --> | 0.048 | 0 | 0 | 0.048 | 0 |  | --> | C17 ex CLONES | Clones [T41,T42] | SHANKILL |  | 54.1484 | -7.0694
MV/LV Substation AN***242X |  | 10 kV | _ | LV | 100 kVA :Pole Substation | 0.1 | --> | 0.1 | 0.076 | 2.57 |  | --> | 0.095 | 0 | 0 | 0.098 | 0 |  | --> | C17 ex ERRIGAL | Errigal [T41,T422] | SHANKILL |  | 54.1336 | -7.1152
MV/LV Substation CO***243Y |  | 10 kV | _ | LV | 400 kVA :Kiosk Substation | 0.4 | --> | 0.4 | 0.228 | 2.57 |  | --> | 0.38 | 0 | 0 | 0.403 | 0 |  | --> | C17 ex ERRIGAL | Errigal [T41,T422] | SHANKILL |  | 54.0709 | -7.0951
MV/LV Substation LE***248Y |  | 20 kV | _ | LV | 50 kVA :Pole Substation | 0.05 | --> | 0.05 | 0 | 0 | Constrained, otherwise capacity available =27 kVA | --> | 0.048 | 0 | 0.015 | 0.04 | 0 |  | --> | C17 ex CLONES | Clones [T41,T42] | SHANKILL |  | 54.191 | -7.1929
MV/LV Substation DR***258 |  | 10 kV | _ | LV | 100 kVA :Pole Substation | 0.1 | --> | 0.1 | 0.095 | 2.57 |  | --> | 0.095 | 0 | 0 | 0.096 | 0 |  | --> | C17 ex ERRIGAL | Errigal [T41,T422] | SHANKILL |  | 54.1155 | -7.1026
MV/LV Substation BE***261Y |  | 10 kV | _ | LV | 50 kVA :Pole Substation | 0.05 | --> | 0.05 | 0.033 | 2.57 |  | --> | 0.048 | 0 | 0 | 0.05 | 0 |  | --> | C17 ex ERRIGAL | Errigal [T41,T422] | SHANKILL |  | 54.0815 | -7.08
MV/LV Substation RA***265X |  | 10 kV | _ | LV | 50 kVA :Pole Substation | 0.05 | --> | 0.05 | 0.05 | 2.57 |  | --> | 0.048 | 0 | 0 | 0.048 | 0 |  | --> | C13 ex ERRIGAL | Errigal [T41,T422] | SHANKILL |  | 54.0418 | -7.1747
MV/LV Substation RE***267X |  | 10 kV | _ | LV | 400 kVA :Kiosk Substation | 0.4 | --> | 0.4 | 0 | 0 | Constrained, otherwise capacity available =338 kVA | --> | 0.38 | 0 | 0.019 | 0.374 | 0 |  | --> | C16 ex CLONES | Clones [T41,T42] | SHANKILL |  | 54.1876 | -7.2376
MV/LV Substation CL***274X |  | 10 kV | _ | LV | 50 kVA :Pole Substation | 0.05 | --> | 0.05 | 0 | 0 | Constrained, otherwise capacity available =50 kVA | --> | 0.048 | 0 | 0 | 0.048 | 0 |  | --> | C16 ex CLONES | Clones [T41,T42] | SHANKILL |  | 54.1906 | -7.2244
MV/LV Substation GR***276X |  | 10 kV | _ | LV | 50 kVA :Pole Substation | 0.05 | --> | 0.05 | 0.014 | 4 |  | --> | 0.048 | 0 | 0 | 0.052 | 0 |  | --> | C18 ex BALLYJAMESDUFF | Ballyjamesduff [T41,T42] | SHANKILL |  | 53.9259 | -7.1177
MV/LV Substation SK***281X |  | 10 kV | _ | LV | 50 kVA :Pole Substation | 0.05 | --> | 0.05 | 0.028 | 2.18 |  | --> | 0.048 | 0 | 0 | 0 | 0 | Constrained, otherwise capacity available =50 kW | --> | C19 ex BAILIEBORO | Bailieboro [T41,T42] | MEATH HILL |  | 53.948 | -7.0121
MV/LV Substation KI***282X |  | 10 kV | _ | LV | 200 kVA :Pole Substation | 0.2 | --> | 0.2 | 0.131 | 2.18 |  | --> | 0.19 | 0 | 0 | 0 | 0 | Constrained, otherwise capacity available =199 kW | --> | C19 ex BAILIEBORO | Bailieboro [T41,T42] | MEATH HILL |  | 53.9463 | -7.0186
MV/LV Substation MO***282Y |  | 10 kV | _ | LV | 100 kVA :Pole Substation | 0.1 | --> | 0.1 | 0 | 0 | Constrained, otherwise capacity available =66 kVA | --> | 0.095 | 0 | 0 | 0.1 | 0 |  | --> | C16 ex CLONES | Clones [T41,T42] | SHANKILL |  | 54.1805 | -7.2271
MV/LV Substation CA***293X |  | 20 kV | _ | LV | 50 kVA :Pole Substation | 0.05 | --> | 0.05 | 0.044 | 2.57 |  | --> | 0.048 | 0 | 0 | 0.048 | 0 |  | --> | E14 ex ERRIGAL | Errigal [T41,T422] | SHANKILL |  | 54.0575 | -7.0739
MV/LV Substation JA***294 |  | 20 kV | _ | LV | 50 kVA :Pole Substation | 0.05 | --> | 0.05 | 0 | 0 | Constrained, otherwise capacity available =48 kVA | --> | 0.048 | 0 | 0 | 0.048 | 0 |  | --> | C17 ex CLONES | Clones [T41,T42] | SHANKILL |  | 54.1618 | -7.1325
MV/LV Substation NE***295 |  | 20 kV | _ | LV | 200 kVA :Pole Substation | 0.2 | --> | 0.2 | 0 | 0 | Constrained, otherwise capacity available =165 kVA | --> | 0.19 | 0 | 0 | 0.195 | 0 |  | --> | C17 ex CLONES | Clones [T41,T42] | SHANKILL |  | 54.1562 | -7.1406
MV/LV Substation LU***298X |  | 20 kV | _ | LV | 100 kVA :Pole Substation | 0.1 | --> | 0.1 | 0 | 0 | Constrained, otherwise capacity available =92 kVA | --> | 0.095 | 0 | 0 | 0.096 | 0 |  | --> | C18 ex CLONES | Clones [T41,T42] | SHANKILL |  | 54.1206 | -7.1852
MV/LV Substation LI***301X |  | 20 kV | _ | LV | 50 kVA :Pole Substation | 0.05 | --> | 0.05 | 0 | 0 | Constrained, otherwise capacity available =50 kVA | --> | 0.048 | 0 | 0 | 0.048 | 0 |  | --> | C18 ex CLONES | Clones [T41,T42] | SHANKILL |  | 54.126 | -7.1712
MV/LV Substation CL***316 |  | 10 kV | _ | LV | 100 kVA :Pole Substation | 0.1 | --> | 0.1 | 0 | 0 | Constrained, otherwise capacity available =63 kVA | --> | 0.095 | 0 | 0 | 0.1 | 0 |  | --> | C16 ex CLONES | Clones [T41,T42] | SHANKILL |  | 54.1783 | -7.2538
MV/LV Substation DU***325X |  | 10 kV | _ | LV | 50 kVA :Pole Substation | 0.05 | --> | 0.05 | 0.046 | 2.18 |  | --> | 0.048 | 0 | 0 | 0 | 0 | Constrained, otherwise capacity available =48 kW | --> | C19 ex BAILIEBORO | Bailieboro [T41,T42] | MEATH HILL |  | 53.9387 | -7.0219
MV/LV Substation CL***331Y |  | 20 kV | _ | LV | 50 kVA :Pole Substation | 0.05 | --> | 0.05 | 0 | 0 | Constrained, otherwise capacity available =50 kVA | --> | 0.048 | 0 | 0 | 0.048 | 0 |  | --> | C18 ex CLONES | Clones [T41,T42] | SHANKILL |  | 54.1356 | -7.2187
MV/LV Substation CO***332X |  | 20 kV | _ | LV | 50 kVA :Pole Substation | 0.05 | --> | 0.05 | 0 | 0 | Constrained, otherwise capacity available =40 kVA | --> | 0.048 | 0 | 0 | 0.049 | 0 |  | --> | C17 ex CLONES | Clones [T41,T42] | SHANKILL |  | 54.1593 | -7.1393
MV/LV Substation MU***342 |  | 20 kV | _ | LV | 50 kVA :Pole Substation | 0.05 | --> | 0.05 | 0 | 0 | Constrained, otherwise capacity available =46 kVA | --> | 0.048 | 0 | 0 | 0.048 | 0 |  | --> | C17 ex CLONES | Clones [T41,T42] | SHANKILL |  | 54.1985 | -7.175
MV/LV Substation CO***345Y |  | 20 kV | _ | LV | 50 kVA :Pole Substation | 0.05 | --> | 0.05 | 0 | 0 | Constrained, otherwise capacity available =30 kVA | --> | 0.048 | 0 | 0 | 0.05 | 0 |  | --> | C18 ex CLONES | Clones [T41,T42] | SHANKILL |  | 54.1271 | -7.2581
MV/LV Substation EN***346X |  | 10 kV | _ | LV | 200 kVA :Pole Substation | 0.2 | --> | 0.2 | 0 | 0 | Constrained, otherwise capacity available =191 kVA | --> | 0.19 | 0 | 0 | 0.191 | 0 |  | --> | C16 ex CLONES | Clones [T41,T42] | SHANKILL |  | 54.1827 | -7.2294
MV/LV Substation DR***346Y |  | 10 kV | _ | LV | 200 kVA :Pole Substation | 0.2 | --> | 0.2 | 0.199 | 2.57 |  | --> | 0.19 | 0 | 0 | 0.19 | 0 |  | --> | C17 ex ERRIGAL | Errigal [T41,T422] | SHANKILL |  | 54.0682 | -7.0929
MV/LV Substation MA***347Y |  | 10 kV | _ | LV | 200 kVA :Kiosk Substation | 0.2 | --> | 0.2 | 0.168 | 2.57 |  | --> | 0.19 | 0 | 0.03 | 0.172 | 0 |  | --> | C17 ex ERRIGAL | Errigal [T41,T422] | SHANKILL |  | 54.0693 | -7.0797
MV/LV Substation TR***349Y |  | 10 kV | _ | LV | 50 kVA :Pole Substation | 0.05 | --> | 0.05 | 0.049 | 4 |  | --> | 0.048 | 0 | 0 | 0.048 | 0 |  | --> | C18 ex BALLYJAMESDUFF | Ballyjamesduff [T41,T42] | SHANKILL |  | 53.9547 | -7.0602
MV/LV Substation LA***350Y |  | 10 kV | _ | LV | 200 kVA :Building Structure | 0.2 | --> | 0.2 | 0 | 0 | Constrained, otherwise capacity available =170 kVA | --> | 0.19 | 0 | 0 | 0.194 | 0 |  | --> | C16 ex CLONES | Clones [T41,T42] | SHANKILL |  | 54.1795 | -7.2257
MV/LV Substation CO***352Y |  | 10 kV | _ | LV | 50 kVA :Pole Substation | 0.05 | --> | 0.05 | 0.048 | 2.57 |  | --> | 0.048 | 0 | 0 | 0.048 | 0 |  | --> | C17 ex ERRIGAL | Errigal [T41,T422] | SHANKILL |  | 54.0767 | -7.0956
MV/LV Substation CL***355 |  | 20 kV | _ | LV | 50 kVA :Pole Substation | 0.05 | --> | 0.05 | 0 | 0 | Constrained, otherwise capacity available =45 kVA | --> | 0.048 | 0 | 0 | 0.048 | 0 |  | --> | C17 ex CLONES | Clones [T41,T42] | SHANKILL |  | 54.1754 | -7.2124
MV/LV Substation CA***356Y |  | 20 kV | _ | LV | 50 kVA :Pole Substation | 0.05 | --> | 0.05 | 0 | 0 | Constrained, otherwise capacity available =39 kVA | --> | 0.048 | 0 | 0 | 0.049 | 0 |  | --> | C18 ex CLONES | Clones [T41,T42] | SHANKILL |  | 54.1253 | -7.2545
MV/LV Substation LA***368 |  | 20 kV | _ | LV | 50 kVA :Pole Substation | 0.05 | --> | 0.05 | 0 | 0 | Constrained, otherwise capacity available =41 kVA | --> | 0.048 | 0 | 0 | 0.049 | 0 |  | --> | C17 ex CLONES | Clones [T41,T42] | SHANKILL |  | 54.1712 | -7.1632
MV/LV Substation DR***382X |  | 20 kV | _ | LV | 50 kVA :Pole Substation | 0.05 | --> | 0.05 | 0 | 0 | Constrained, otherwise capacity available =43 kVA | --> | 0.048 | 0 | 0 | 0.048 | 0 |  | --> | C17 ex CLONES | Clones [T41,T42] | SHANKILL |  | 54.2123 | -7.1368
MV/LV Substation DR***382Y |  | 10 kV | _ | LV | 100 kVA :Pole Substation | 0.1 | --> | 0.1 | 0.057 | 2.57 |  | --> | 0.095 | 0 | 0 | 0.101 | 0 |  | --> | C17 ex ERRIGAL | Errigal [T41,T422] | SHANKILL |  | 54.1327 | -7.0982
MV/LV Substation BO***384 |  | 20 kV | _ | LV | 50 kVA :Pole Substation | 0.05 | --> | 0.05 | 0 | 0 | Constrained, otherwise capacity available =43 kVA | --> | 0.048 | 0 | 0 | 0.048 | 0 |  | --> | C17 ex CLONES | Clones [T41,T42] | SHANKILL |  | 54.1853 | -7.1572
MV/LV Substation TI***385X |  | 10 kV | _ | LV | 50 kVA :Pole Substation | 0.05 | --> | 0.05 | 0 | 0 | Constrained, otherwise capacity available =43 kVA | --> | 0.048 | 0 | 0.004 | 0.046 | 0 |  | --> | C16 ex CLONES | Clones [T41,T42] | SHANKILL |  | 54.1951 | -7.2273
MV/LV Substation ST***386X |  | 10 kV | _ | LV | 100 kVA :Pole Substation | 0.1 | --> | 0.1 | 0.08 | 2.57 |  | --> | 0.095 | 0 | 0 | 0.098 | 0 |  | --> | C19 ex ERRIGAL | Errigal [T41,T422] | SHANKILL |  | 54.0709 | -7.0682
MV/LV Substation NE***393 |  | 20 kV | _ | LV | 100 kVA :Pole Substation | 0.1 | --> | 0.1 | 0 | 0 |  | --> | 0.095 | 0 | 0.04 | 0.081 | 0 |  | --> | C17 ex CLONES | Clones [T41,T42] | SHANKILL |  | 54.1577 | -7.138
MV/LV Substation UN***395X |  | 10 kV | _ | LV | 630 kVA :Kiosk Substation | 0.63 | --> | 0.63 | 0.342 | 2.57 |  | --> | 0.598 | 0 | 0 | 0.5 | 0 |  | --> | C13 ex ERRIGAL | Errigal [T41,T422] | SHANKILL |  | 54.0519 | -7.1463
MV/LV Substation CA***4009 |  | 20 kV | _ | LV | 50 kVA :Pole Substation | 0.05 | --> | 0.05 | 0 | 0 | Constrained, otherwise capacity available =39 kVA | --> | 0.048 | 0 | 0 | 0.049 | 0 |  | --> | C18 ex CLONES | Clones [T41,T42] | SHANKILL |  | 54.1303 | -7.2174
MV/LV Substation BA***4011 |  | 20 kV | _ | LV | 100 kVA :Pole Substation | 0.1 | --> | 0.1 | 0 | 0 | Constrained, otherwise capacity available =100 kVA | --> | 0.095 | 0 | 0 | 0.095 | 0 |  | --> | C18 ex CLONES | Clones [T41,T42] | SHANKILL |  | 54.1199 | -7.2504
MV/LV Substation SO***4028 |  | 20 kV | _ | LV | 50 kVA :Pole Substation | 0.05 | --> | 0.05 | 0 | 0 | Constrained, otherwise capacity available =50 kVA | --> | 0.048 | 0 | 0 | 0.048 | 0 |  | --> | C18 ex CLONES | Clones [T41,T42] | SHANKILL |  | 54.1088 | -7.219
MV/LV Substation SC***404X |  | 20 kV | _ | LV | 50 kVA :Pole Substation | 0.05 | --> | 0.05 | 0 | 0 | Constrained, otherwise capacity available =49 kVA | --> | 0.048 | 0 | 0 | 0.048 | 0 |  | --> | C18 ex CLONES | Clones [T41,T42] | SHANKILL |  | 54.1241 | -7.251
MV/LV Substation LI***4052 |  | 20 kV | _ | LV | 50 kVA :Pole Substation | 0.05 | --> | 0.05 | 0 | 0 | Constrained, otherwise capacity available =48 kVA | --> | 0.048 | 0 | 0 | 0.048 | 0 |  | --> | C17 ex CLONES | Clones [T41,T42] | SHANKILL |  | 54.1572 | -7.1308
MV/LV Substation CO***406 |  | 10 kV | _ | LV | 100 kVA :Pole Substation | 0.1 | --> | 0.1 | 0 | 2.57 |  | --> | 0.095 | 0 | 0.005 | 0.105 | 0 |  | --> | C19 ex ERRIGAL | Errigal [T41,T422] | SHANKILL |  | 54.0659 | -7.0626
MV/LV Substation TA***4063 |  | 10 kV | _ | LV | 100 kVA :Pole Substation | 0.1 | --> | 0.1 | 0.1 | 2.57 |  | --> | 0.095 | 0 | 0 | 0.095 | 0 |  | --> | C17 ex ERRIGAL | Errigal [T41,T422] | SHANKILL |  | 54.1089 | -7.1664
MV/LV Substation DU***4064 |  | 20 kV | _ | LV | 200 kVA :Pole Substation | 0.2 | --> | 0.2 | 0 | 0 | Constrained, otherwise capacity available =185 kVA | --> | 0.19 | 0 | 0 | 0.192 | 0 |  | --> | C18 ex CLONES | Clones [T41,T42] | SHANKILL |  | 54.1491 | -7.2055
MV/LV Substation DE***4075 |  | 10 kV | _ | LV | 50 kVA :Pole Substation | 0.05 | --> | 0.05 | 0.04 | 2.57 |  | --> | 0.048 | 0 | 0 | 0.049 | 0 |  | --> | C17 ex ERRIGAL | Errigal [T41,T422] | SHANKILL |  | 54.1095 | -7.0887
MV/LV Substation ER***4098 |  | 10 kV | _ | LV | 100 kVA :Pole Substation | 0.1 | --> | 0.1 | 0 | 0 | Constrained, otherwise capacity available =80 kVA | --> | 0.095 | 0 | 0.011 | 0.09 | 0 |  | --> | C16 ex CLONES | Clones [T41,T42] | SHANKILL |  | 54.1851 | -7.2406
MV/LV Substation GO***410Y |  | 20 kV | _ | LV | 50 kVA :Pole Substation | 0.05 | --> | 0.05 | 0 | 0 | Constrained, otherwise capacity available =48 kVA | --> | 0.048 | 0 | 0 | 0.048 | 0 |  | --> | C18 ex CLONES | Clones [T41,T42] | SHANKILL |  | 54.1399 | -7.2274
MV/LV Substation BE***4122 |  | 10 kV | _ | LV | 50 kVA :Pole Substation | 0.05 | --> | 0.05 | 0.045 | 2.57 |  | --> | 0.048 | 0 | 0 | 0.048 | 0 |  | --> | C19 ex ERRIGAL | Errigal [T41,T422] | SHANKILL |  | 54.0806 | -7.0891
MV/LV Substation CR***4129 |  | 20 kV | _ | LV | 50 kVA :Pole Substation | 0.05 | --> | 0.05 | 0 | 0 | Constrained, otherwise capacity available =42 kVA | --> | 0.048 | 0 | 0 | 0.048 | 0 |  | --> | C17 ex CLONES | Clones [T41,T42] | SHANKILL |  | 54.197 | -7.1928
MV/LV Substation ST***4133 |  | 20 kV | _ | LV | 50 kVA :Pole Substation | 0.05 | --> | 0.05 | 0 | 0 | Constrained, otherwise capacity available =50 kVA | --> | 0.048 | 0 | 0 | 0.048 | 0 |  | --> | C17 ex CLONES | Clones [T41,T42] | SHANKILL |  | 54.2029 | -7.1667
MV/LV Substation DR***4162 |  | 10 kV | _ | LV | 50 kVA :Pole Substation | 0.05 | --> | 0.05 | 0.043 | 2.57 |  | --> | 0.048 | 0 | 0.006 | 0.044 | 0 |  | --> | C17 ex ERRIGAL | Errigal [T41,T422] | SHANKILL |  | 54.1078 | -7.14
MV/LV Substation PQ***4171 |  | 10 kV | _ | LV | 400 kVA :Building Structure | 0.4 | --> | 0.4 | 0.351 | 2.57 |  | --> | 0.38 | 0 | 0.16 | 0.268 | 0 |  | --> | C17 ex ERRIGAL | Errigal [T41,T422] | SHANKILL |  | 54.0718 | -7.1005
MV/LV Substation LI***4178 |  | 10 kV | _ | LV | 50 kVA :Pole Substation | 0.05 | --> | 0.05 | 0.05 | 2.57 |  | --> | 0.048 | 0 | 0 | 0.048 | 0 |  | --> | C19 ex ERRIGAL | Errigal [T41,T422] | SHANKILL |  | 54.0532 | -7.0145
MV/LV Substation LA***4179 |  | 20 kV | _ | LV | 50 kVA :Pole Substation | 0.05 | --> | 0.05 | 0 | 0 | Constrained, otherwise capacity available =43 kVA | --> | 0.048 | 0 | 0 | 0.048 | 0 |  | --> | C17 ex CLONES | Clones [T41,T42] | SHANKILL |  | 54.1722 | -7.1582
MV/LV Substation CO***4187 |  | 10 kV | _ | LV | 200 kVA :Pole Substation | 0.2 | --> | 0.2 | 0.2 | 2.57 |  | --> | 0.19 | 0 | 0.149 | 0.08 | 0 |  | --> | C17 ex ERRIGAL | Errigal [T41,T422] | SHANKILL |  | 54.1372 | -7.1404
MV/LV Substation HO***4189 |  | 10 kV | _ | LV | 400 kVA :Kiosk Substation | 0.4 | --> | 0.4 | 0.35 | 2.57 |  | --> | 0.38 | 0 | 0.005 | 0.383 | 0 |  | --> | C19 ex ERRIGAL | Errigal [T41,T422] | SHANKILL |  | 54.078 | -7.0897
MV/LV Substation CO***4193 |  | 10 kV | _ | LV | 50 kVA :Pole Substation | 0.05 | --> | 0.05 | 0.042 | 2.57 |  | --> | 0.048 | 0 | 0 | 0.048 | 0 |  | --> | C17 ex ERRIGAL | Errigal [T41,T422] | SHANKILL |  | 54.1342 | -7.1591
MV/LV Substation ST***4195 |  | 10 kV | _ | LV | 50 kVA :Pole Substation | 0.05 | --> | 0.05 | 0.05 | 2.57 |  | --> | 0.048 | 0 | 0 | 0.048 | 0 |  | --> | C19 ex ERRIGAL | Errigal [T41,T422] | SHANKILL |  | 54.0748 | -7.0697
MV/LV Substation CA***4209 |  | 10 kV | _ | LV | 50 kVA :Pole Substation | 0.05 | --> | 0.05 | 0 | 0 | Constrained, otherwise capacity available =50 kVA | --> | 0.048 | 0 | 0 | 0.048 | 0 |  | --> | C11 ex DERRYCRAMPH | Derrycramph [T41,T42] | SHANKILL |  | 53.9574 | -7.1236
MV/LV Substation DR***4211 |  | 10 kV | _ | LV | 50 kVA :Pole Substation | 0.05 | --> | 0.05 | 0.05 | 2.57 |  | --> | 0.048 | 0 | 0 | 0.048 | 0 |  | --> | C17 ex ERRIGAL | Errigal [T41,T422] | SHANKILL |  | 54.1286 | -7.1597
MV/LV Substation LI***4215 |  | 10 kV | _ | LV | 50 kVA :Pole Substation | 0.05 | --> | 0.05 | 0.05 | 2.57 |  | --> | 0.048 | 0 | 0 | 0.048 | 0 |  | --> | C13 ex ERRIGAL | Errigal [T41,T422] | SHANKILL |  | 54.0076 | -7.2128
MV/LV Substation CO***4217 |  | 10 kV | _ | LV | 100 kVA :Pole Substation | 0.1 | --> | 0.1 | 0.1 | 2.57 |  | --> | 0.095 | 0 | 0 | 0.095 | 0 |  | --> | C17 ex ERRIGAL | Errigal [T41,T422] | SHANKILL |  | 54.1247 | -7.1536
MV/LV Substation CO***4220 |  | 20 kV | _ | LV | 50 kVA :Pole Substation | 0.05 | --> | 0.05 | 0 | 0 | Constrained, otherwise capacity available =47 kVA | --> | 0.048 | 0 | 0.01 | 0.04 | 0 |  | --> | C17 ex CLONES | Clones [T41,T42] | SHANKILL |  | 54.1999 | -7.2015
MV/LV Substation CO***4221 |  | 10 kV | _ | LV | 50 kVA :Pole Substation | 0.05 | --> | 0.05 | 0.05 | 2.57 |  | --> | 0.048 | 0 | 0 | 0.048 | 0 |  | --> | C13 ex ERRIGAL | Errigal [T41,T422] | SHANKILL |  | 54.0512 | -7.1343
MV/LV Substation CL***4223 |  | 10 kV | _ | LV | 400 kVA :Kiosk Substation | 0.4 | --> | 0.4 | 0 | 0 | Constrained, otherwise capacity available =387 kVA | --> | 0.38 | 0 | 0 | 0.382 | 0 |  | --> | C18 ex CLONES | Clones [T41,T42] | SHANKILL |  | 54.1769 | -7.2339
MV/LV Substation DR***422X |  | 10 kV | _ | LV | 400 kVA :Building Structure | 0.4 | --> | 0.4 | 0.365 | 2.57 |  | --> | 0.38 | 0 | 0 | 0.385 | 0 |  | --> | C13 ex ERRIGAL | Errigal [T41,T422] | SHANKILL |  | 54.0417 | -7.2476
MV/LV Substation CO***424Y |  | 10 kV | _ | LV | 200 kVA :Kiosk Substation | 0.2 | --> | 0.2 | 0.2 | 2.57 |  | --> | 0.19 | 0 | 0 | 0.19 | 0 |  | --> | C19 ex ERRIGAL | Errigal [T41,T422] | SHANKILL |  | 54.0678 | -7.0667
MV/LV Substation LI***425 |  | 10 kV | _ | LV | 33 kVA :Pole Substation | 0.033 | --> | 0.033 | 0.022 | 2.57 |  | --> | 0.031 | 0 | 0.01 | 0.026 | 0 |  | --> | C19 ex ERRIGAL | Errigal [T41,T422] | SHANKILL |  | 54.0526 | -7.0127
MV/LV Substation CA***4270 |  | 10 kV | _ | LV | 50 kVA :Pole Substation | 0.05 | --> | 0.05 | 0.034 | 2.57 |  | --> | 0.048 | 0 | 0 | 0.05 | 0 |  | --> | C19 ex ERRIGAL | Errigal [T41,T422] | SHANKILL |  | 54.0614 | -7.0475
MV/LV Substation RA***4273 |  | 10 kV | _ | LV | 50 kVA :Pole Substation | 0.05 | --> | 0.05 | 0.05 | 2.57 |  | --> | 0.048 | 0 | 0 | 0.048 | 0 |  | --> | C13 ex ERRIGAL | Errigal [T41,T422] | SHANKILL |  | 54.0413 | -7.1709
MV/LV Substation CH***4277 |  | 10 kV | _ | LV | 630 kVA :Kiosk Substation | 0.63 | --> | 0.63 | 0.5 | 2.57 |  | --> | 0.598 | 0 | 0 | 0.5 | 0 |  | --> | C19 ex ERRIGAL | Errigal [T41,T422] | SHANKILL |  | 54.0745 | -7.0835
MV/LV Substation CO***431X |  | 10 kV | _ | LV | 100 kVA :Pole Substation | 0.1 | --> | 0.1 | 0.086 | 2.57 |  | --> | 0.095 | 0 | 0.01 | 0.09 | 0 |  | --> | C17 ex ERRIGAL | Errigal [T41,T422] | SHANKILL |  | 54.076 | -7.0984
MV/LV Substation MA***434Y |  | 10 kV | _ | LV | 50 kVA :Pole Substation | 0.05 | --> | 0.05 | 0.045 | 2.57 |  | --> | 0.048 | 0 | 0 | 0.048 | 0 |  | --> | C19 ex ERRIGAL | Errigal [T41,T422] | SHANKILL |  | 54.0663 | -7.0758
MV/LV Substation DR***437 |  | 10 kV | _ | LV | 50 kVA :Pole Substation | 0.05 | --> | 0.05 | 0.045 | 2.57 |  | --> | 0.048 | 0 | 0.005 | 0.044 | 0 |  | --> | C17 ex ERRIGAL | Errigal [T41,T422] | SHANKILL |  | 54.1047 | -7.1462
MV/LV Substation CO***440Y |  | 10 kV | _ | LV | 50 kVA :Pole Substation | 0.05 | --> | 0.05 | 0.047 | 2.57 |  | --> | 0.048 | 0 | 0 | 0.048 | 0 |  | --> | C13 ex ERRIGAL | Errigal [T41,T422] | SHANKILL |  | 54.0478 | -7.1953
MV/LV Substation ER***441Y |  | 10 kV | _ | LV | 400 kVA :Building Structure | 0.4 | --> | 0.4 | 0.344 | 2.57 |  | --> | 0.38 | 0 | 0.075 | 0.332 | 0 |  | --> | C13 ex ERRIGAL | Errigal [T41,T422] | SHANKILL |  | 54.0649 | -7.1028
MV/LV Substation LA***450Y |  | 10 kV | _ | LV | 100 kVA :Pole Substation | 0.1 | --> | 0.1 | 0 | 0 | Constrained, otherwise capacity available =93 kVA | --> | 0.095 | 0 | 0 | 0.096 | 0 |  | --> | C16 ex CLONES | Clones [T41,T42] | SHANKILL |  | 54.1849 | -7.2295
MV/LV Substation CR***457Y |  | 10 kV | _ | LV | 50 kVA :Pole Substation | 0.05 | --> | 0.05 | 0.05 | 2.18 |  | --> | 0.048 | 0 | 0 | 0 | 0 | Constrained, otherwise capacity available =48 kW | --> | C19 ex BAILIEBORO | Bailieboro [T41,T42] | MEATH HILL |  | 53.941 | -6.9974
MV/LV Substation FO***461Y |  | 10 kV | _ | LV | 400 kVA :Kiosk Substation | 0.4 | --> | 0.4 | 0.317 | 2.57 |  | --> | 0.38 | 0 | 0 | 0.391 | 0 |  | --> | C19 ex ERRIGAL | Errigal [T41,T422] | SHANKILL |  | 54.0736 | -7.0825
MV/LV Substation AG***463Y |  | 20 kV | _ | LV | 50 kVA :Pole Substation | 0.05 | --> | 0.05 | 0 | 0 | Constrained, otherwise capacity available =39 kVA | --> | 0.048 | 0 | 0 | 0.049 | 0 |  | --> | C18 ex CLONES | Clones [T41,T42] | SHANKILL |  | 54.1237 | -7.2535
MV/LV Substation SC***464Y |  | 20 kV | _ | LV | 50 kVA :Pole Substation | 0.05 | --> | 0.05 | 0 | 0 | Constrained, otherwise capacity available =26 kVA | --> | 0.048 | 0 | 0.008 | 0.045 | 0 |  | --> | C18 ex CLONES | Clones [T41,T42] | SHANKILL |  | 54.1219 | -7.2532
MV/LV Substation KI***475X |  | 10 kV | _ | LV | 100 kVA :Pole Substation | 0.1 | --> | 0.1 | 0.06 | 2.57 |  | --> | 0.095 | 0 | 0.05 | 0.063 | 0 |  | --> | C13 ex ERRIGAL | Errigal [T41,T422] | SHANKILL |  | 54.0657 | -7.1466
MV/LV Substation MO***480X |  | 10 kV | _ | LV | 100 kVA :Pole Substation | 0.1 | --> | 0.1 | 0.055 | 4 |  | --> | 0.095 | 0 | 0 | 0.101 | 0 |  | --> | C18 ex BALLYJAMESDUFF | Ballyjamesduff [T41,T42] | SHANKILL |  | 53.9348 | -7.1099
MV/LV Substation CO***483X |  | 20 kV | _ | LV | 50 kVA :Pole Substation | 0.05 | --> | 0.05 | 0 | 0 | Constrained, otherwise capacity available =46 kVA | --> | 0.048 | 0 | 0.005 | 0.044 | 0 |  | --> | C18 ex CLONES | Clones [T41,T42] | SHANKILL |  | 54.1558 | -7.2371
MV/LV Substation NA***483Y |  | 20 kV | _ | LV | 50 kVA :Pole Substation | 0.05 | --> | 0.05 | 0.05 | 2.57 |  | --> | 0.048 | 0 | 0 | 0.048 | 0 |  | --> | E14 ex ERRIGAL | Errigal [T41,T422] | SHANKILL |  | 54.0296 | -7.0407
MV/LV Substation DR***486X |  | 10 kV | _ | LV | 100 kVA :Pole Substation | 0.1 | --> | 0.1 | 0.095 | 2.57 |  | --> | 0.095 | 0 | 0 | 0.096 | 0 |  | --> | C17 ex ERRIGAL | Errigal [T41,T422] | SHANKILL |  | 54.1043 | -7.144
MV/LV Substation SA***488X |  | 10 kV | _ | LV | 100 kVA :Pole Substation | 0.1 | --> | 0.1 | 0.083 | 2.57 |  | --> | 0.095 | 0 | 0 | 0.097 | 0 |  | --> | C17 ex ERRIGAL | Errigal [T41,T422] | SHANKILL |  | 54.0989 | -7.0866
MV/LV Substation SK***489Y |  | 10 kV | _ | LV | 50 kVA :Pole Substation | 0.05 | --> | 0.05 | 0.019 | 2.18 |  | --> | 0.048 | 0 | 0 | 0 | 0 | Constrained, otherwise capacity available =52 kW | --> | C19 ex BAILIEBORO | Bailieboro [T41,T42] | MEATH HILL |  | 53.949 | -6.9929
MV/LV Substation OA***490Y |  | 20 kV | _ | LV | 200 kVA :Pole Substation | 0.2 | --> | 0.2 | 0 | 0 | Constrained, otherwise capacity available =197 kVA | --> | 0.19 | 0 | 0 | 0.19 | 0 |  | --> | C18 ex CLONES | Clones [T41,T42] | SHANKILL |  | 54.1224 | -7.2512
MV/LV Substation CO***494X |  | 20 kV | _ | LV | 50 kVA :Pole Substation | 0.05 | --> | 0.05 | 0 | 0 | Constrained, otherwise capacity available =30 kVA | --> | 0.048 | 0 | 0 | 0.05 | 0 |  | --> | C18 ex CLONES | Clones [T41,T42] | SHANKILL |  | 54.1411 | -7.2287
MV/LV Substation LO***495Y |  | 10 kV | _ | LV | 50 kVA :Pole Substation | 0.05 | --> | 0.05 | 0.036 | 4 |  | --> | 0.048 | 0 | 0 | 0.049 | 0 |  | --> | C18 ex BALLYJAMESDUFF | Ballyjamesduff [T41,T42] | SHANKILL |  | 53.9672 | -7.1083
MV/LV Substation TU***496Y |  | 10 kV | _ | LV | 100 kVA :Pole Substation | 0.1 | --> | 0.1 | 0.1 | 2.57 |  | --> | 0.095 | 0 | 0 | 0.095 | 0 |  | --> | C13 ex ERRIGAL | Errigal [T41,T422] | SHANKILL |  | 53.9777 | -7.104
MV/LV Substation CL***497 |  | 20 kV | _ | LV | 100 kVA :Pole Substation | 0.1 | --> | 0.1 | 0.086 | 2.57 |  | --> | 0.095 | 0 | 0 | 0.097 | 0 |  | --> | E14 ex ERRIGAL | Errigal [T41,T422] | SHANKILL |  | 54.0289 | -7.0293
MV/LV Substation LI***507Y |  | 10 kV | _ | LV | 100 kVA :Pole Substation | 0.1 | --> | 0.1 | 0 | 4 |  | --> | 0.095 | 0 | 0 | 0.109 | 0 |  | --> | C18 ex BALLYJAMESDUFF | Ballyjamesduff [T41,T42] | SHANKILL |  | 53.9165 | -7.0695
MV/LV Substation LA***508Y |  | 10 kV | _ | LV | 400 kVA :Kiosk Substation | 0.4 | --> | 0.4 | 0 | 0 | Constrained, otherwise capacity available =362 kVA | --> | 0.38 | 0 | 0.005 | 0.382 | 0 |  | --> | C16 ex CLONES | Clones [T41,T42] | SHANKILL |  | 54.1839 | -7.2314
MV/LV Substation GU***512X |  | 20 kV | _ | LV | 50 kVA :Pole Substation | 0.05 | --> | 0.05 | 0 | 0 | Constrained, otherwise capacity available =36 kVA | --> | 0.048 | 0 | 0.005 | 0.046 | 0 |  | --> | C17 ex CLONES | Clones [T41,T42] | SHANKILL |  | 54.1635 | -7.1415
MV/LV Substation TE***514Y |  | 10 kV | _ | LV | 50 kVA :Pole Substation | 0.05 | --> | 0.05 | 0.049 | 4 |  | --> | 0.048 | 0 | 0 | 0.048 | 0 |  | --> | C18 ex BALLYJAMESDUFF | Ballyjamesduff [T41,T42] | SHANKILL |  | 53.9112 | -7.1271
MV/LV Substation LI***516Y |  | 10 kV | _ | LV | 50 kVA :Pole Substation | 0.05 | --> | 0.05 | 0.05 | 2.57 |  | --> | 0.048 | 0 | 0 | 0.048 | 0 |  | --> | C19 ex ERRIGAL | Errigal [T41,T422] | SHANKILL |  | 54.0529 | -7.0124
MV/LV Substation TU***532Y |  | 10 kV | _ | LV | 50 kVA :Pole Substation | 0.05 | --> | 0.05 | 0.046 | 2.57 |  | --> | 0.048 | 0 | 0.005 | 0.044 | 0 |  | --> | C13 ex ERRIGAL | Errigal [T41,T422] | SHANKILL |  | 54.0489 | -7.1438
MV/LV Substation LO***534Y |  | 10 kV | _ | LV | 200 kVA :Kiosk Substation | 0.2 | --> | 0.2 | 0.158 | 2.57 |  | --> | 0.19 | 0 | 0 | 0.196 | 0 |  | --> | C19 ex ERRIGAL | Errigal [T41,T422] | SHANKILL |  | 54.0707 | -7.078
MV/LV Substation SE***537X |  | 10 kV | _ | LV | 50 kVA :Pole Substation | 0.05 | --> | 0.05 | 0 | 0 | Constrained, otherwise capacity available =30 kVA | --> | 0.048 | 0 | 0 | 0.05 | 0 |  | --> | C18 ex CLONES | Clones [T41,T42] | SHANKILL |  | 54.1748 | -7.226
MV/LV Substation CL***539Y |  | 10 kV | _ | LV | 200 kVA :Pole Substation | 0.2 | --> | 0.2 | 0 | 0 | Constrained, otherwise capacity available =179 kVA | --> | 0.19 | 0 | 0 | 0.193 | 0 |  | --> | C16 ex CLONES | Clones [T41,T42] | SHANKILL |  | 54.1804 | -7.2304
MV/LV Substation CA***556Y |  | 10 kV | _ | LV | 200 kVA :Pole Substation | 0.2 | --> | 0.2 | 0.179 | 2.57 |  | --> | 0.19 | 0 | 0.011 | 0.185 | 0 |  | --> | C17 ex ERRIGAL | Errigal [T41,T422] | SHANKILL |  | 54.0759 | -7.0928
MV/LV Substation DR***559X |  | 10 kV | _ | LV | 50 kVA :Pole Substation | 0.05 | --> | 0.05 | 0.05 | 2.18 |  | --> | 0.048 | 0 | 0 | 0 | 0 | Constrained, otherwise capacity available =48 kW | --> | C19 ex BAILIEBORO | Bailieboro [T41,T42] | MEATH HILL |  | 53.9436 | -6.9987
MV/LV Substation CO***564X |  | 10 kV | _ | LV | 50 kVA :Pole Substation | 0.05 | --> | 0.05 | 0.039 | 2.57 |  | --> | 0.048 | 0 | 0.004 | 0.046 | 0 |  | --> | C17 ex ERRIGAL | Errigal [T41,T422] | SHANKILL |  | 54.0834 | -7.1006
MV/LV Substation LI***564Y |  | 10 kV | _ | LV | 200 kVA :Kiosk Substation | 0.2 | --> | 0.2 | 0.2 | 2.57 |  | --> | 0.19 | 0 | 0 | 0.19 | 0 |  | --> | C19 ex ERRIGAL | Errigal [T41,T422] | SHANKILL |  | 54.0761 | -7.0829
MV/LV Substation HA***566Y |  | 10 kV | _ | LV | 100 kVA :Pole Substation | 0.1 | --> | 0.1 | 0 | 0 | Constrained, otherwise capacity available =88 kVA | --> | 0.095 | 0 | 0 | 0.097 | 0 |  | --> | C16 ex CLONES | Clones [T41,T42] | SHANKILL |  | 54.1893 | -7.241
MV/LV Substation SC***579X |  | 20 kV | _ | LV | 100 kVA :Pole Substation | 0.1 | --> | 0.1 | 0 | 0 | Constrained, otherwise capacity available =50 kVA | --> | 0.095 | 0 | 0 | 0.102 | 0 |  | --> | C18 ex CLONES | Clones [T41,T42] | SHANKILL |  | 54.1236 | -7.2484
MV/LV Substation CA***586 |  | 20 kV | _ | LV | 200 kVA :Pole Substation | 0.2 | --> | 0.2 | 0.154 | 2.57 |  | --> | 0.19 | 0 | 0.016 | 0.184 | 0 |  | --> | E14 ex ERRIGAL | Errigal [T41,T422] | SHANKILL |  | 53.9799 | -7.0485
MV/LV Substation CL***589Y |  | 10 kV | _ | LV | 50 kVA :Pole Substation | 0.05 | --> | 0.05 | 0 | 0 | Constrained, otherwise capacity available =48 kVA | --> | 0.048 | 0 | 0.01 | 0.04 | 0 |  | --> | C18 ex CLONES | Clones [T41,T42] | SHANKILL |  | 54.1659 | -7.2378
MV/LV Substation CR***593X |  | 10 kV | _ | LV | 50 kVA :Pole Substation | 0.05 | --> | 0.05 | 0 | 2.18 |  | --> | 0.048 | 0 | 0.028 | 0 | 0 | Constrained, otherwise capacity available =34 kW | --> | C19 ex BAILIEBORO | Bailieboro [T41,T42] | MEATH HILL |  | 53.9398 | -6.9978
MV/LV Substation CL***595Y |  | 10 kV | _ | LV | 50 kVA :Pole Substation | 0.05 | --> | 0.05 | 0 | 0 | Constrained, otherwise capacity available =48 kVA | --> | 0.048 | 0 | 0 | 0.048 | 0 |  | --> | C16 ex CLONES | Clones [T41,T42] | SHANKILL |  | 54.1807 | -7.2528
MV/LV Substation TU***609X |  | 10 kV | _ | LV | 50 kVA :Pole Substation | 0.05 | --> | 0.05 | 0 | 0 | Constrained, otherwise capacity available =40 kVA | --> | 0.048 | 0 | 0 | 0.049 | 0 |  | --> | C11 ex DERRYCRAMPH | Derrycramph [T41,T42] | SHANKILL |  | 53.95 | -7.1273
MV/LV Substation DU***617 |  | 10 kV | _ | LV | 50 kVA :Pole Substation | 0.05 | --> | 0.05 | 0.038 | 2.18 |  | --> | 0.048 | 0 | 0 | 0 | 0 | Constrained, otherwise capacity available =49 kW | --> | C19 ex BAILIEBORO | Bailieboro [T41,T42] | MEATH HILL |  | 53.9388 | -7.0147
MV/LV Substation SE***631 |  | 10 kV | _ | LV | 50 kVA :Pole Substation | 0.05 | --> | 0.05 | 0.05 | 4 |  | --> | 0.048 | 0 | 0 | 0.048 | 0 |  | --> | C18 ex BALLYJAMESDUFF | Ballyjamesduff [T41,T42] | SHANKILL |  | 53.957 | -7.0479
MV/LV Substation CL***632Y |  | 10 kV | _ | LV | 400 kVA :Kiosk Substation | 0.4 | --> | 0.4 | 0 | 0 | Constrained, otherwise capacity available =276 kVA | --> | 0.38 | 0 | 0.01 | 0.389 | 0 |  | --> | C16 ex CLONES | Clones [T41,T42] | SHANKILL |  | 54.1813 | -7.2312
MV/LV Substation MA***633X |  | 20 kV | _ | LV | 50 kVA :Pole Substation | 0.05 | --> | 0.05 | 0.034 | 2.57 |  | --> | 0.048 | 0 | 0 | 0.05 | 0 |  | --> | E14 ex ERRIGAL | Errigal [T41,T422] | SHANKILL |  | 54.0137 | -6.9794
MV/LV Substation CL***635X |  | 20 kV | _ | LV | 50 kVA :Pole Substation | 0.05 | --> | 0.05 | 0 | 0 | Constrained, otherwise capacity available =42 kVA | --> | 0.048 | 0 | 0 | 0.049 | 0 |  | --> | C18 ex CLONES | Clones [T41,T42] | SHANKILL |  | 54.1562 | -7.2388
MV/LV Substation CO***639X |  | 10 kV | _ | LV | 50 kVA :Pole Substation | 0.05 | --> | 0.05 | 0.031 | 2.57 |  | --> | 0.048 | 0 | 0 | 0.05 | 0 |  | --> | C19 ex ERRIGAL | Errigal [T41,T422] | SHANKILL |  | 54.0737 | -7.0575
MV/LV Substation SE***646X |  | 20 kV | _ | LV | 50 kVA :Pole Substation | 0.05 | --> | 0.05 | 0 | 0 | Constrained, otherwise capacity available =23 kVA | --> | 0.048 | 0 | 0.048 | 0.016 | 0 |  | --> | C18 ex CLONES | Clones [T41,T42] | SHANKILL |  | 54.1408 | -7.1883
MV/LV Substation LC***648X |  | 10 kV | _ | LV | 100 kVA :Pole Substation | 0.1 | --> | 0.1 | 0.087 | 2.57 |  | --> | 0.095 | 0 | 0.005 | 0.093 | 0 |  | --> | C19 ex ERRIGAL | Errigal [T41,T422] | SHANKILL |  | 54.0699 | -7.0652
MV/LV Substation AL***654Y |  | 20 kV | _ | LV | 50 kVA :Pole Substation | 0.05 | --> | 0.05 | 0 | 0 | Constrained, otherwise capacity available =47 kVA | --> | 0.048 | 0 | 0 | 0.048 | 0 |  | --> | C17 ex CLONES | Clones [T41,T42] | SHANKILL |  | 54.1795 | -7.2181
MV/LV Substation PO***660X |  | 10 kV | _ | LV | 50 kVA :Pole Substation | 0.05 | --> | 0.05 | 0.046 | 2.57 |  | --> | 0.048 | 0 | 0 | 0.048 | 0 |  | --> | C13 ex ERRIGAL | Errigal [T41,T422] | SHANKILL |  | 54.0221 | -7.2708
MV/LV Substation SC***660Y |  | 10 kV | _ | LV | 200 kVA :Pole Substation | 0.2 | --> | 0.2 | 0 | 0 | Constrained, otherwise capacity available =188 kVA | --> | 0.19 | 0 | 0.013 | 0.182 | 0 |  | --> | C16 ex CLONES | Clones [T41,T42] | SHANKILL |  | 54.1848 | -7.2272
MV/LV Substation KI***662X |  | 20 kV | _ | LV | 50 kVA :Pole Substation | 0.05 | --> | 0.05 | 0.044 | 2.57 |  | --> | 0.048 | 0 | 0 | 0.048 | 0 |  | --> | E14 ex ERRIGAL | Errigal [T41,T422] | SHANKILL |  | 54.0281 | -7.039
MV/LV Substation LE***668Y |  | 20 kV | _ | LV | 100 kVA :Pole Substation | 0.1 | --> | 0.1 | 0 | 0 | Constrained, otherwise capacity available =91 kVA | --> | 0.095 | 0 | 0.04 | 0.067 | 0 |  | --> | C17 ex CLONES | Clones [T41,T42] | SHANKILL |  | 54.1907 | -7.1979
MV/LV Substation TO***683X |  | 10 kV | _ | LV | 50 kVA :Pole Substation | 0.05 | --> | 0.05 | 0.049 | 4 |  | --> | 0.048 | 0 | 0 | 0.048 | 0 |  | --> | C18 ex BALLYJAMESDUFF | Ballyjamesduff [T41,T42] | SHANKILL |  | 53.958 | -7.0622
MV/LV Substation GR***684X |  | 20 kV | _ | LV | 100 kVA :Pole Substation | 0.1 | --> | 0.1 | 0 | 0 | Constrained, otherwise capacity available =69 kVA | --> | 0.095 | 0 | 0 | 0.099 | 0 |  | --> | C17 ex CLONES | Clones [T41,T42] | SHANKILL |  | 54.2032 | -7.1809
MV/LV Substation CL***688X |  | 10 kV | _ | LV | 200 kVA :Pole Substation | 0.2 | --> | 0.2 | 0.167 | 2.57 |  | --> | 0.19 | 0 | 0.01 | 0.187 | 0 |  | --> | C19 ex ERRIGAL | Errigal [T41,T422] | SHANKILL |  | 54.0797 | -7.0901
MV/LV Substation DR***694X |  | 10 kV | _ | LV | 50 kVA :Pole Substation | 0.05 | --> | 0.05 | 0.05 | 2.57 |  | --> | 0.048 | 0 | 0 | 0.048 | 0 |  | --> | C17 ex ERRIGAL | Errigal [T41,T422] | SHANKILL |  | 54.1209 | -7.0953
MV/LV Substation T ***710Y |  | 10 kV | _ | LV | 200 kVA :Kiosk Substation | 0.2 | --> | 0.2 | 0.2 | 2.57 |  | --> | 0.19 | 0 | 0 | 0.19 | 0 |  | --> | E12 ex ERRIGAL | Errigal [T41,T422] | SHANKILL |  | 54.0668 | -7.0956
MV/LV Substation DR***711X |  | 10 kV | _ | LV | 200 kVA :Kiosk Substation | 0.2 | --> | 0.2 | 0.118 | 2.57 |  | --> | 0.19 | 0 | 0.01 | 0.194 | 0 |  | --> | C19 ex ERRIGAL | Errigal [T41,T422] | SHANKILL |  | 54.0691 | -7.0772
MV/LV Substation TO***715Y |  | 10 kV | _ | LV | 50 kVA :Pole Substation | 0.05 | --> | 0.05 | 0.045 | 4 |  | --> | 0.048 | 0 | 0 | 0.048 | 0 |  | --> | C18 ex BALLYJAMESDUFF | Ballyjamesduff [T41,T42] | SHANKILL |  | 53.9314 | -7.1015
MV/LV Substation TH***719X |  | 10 kV | _ | LV | 200 kVA :Pole Substation | 0.2 | --> | 0.2 | 0 | 0 | Constrained, otherwise capacity available =126 kVA | --> | 0.19 | 0 | 0.01 | 0.192 | 0 |  | --> | C16 ex CLONES | Clones [T41,T42] | SHANKILL |  | 54.1801 | -7.2306
MV/LV Substation O ***721Y |  | 10 kV | _ | LV | 100 kVA :Pole Substation | 0.1 | --> | 0.1 | 0 | 0 | Constrained, otherwise capacity available =95 kVA | --> | 0.095 | 0 | 0 | 0.096 | 0 |  | --> | C16 ex CLONES | Clones [T41,T42] | SHANKILL |  | 54.183 | -7.2377
MV/LV Substation LE***726X |  | 10 kV | _ | LV | 400 kVA :Kiosk Substation | 0.4 | --> | 0.4 | 0 | 0 | Constrained, otherwise capacity available =399 kVA | --> | 0.38 | 0 | 0 | 0.38 | 0 |  | --> | C18 ex CLONES | Clones [T41,T42] | SHANKILL |  | 54.1776 | -7.2335
MV/LV Substation MO***726Y |  | 20 kV | _ | LV | 50 kVA :Pole Substation | 0.05 | --> | 0.05 | 0.05 | 2.57 |  | --> | 0.048 | 0 | 0 | 0.048 | 0 |  | --> | E14 ex ERRIGAL | Errigal [T41,T422] | SHANKILL |  | 53.9775 | -7.0789
MV/LV Substation TU***738 |  | 10 kV | _ | LV | 100 kVA :Pole Substation | 0.1 | --> | 0.1 | 0.071 | 2.57 |  | --> | 0.095 | 0 | 0.005 | 0.095 | 0 |  | --> | C13 ex ERRIGAL | Errigal [T41,T422] | SHANKILL |  | 54.0498 | -7.148
MV/LV Substation GA***740X |  | 20 kV | _ | LV | 50 kVA :Pole Substation | 0.05 | --> | 0.05 | 0.039 | 2.57 |  | --> | 0.048 | 0 | 0.011 | 0.041 | 0 |  | --> | E14 ex ERRIGAL | Errigal [T41,T422] | SHANKILL |  | 54.031 | -7.0189
MV/LV Substation DR***741Y |  | 20 kV | _ | LV | 50 kVA :Pole Substation | 0.05 | --> | 0.05 | 0 | 0 | Constrained, otherwise capacity available =50 kVA | --> | 0.048 | 0 | 0 | 0.048 | 0 |  | --> | C17 ex CLONES | Clones [T41,T42] | SHANKILL |  | 54.1777 | -7.1331
MV/LV Substation CO***744Y |  | 10 kV | _ | LV | 50 kVA :Pole Substation | 0.05 | --> | 0.05 | 0.048 | 2.57 |  | --> | 0.048 | 0 | 0 | 0.048 | 0 |  | --> | C13 ex ERRIGAL | Errigal [T41,T422] | SHANKILL |  | 54.0294 | -7.2607
MV/LV Substation CL***746Y |  | 20 kV | _ | LV | 50 kVA :Pole Substation | 0.05 | --> | 0.05 | 0.034 | 2.57 |  | --> | 0.048 | 0 | 0 | 0.05 | 0 |  | --> | E14 ex ERRIGAL | Errigal [T41,T422] | SHANKILL |  | 54.0613 | -7.0963
MV/LV Substation DA***748Y |  | 20 kV | _ | LV | 50 kVA :Pole Substation | 0.05 | --> | 0.05 | 0 | 0 | Constrained, otherwise capacity available =50 kVA | --> | 0.048 | 0 | 0 | 0.048 | 0 |  | --> | C17 ex CLONES | Clones [T41,T42] | SHANKILL |  | 54.1691 | -7.1522
MV/LV Substation DO***751Y |  | 10 kV | _ | LV | 50 kVA :Pole Substation | 0.05 | --> | 0.05 | 0.043 | 2.57 |  | --> | 0.048 | 0 | 0 | 0.048 | 0 |  | --> | C17 ex ERRIGAL | Errigal [T41,T422] | SHANKILL |  | 54.1296 | -7.1321
MV/LV Substation CO***753X |  | 20 kV | _ | LV | 100 kVA :Pole Substation | 0.1 | --> | 0.1 | 0.071 | 2.57 |  | --> | 0.095 | 0 | 0.018 | 0.086 | 0 |  | --> | E14 ex ERRIGAL | Errigal [T41,T422] | SHANKILL |  | 54.0243 | -7.0562
MV/LV Substation LI***757X |  | 10 kV | _ | LV | 50 kVA :Pole Substation | 0.05 | --> | 0.05 | 0.035 | 2.57 |  | --> | 0.048 | 0 | 0 | 0.049 | 0 |  | --> | C19 ex ERRIGAL | Errigal [T41,T422] | SHANKILL |  | 54.0712 | -7.0651
MV/LV Substation MU***766 |  | 10 kV | _ | LV | 50 kVA :Pole Substation | 0.05 | --> | 0.05 | 0.037 | 2.57 |  | --> | 0.048 | 0 | 0 | 0.049 | 0 |  | --> | C13 ex ERRIGAL | Errigal [T41,T422] | SHANKILL |  | 54.0567 | -7.193
MV/LV Substation DU***776X |  | 10 kV | _ | LV | 50 kVA :Pole Substation | 0.05 | --> | 0.05 | 0.036 | 2.57 |  | --> | 0.048 | 0 | 0 | 0.049 | 0 |  | --> | C19 ex ERRIGAL | Errigal [T41,T422] | SHANKILL |  | 54.0647 | -7.0501
MV/LV Substation AS***789X |  | 10 kV | _ | LV | 100 kVA :Pole Substation | 0.1 | --> | 0.1 | 0.097 | 2.57 |  | --> | 0.095 | 0 | 0.005 | 0.092 | 0 |  | --> | C13 ex ERRIGAL | Errigal [T41,T422] | SHANKILL |  | 54.0696 | -7.1246
MV/LV Substation AG***793X |  | 10 kV | _ | LV | 100 kVA :Pole Substation | 0.1 | --> | 0.1 | 0.099 | 2.57 |  | --> | 0.095 | 0 | 0 | 0.095 | 0 |  | --> | C19 ex ERRIGAL | Errigal [T41,T422] | SHANKILL |  | 54.0617 | -7.0022
MV/LV Substation CA***801X |  | 10 kV | _ | LV | 50 kVA :Pole Substation | 0.05 | --> | 0.05 | 0 | 0 | Constrained, otherwise capacity available =47 kVA | --> | 0.048 | 0 | 0 | 0.048 | 0 |  | --> | C16 ex CLONES | Clones [T41,T42] | SHANKILL |  | 54.1811 | -7.2434
MV/LV Substation DR***808X |  | 10 kV | _ | LV | 50 kVA :Pole Substation | 0.05 | --> | 0.05 | 0.034 | 2.57 |  | --> | 0.048 | 0 | 0 | 0.05 | 0 |  | --> | C19 ex ERRIGAL | Errigal [T41,T422] | SHANKILL |  | 54.0713 | -7.0742
MV/LV Substation MA***817X |  | 10 kV | _ | LV | 50 kVA :Pole Substation | 0.05 | --> | 0.05 | 0.05 | 2.57 |  | --> | 0.048 | 0 | 0.079 | 0 | 0 |  | --> | C19 ex ERRIGAL | Errigal [T41,T422] | SHANKILL |  | 54.0611 | -7.0491
MV/LV Substation MU***819X |  | 20 kV | _ | LV | 100 kVA :Pole Substation | 0.1 | --> | 0.1 | 0 | 0 | Constrained, otherwise capacity available =55 kVA | --> | 0.095 | 0 | 0 | 0.101 | 0 |  | --> | C17 ex CLONES | Clones [T41,T42] | SHANKILL |  | 54.1993 | -7.179
MV/LV Substation DR***822X |  | 10 kV | _ | LV | 50 kVA :Pole Substation | 0.05 | --> | 0.05 | 0.04 | 2.57 |  | --> | 0.048 | 0 | 0 | 0.049 | 0 |  | --> | C13 ex ERRIGAL | Errigal [T41,T422] | SHANKILL |  | 54.0052 | -7.2059
MV/LV Substation TU***828 |  | 10 kV | _ | LV | 50 kVA :Pole Substation | 0.05 | --> | 0.05 | 0.035 | 2.57 |  | --> | 0.048 | 0 | 0 | 0.049 | 0 |  | --> | C13 ex ERRIGAL | Errigal [T41,T422] | SHANKILL |  | 54.0097 | -7.2054
MV/LV Substation HI***830X |  | 20 kV | _ | LV | 50 kVA :Pole Substation | 0.05 | --> | 0.05 | 0 | 0 | Constrained, otherwise capacity available =49 kVA | --> | 0.048 | 0 | 0.005 | 0.044 | 0 |  | --> | C18 ex CLONES | Clones [T41,T42] | SHANKILL |  | 54.1314 | -7.2378
MV/LV Substation DR***843X |  | 10 kV | _ | LV | 50 kVA :Pole Substation | 0.05 | --> | 0.05 | 0.038 | 2.57 |  | --> | 0.048 | 0 | 0 | 0.049 | 0 |  | --> | C13 ex ERRIGAL | Errigal [T41,T422] | SHANKILL |  | 54.051 | -7.1614
MV/LV Substation BU***845X |  | 10 kV | _ | LV | 50 kVA :Pole Substation | 0.05 | --> | 0.05 | 0.021 | 2.57 |  | --> | 0.048 | 0 | 0 | 0.051 | 0 |  | --> | C17 ex ERRIGAL | Errigal [T41,T422] | SHANKILL |  | 54.092 | -7.1843
MV/LV Substation BA***860X |  | 20 kV | _ | LV | 50 kVA :Pole Substation | 0.05 | --> | 0.05 | 0.046 | 2.57 |  | --> | 0.048 | 0 | 0 | 0.048 | 0 |  | --> | E14 ex ERRIGAL | Errigal [T41,T422] | SHANKILL |  | 54.0137 | -6.9932
MV/LV Substation DY***870X |  | 10 kV | _ | LV | 630 kVA :Kiosk Substation | 0.63 | --> | 0.63 | 0.481 | 2.57 |  | --> | 0.598 | 0 | 0.16 | 0.499 | 0 |  | --> | C17 ex ERRIGAL | Errigal [T41,T422] | SHANKILL |  | 54.098 | -7.0901
MV/LV Substation BA***878X |  | 10 kV | _ | LV | 100 kVA :Pole Substation | 0.1 | --> | 0.1 | 0.066 | 2.57 |  | --> | 0.095 | 0 | 0 | 0.1 | 0 |  | --> | C19 ex ERRIGAL | Errigal [T41,T422] | SHANKILL |  | 54.0586 | -6.9881
MV/LV Substation CL***880 |  | 10 kV | _ | LV | 50 kVA :Pole Substation | 0.05 | --> | 0.05 | 0.046 | 2.57 |  | --> | 0.048 | 0 | 0 | 0.048 | 0 |  | --> | C17 ex ERRIGAL | Errigal [T41,T422] | SHANKILL |  | 54.1152 | -7.1639
MV/LV Substation GO***882X |  | 10 kV | _ | LV | 50 kVA :Pole Substation | 0.05 | --> | 0.05 | 0 | 0 | Constrained, otherwise capacity available =37 kVA | --> | 0.048 | 0 | 0.011 | 0.041 | 0 |  | --> | C16 ex CLONES | Clones [T41,T42] | SHANKILL |  | 54.1967 | -7.2175
MV/LV Substation GR***885X |  | 20 kV | _ | LV | 50 kVA :Pole Substation | 0.05 | --> | 0.05 | 0 | 0 | Constrained, otherwise capacity available =48 kVA | --> | 0.048 | 0 | 0 | 0.048 | 0 |  | --> | C17 ex CLONES | Clones [T41,T42] | SHANKILL |  | 54.1913 | -7.165
MV/LV Substation KI***894X |  | 10 kV | _ | LV | 50 kVA :Pole Substation | 0.05 | --> | 0.05 | 0.03 | 2.57 |  | --> | 0.048 | 0 | 0 | 0.05 | 0 |  | --> | C13 ex ERRIGAL | Errigal [T41,T422] | SHANKILL |  | 54.0431 | -7.1153
MV/LV Substation CL***901X |  | 20 kV | _ | LV | 200 kVA :Pole Substation | 0.2 | --> | 0.2 | 0 | 0 | Constrained, otherwise capacity available =155 kVA | --> | 0.19 | 0 | 0.007 | 0.191 | 0 |  | --> | C17 ex CLONES | Clones [T41,T42] | SHANKILL |  | 54.1594 | -7.1367
MV/LV Substation AG***916 |  | 20 kV | _ | LV | 50 kVA :Pole Substation | 0.05 | --> | 0.05 | 0 | 0 | Constrained, otherwise capacity available =32 kVA | --> | 0.048 | 0 | 0 | 0.05 | 0 |  | --> | C18 ex CLONES | Clones [T41,T42] | SHANKILL |  | 54.1132 | -7.227
MV/LV Substation CO***947X |  | 10 kV | _ | LV | 100 kVA :Pole Substation | 0.1 | --> | 0.1 | 0.095 | 2.57 |  | --> | 0.095 | 0 | 0.01 | 0.088 | 0 |  | --> | C13 ex ERRIGAL | Errigal [T41,T422] | SHANKILL |  | 54.0098 | -7.2561
MV/LV Substation CO***948X |  | 10 kV | _ | LV | 50 kVA :Pole Substation | 0.05 | --> | 0.05 | 0.049 | 2.57 |  | --> | 0.048 | 0 | 0.004 | 0.045 | 0 |  | --> | C13 ex ERRIGAL | Errigal [T41,T422] | SHANKILL |  | 54.0645 | -7.1447
MV/LV Substation DR***976X |  | 20 kV | _ | LV | 50 kVA :Pole Substation | 0.05 | --> | 0.05 | 0 | 0 | Constrained, otherwise capacity available =42 kVA | --> | 0.048 | 0 | 0 | 0.049 | 0 |  | --> | C17 ex CLONES | Clones [T41,T42] | SHANKILL |  | 54.2124 | -7.1396
MV/LV Substation HA***002 |  | 10 kV | _ | LV | 400 kVA :Kiosk Substation | 0.4 | --> | 0.4 | 0.178 | 2.04 |  | --> | 0.38 | 0 | 0 | 0 | 0 | Constrained, otherwise capacity available =409 kW | --> | C14 ex BALLYBAY | Ballybay [T41,T42] | LISDRUM |  | 54.1288 | -6.9039
MV/LV Substation MA***019 |  | 10 kV | _ | LV | 200 kVA :Pole Substation | 0.2 | --> | 0.2 | 0.134 | 2.04 |  | --> | 0.19 | 0 | 0 | 0 | 0 | Constrained, otherwise capacity available =199 kW | --> | C14 ex BALLYBAY | Ballybay [T41,T42] | LISDRUM |  | 54.1256 | -6.9012
MV/LV Substation CO***048 |  | 10 kV | _ | LV | 200 kVA :Kiosk Substation | 0.2 | --> | 0.2 | 0.125 | 2.04 |  | --> | 0.19 | 0 | 0.01 | 0 | 0 | Constrained, otherwise capacity available =193 kW | --> | C14 ex BALLYBAY | Ballybay [T41,T42] | LISDRUM |  | 54.1234 | -6.9022
MV/LV Substation CO***058 |  | 10 kV | _ | LV | 100 kVA :Pole Substation | 0.1 | --> | 0.1 | 0.075 | 2.04 |  | --> | 0.095 | 0 | 0 | 0 | 0 | Constrained, otherwise capacity available =98 kW | --> | C18 ex BALLYBAY | Ballybay [T41,T42] | LISDRUM |  | 54.132 | -6.9048
MV/LV Substation NE***059 |  | 10 kV | _ | LV | 50 kVA :Pole Substation | 0.05 | --> | 0.05 | 0.023 | 2.04 |  | --> | 0.048 | 0 | 0.004 | 0 | 0 | Constrained, otherwise capacity available =48 kW | --> | C18 ex BALLYBAY | Ballybay [T41,T42] | LISDRUM |  | 54.1281 | -6.9126
MV/LV Substation GL***068 |  | 10 kV | _ | LV | 50 kVA :Pole Substation | 0.05 | --> | 0.05 | 0.037 | 2.04 |  | --> | 0.048 | 0 | 0.006 | 0 | 0 | Constrained, otherwise capacity available =45 kW | --> | C12 ex BALLYBAY | Ballybay [T41,T42] | LISDRUM |  | 54.1145 | -7.0091
MV/LV Substation LI***069 |  | 10 kV | _ | LV | 100 kVA :Pole Substation | 0.1 | --> | 0.1 | 0.088 | 2.04 |  | --> | 0.095 | 0 | 0 | 0 | 0 | Constrained, otherwise capacity available =97 kW | --> | C19 ex BALLYBAY | Ballybay [T41,T42] | LISDRUM |  | 54.072 | -6.9471
MV/LV Substation MA***071 |  | 10 kV | _ | LV | 200 kVA :Pole Substation | 0.2 | --> | 0.2 | 0.119 | 2.04 |  | --> | 0.19 | 0 | 0.005 | 0 | 0 | Constrained, otherwise capacity available =197 kW | --> | C14 ex BALLYBAY | Ballybay [T41,T42] | LISDRUM |  | 54.1271 | -6.9028
MV/LV Substation KI***212X |  | 10 kV | _ | LV | 50 kVA :Pole Substation | 0.05 | --> | 0.05 | 0.023 | 2.57 |  | --> | 0.048 | 0 | 0.031 | 0.028 | 0 |  | --> | C17 ex ERRIGAL | Errigal [T41,T422] | SHANKILL |  | 54.1334 | -7.0764
MV/LV Substation CA***281X |  | 10 kV | _ | LV | 50 kVA :Pole Substation | 0.05 | --> | 0.05 | 0.046 | 2.04 |  | --> | 0.048 | 0 | 0 | 0 | 0 | Constrained, otherwise capacity available =48 kW | --> | C19 ex BALLYBAY | Ballybay [T41,T42] | LISDRUM |  | 54.0816 | -6.9176
MV/LV Substation DR***288X |  | 10 kV | _ | LV | 50 kVA :Pole Substation | 0.05 | --> | 0.05 | 0.048 | 2.04 |  | --> | 0.048 | 0 | 0 | 0 | 0 | Constrained, otherwise capacity available =48 kW | --> | C19 ex BALLYBAY | Ballybay [T41,T42] | LISDRUM |  | 54.0579 | -6.9432
MV/LV Substation LI***290X |  | 10 kV | _ | LV | 100 kVA :Pole Substation | 0.1 | --> | 0.1 | 0.099 | 2.04 |  | --> | 0.095 | 0 | 0 | 0 | 0 | Constrained, otherwise capacity available =95 kW | --> | C19 ex BALLYBAY | Ballybay [T41,T42] | LISDRUM |  | 54.0395 | -6.8336
MV/LV Substation CA***294X |  | 10 kV | _ | LV | 50 kVA :Pole Substation | 0.05 | --> | 0.05 | 0.05 | 2.04 |  | --> | 0.048 | 0 | 0 | 0 | 0 | Constrained, otherwise capacity available =48 kW | --> | C19 ex BALLYBAY | Ballybay [T41,T42] | LISDRUM |  | 54.0631 | -6.9019
MV/LV Substation GR***317X |  | 10 kV | _ | LV | 50 kVA :Pole Substation | 0.05 | --> | 0.05 | 0.049 | 2.04 |  | --> | 0.048 | 0 | 0 | 0 | 0 | Constrained, otherwise capacity available =48 kW | --> | C17 ex BALLYBAY | Ballybay [T41,T42] | LISDRUM |  | 54.0917 | -6.8491
MV/LV Substation GA***319X |  | 10 kV | _ | LV | 50 kVA :Pole Substation | 0.05 | --> | 0.05 | 0.047 | 2.04 |  | --> | 0.048 | 0 | 0 | 0 | 0 | Constrained, otherwise capacity available =48 kW | --> | C19 ex BALLYBAY | Ballybay [T41,T42] | LISDRUM |  | 54.0703 | -6.9289
MV/LV Substation MA***323 |  | 10 kV | _ | LV | 50 kVA :Pole Substation | 0.05 | --> | 0.05 | 0.049 | 2.04 |  | --> | 0.048 | 0 | 0 | 0 | 0 | Constrained, otherwise capacity available =48 kW | --> | C19 ex BALLYBAY | Ballybay [T41,T42] | LISDRUM |  | 54.0585 | -6.9477
MV/LV Substation DR***326X |  | 10 kV | _ | LV | 50 kVA :Pole Substation | 0.05 | --> | 0.05 | 0.038 | 2.04 |  | --> | 0.048 | 0 | 0 | 0 | 0 | Constrained, otherwise capacity available =49 kW | --> | C12 ex BALLYBAY | Ballybay [T41,T42] | LISDRUM |  | 54.0756 | -6.973
MV/LV Substation MU***329X |  | 10 kV | _ | LV | 50 kVA :Pole Substation | 0.05 | --> | 0.05 | 0.05 | 2.04 |  | --> | 0.048 | 0 | 0 | 0 | 0 | Constrained, otherwise capacity available =48 kW | --> | C19 ex BALLYBAY | Ballybay [T41,T42] | LISDRUM |  | 54.0831 | -6.9162
MV/LV Substation BO***331X |  | 10 kV | _ | LV | 50 kVA :Pole Substation | 0.05 | --> | 0.05 | 0.029 | 2.04 |  | --> | 0.048 | 0 | 0.014 | 0 | 0 | Constrained, otherwise capacity available =40 kW | --> | C12 ex BALLYBAY | Ballybay [T41,T42] | LISDRUM |  | 54.1155 | -7.0189
MV/LV Substation WY***335X |  | 10 kV | _ | LV | 400 kVA :Kiosk Substation | 0.4 | --> | 0.4 | 0.311 | 2.04 |  | --> | 0.38 | 0 | 0.018 | 0 | 0 | Constrained, otherwise capacity available =379 kW | --> | C18 ex BALLYBAY | Ballybay [T41,T42] | LISDRUM |  | 54.1318 | -6.8959
MV/LV Substation CU***337X |  | 10 kV | _ | LV | 100 kVA :Pole Substation | 0.1 | --> | 0.1 | 0.097 | 2.04 |  | --> | 0.095 | 0 | 0 | 0 | 0 | Constrained, otherwise capacity available =95 kW | --> | C17 ex BALLYBAY | Ballybay [T41,T42] | LISDRUM |  | 54.1199 | -6.9032
MV/LV Substation BA***344 |  | 10 kV | _ | LV | 50 kVA :Pole Substation | 0.05 | --> | 0.05 | 0.05 | 2.04 |  | --> | 0.048 | 0 | 0 | 0 | 0 | Constrained, otherwise capacity available =48 kW | --> | C12 ex BALLYBAY | Ballybay [T41,T42] | LISDRUM |  | 54.1189 | -6.9217
MV/LV Substation SH***345 |  | 10 kV | _ | LV | 50 kVA :Pole Substation | 0.05 | --> | 0.05 | 0.049 | 2.04 |  | --> | 0.048 | 0 | 0 | 0 | 0 | Constrained, otherwise capacity available =48 kW | --> | C18 ex BALLYBAY | Ballybay [T41,T42] | LISDRUM |  | 54.1371 | -6.9287
MV/LV Substation RO***348 |  | 10 kV | _ | LV | 100 kVA :Pole Substation | 0.1 | --> | 0.1 | 0.024 | 2.04 |  | --> | 0.095 | 0 | 0 | 0 | 0 | Constrained, otherwise capacity available =105 kW | --> | C12 ex BALLYBAY | Ballybay [T41,T42] | LISDRUM |  | 54.119 | -7.0103
MV/LV Substation LI***352X |  | 10 kV | _ | LV | 33 kVA :Pole Substation | 0.033 | --> | 0.033 | 0.033 | 2.04 |  | --> | 0.031 | 0 | 0 | 0 | 0 | Constrained, otherwise capacity available =31 kW | --> | C19 ex BALLYBAY | Ballybay [T41,T42] | LISDRUM |  | 54.0728 | -6.9461
MV/LV Substation AN***355 |  | 10 kV | _ | LV | 50 kVA :Pole Substation | 0.05 | --> | 0.05 | 0.046 | 2.04 |  | --> | 0.048 | 0 | 0.01 | 0 | 0 | Constrained, otherwise capacity available =41 kW | --> | C12 ex BALLYBAY | Ballybay [T41,T42] | LISDRUM |  | 54.1205 | -6.9172
MV/LV Substation MA***356 |  | 10 kV | _ | LV | 50 kVA :Pole Substation | 0.05 | --> | 0.05 | 0.049 | 2.04 |  | --> | 0.048 | 0 | 0 | 0 | 0 | Constrained, otherwise capacity available =48 kW | --> | C19 ex BALLYBAY | Ballybay [T41,T42] | LISDRUM |  | 54.0619 | -6.9698
MV/LV Substation LA***361 |  | 10 kV | _ | LV | 50 kVA :Pole Substation | 0.05 | --> | 0.05 | 0.05 | 2.04 |  | --> | 0.048 | 0 | 0 | 0 | 0 | Constrained, otherwise capacity available =48 kW | --> | C19 ex BALLYBAY | Ballybay [T41,T42] | LISDRUM |  | 54.0708 | -6.9497
MV/LV Substation TH***365X |  | 10 kV | _ | LV | 100 kVA :Pole Substation | 0.1 | --> | 0.1 | 0.09 | 2.04 |  | --> | 0.095 | 0 | 0 | 0 | 0 | Constrained, otherwise capacity available =96 kW | --> | C14 ex BALLYBAY | Ballybay [T41,T42] | LISDRUM |  | 54.1277 | -6.9072
MV/LV Substation TA***369 |  | 10 kV | _ | LV | 50 kVA :Pole Substation | 0.05 | --> | 0.05 | 0.046 | 2.04 |  | --> | 0.048 | 0 | 0 | 0 | 0 | Constrained, otherwise capacity available =48 kW | --> | C17 ex BALLYBAY | Ballybay [T41,T42] | LISDRUM |  | 54.1195 | -6.8941
MV/LV Substation CR***371 |  | 10 kV | _ | LV | 100 kVA :Pole Substation | 0.1 | --> | 0.1 | 0.092 | 2.04 |  | --> | 0.095 | 0 | 0 | 0 | 0 | Constrained, otherwise capacity available =96 kW | --> | C19 ex BALLYBAY | Ballybay [T41,T42] | LISDRUM |  | 54.1004 | -6.9177
MV/LV Substation NE***375X |  | 10 kV | _ | LV | 200 kVA :Pole Substation | 0.2 | --> | 0.2 | 0.193 | 2.04 |  | --> | 0.19 | 0 | 0 | 0 | 0 | Constrained, otherwise capacity available =191 kW | --> | C12 ex BALLYBAY | Ballybay [T41,T42] | LISDRUM |  | 54.1184 | -7.0164
MV/LV Substation ME***379X |  | 10 kV | _ | LV | 100 kVA :Pole Substation | 0.1 | --> | 0.1 | 0.085 | 2.04 |  | --> | 0.095 | 0 | 0.005 | 0 | 0 | Constrained, otherwise capacity available =93 kW | --> | C18 ex BALLYBAY | Ballybay [T41,T42] | LISDRUM |  | 54.1291 | -6.9161
MV/LV Substation CO***390 |  | 10 kV | _ | LV | 100 kVA :Pole Substation | 0.1 | --> | 0.1 | 0.073 | 2.04 |  | --> | 0.095 | 0 | 0 | 0 | 0 | Constrained, otherwise capacity available =99 kW | --> | C18 ex BALLYBAY | Ballybay [T41,T42] | LISDRUM |  | 54.1391 | -6.9677
MV/LV Substation ME***396X |  | 10 kV | _ | LV | 200 kVA :Kiosk Substation | 0.2 | --> | 0.2 | 0.192 | 2.04 |  | --> | 0.19 | 0 | 0 | 0 | 0 | Constrained, otherwise capacity available =191 kW | --> | C14 ex BALLYBAY | Ballybay [T41,T42] | LISDRUM |  | 54.1282 | -6.9044
MV/LV Substation CA***4017 |  | 10 kV | _ | LV | 630 kVA :Building Structure | 0.63 | --> | 0.63 | 0.5 | 2.04 |  | --> | 0.598 | 0 | 0.008 | 0 | 0 | Constrained, otherwise capacity available =607 kW | --> | C14 ex BALLYBAY | Ballybay [T41,T42] | LISDRUM |  | 54.1299 | -6.9017
MV/LV Substation CU***4025 |  | 10 kV | _ | LV | 50 kVA :Pole Substation | 0.05 | --> | 0.05 | 0.022 | 2.04 |  | --> | 0.048 | 0 | 0.033 | 0 | 0 | Constrained, otherwise capacity available =27 kW | --> | C12 ex BALLYBAY | Ballybay [T41,T42] | LISDRUM |  | 54.1189 | -6.9391
MV/LV Substation CU***403X |  | 10 kV | _ | LV | 50 kVA :Pole Substation | 0.05 | --> | 0.05 | 0.04 | 2.04 |  | --> | 0.048 | 0 | 0.005 | 0 | 0 | Constrained, otherwise capacity available =45 kW | --> | C18 ex BALLYBAY | Ballybay [T41,T42] | LISDRUM |  | 54.1357 | -6.9102
MV/LV Substation DR***4045 |  | 10 kV | _ | LV | 50 kVA :Pole Substation | 0.05 | --> | 0.05 | 0.034 | 2.04 |  | --> | 0.048 | 0 | 0 | 0 | 0 | Constrained, otherwise capacity available =50 kW | --> | C19 ex BALLYBAY | Ballybay [T41,T42] | LISDRUM |  | 54.0546 | -6.9819
MV/LV Substation CO***4064 |  | 10 kV | _ | LV | 50 kVA :Pole Substation | 0.05 | --> | 0.05 | 0.05 | 2.04 |  | --> | 0.048 | 0 | 0 | 0 | 0 | Constrained, otherwise capacity available =48 kW | --> | C19 ex BALLYBAY | Ballybay [T41,T42] | LISDRUM |  | 54.1117 | -6.9028
MV/LV Substation CO***4069 |  | 10 kV | _ | LV | 50 kVA :Pole Substation | 0.05 | --> | 0.05 | 0.034 | 2.04 |  | --> | 0.048 | 0 | 0 | 0 | 0 | Constrained, otherwise capacity available =50 kW | --> | C12 ex BALLYBAY | Ballybay [T41,T42] | LISDRUM |  | 54.1255 | -7.0434
MV/LV Substation MU***4070 |  | 10 kV | _ | LV | 50 kVA :Pole Substation | 0.05 | --> | 0.05 | 0.05 | 2.04 |  | --> | 0.048 | 0 | 0 | 0 | 0 | Constrained, otherwise capacity available =48 kW | --> | C19 ex BALLYBAY | Ballybay [T41,T42] | LISDRUM |  | 54.0805 | -6.9193
MV/LV Substation MI***4071 |  | 10 kV | _ | LV | 50 kVA :Pole Substation | 0.05 | --> | 0.05 | 0.05 | 2.04 |  | --> | 0.048 | 0 | 0 | 0 | 0 | Constrained, otherwise capacity available =48 kW | --> | C12 ex BALLYBAY | Ballybay [T41,T42] | LISDRUM |  | 54.1317 | -7.0332
MV/LV Substation TA***4072 |  | 10 kV | _ | LV | 50 kVA :Pole Substation | 0.05 | --> | 0.05 | 0.05 | 2.04 |  | --> | 0.048 | 0 | 0 | 0 | 0 | Constrained, otherwise capacity available =48 kW | --> | C19 ex BALLYBAY | Ballybay [T41,T42] | LISDRUM |  | 54.103 | -6.9378
MV/LV Substation CO***4078 |  | 10 kV | _ | LV | 50 kVA :Pole Substation | 0.05 | --> | 0.05 | 0.04 | 2.04 |  | --> | 0.048 | 0 | 0 | 0 | 0 | Constrained, otherwise capacity available =49 kW | --> | C18 ex BALLYBAY | Ballybay [T41,T42] | LISDRUM |  | 54.1368 | -6.9045
MV/LV Substation CR***4088 |  | 10 kV | _ | LV | 50 kVA :Pole Substation | 0.05 | --> | 0.05 | 0.025 | 2.04 |  | --> | 0.048 | 0 | 0 | 0 | 0 | Constrained, otherwise capacity available =51 kW | --> | C19 ex BALLYBAY | Ballybay [T41,T42] | LISDRUM |  | 54.0971 | -6.905
MV/LV Substation BB***4099 |  | 10 kV | _ | LV | 50 kVA :Pole Substation | 0.05 | --> | 0.05 | 0.05 | 2.04 |  | --> | 0.048 | 0 | 0 | 0 | 0 | Constrained, otherwise capacity available =48 kW | --> | C14 ex BALLYBAY | Ballybay [T41,T42] | LISDRUM |  | 54.1218 | -6.9051
MV/LV Substation PR***4107 |  | 10 kV | _ | LV | 630 kVA :Kiosk Substation | 0.63 | --> | 0.63 | 0.5 | 2.04 |  | --> | 0.598 | 0 | 0 | 0 | 0 | Constrained, otherwise capacity available =598 kW | --> | C14 ex BALLYBAY | Ballybay [T41,T42] | LISDRUM |  | 54.1287 | -6.9017
MV/LV Substation AR***416X |  | 10 kV | _ | LV | 50 kVA :Pole Substation | 0.05 | --> | 0.05 | 0.05 | 2.04 |  | --> | 0.048 | 0 | 0 | 0 | 0 | Constrained, otherwise capacity available =48 kW | --> | C18 ex BALLYBAY | Ballybay [T41,T42] | LISDRUM |  | 54.1321 | -6.8917
MV/LV Substation LO***421X |  | 10 kV | _ | LV | 100 kVA :Pole Substation | 0.1 | --> | 0.1 | 0.081 | 2.04 |  | --> | 0.095 | 0 | 0.011 | 0 | 0 | Constrained, otherwise capacity available =89 kW | --> | C18 ex BALLYBAY | Ballybay [T41,T42] | LISDRUM |  | 54.1297 | -6.8968
MV/LV Substation CO***422X |  | 10 kV | _ | LV | 100 kVA :Pole Substation | 0.1 | --> | 0.1 | 0.089 | 2.04 |  | --> | 0.095 | 0 | 0.045 | 0 | 0 | Constrained, otherwise capacity available =63 kW | --> | C19 ex BALLYBAY | Ballybay [T41,T42] | LISDRUM |  | 54.051 | -6.9021
MV/LV Substation BA***433X |  | 10 kV | _ | LV | 50 kVA :Pole Substation | 0.05 | --> | 0.05 | 0.05 | 2.04 |  | --> | 0.048 | 0 | 0 | 0 | 0 | Constrained, otherwise capacity available =48 kW | --> | C18 ex BALLYBAY | Ballybay [T41,T42] | LISDRUM |  | 54.1385 | -6.9001
MV/LV Substation GA***436 |  | 10 kV | _ | LV | 50 kVA :Pole Substation | 0.05 | --> | 0.05 | 0.048 | 2.04 |  | --> | 0.048 | 0 | 0 | 0 | 0 | Constrained, otherwise capacity available =48 kW | --> | C19 ex BALLYBAY | Ballybay [T41,T42] | LISDRUM |  | 54.0643 | -6.9128
MV/LV Substation LA***436X |  | 10 kV | _ | LV | 50 kVA :Pole Substation | 0.05 | --> | 0.05 | 0.045 | 2.04 |  | --> | 0.048 | 0 | 0 | 0 | 0 | Constrained, otherwise capacity available =48 kW | --> | C19 ex BALLYBAY | Ballybay [T41,T42] | LISDRUM |  | 54.0741 | -6.9467
MV/LV Substation MO***439X |  | 10 kV | _ | LV | 50 kVA :Pole Substation | 0.05 | --> | 0.05 | 0.049 | 2.04 |  | --> | 0.048 | 0 | 0 | 0 | 0 | Constrained, otherwise capacity available =48 kW | --> | C12 ex BALLYBAY | Ballybay [T41,T42] | LISDRUM |  | 54.1261 | -7.0038
MV/LV Substation DR***440X |  | 10 kV | _ | LV | 50 kVA :Pole Substation | 0.05 | --> | 0.05 | 0.05 | 2.04 |  | --> | 0.048 | 0 | 0 | 0 | 0 | Constrained, otherwise capacity available =48 kW | --> | C19 ex BALLYBAY | Ballybay [T41,T42] | LISDRUM |  | 54.0896 | -6.9151
MV/LV Substation AU***444 |  | 10 kV | _ | LV | 50 kVA :Pole Substation | 0.05 | --> | 0.05 | 0.05 | 2.04 |  | --> | 0.048 | 0 | 0 | 0 | 0 | Constrained, otherwise capacity available =48 kW | --> | C19 ex BALLYBAY | Ballybay [T41,T42] | LISDRUM |  | 54.0872 | -6.8857
MV/LV Substation AG***445 |  | 10 kV | _ | LV | 150 kVA :Pole Substation | 0.15 | --> | 0.15 | 0.148 | 2.04 |  | --> | 0.142 | 0 | 0 | 0 | 0 | Constrained, otherwise capacity available =143 kW | --> | C18 ex BALLYBAY | Ballybay [T41,T42] | LISDRUM |  | 54.1467 | -7.0548
MV/LV Substation RO***446 |  | 10 kV | _ | LV | 200 kVA :Pole Substation | 0.2 | --> | 0.2 | 0.168 | 2.04 |  | --> | 0.19 | 0 | 0 | 0 | 0 | Constrained, otherwise capacity available =194 kW | --> | C12 ex BALLYBAY | Ballybay [T41,T42] | LISDRUM |  | 54.1178 | -7.0168
MV/LV Substation M.***449 |  | 10 kV | _ | LV | 630 kVA :Building Structure | 0.63 | --> | 0.63 | 0.5 | 2.04 |  | --> | 0.598 | 0 | 0 | 0 | 0 | Constrained, otherwise capacity available =598 kW | --> | C17 ex BALLYBAY | Ballybay [T41,T42] | LISDRUM |  | 54.1208 | -6.8981
MV/LV Substation GR***462 |  | 10 kV | _ | LV | 50 kVA :Pole Substation | 0.05 | --> | 0.05 | 0.05 | 2.04 |  | --> | 0.048 | 0 | 0 | 0 | 0 | Constrained, otherwise capacity available =48 kW | --> | C17 ex BALLYBAY | Ballybay [T41,T42] | LISDRUM |  | 54.0938 | -6.8509
MV/LV Substation GA***472 |  | 10 kV | _ | LV | 50 kVA :Pole Substation | 0.05 | --> | 0.05 | 0.048 | 2.04 |  | --> | 0.048 | 0 | 0 | 0 | 0 | Constrained, otherwise capacity available =48 kW | --> | C19 ex BALLYBAY | Ballybay [T41,T42] | LISDRUM |  | 54.067 | -6.9302
MV/LV Substation MU***478 |  | 10 kV | _ | LV | 50 kVA :Pole Substation | 0.05 | --> | 0.05 | 0.018 | 2.04 |  | --> | 0.048 | 0 | 0 | 0 | 0 | Constrained, otherwise capacity available =52 kW | --> | C12 ex BALLYBAY | Ballybay [T41,T42] | LISDRUM |  | 54.1065 | -6.9648
MV/LV Substation G.***522 |  | 10 kV | _ | LV | 100 kVA :Pole Substation | 0.1 | --> | 0.1 | 0.052 | 2.04 |  | --> | 0.095 | 0 | 0 | 0 | 0 | Constrained, otherwise capacity available =101 kW | --> | C12 ex BALLYBAY | Ballybay [T41,T42] | LISDRUM |  | 54.1183 | -6.9546
MV/LV Substation MA***523 |  | 10 kV | _ | LV | 50 kVA :Pole Substation | 0.05 | --> | 0.05 | 0.048 | 2.04 |  | --> | 0.048 | 0 | 0 | 0 | 0 | Constrained, otherwise capacity available =48 kW | --> | C19 ex BALLYBAY | Ballybay [T41,T42] | LISDRUM |  | 54.0618 | -6.9621
MV/LV Substation CO***535 |  | 10 kV | _ | LV | 100 kVA :Pole Substation | 0.1 | --> | 0.1 | 0.094 | 2.04 |  | --> | 0.095 | 0 | 0 | 0 | 0 | Constrained, otherwise capacity available =96 kW | --> | C19 ex BALLYBAY | Ballybay [T41,T42] | LISDRUM |  | 54.033 | -6.8598
MV/LV Substation LO***541 |  | 10 kV | _ | LV | 100 kVA :Pole Substation | 0.1 | --> | 0.1 | 0.072 | 2.04 |  | --> | 0.095 | 0 | 0 | 0 | 0 | Constrained, otherwise capacity available =99 kW | --> | C17 ex BALLYBAY | Ballybay [T41,T42] | LISDRUM |  | 54.124 | -6.897
MV/LV Substation CO***547 |  | 10 kV | _ | LV | 400 kVA :Building Structure | 0.4 | --> | 0.4 | 0.213 | 2.04 |  | --> | 0.38 | 0 | 0 | 0 | 0 | Constrained, otherwise capacity available =405 kW | --> | C19 ex BALLYBAY | Ballybay [T41,T42] | LISDRUM |  | 54.0471 | -6.9039
MV/LV Substation KI***548 |  | 10 kV | _ | LV | 200 kVA :Pole Substation | 0.2 | --> | 0.2 | 0.098 | 2.04 |  | --> | 0.19 | 0 | 0 | 0 | 0 | Constrained, otherwise capacity available =204 kW | --> | C19 ex BALLYBAY | Ballybay [T41,T42] | LISDRUM |  | 54.0731 | -6.8854
MV/LV Substation CA***549 |  | 10 kV | _ | LV | 50 kVA :Pole Substation | 0.05 | --> | 0.05 | 0.048 | 2.04 |  | --> | 0.048 | 0 | 0 | 0 | 0 | Constrained, otherwise capacity available =48 kW | --> | C19 ex BALLYBAY | Ballybay [T41,T42] | LISDRUM |  | 54.0816 | -6.8863
MV/LV Substation AG***551 |  | 10 kV | _ | LV | 200 kVA :Pole Substation | 0.2 | --> | 0.2 | 0.196 | 2.04 |  | --> | 0.19 | 0 | 0 | 0 | 0 | Constrained, otherwise capacity available =190 kW | --> | C17 ex BALLYBAY | Ballybay [T41,T42] | LISDRUM |  | 54.1172 | -6.8969
MV/LV Substation DO***561 |  | 10 kV | _ | LV | 50 kVA :Pole Substation | 0.05 | --> | 0.05 | 0.046 | 2.04 |  | --> | 0.048 | 0 | 0 | 0 | 0 | Constrained, otherwise capacity available =48 kW | --> | C19 ex BALLYBAY | Ballybay [T41,T42] | LISDRUM |  | 54.0514 | -6.8487
MV/LV Substation LA***567 |  | 10 kV | _ | LV | 50 kVA :Pole Substation | 0.05 | --> | 0.05 | 0.048 | 2.04 |  | --> | 0.048 | 0 | 0 | 0 | 0 | Constrained, otherwise capacity available =48 kW | --> | C19 ex BALLYBAY | Ballybay [T41,T42] | LISDRUM |  | 54.0728 | -6.9543
MV/LV Substation CO***574 |  | 10 kV | _ | LV | 100 kVA :Pole Substation | 0.1 | --> | 0.1 | 0.042 | 2.04 |  | --> | 0.095 | 0 | 0.024 | 0 | 0 | Constrained, otherwise capacity available =85 kW | --> | C14 ex BALLYBAY | Ballybay [T41,T42] | LISDRUM |  | 54.1217 | -6.9033
MV/LV Substation DR***580 |  | 10 kV | _ | LV | 50 kVA :Pole Substation | 0.05 | --> | 0.05 | 0.042 | 2.04 |  | --> | 0.048 | 0 | 0.03 | 0 | 0 | Constrained, otherwise capacity available =26 kW | --> | C12 ex BALLYBAY | Ballybay [T41,T42] | LISDRUM |  | 54.1267 | -7.0299
MV/LV Substation BA***588 |  | 10 kV | _ | LV | 200 kVA :Pole Substation | 0.2 | --> | 0.2 | 0.16 | 2.04 |  | --> | 0.19 | 0 | 0 | 0 | 0 | Constrained, otherwise capacity available =196 kW | --> | C14 ex BALLYBAY | Ballybay [T41,T42] | LISDRUM |  | 54.1278 | -6.9058
MV/LV Substation BA***589 |  | 10 kV | _ | LV | 50 kVA :Pole Substation | 0.05 | --> | 0.05 | 0.041 | 2.04 |  | --> | 0.048 | 0 | 0 | 0 | 0 | Constrained, otherwise capacity available =49 kW | --> | C17 ex BALLYBAY | Ballybay [T41,T42] | LISDRUM |  | 54.1207 | -6.8966
MV/LV Substation TU***827 |  | 10 kV | _ | LV | 50 kVA :Pole Substation | 0.05 | --> | 0.05 | 0.033 | 2.04 |  | --> | 0.048 | 0 | 0 | 0 | 0 | Constrained, otherwise capacity available =50 kW | --> | C19 ex BALLYBAY | Ballybay [T41,T42] | LISDRUM |  | 54.0427 | -6.8703
MV/LV Substation SH***829 |  | 10 kV | _ | LV | 50 kVA :Pole Substation | 0.05 | --> | 0.05 | 0.048 | 2.04 |  | --> | 0.048 | 0 | 0.004 | 0 | 0 | Constrained, otherwise capacity available =45 kW | --> | C19 ex BALLYBAY | Ballybay [T41,T42] | LISDRUM |  | 54.0452 | -6.8656
MV/LV Substation RO***852 |  | 10 kV | _ | LV | 200 kVA :Pole Substation | 0.2 | --> | 0.2 | 0.065 | 2.04 |  | --> | 0.19 | 0 | 0.029 | 0 | 0 | Constrained, otherwise capacity available =186 kW | --> | C12 ex BALLYBAY | Ballybay [T41,T42] | LISDRUM |  | 54.1173 | -7.0143
MV/LV Substation DE***868 |  | 10 kV | _ | LV | 100 kVA :Pole Substation | 0.1 | --> | 0.1 | 0.094 | 2.04 |  | --> | 0.095 | 0 | 0 | 0 | 0 | Constrained, otherwise capacity available =96 kW | --> | C18 ex BALLYBAY | Ballybay [T41,T42] | LISDRUM |  | 54.1259 | -6.9236
MV/LV Substation CO***878 |  | 10 kV | _ | LV | 50 kVA :Pole Substation | 0.05 | --> | 0.05 | 0.049 | 2.04 |  | --> | 0.048 | 0 | 0 | 0 | 0 | Constrained, otherwise capacity available =48 kW | --> | C18 ex BALLYBAY | Ballybay [T41,T42] | LISDRUM |  | 54.1392 | -6.9641
MV/LV Substation DR***880 |  | 10 kV | _ | LV | 630 kVA :Kiosk Substation | 0.63 | --> | 0.63 | 0.5 | 2.04 |  | --> | 0.598 | 0 | 0 | 0 | 0 | Constrained, otherwise capacity available =598 kW | --> | C18 ex BALLYBAY | Ballybay [T41,T42] | LISDRUM |  | 54.1465 | -6.9638
MV/LV Substation LI***909 |  | 10 kV | _ | LV | 400 kVA :Building Structure | 0.4 | --> | 0.4 | 0.337 | 2.04 |  | --> | 0.38 | 0 | 0 | 0 | 0 | Constrained, otherwise capacity available =388 kW | --> | C18 ex BALLYBAY | Ballybay [T41,T42] | LISDRUM |  | 54.151 | -7.0042
MV/LV Substation CO***988 |  | 10 kV | _ | LV | 50 kVA :Pole Substation | 0.05 | --> | 0.05 | 0.041 | 2.04 |  | --> | 0.048 | 0 | 0 | 0 | 0 | Constrained, otherwise capacity available =49 kW | --> | C18 ex BALLYBAY | Ballybay [T41,T42] | LISDRUM |  | 54.1476 | -7.0636
MV/LV Substation FA***001 |  | 10 kV | _ | LV | 630 kVA :Kiosk Substation | 0.63 | --> | 0.63 | 0.5 | 2.33 |  | --> | 0.598 | 0 | 0 | 0 | 0 | Constrained, otherwise capacity available =607 kW | --> | C14 ex DUNDALK | Dundalk [T41,T42] | DUNDALK |  | 54.0108 | -6.4015
MV/LV Substation CU***004 |  | 10 kV | _ | LV | 630 kVA :Kiosk Substation | 0.63 | --> | 0.63 | 0.372 | 0.72 |  | --> | 0.598 | 0 | 0.028 | 0 | 0 | Constrained, otherwise capacity available =612 kW | --> | C12 ex COES ROAD | Coes Road [T41,T42] | DUNDALK |  | 54.0063 | -6.3886
MV/LV Substation WO***008Y |  | 10 kV | _ | LV | 400 kVA :Kiosk Substation | 0.4 | --> | 0.4 | 0.348 | 2.33 |  | --> | 0.38 | 0 | 0.038 | 0 | 0 | Constrained, otherwise capacity available =359 kW | --> | C12 ex DUNDALK | Dundalk [T41,T42] | DUNDALK |  | 54.0139 | -6.4136
MV/LV Substation MA***009 |  | 10 kV | _ | LV | 400 kVA :Kiosk Substation | 0.4 | --> | 0.4 | 0.154 | 3.12 |  | --> | 0.38 | 0 | 0.031 | 0 | 0 | Constrained, otherwise capacity available =389 kW | --> | C20 ex MARSHES | Marshes [T41,T42] | DUNDALK |  | 53.964 | -6.3662
MV/LV Substation BE***009Y |  | 20 kV | _ | LV | 50 kVA :Pole Substation | 0.05 | --> | 0.05 | 0.048 | 3.47 |  | --> | 0.048 | 0 | 0 | 0 | 0 | Constrained, otherwise capacity available =48 kW | --> | E18 ex BUSH | Bush [T421,T422] | DUNDALK |  | 54.0088 | -6.2315
MV/LV Substation SH***010Z |  | 20 kV | _ | LV | 50 kVA :Pole Substation | 0.05 | --> | 0.05 | 0.039 | 3.47 |  | --> | 0.048 | 0 | 0 | 0 | 0 | Constrained, otherwise capacity available =49 kW | --> | E18 ex BUSH | Bush [T421,T422] | DUNDALK |  | 53.9858 | -6.1972
MV/LV Substation MU***011 |  | 10 kV | _ | LV | 400 kVA :Building Structure | 0.4 | --> | 0.4 | 0.305 | 2.33 |  | --> | 0.38 | 0 | 0.007 | 0 | 0 | Constrained, otherwise capacity available =388 kW | --> | C21 ex DUNDALK | Dundalk [T41,T42] | DUNDALK |  | 54.0027 | -6.4056
MV/LV Substation LO***012 |  | 10 kV | _ | LV | 200 kVA :Kiosk Substation | 0.2 | --> | 0.2 | 0.082 | 0.72 |  | --> | 0.19 | 0 | 0.03 | 0 | 0 | Constrained, otherwise capacity available =183 kW | --> | C15 ex COES ROAD | Coes Road [T41,T42] | DUNDALK |  | 53.9934 | -6.3777
MV/LV Substation ST***013 |  | 10 kV | _ | LV | 400 kVA :Building Structure | 0.4 | --> | 0.4 | 0.349 | 5.69 |  | --> | 0.38 | 0 | 0 | 0 | 0 | Constrained, otherwise capacity available =387 kW | --> | C19 ex RAMPARTS | Ramparts [T41,T42] | DUNDALK |  | 54.0091 | -6.3926
MV/LV Substation MC***013Y |  | 10 kV | _ | LV | 200 kVA :Kiosk Substation | 0.2 | --> | 0.2 | 0.191 | 0.72 |  | --> | 0.19 | 0 | 0 | 0 | 0 | Constrained, otherwise capacity available =191 kW | --> | C16 ex COES ROAD | Coes Road [T41,T42] | DUNDALK |  | 53.9999 | -6.3824
MV/LV Substation CO***013Z |  | 10 kV | _ | LV | 200 kVA :Kiosk Substation | 0.2 | --> | 0.2 | 0.172 | 2.33 |  | --> | 0.19 | 0 | 0 | 0 | 0 | Constrained, otherwise capacity available =194 kW | --> | C18 ex DUNDALK | Dundalk [T41,T42] | DUNDALK |  | 54.0163 | -6.4061
MV/LV Substation CA***014Z |  | 10 kV | _ | LV | 400 kVA :Kiosk Substation | 0.4 | --> | 0.4 | 0.295 | 3.12 |  | --> | 0.38 | 0 | 0.054 | 0 | 0 | Constrained, otherwise capacity available =354 kW | --> | C12 ex MARSHES | Marshes [T41,T42] | DUNDALK |  | 53.9811 | -6.3973
MV/LV Substation QU***015 |  | 10 kV | _ | LV | 400 kVA :Building Structure | 0.4 | --> | 0.4 | 0.128 | 0.72 |  | --> | 0.38 | 0 | 0.011 | 0 | 0 | Constrained, otherwise capacity available =407 kW | --> | C12 ex COES ROAD | Coes Road [T41,T42] | DUNDALK |  | 54.0072 | -6.383
MV/LV Substation CA***015Z |  | 10 kV | _ | LV | 400 kVA :Kiosk Substation | 0.4 | --> | 0.4 | 0.314 | 3.12 |  | --> | 0.38 | 0 | 0.031 | 0 | 0 | Constrained, otherwise capacity available =369 kW | --> | C12 ex MARSHES | Marshes [T41,T42] | DUNDALK |  | 53.9808 | -6.3958
MV/LV Substation BL***016 |  | 10 kV | _ | LV | 630 kVA :Building Structure | 0.63 | --> | 0.63 | 0.5 | 0.72 |  | --> | 0.598 | 0 | 0.01 | 0 | 0 | Constrained, otherwise capacity available =600 kW | --> | C12 ex COES ROAD | Coes Road [T41,T42] | DUNDALK |  | 54.0046 | -6.379
MV/LV Substation WO***016Y |  | 10 kV | _ | LV | 200 kVA :Kiosk Substation | 0.2 | --> | 0.2 | 0.127 | 3.12 |  | --> | 0.19 | 0 | 0.028 | 0 | 0 | Constrained, otherwise capacity available =179 kW | --> | C12 ex MARSHES | Marshes [T41,T42] | DUNDALK |  | 53.9909 | -6.3914
MV/LV Substation GL***017Z |  | 10 kV | _ | LV | 200 kVA :Kiosk Substation | 0.2 | --> | 0.2 | 0.171 | 5.69 |  | --> | 0.19 | 0 | 0.008 | 0 | 0 | Constrained, otherwise capacity available =188 kW | --> | C11 ex RAMPARTS | Ramparts [T41,T42] | DUNDALK |  | 53.9919 | -6.3961
MV/LV Substation CH***018 |  | 10 kV | _ | LV | 630 kVA :Building Structure | 0.63 | --> | 0.63 | 0.41 | 5.69 |  | --> | 0.598 | 0 | 0.014 | 0 | 0 | Constrained, otherwise capacity available =618 kW | --> | C23 ex RAMPARTS | Ramparts [T41,T42] | DUNDALK |  | 54.006 | -6.3973
MV/LV Substation LI***019Z |  | 10 kV | _ | LV | 200 kVA :Kiosk Substation | 0.2 | --> | 0.2 | 0.129 | 5.69 |  | --> | 0.19 | 0 | 0 | 0 | 0 | Constrained, otherwise capacity available =200 kW | --> | C24 ex RAMPARTS | Ramparts [T41,T42] | DUNDALK |  | 53.9975 | -6.4026
MV/LV Substation MA***020 |  | 10 kV | _ | LV | 630 kVA :Building Structure | 0.63 | --> | 0.63 | 0.487 | 5.69 |  | --> | 0.598 | 0 | 0 | 0 | 0 | Constrained, otherwise capacity available =618 kW | --> | C20 ex RAMPARTS | Ramparts [T41,T42] | DUNDALK |  | 54.0047 | -6.4036
MV/LV Substation AR***021 |  | 10 kV | _ | LV | 200 kVA :Pole Substation | 0.2 | --> | 0.2 | 0.159 | 1.03 |  | --> | 0.19 | 0 | 0 | 0 | 0 | Constrained, otherwise capacity available =196 kW | --> | C15 ex LITTLE MILLS | Little Mills [T41] | DUNDALK |  | 53.9912 | -6.4255
MV/LV Substation WO***022Y |  | 10 kV | _ | LV | 100 kVA :Pole Substation | 0.1 | --> | 0.1 | 0.07 | 3.12 |  | --> | 0.095 | 0 | 0 | 0 | 0 | Constrained, otherwise capacity available =99 kW | --> | C18 ex MARSHES | Marshes [T41,T42] | DUNDALK |  | 53.9816 | -6.3842
MV/LV Substation FI***022Z |  | 10 kV | _ | LV | 200 kVA :Kiosk Substation | 0.2 | --> | 0.2 | 0.174 | 3.12 |  | --> | 0.19 | 0 | 0 | 0 | 0 | Constrained, otherwise capacity available =194 kW | --> | C18 ex MARSHES | Marshes [T41,T42] | DUNDALK |  | 53.9875 | -6.3796
MV/LV Substation HA***023Y |  | 20 kV | _ | LV | 100 kVA :Pole Substation | 0.1 | --> | 0.1 | 0.083 | 3.47 |  | --> | 0.095 | 0 | 0 | 0 | 0 | Constrained, otherwise capacity available =97 kW | --> | E15 ex BUSH | Bush [T421,T422] | DUNDALK |  | 54.0243 | -6.1357
MV/LV Substation HA***024Z |  | 10 kV | _ | LV | 200 kVA :Kiosk Substation | 0.2 | --> | 0.2 | 0.2 | 3.12 |  | --> | 0.19 | 0 | 0 | 0 | 0 | Constrained, otherwise capacity available =190 kW | --> | C21 ex MARSHES | Marshes [T41,T42] | DUNDALK |  | 53.9582 | -6.3871
MV/LV Substation DR***026Z |  | 20 kV | _ | LV | 50 kVA :Pole Substation | 0.05 | --> | 0.05 | 0.047 | 4.25 |  | --> | 0.048 | 0 | 0 | 0 | 0 | Constrained, otherwise capacity available =48 kW | --> | E15 ex JENKINSTOWN | Jenkinstown [T421,T422] | DUNDALK |  | 54.059 | -6.3493
MV/LV Substation CL***027Z |  | 20 kV | _ | LV | 50 kVA :Pole Substation | 0.05 | --> | 0.05 | 0.047 | 3.47 |  | --> | 0.048 | 0 | 0 | 0 | 0 | Constrained, otherwise capacity available =48 kW | --> | E17 ex BUSH | Bush [T421,T422] | DUNDALK |  | 54.0557 | -6.2
MV/LV Substation LI***028Z |  | 10 kV | _ | LV | 400 kVA :Kiosk Substation | 0.4 | --> | 0.4 | 0.326 | 5.69 |  | --> | 0.38 | 0 | 0.003 | 0 | 0 | Constrained, otherwise capacity available =388 kW | --> | C19 ex RAMPARTS | Ramparts [T41,T42] | DUNDALK |  | 54.017 | -6.4022
MV/LV Substation BL***029 |  | 10 kV | _ | LV | 200 kVA :Kiosk Substation | 0.2 | --> | 0.2 | 0.103 | 3.12 |  | --> | 0.19 | 0 | 0.046 | 0 | 0 | Constrained, otherwise capacity available =169 kW | --> | C12 ex MARSHES | Marshes [T41,T42] | DUNDALK |  | 53.9946 | -6.3898
MV/LV Substation OH***030 |  | 10 kV | _ | LV | 630 kVA :Building Structure | 0.63 | --> | 0.63 | 0.375 | 2.33 |  | --> | 0.598 | 0 | 0.048 | 0 | 0 | Constrained, otherwise capacity available =597 kW | --> | C14 ex DUNDALK | Dundalk [T41,T42] | DUNDALK |  | 54.009 | -6.4102
MV/LV Substation BR***030Z |  | 10 kV | _ | LV | 400 kVA :Kiosk Substation | 0.4 | --> | 0.4 | 0.258 | 5.69 |  | --> | 0.38 | 0 | 0.002 | 0 | 0 | Constrained, otherwise capacity available =398 kW | --> | C19 ex RAMPARTS | Ramparts [T41,T42] | DUNDALK |  | 54.0174 | -6.3986
MV/LV Substation QU***032Z |  | 20 kV | _ | LV | 50 kVA :Pole Substation | 0.05 | --> | 0.05 | 0.049 | 2.33 |  | --> | 0.048 | 0 | 0 | 0 | 0 | Constrained, otherwise capacity available =48 kW | --> | C26 ex DUNDALK | Dundalk [T41,T42] | DUNDALK |  | 54.0217 | -6.4648
MV/LV Substation RA***033Z |  | 10 kV | _ | LV | 200 kVA :Kiosk Substation | 0.2 | --> | 0.2 | 0.153 | 5.69 |  | --> | 0.19 | 0 | 0.015 | 0 | 0 | Constrained, otherwise capacity available =185 kW | --> | C19 ex RAMPARTS | Ramparts [T41,T42] | DUNDALK |  | 54.0186 | -6.3905
MV/LV Substation RI***034 |  | 10 kV | _ | LV | 400 kVA :Kiosk Substation | 0.4 | --> | 0.4 | 0.343 | 0.72 |  | --> | 0.38 | 0 | 0.029 | 0 | 0 | Constrained, otherwise capacity available =366 kW | --> | C15 ex COES ROAD | Coes Road [T41,T42] | DUNDALK |  | 54.0041 | -6.368
MV/LV Substation FL***034Y |  | 10 kV | _ | LV | 100 kVA :Pole Substation | 0.1 | --> | 0.1 | 0.033 | 3.12 |  | --> | 0.095 | 0 | 0.013 | 0 | 0 | Constrained, otherwise capacity available =94 kW | --> | C21 ex MARSHES | Marshes [T41,T42] | DUNDALK |  | 53.9693 | -6.3894
MV/LV Substation CA***037 |  | 10 kV | _ | LV | 100 kVA :Pole Substation | 0.1 | --> | 0.1 | 0.048 | 2.33 |  | --> | 0.095 | 0 | 0.02 | 0 | 0 | Constrained, otherwise capacity available =87 kW | --> | C17 ex DUNDALK | Dundalk [T41,T42] | DUNDALK |  | 53.9998 | -6.4208
MV/LV Substation CO***037Y |  | 10 kV | _ | LV | 200 kVA :Kiosk Substation | 0.2 | --> | 0.2 | 0.192 | 0.72 |  | --> | 0.19 | 0 | 0 | 0 | 0 | Constrained, otherwise capacity available =191 kW | --> | C11 ex COES ROAD | Coes Road [T41,T42] | DUNDALK |  | 54.0022 | -6.3765
MV/LV Substation CO***039Y |  | 10 kV | _ | LV | 200 kVA :Pole Substation | 0.2 | --> | 0.2 | 0.123 | 1.03 |  | --> | 0.19 | 0 | 0.059 | 0 | 0 | Constrained, otherwise capacity available =156 kW | --> | C18 ex LITTLE MILLS | Little Mills [T41] | DUNDALK |  | 53.9309 | -6.4062
MV/LV Substation TH***040Y |  | 10 kV | _ | LV | 50 kVA :Pole Substation | 0.05 | --> | 0.05 | 0.049 | 1.03 |  | --> | 0.048 | 0 | 0 | 0 | 0 | Constrained, otherwise capacity available =48 kW | --> | C15 ex LITTLE MILLS | Little Mills [T41] | DUNDALK |  | 53.9728 | -6.3914
MV/LV Substation AV***040Z |  | 10 kV | _ | LV | 400 kVA :Kiosk Substation | 0.4 | --> | 0.4 | 0.259 | 5.69 |  | --> | 0.38 | 0 | 0.011 | 0 | 0 | Constrained, otherwise capacity available =391 kW | --> | C24 ex RAMPARTS | Ramparts [T41,T42] | DUNDALK |  | 53.9968 | -6.404
MV/LV Substation BA***042Z |  | 20 kV | _ | LV | 50 kVA :Pole Substation | 0.05 | --> | 0.05 | 0.046 | 19.76 |  | --> | 0.048 | 0 | 0 | 0.048 | 0 |  | --> | E19 ex MULLAGHARLIN | Mullagharlin [T121,T122] | MULLAGHARLIN |  | 53.9675 | -6.4684
MV/LV Substation CA***043 |  | 10 kV | _ | LV | 1000 kVA :Building Structure | 1 | --> | 1 | 0.5 | 5.69 |  | --> | 0.95 | 0 | 0.025 | 0 | 0 | Constrained, otherwise capacity available =962 kW | --> | C19 ex RAMPARTS | Ramparts [T41,T42] | DUNDALK |  | 54.0062 | -6.3942
MV/LV Substation NE***043Z |  | 20 kV | _ | LV | 50 kVA :Pole Substation | 0.05 | --> | 0.05 | 0.016 | 19.76 |  | --> | 0.048 | 0 | 0.04 | 0.022 | 0 |  | --> | E19 ex MULLAGHARLIN | Mullagharlin [T121,T122] | MULLAGHARLIN |  | 53.977 | -6.4948
MV/LV Substation CA***045 |  | 10 kV | _ | LV | 400 kVA :Building Structure | 0.4 | --> | 0.4 | 0.215 | 2.33 |  | --> | 0.38 | 0 | 0.033 | 0 | 0 | Constrained, otherwise capacity available =380 kW | --> | C14 ex DUNDALK | Dundalk [T41,T42] | DUNDALK |  | 54.013 | -6.4117
MV/LV Substation MO***045Z |  | 20 kV | _ | LV | 400 kVA :Building Structure | 0.4 | --> | 0.4 | 0.366 | 4.25 |  | --> | 0.38 | 0 | 0 | 0 | 0 | Constrained, otherwise capacity available =385 kW | --> | E15 ex JENKINSTOWN | Jenkinstown [T421,T422] | DUNDALK |  | 54.037 | -6.3708
MV/LV Substation CL***046Y |  | 10 kV | _ | LV | 50 kVA :Pole Substation | 0.05 | --> | 0.05 | 0.049 | 1.03 |  | --> | 0.048 | 0 | 0 | 0 | 0 | Constrained, otherwise capacity available =48 kW | --> | C15 ex LITTLE MILLS | Little Mills [T41] | DUNDALK |  | 53.9615 | -6.4181
MV/LV Substation DO***047 |  | 10 kV | _ | LV | 100 kVA :Pole Substation | 0.1 | --> | 0.1 | 0.02 | 5.69 |  | --> | 0.095 | 0 | 0.016 | 0 | 0 | Constrained, otherwise capacity available =94 kW | --> | C19 ex RAMPARTS | Ramparts [T41,T42] | DUNDALK |  | 54.0196 | -6.3982
MV/LV Substation HE***047Z |  | 10 kV | _ | LV | 630 kVA :Building Structure | 0.63 | --> | 0.63 | 0.5 | 3.12 |  | --> | 0.598 | 0 | 0 | 0 | 0 | Constrained, otherwise capacity available =610 kW | --> | C18 ex MARSHES | Marshes [T41,T42] | DUNDALK |  | 53.9896 | -6.3773
MV/LV Substation AR***048Z |  | 10 kV | _ | LV | 400 kVA :Building Structure | 0.4 | --> | 0.4 | 0.39 | 0.72 |  | --> | 0.38 | 0 | 0 | 0 | 0 | Constrained, otherwise capacity available =381 kW | --> | C12 ex COES ROAD | Coes Road [T41,T42] | DUNDALK |  | 54.0067 | -6.3837
MV/LV Substation CO***049 |  | 10 kV | _ | LV | 630 kVA :Building Structure | 0.63 | --> | 0.63 | 0.5 | 5.69 |  | --> | 0.598 | 0 | 0.017 | 0 | 0 | Constrained, otherwise capacity available =592 kW | --> | C11 ex RAMPARTS | Ramparts [T41,T42] | DUNDALK |  | 53.989 | -6.4019
MV/LV Substation AL***050Z |  | 10 kV | _ | LV | 400 kVA :Kiosk Substation | 0.4 | --> | 0.4 | 0.324 | 5.69 |  | --> | 0.38 | 0 | 0 | 0 | 0 | Constrained, otherwise capacity available =390 kW | --> | C19 ex RAMPARTS | Ramparts [T41,T42] | DUNDALK |  | 54.0024 | -6.3959
MV/LV Substation WR***052 |  | 10 kV | _ | LV | 400 kVA :Building Structure | 0.4 | --> | 0.4 | 0.077 | 5.69 |  | --> | 0.38 | 0 | 0.01 | 0 | 0 | Constrained, otherwise capacity available =414 kW | --> | C23 ex RAMPARTS | Ramparts [T41,T42] | DUNDALK |  | 54.0071 | -6.4011
MV/LV Substation PL***052Z |  | 10 kV | _ | LV | 50 kVA :Pole Substation | 0.05 | --> | 0.05 | 0.032 | 3.12 |  | --> | 0.048 | 0 | 0 | 0 | 0 | Constrained, otherwise capacity available =50 kW | --> | C21 ex MARSHES | Marshes [T41,T42] | DUNDALK |  | 53.9613 | -6.3944
MV/LV Substation GR***053 |  | 10 kV | _ | LV | 630 kVA :Building Structure | 0.63 | --> | 0.63 | 0.32 | 5.69 |  | --> | 0.598 | 0 | 0.01 | 0 | 0 | Constrained, otherwise capacity available =632 kW | --> | C14 ex RAMPARTS | Ramparts [T41,T42] | DUNDALK |  | 54.0011 | -6.4048
MV/LV Substation BE***054 |  | 10 kV | _ | LV | 200 kVA :Kiosk Substation | 0.2 | --> | 0.2 | 0.134 | 0.72 |  | --> | 0.19 | 0 | 0.041 | 0 | 0 | Constrained, otherwise capacity available =168 kW | --> | C16 ex COES ROAD | Coes Road [T41,T42] | DUNDALK |  | 54.0001 | -6.3889
MV/LV Substation GR***055Z |  | 20 kV | _ | LV | 100 kVA :Pole Substation | 0.1 | --> | 0.1 | 0.086 | 3.47 |  | --> | 0.095 | 0 | 0 | 0 | 0 | Constrained, otherwise capacity available =97 kW | --> | E16 ex BUSH | Bush [T421,T422] | DUNDALK |  | 54.0279 | -6.1327
MV/LV Substation BR***056 |  | 10 kV | _ | LV | 100 kVA :Building Structure | 0.1 | --> | 0.1 | 0.074 | 2.33 |  | --> | 0.095 | 0 | 0 | 0 | 0 | Constrained, otherwise capacity available =98 kW | --> | C13 ex DUNDALK | Dundalk [T41,T42] | DUNDALK |  | 53.9952 | -6.4135
MV/LV Substation DE***057 |  | 10 kV | _ | LV | 500 kVA :Building Structure | 0.5 | --> | 0.5 | 0.363 | 2.33 |  | --> | 0.475 | 0 | 0.004 | 0 | 0 | Constrained, otherwise capacity available =490 kW | --> | C13 ex DUNDALK | Dundalk [T41,T42] | DUNDALK |  | 53.9966 | -6.413
MV/LV Substation WI***058 |  | 10 kV | _ | LV | 630 kVA :Kiosk Substation | 0.63 | --> | 0.63 | 0.5 | 2.33 |  | --> | 0.598 | 0 | 0.054 | 0 | 0 | Constrained, otherwise capacity available =569 kW | --> | C19 ex DUNDALK | Dundalk [T41,T42] | DUNDALK |  | 53.9985 | -6.4259
MV/LV Substation MO***059 |  | 10 kV | _ | LV | 50 kVA :Pole Substation | 0.05 | --> | 0.05 | 0.028 | 2.33 |  | --> | 0.048 | 0 | 0 | 0 | 0 | Constrained, otherwise capacity available =50 kW | --> | C18 ex DUNDALK | Dundalk [T41,T42] | DUNDALK |  | 54.013 | -6.4283
MV/LV Substation MA***060 |  | 10 kV | _ | LV | 200 kVA :Kiosk Substation | 0.2 | --> | 0.2 | 0.111 | 2.33 |  | --> | 0.19 | 0 | 0.003 | 0 | 0 | Constrained, otherwise capacity available =200 kW | --> | C12 ex DUNDALK | Dundalk [T41,T42] | DUNDALK |  | 54.0114 | -6.4195
MV/LV Substation DO***060Z |  | 10 kV | _ | LV | 200 kVA :Kiosk Substation | 0.2 | --> | 0.2 | 0.18 | 0.72 |  | --> | 0.19 | 0 | 0.006 | 0 | 0 | Constrained, otherwise capacity available =188 kW | --> | C12 ex COES ROAD | Coes Road [T41,T42] | DUNDALK |  | 54.0083 | -6.3893
MV/LV Substation RE***061 |  | 20 kV | _ | LV | 100 kVA :Pole Substation | 0.1 | --> | 0.1 | 0.07 | 2.33 |  | --> | 0.095 | 0 | 0.011 | 0 | 0 | Constrained, otherwise capacity available =91 kW | --> | C18 ex DUNDALK | Dundalk [T41,T42] | DUNDALK |  | 54.0288 | -6.3935
MV/LV Substation AR***063 |  | 10 kV | _ | LV | 400 kVA :Kiosk Substation | 0.4 | --> | 0.4 | 0.318 | 2.33 |  | --> | 0.38 | 0 | 0.043 | 0 | 0 | Constrained, otherwise capacity available =359 kW | --> | C21 ex DUNDALK | Dundalk [T41,T42] | DUNDALK |  | 54.0029 | -6.4141
MV/LV Substation OR***064 |  | 10 kV | _ | LV | 400 kVA :Building Structure | 0.4 | --> | 0.4 | 0.294 | 2.33 |  | --> | 0.38 | 0 | 0.027 | 0 | 0 | Constrained, otherwise capacity available =374 kW | --> | C21 ex DUNDALK | Dundalk [T41,T42] | DUNDALK |  | 54.0053 | -6.4077
MV/LV Substation DU***066Y |  | 10 kV | _ | LV | 200 kVA :Kiosk Substation | 0.2 | --> | 0.2 | 0.179 | 5.69 |  | --> | 0.19 | 0 | 0 | 0 | 0 | Constrained, otherwise capacity available =193 kW | --> | C19 ex RAMPARTS | Ramparts [T41,T42] | DUNDALK |  | 54.0027 | -6.3935
MV/LV Substation FA***067 |  | 20 kV | _ | LV | 100 kVA :Pole Substation | 0.1 | --> | 0.1 | 0.022 | 2.33 |  | --> | 0.095 | 0 | 0.004 | 0 | 0 | Constrained, otherwise capacity available =102 kW | --> | C18 ex DUNDALK | Dundalk [T41,T42] | DUNDALK |  | 54.02 | -6.4251
MV/LV Substation BR***069Z |  | 10 kV | _ | LV | 400 kVA :Building Structure | 0.4 | --> | 0.4 | 0.388 | 2.33 |  | --> | 0.38 | 0 | 0 | 0 | 0 | Constrained, otherwise capacity available =382 kW | --> | C19 ex DUNDALK | Dundalk [T41,T42] | DUNDALK |  | 53.9936 | -6.4152
MV/LV Substation RA***070 |  | 10 kV | _ | LV | 630 kVA :Kiosk Substation | 0.63 | --> | 0.63 | 0.5 | 5.69 |  | --> | 0.598 | 0 | 0.015 | 0 | 0 | Constrained, otherwise capacity available =599 kW | --> | C18 ex RAMPARTS | Ramparts [T41,T42] | DUNDALK |  | 54.0032 | -6.3983
MV/LV Substation RI***071 |  | 10 kV | _ | LV | 630 kVA :Kiosk Substation | 0.63 | --> | 0.63 | 0.323 | 5.69 |  | --> | 0.598 | 0 | 0.01 | 0 | 0 | Constrained, otherwise capacity available =632 kW | --> | C14 ex RAMPARTS | Ramparts [T41,T42] | DUNDALK |  | 54.0026 | -6.4026
MV/LV Substation 01***071Z |  | 20 kV | _ | LV | 100 kVA :Pole Substation | 0.1 | --> | 0.1 | 0.086 | 2.33 |  | --> | 0.095 | 0 | 0 | 0 | 0 | Constrained, otherwise capacity available =97 kW | --> | C18 ex DUNDALK | Dundalk [T41,T42] | DUNDALK |  | 54.033 | -6.3902
MV/LV Substation CA***072Y |  | 10 kV | _ | LV | 630 kVA :Kiosk Substation | 0.63 | --> | 0.63 | 0.5 | 5.69 |  | --> | 0.598 | 0 | 0 | 0 | 0 | Constrained, otherwise capacity available =598 kW | --> | C20 ex RAMPARTS | Ramparts [T41,T42] | DUNDALK |  | 54.0074 | -6.4054
MV/LV Substation SE***073 |  | 10 kV | _ | LV | 400 kVA :Kiosk Substation | 0.4 | --> | 0.4 | 0.36 | 5.69 |  | --> | 0.38 | 0 | 0 | 0 | 0 | Constrained, otherwise capacity available =386 kW | --> | C23 ex RAMPARTS | Ramparts [T41,T42] | DUNDALK |  | 54.0051 | -6.398
MV/LV Substation SU***073Y |  | 10 kV | _ | LV | 630 kVA :Building Structure | 0.63 | --> | 0.63 | 0.5 | 5.69 |  | --> | 0.598 | 0 | 0 | 0 | 0 | Constrained, otherwise capacity available =598 kW | --> | C23 ex RAMPARTS | Ramparts [T41,T42] | DUNDALK |  | 54.0081 | -6.4049
MV/LV Substation TH***074 |  | 10 kV | _ | LV | 200 kVA :Pole Substation | 0.2 | --> | 0.2 | 0.165 | 0.72 |  | --> | 0.19 | 0 | 0.01 | 0 | 0 | Constrained, otherwise capacity available =187 kW | --> | C15 ex COES ROAD | Coes Road [T41,T42] | DUNDALK |  | 54.0045 | -6.3643
MV/LV Substation CA***074Y |  | 10 kV | _ | LV | 630 kVA :Kiosk Substation | 0.63 | --> | 0.63 | 0.5 | 5.69 |  | --> | 0.598 | 0 | 0 | 0 | 0 | Constrained, otherwise capacity available =616 kW | --> | C23 ex RAMPARTS | Ramparts [T41,T42] | DUNDALK |  | 54.0077 | -6.4029
MV/LV Substation LC***078Y |  | 10 kV | _ | LV | 200 kVA :Pole Substation | 0.2 | --> | 0.2 | 0.19 | 1.03 |  | --> | 0.19 | 0 | 0.01 | 0 | 0 | Constrained, otherwise capacity available =184 kW | --> | C18 ex LITTLE MILLS | Little Mills [T41] | DUNDALK |  | 53.9276 | -6.4127
MV/LV Substation HY***079 |  | 10 kV | _ | LV | 200 kVA :Kiosk Substation | 0.2 | --> | 0.2 | 0.139 | 0.72 |  | --> | 0.19 | 0 | 0 | 0 | 0 | Constrained, otherwise capacity available =198 kW | --> | C12 ex COES ROAD | Coes Road [T41,T42] | DUNDALK |  | 54.0039 | -6.3816
MV/LV Substation KI***079Y |  | 10 kV | _ | LV | 200 kVA :Kiosk Substation | 0.2 | --> | 0.2 | 0.126 | 0.72 |  | --> | 0.19 | 0 | 0.044 | 0 | 0 | Constrained, otherwise capacity available =167 kW | --> | C15 ex COES ROAD | Coes Road [T41,T42] | DUNDALK |  | 53.9908 | -6.3722
MV/LV Substation CR***080 |  | 10 kV | _ | LV | 100 kVA :Pole Substation | 0.1 | --> | 0.1 | 0.046 | 3.12 |  | --> | 0.095 | 0 | 0.011 | 0 | 0 | Constrained, otherwise capacity available =94 kW | --> | C20 ex MARSHES | Marshes [T41,T42] | DUNDALK |  | 53.971 | -6.3633
MV/LV Substation TH***080Y |  | 10 kV | _ | LV | 200 kVA :Kiosk Substation | 0.2 | --> | 0.2 | 0.147 | 3.12 |  | --> | 0.19 | 0 | 0.031 | 0 | 0 | Constrained, otherwise capacity available =174 kW | --> | C21 ex MARSHES | Marshes [T41,T42] | DUNDALK |  | 53.9613 | -6.3693
MV/LV Substation LI***081 |  | 10 kV | _ | LV | 100 kVA :Pole Substation | 0.1 | --> | 0.1 | 0.091 | 2.33 |  | --> | 0.095 | 0 | 0 | 0 | 0 | Constrained, otherwise capacity available =96 kW | --> | C19 ex DUNDALK | Dundalk [T41,T42] | DUNDALK |  | 54.0047 | -6.4236
MV/LV Substation HU***083 |  | 10 kV | _ | LV | 200 kVA :Pole Substation | 0.2 | --> | 0.2 | 0.129 | 1.03 |  | --> | 0.19 | 0 | 0.025 | 0 | 0 | Constrained, otherwise capacity available =181 kW | --> | C15 ex LITTLE MILLS | Little Mills [T41] | DUNDALK |  | 53.9939 | -6.4064
MV/LV Substation CL***085 |  | 10 kV | _ | LV | 630 kVA :Building Structure | 0.63 | --> | 0.63 | 0.496 | 5.69 |  | --> | 0.598 | 0 | 0.005 | 0 | 0 | Constrained, otherwise capacity available =613 kW | --> | C20 ex RAMPARTS | Ramparts [T41,T42] | DUNDALK |  | 54.0058 | -6.4032
MV/LV Substation BO***086 |  | 10 kV | _ | LV | 630 kVA :Kiosk Substation | 0.63 | --> | 0.63 | 0.493 | 2.33 |  | --> | 0.598 | 0 | 0.038 | 0 | 0 | Constrained, otherwise capacity available =589 kW | --> | C21 ex DUNDALK | Dundalk [T41,T42] | DUNDALK |  | 54.0047 | -6.4189
MV/LV Substation CO***088 |  | 10 kV | _ | LV | 630 kVA :Building Structure | 0.63 | --> | 0.63 | 0.422 | 2.33 |  | --> | 0.598 | 0 | 0.011 | 0 | 0 | Constrained, otherwise capacity available =618 kW | --> | C14 ex DUNDALK | Dundalk [T41,T42] | DUNDALK |  | 54.0093 | -6.4164
MV/LV Substation PE***090 |  | 10 kV | _ | LV | 200 kVA :Pole Substation | 0.2 | --> | 0.2 | 0.162 | 2.33 |  | --> | 0.19 | 0 | 0.005 | 0 | 0 | Constrained, otherwise capacity available =191 kW | --> | C21 ex DUNDALK | Dundalk [T41,T42] | DUNDALK |  | 54.0031 | -6.4105
MV/LV Substation TH***090Y |  | 10 kV | _ | LV | 100 kVA :Pole Substation | 0.1 | --> | 0.1 | 0.061 | 1.03 |  | --> | 0.095 | 0 | 0.026 | 0 | 0 | Constrained, otherwise capacity available =81 kW | --> | C18 ex LITTLE MILLS | Little Mills [T41] | DUNDALK |  | 53.9266 | -6.4056
MV/LV Substation CA***091 |  | 10 kV | _ | LV | 100 kVA :Pole Substation | 0.1 | --> | 0.1 | 0.016 | 2.33 |  | --> | 0.095 | 0 | 0.013 | 0 | 0 | Constrained, otherwise capacity available =96 kW | --> | C18 ex DUNDALK | Dundalk [T41,T42] | DUNDALK |  | 54.0156 | -6.4297
MV/LV Substation ST***092 |  | 10 kV | _ | LV | 200 kVA :Kiosk Substation | 0.2 | --> | 0.2 | 0.006 | 2.33 |  | --> | 0.19 | 0 | 0.013 | 0 | 0 | Constrained, otherwise capacity available =205 kW | --> | C12 ex DUNDALK | Dundalk [T41,T42] | DUNDALK |  | 54.0147 | -6.418
MV/LV Substation RA***095Y |  | 20 kV | _ | LV | 100 kVA :Pole Substation | 0.1 | --> | 0.1 | 0.085 | 4.25 |  | --> | 0.095 | 0 | 0 | 0 | 0 | Constrained, otherwise capacity available =97 kW | --> | E16 ex JENKINSTOWN | Jenkinstown [T421,T422] | DUNDALK |  | 54.0014 | -6.2634
MV/LV Substation ST***096 |  | 10 kV | _ | LV | 200 kVA :Kiosk Substation | 0.2 | --> | 0.2 | 0.12 | 0.72 |  | --> | 0.19 | 0 | 0.008 | 0 | 0 | Constrained, otherwise capacity available =195 kW | --> | C11 ex COES ROAD | Coes Road [T41,T42] | DUNDALK |  | 54.0049 | -6.372
MV/LV Substation OR***098 |  | 10 kV | _ | LV | 200 kVA :Pole Substation | 0.2 | --> | 0.2 | 0.2 | 2.33 |  | --> | 0.19 | 0 | 0 | 0 | 0 | Constrained, otherwise capacity available =190 kW | --> | C17 ex DUNDALK | Dundalk [T41,T42] | DUNDALK |  | 53.9996 | -6.4156
MV/LV Substation SE***098Y |  | 20 kV | _ | LV | 200 kVA :Pole Substation | 0.2 | --> | 0.2 | 0.065 | 3.47 |  | --> | 0.19 | 0 | 0.008 | 0 | 0 | Constrained, otherwise capacity available =202 kW | --> | E17 ex BUSH | Bush [T421,T422] | DUNDALK |  | 54.0337 | -6.1806
MV/LV Substation D/***102Y |  | 20 kV | _ | LV | 50 kVA :Pole Substation | 0.05 | --> | 0.05 | 0.04 | 4.25 |  | --> | 0.048 | 0 | 0.004 | 0 | 0 | Constrained, otherwise capacity available =46 kW | --> | E15 ex JENKINSTOWN | Jenkinstown [T421,T422] | DUNDALK |  | 54.0508 | -6.3444
MV/LV Substation IN***105Y |  | 10 kV | _ | LV | 200 kVA :Kiosk Substation | 0.2 | --> | 0.2 | 0.161 | 0.72 |  | --> | 0.19 | 0 | 0.006 | 0 | 0 | Constrained, otherwise capacity available =191 kW | --> | C11 ex COES ROAD | Coes Road [T41,T42] | DUNDALK |  | 54.0016 | -6.3745
MV/LV Substation BA***106Y |  | 20 kV | _ | LV | 100 kVA :Pole Substation | 0.1 | --> | 0.1 | 0.099 | 2.33 |  | --> | 0.095 | 0 | 0 | 0 | 0 | Constrained, otherwise capacity available =95 kW | --> | C26 ex DUNDALK | Dundalk [T41,T42] | DUNDALK |  | 54.0467 | -6.5289
MV/LV Substation GO***107 |  | 10 kV | _ | LV | 400 kVA :Building Structure | 0.4 | --> | 0.4 | 0.4 | 0.72 |  | --> | 0.38 | 0 | 0 | 0 | 0 | Constrained, otherwise capacity available =380 kW | --> | C12 ex COES ROAD | Coes Road [T41,T42] | DUNDALK |  | 54.0079 | -6.3821
MV/LV Substation CO***107Y |  | 10 kV | _ | LV | 630 kVA :Kiosk Substation | 0.63 | --> | 0.63 | 0.5 | 0.72 |  | --> | 0.598 | 0 | 0.011 | 0 | 0 | Constrained, otherwise capacity available =603 kW | --> | C12 ex COES ROAD | Coes Road [T41,T42] | DUNDALK |  | 54.0038 | -6.3873
MV/LV Substation HA***108 |  | 10 kV | _ | LV | 200 kVA :Pole Substation | 0.2 | --> | 0.2 | 0.167 | 5.69 |  | --> | 0.19 | 0 | 0.003 | 0 | 0 | Constrained, otherwise capacity available =192 kW | --> | C19 ex RAMPARTS | Ramparts [T41,T42] | DUNDALK |  | 54.014 | -6.3999
MV/LV Substation UN***109 |  | 10 kV | _ | LV | 630 kVA :Building Structure | 0.63 | --> | 0.63 | 0.5 | 0.72 |  | --> | 0.598 | 0 | 0 | 0 | 0 | Constrained, otherwise capacity available =602 kW | --> | C11 ex COES ROAD | Coes Road [T41,T42] | DUNDALK |  | 53.9999 | -6.3783
MV/LV Substation DA***110 |  | 10 kV | _ | LV | 200 kVA :Building Structure | 0.2 | --> | 0.2 | 0.152 | 3.12 |  | --> | 0.19 | 0 | 0 | 0 | 0 | Constrained, otherwise capacity available =196 kW | --> | C12 ex MARSHES | Marshes [T41,T42] | DUNDALK |  | 53.9853 | -6.392
MV/LV Substation AN***111 |  | 10 kV | _ | LV | 400 kVA :Building Structure | 0.4 | --> | 0.4 | 0.38 | 0.72 |  | --> | 0.38 | 0 | 0.075 | 0 | 0 | Constrained, otherwise capacity available =327 kW | --> | C15 ex COES ROAD | Coes Road [T41,T42] | DUNDALK |  | 53.9983 | -6.3816
MV/LV Substation CL***113Y |  | 10 kV | _ | LV | 100 kVA :Pole Substation | 0.1 | --> | 0.1 | 0.071 | 1.03 |  | --> | 0.095 | 0 | 0.01 | 0 | 0 | Constrained, otherwise capacity available =92 kW | --> | C18 ex LITTLE MILLS | Little Mills [T41] | DUNDALK |  | 53.9553 | -6.3815
MV/LV Substation BE***114 |  | 10 kV | _ | LV | 200 kVA :Pole Substation | 0.2 | --> | 0.2 | 0.143 | 2.33 |  | --> | 0.19 | 0 | 0.008 | 0 | 0 | Constrained, otherwise capacity available =192 kW | --> | C14 ex DUNDALK | Dundalk [T41,T42] | DUNDALK |  | 54.0065 | -6.4208
MV/LV Substation LI***114X |  | 20 kV | _ | LV | 50 kVA :Pole Substation | 0.05 | --> | 0.05 | 0.04 | 19.76 |  | --> | 0.048 | 0 | 0 | 0.049 | 0 |  | --> | E19 ex MULLAGHARLIN | Mullagharlin [T121,T122] | MULLAGHARLIN |  | 53.9791 | -6.5216
MV/LV Substation MA***115 |  | 10 kV | _ | LV | 200 kVA :Kiosk Substation | 0.2 | --> | 0.2 | 0.149 | 2.33 |  | --> | 0.19 | 0 | 0.004 | 0 | 0 | Constrained, otherwise capacity available =194 kW | --> | C12 ex DUNDALK | Dundalk [T41,T42] | DUNDALK |  | 54.0092 | -6.4202
MV/LV Substation CH***115Y |  | 10 kV | _ | LV | 630 kVA :Building Structure | 0.63 | --> | 0.63 | 0.394 | 5.69 |  | --> | 0.598 | 0 | 0.001 | 0 | 0 | Constrained, otherwise capacity available =629 kW | --> | C23 ex RAMPARTS | Ramparts [T41,T42] | DUNDALK |  | 54.0085 | -6.4031
MV/LV Substation MO***116Y |  | 10 kV | _ | LV | 400 kVA :Kiosk Substation | 0.4 | --> | 0.4 | 0.309 | 3.12 |  | --> | 0.38 | 0 | 0.04 | 0 | 0 | Constrained, otherwise capacity available =363 kW | --> | C12 ex MARSHES | Marshes [T41,T42] | DUNDALK |  | 53.9932 | -6.3845
MV/LV Substation SE***117 |  | 10 kV | _ | LV | 200 kVA :Pole Substation | 0.2 | --> | 0.2 | 0.138 | 3.12 |  | --> | 0.19 | 0 | 0.027 | 0 | 0 | Constrained, otherwise capacity available =178 kW | --> | C12 ex MARSHES | Marshes [T41,T42] | DUNDALK |  | 53.9937 | -6.3886
MV/LV Substation MA***118 |  | 10 kV | _ | LV | 400 kVA :Kiosk Substation | 0.4 | --> | 0.4 | 0.346 | 3.12 |  | --> | 0.38 | 0 | 0.036 | 0 | 0 | Constrained, otherwise capacity available =361 kW | --> | C20 ex MARSHES | Marshes [T41,T42] | DUNDALK |  | 53.9654 | -6.3668
MV/LV Substation DA***118Y |  | 20 kV | _ | LV | 100 kVA :Pole Substation | 0.1 | --> | 0.1 | 0.099 | 4.25 |  | --> | 0.095 | 0 | 0 | 0 | 0 | Constrained, otherwise capacity available =95 kW | --> | E15 ex JENKINSTOWN | Jenkinstown [T421,T422] | DUNDALK |  | 54.0436 | -6.364
MV/LV Substation BA***119 |  | 10 kV | _ | LV | 200 kVA :Pole Substation | 0.2 | --> | 0.2 | 0.114 | 0.72 |  | --> | 0.19 | 0 | 0.03 | 0 | 0 | Constrained, otherwise capacity available =179 kW | --> | C15 ex COES ROAD | Coes Road [T41,T42] | DUNDALK |  | 53.9947 | -6.376
MV/LV Substation NE***120 |  | 10 kV | _ | LV | 1000 kVA :Building Structure | 1 | --> | 1 | 0.5 | 2.33 |  | --> | 0.95 | 0 | 0 | 0 | 0 | Constrained, otherwise capacity available =1010 kW | --> | C21 ex DUNDALK | Dundalk [T41,T42] | DUNDALK |  | 54.0031 | -6.4016
MV/LV Substation FA***121 |  | 10 kV | _ | LV | 200 kVA :Pole Substation | 0.2 | --> | 0.2 | 0.16 | 2.33 |  | --> | 0.19 | 0 | 0.016 | 0 | 0 | Constrained, otherwise capacity available =184 kW | --> | C18 ex DUNDALK | Dundalk [T41,T42] | DUNDALK |  | 54.009 | -6.4225
MV/LV Substation RA***123X |  | 20 kV | _ | LV | 50 kVA :Pole Substation | 0.05 | --> | 0.05 | 0.048 | 2.33 |  | --> | 0.048 | 0 | 0 | 0 | 0 | Constrained, otherwise capacity available =48 kW | --> | C26 ex DUNDALK | Dundalk [T41,T42] | DUNDALK |  | 54.013 | -6.467
MV/LV Substation BA***125X |  | 20 kV | _ | LV | 50 kVA :Pole Substation | 0.05 | --> | 0.05 | 0.048 | 3.47 |  | --> | 0.048 | 0 | 0 | 0 | 0 | Constrained, otherwise capacity available =48 kW | --> | E16 ex BUSH | Bush [T421,T422] | DUNDALK |  | 54.0052 | -6.135
MV/LV Substation DE***128X |  | 10 kV | _ | LV | 630 kVA :Kiosk Substation | 0.63 | --> | 0.63 | 0.425 | 5.69 |  | --> | 0.598 | 0 | 0.025 | 0 | 0 | Constrained, otherwise capacity available =607 kW | --> | C21 ex RAMPARTS | Ramparts [T41,T42] | DUNDALK |  | 54.0048 | -6.3995
MV/LV Substation WA***129Y |  | 10 kV | _ | LV | 400 kVA :Kiosk Substation | 0.4 | --> | 0.4 | 0.296 | 5.69 |  | --> | 0.38 | 0 | 0.017 | 0 | 0 | Constrained, otherwise capacity available =381 kW | --> | C11 ex RAMPARTS | Ramparts [T41,T42] | DUNDALK |  | 53.9926 | -6.398
MV/LV Substation I.***130Y |  | 10 kV | _ | LV | 400 kVA :Building Structure | 0.4 | --> | 0.4 | 0.295 | 3.12 |  | --> | 0.38 | 0 | 0 | 0 | 0 | Constrained, otherwise capacity available =394 kW | --> | C15 ex MARSHES | Marshes [T41,T42] | DUNDALK |  | 53.9796 | -6.3862
MV/LV Substation GM***131X |  | 10 kV | _ | LV | 200 kVA :Pole Substation | 0.2 | --> | 0.2 | 0.102 | 0.72 |  | --> | 0.19 | 0 | 0 | 0 | 0 | Constrained, otherwise capacity available =203 kW | --> | C11 ex COES ROAD | Coes Road [T41,T42] | DUNDALK |  | 54.0035 | -6.3742
MV/LV Substation SP***132X |  | 10 kV | _ | LV | 400 kVA :Kiosk Substation | 0.4 | --> | 0.4 | 0.346 | 0.72 |  | --> | 0.38 | 0 | 0.025 | 0 | 0 | Constrained, otherwise capacity available =369 kW | --> | C16 ex COES ROAD | Coes Road [T41,T42] | DUNDALK |  | 54.0015 | -6.3847
MV/LV Substation SO***133 |  | 10 kV | _ | LV | 200 kVA :Building Structure | 0.2 | --> | 0.2 | 0.176 | 0.72 |  | --> | 0.19 | 0 | 0 | 0 | 0 | Constrained, otherwise capacity available =193 kW | --> | C11 ex COES ROAD | Coes Road [T41,T42] | DUNDALK |  | 54.0015 | -6.3792
MV/LV Substation OX***133X |  | 10 kV | _ | LV | 630 kVA :Building Structure | 0.63 | --> | 0.63 | 0.5 | 3.12 |  | --> | 0.598 | 0 | 0.15 | 0 | 0 | Constrained, otherwise capacity available =502 kW | --> | C20 ex MARSHES | Marshes [T41,T42] | DUNDALK |  | 53.9789 | -6.3755
MV/LV Substation QU***135X |  | 10 kV | _ | LV | 1000 kVA :Building Structure | 1 | --> | 1 | 0.5 | 3.12 |  | --> | 0.95 | 0 | 0 | 0 | 0 | Constrained, otherwise capacity available =960 kW | --> | C15 ex MARSHES | Marshes [T41,T42] | DUNDALK |  | 53.979 | -6.3784
MV/LV Substation TH***135Y |  | 10 kV | _ | LV | 200 kVA :Kiosk Substation | 0.2 | --> | 0.2 | 0.032 | 3.12 |  | --> | 0.19 | 0 | 0.078 | 0 | 0 | Constrained, otherwise capacity available =154 kW | --> | C21 ex MARSHES | Marshes [T41,T42] | DUNDALK |  | 53.9601 | -6.3683
MV/LV Substation BL***137X |  | 10 kV | _ | LV | 400 kVA :Kiosk Substation | 0.4 | --> | 0.4 | 0.372 | 3.12 |  | --> | 0.38 | 0 | 0.005 | 0 | 0 | Constrained, otherwise capacity available =380 kW | --> | C20 ex MARSHES | Marshes [T41,T42] | DUNDALK |  | 53.9731 | -6.3636
MV/LV Substation CA***140Y |  | 20 kV | _ | LV | 50 kVA :Pole Substation | 0.05 | --> | 0.05 | 0.038 | 2.33 |  | --> | 0.048 | 0 | 0 | 0 | 0 | Constrained, otherwise capacity available =49 kW | --> | C26 ex DUNDALK | Dundalk [T41,T42] | DUNDALK |  | 54.0074 | -6.5145
MV/LV Substation MI***142X |  | 20 kV | _ | LV | 100 kVA :Pole Substation | 0.1 | --> | 0.1 | 0.074 | 2.33 |  | --> | 0.095 | 0 | 0.005 | 0 | 0 | Constrained, otherwise capacity available =95 kW | --> | C18 ex DUNDALK | Dundalk [T41,T42] | DUNDALK |  | 54.0197 | -6.4314
MV/LV Substation EC***145 |  | 10 kV | _ | LV | 400 kVA :Kiosk Substation | 0.4 | --> | 0.4 | 0.376 | 2.33 |  | --> | 0.38 | 0 | 0 | 0 | 0 | Constrained, otherwise capacity available =383 kW | --> | C21 ex DUNDALK | Dundalk [T41,T42] | DUNDALK |  | 54.0049 | -6.413
MV/LV Substation EM***148X |  | 20 kV | _ | LV | 100 kVA :Pole Substation | 0.1 | --> | 0.1 | 0.097 | 2.33 |  | --> | 0.095 | 0 | 0 | 0 | 0 | Constrained, otherwise capacity available =95 kW | --> | C26 ex DUNDALK | Dundalk [T41,T42] | DUNDALK |  | 54.0091 | -6.4668
MV/LV Substation NE***153 |  | 10 kV | _ | LV | 630 kVA :Building Structure | 0.63 | --> | 0.63 | 0.5 | 0.72 |  | --> | 0.598 | 0 | 0.035 | 0 | 0 | Constrained, otherwise capacity available =582 kW | --> | C12 ex COES ROAD | Coes Road [T41,T42] | DUNDALK |  | 54.0026 | -6.3798
MV/LV Substation GL***154 |  | 10 kV | _ | LV | 630 kVA :Kiosk Substation | 0.63 | --> | 0.63 | 0.5 | 3.12 |  | --> | 0.598 | 0 | 0.028 | 0 | 0 | Constrained, otherwise capacity available =590 kW | --> | C12 ex MARSHES | Marshes [T41,T42] | DUNDALK |  | 53.9893 | -6.3947
MV/LV Substation GL***155 |  | 10 kV | _ | LV | 400 kVA :Kiosk Substation | 0.4 | --> | 0.4 | 0.347 | 5.69 |  | --> | 0.38 | 0 | 0.014 | 0 | 0 | Constrained, otherwise capacity available =377 kW | --> | C11 ex RAMPARTS | Ramparts [T41,T42] | DUNDALK |  | 53.9904 | -6.3956
MV/LV Substation LI***155X |  | 20 kV | _ | LV | 50 kVA :Pole Substation | 0.05 | --> | 0.05 | 0.045 | 2.33 |  | --> | 0.048 | 0 | 0.004 | 0 | 0 | Constrained, otherwise capacity available =45 kW | --> | C26 ex DUNDALK | Dundalk [T41,T42] | DUNDALK |  | 54.0078 | -6.4304
MV/LV Substation GR***158 |  | 10 kV | _ | LV | 400 kVA :Kiosk Substation | 0.4 | --> | 0.4 | 0.321 | 5.69 |  | --> | 0.38 | 0 | 0.033 | 0 | 0 | Constrained, otherwise capacity available =366 kW | --> | C11 ex RAMPARTS | Ramparts [T41,T42] | DUNDALK |  | 53.9968 | -6.3964
MV/LV Substation LO***158X |  | 10 kV | _ | LV | 630 kVA :Building Structure | 0.63 | --> | 0.63 | 0.5 | 5.69 |  | --> | 0.598 | 0 | 0 | 0 | 0 | Constrained, otherwise capacity available =608 kW | --> | C20 ex RAMPARTS | Ramparts [T41,T42] | DUNDALK |  | 54.0066 | -6.4055
MV/LV Substation AN***159 |  | 10 kV | _ | LV | 400 kVA :Kiosk Substation | 0.4 | --> | 0.4 | 0 | 0.72 |  | --> | 0.38 | 0 | 0.044 | 0 | 0 | Constrained, otherwise capacity available =398 kW | --> | C16 ex COES ROAD | Coes Road [T41,T42] | DUNDALK |  | 53.9984 | -6.3842
MV/LV Substation LO***159X |  | 10 kV | _ | LV | 630 kVA :Building Structure | 0.63 | --> | 0.63 | 0.5 | 5.69 |  | --> | 0.598 | 0 | 0 | 0 | 0 | Constrained, otherwise capacity available =612 kW | --> | C20 ex RAMPARTS | Ramparts [T41,T42] | DUNDALK |  | 54.0066 | -6.4054
MV/LV Substation MA***160X |  | 20 kV | _ | LV | 400 kVA :Kiosk Substation | 0.4 | --> | 0.4 | 0.051 | 3.47 |  | --> | 0.38 | 0 | 0.02 | 0 | 0 | Constrained, otherwise capacity available =410 kW | --> | E17 ex BUSH | Bush [T421,T422] | DUNDALK |  | 54.0404 | -6.1878
MV/LV Substation MU***161 |  | 20 kV | _ | LV | 100 kVA :Pole Substation | 0.1 | --> | 0.1 | 0.077 | 4.25 |  | --> | 0.095 | 0 | 0.008 | 0 | 0 | Constrained, otherwise capacity available =92 kW | --> | E18 ex JENKINSTOWN | Jenkinstown [T421,T422] | DUNDALK |  | 54.0789 | -6.2496
MV/LV Substation FR***161X |  | 10 kV | _ | LV | 630 kVA :Building Structure | 0.63 | --> | 0.63 | 0.5 | 2.33 |  | --> | 0.598 | 0 | 0 | 0 | 0 | Constrained, otherwise capacity available =600 kW | --> | C13 ex DUNDALK | Dundalk [T41,T42] | DUNDALK |  | 53.9965 | -6.4144
MV/LV Substation LA***161Y |  | 20 kV | _ | LV | 100 kVA :Pole Substation | 0.1 | --> | 0.1 | 0.094 | 19.76 |  | --> | 0.095 | 0 | 0 | 0.096 | 0 |  | --> | E19 ex MULLAGHARLIN | Mullagharlin [T121,T122] | MULLAGHARLIN |  | 53.9649 | -6.4605
MV/LV Substation AS***162 |  | 10 kV | _ | LV | 630 kVA :Kiosk Substation | 0.63 | --> | 0.63 | 0.5 | 2.33 |  | --> | 0.598 | 0 | 0.009 | 0 | 0 | Constrained, otherwise capacity available =608 kW | --> | C12 ex DUNDALK | Dundalk [T41,T42] | DUNDALK |  | 54.012 | -6.4159
MV/LV Substation AS***162X |  | 10 kV | _ | LV | 400 kVA :Kiosk Substation | 0.4 | --> | 0.4 | 0.311 | 5.69 |  | --> | 0.38 | 0 | 0.038 | 0 | 0 | Constrained, otherwise capacity available =364 kW | --> | C11 ex RAMPARTS | Ramparts [T41,T42] | DUNDALK |  | 53.9946 | -6.3966
MV/LV Substation MT***163 |  | 20 kV | _ | LV | 50 kVA :Pole Substation | 0.05 | --> | 0.05 | 0.035 | 4.25 |  | --> | 0.048 | 0 | 0.004 | 0 | 0 | Constrained, otherwise capacity available =47 kW | --> | E15 ex JENKINSTOWN | Jenkinstown [T421,T422] | DUNDALK |  | 54.034 | -6.3743
MV/LV Substation WI***163X |  | 10 kV | _ | LV | 200 kVA :Kiosk Substation | 0.2 | --> | 0.2 | 0.154 | 2.33 |  | --> | 0.19 | 0 | 0.061 | 0 | 0 | Constrained, otherwise capacity available =151 kW | --> | C13 ex DUNDALK | Dundalk [T41,T42] | DUNDALK |  | 53.9978 | -6.4222
MV/LV Substation MA***164X |  | 10 kV | _ | LV | 400 kVA :Kiosk Substation | 0.4 | --> | 0.4 | 0.286 | 0.72 |  | --> | 0.38 | 0 | 0.027 | 0 | 0 | Constrained, otherwise capacity available =375 kW | --> | C11 ex COES ROAD | Coes Road [T41,T42] | DUNDALK |  | 54.0033 | -6.3729
MV/LV Substation CO***166 |  | 10 kV | _ | LV | 630 kVA :Building Structure | 0.63 | --> | 0.63 | 0.5 | 0.72 |  | --> | 0.598 | 0 | 0 | 0 | 0 | Constrained, otherwise capacity available =599 kW | --> | C11 ex COES ROAD | Coes Road [T41,T42] | DUNDALK |  | 53.9997 | -6.381
MV/LV Substation PA***166X |  | 10 kV | _ | LV | 630 kVA :Kiosk Substation | 0.63 | --> | 0.63 | 0.473 | 5.69 |  | --> | 0.598 | 0 | 0 | 0 | 0 | Constrained, otherwise capacity available =620 kW | --> | C14 ex RAMPARTS | Ramparts [T41,T42] | DUNDALK |  | 54.0017 | -6.4034
MV/LV Substation V ***166Y |  | 10 kV | _ | LV | 200 kVA :Pole Substation | 0.2 | --> | 0.2 | 0.195 | 5.69 |  | --> | 0.19 | 0 | 0 | 0 | 0 | Constrained, otherwise capacity available =191 kW | --> | C19 ex RAMPARTS | Ramparts [T41,T42] | DUNDALK |  | 54.0154 | -6.3988
MV/LV Substation DE***167X |  | 10 kV | _ | LV | 630 kVA :Kiosk Substation | 0.63 | --> | 0.63 | 0.373 | 2.33 |  | --> | 0.598 | 0 | 0.02 | 0 | 0 | Constrained, otherwise capacity available =618 kW | --> | C14 ex DUNDALK | Dundalk [T41,T42] | DUNDALK |  | 54.0111 | -6.4045
MV/LV Substation SH***168X |  | 10 kV | _ | LV | 400 kVA :Building Structure | 0.4 | --> | 0.4 | 0.398 | 5.69 |  | --> | 0.38 | 0 | 0 | 0 | 0 | Constrained, otherwise capacity available =380 kW | --> | C18 ex RAMPARTS | Ramparts [T41,T42] | DUNDALK |  | 54.0027 | -6.3984
MV/LV Substation HA***169 |  | 10 kV | _ | LV | 200 kVA :Kiosk Substation | 0.2 | --> | 0.2 | 0.087 | 0.72 |  | --> | 0.19 | 0 | 0.05 | 0 | 0 | Constrained, otherwise capacity available =168 kW | --> | C15 ex COES ROAD | Coes Road [T41,T42] | DUNDALK |  | 53.996 | -6.3771
MV/LV Substation MU***171 |  | 10 kV | _ | LV | 630 kVA :Kiosk Substation | 0.63 | --> | 0.63 | 0.5 | 3.12 |  | --> | 0.598 | 0 | 0 | 0 | 0 | Constrained, otherwise capacity available =607 kW | --> | C11 ex MARSHES | Marshes [T41,T42] | DUNDALK |  | 53.9919 | -6.3805
MV/LV Substation TH***171X |  | 10 kV | _ | LV | 200 kVA :Kiosk Substation | 0.2 | --> | 0.2 | 0.145 | 3.12 |  | --> | 0.19 | 0 | 0.031 | 0 | 0 | Constrained, otherwise capacity available =174 kW | --> | C20 ex MARSHES | Marshes [T41,T42] | DUNDALK |  | 53.9679 | -6.3696
MV/LV Substation MU***172 |  | 10 kV | _ | LV | 630 kVA :Building Structure | 0.63 | --> | 0.63 | 0.376 | 0.72 |  | --> | 0.598 | 0 | 0.007 | 0 | 0 | Constrained, otherwise capacity available =608 kW | --> | C15 ex COES ROAD | Coes Road [T41,T42] | DUNDALK |  | 53.9931 | -6.3805
MV/LV Substation GE***172X |  | 10 kV | _ | LV | 200 kVA :Pole Substation | 0.2 | --> | 0.2 | 0.189 | 3.12 |  | --> | 0.19 | 0 | 0.025 | 0 | 0 | Constrained, otherwise capacity available =173 kW | --> | C21 ex MARSHES | Marshes [T41,T42] | DUNDALK |  | 53.9646 | -6.4031
MV/LV Substation SI***173Y |  | 10 kV | _ | LV | 400 kVA :Building Structure | 0.4 | --> | 0.4 | 0 | 3.12 |  | --> | 0.38 | 0 | 0 | 0 | 0 | Constrained, otherwise capacity available =397 kW | --> | C15 ex MARSHES | Marshes [T41,T42] | DUNDALK |  | 53.9795 | -6.3848
MV/LV Substation MU***179 |  | 10 kV | _ | LV | 630 kVA :Kiosk Substation | 0.63 | --> | 0.63 | 0.5 | 3.12 |  | --> | 0.598 | 0 | 0.018 | 0 | 0 | Constrained, otherwise capacity available =592 kW | --> | C11 ex MARSHES | Marshes [T41,T42] | DUNDALK |  | 53.9918 | -6.383
MV/LV Substation MI***180X |  | 20 kV | _ | LV | 100 kVA :Pole Substation | 0.1 | --> | 0.1 | 0.098 | 19.76 |  | --> | 0.095 | 0 | 0 | 0.095 | 0 |  | --> | E19 ex MULLAGHARLIN | Mullagharlin [T121,T122] | MULLAGHARLIN |  | 53.9658 | -6.476
MV/LV Substation BE***182 |  | 10 kV | _ | LV | 100 kVA :Pole Substation | 0.1 | --> | 0.1 | 0.063 | 3.12 |  | --> | 0.095 | 0 | 0.027 | 0 | 0 | Constrained, otherwise capacity available =80 kW | --> | C21 ex MARSHES | Marshes [T41,T42] | DUNDALK |  | 53.9622 | -6.3693
MV/LV Substation DA***182X |  | 10 kV | _ | LV | 100 kVA :Pole Substation | 0.1 | --> | 0.1 | 0.1 | 1.03 |  | --> | 0.095 | 0 | 0.05 | 0 | 0 | Constrained, otherwise capacity available =58 kW | --> | C18 ex LITTLE MILLS | Little Mills [T41] | DUNDALK |  | 53.9285 | -6.4646
MV/LV Substation VI***186X |  | 10 kV | _ | LV | 630 kVA :Kiosk Substation | 0.63 | --> | 0.63 | 0.331 | 5.69 |  | --> | 0.598 | 0 | 0.049 | 0 | 0 | Constrained, otherwise capacity available =602 kW | --> | C14 ex RAMPARTS | Ramparts [T41,T42] | DUNDALK |  | 53.9992 | -6.4076
MV/LV Substation ED***187X |  | 20 kV | _ | LV | 50 kVA :Pole Substation | 0.05 | --> | 0.05 | 0.049 | 2.33 |  | --> | 0.048 | 0 | 0 | 0 | 0 | Constrained, otherwise capacity available =48 kW | --> | C26 ex DUNDALK | Dundalk [T41,T42] | DUNDALK |  | 54.0015 | -6.5912
MV/LV Substation GR***188 |  | 10 kV | _ | LV | 400 kVA :Kiosk Substation | 0.4 | --> | 0.4 | 0.251 | 3.12 |  | --> | 0.38 | 0 | 0.003 | 0 | 0 | Constrained, otherwise capacity available =398 kW | --> | C11 ex MARSHES | Marshes [T41,T42] | DUNDALK |  | 53.99 | -6.3803
MV/LV Substation CY***191 |  | 10 kV | _ | LV | 400 kVA :Kiosk Substation | 0.4 | --> | 0.4 | 0.135 | 0.72 |  | --> | 0.38 | 0 | 0.078 | 0 | 0 | Constrained, otherwise capacity available =357 kW | --> | C15 ex COES ROAD | Coes Road [T41,T42] | DUNDALK |  | 53.9971 | -6.3748
MV/LV Substation DR***192 |  | 10 kV | _ | LV | 50 kVA :Pole Substation | 0.05 | --> | 0.05 | 0.037 | 1.03 |  | --> | 0.048 | 0 | 0 | 0 | 0 | Constrained, otherwise capacity available =49 kW | --> | C18 ex LITTLE MILLS | Little Mills [T41] | DUNDALK |  | 53.9185 | -6.4013
MV/LV Substation CO***196 |  | 20 kV | _ | LV | 50 kVA :Pole Substation | 0.05 | --> | 0.05 | 0.027 | 19.76 |  | --> | 0.048 | 0 | 0 | 0.05 | 0 |  | --> | E19 ex MULLAGHARLIN | Mullagharlin [T121,T122] | MULLAGHARLIN |  | 53.9419 | -6.4887
MV/LV Substation AR***198X |  | 10 kV | _ | LV | 200 kVA :Pole Substation | 0.2 | --> | 0.2 | 0.2 | 3.12 |  | --> | 0.19 | 0 | 0 | 0 | 0 | Constrained, otherwise capacity available =190 kW | --> | C21 ex MARSHES | Marshes [T41,T42] | DUNDALK |  | 53.9602 | -6.3819
MV/LV Substation TH***200X |  | 10 kV | _ | LV | 400 kVA :Kiosk Substation | 0.4 | --> | 0.4 | 0.295 | 3.12 |  | --> | 0.38 | 0 | 0.09 | 0 | 0 | Constrained, otherwise capacity available =327 kW | --> | C20 ex MARSHES | Marshes [T41,T42] | DUNDALK |  | 53.9688 | -6.3649
MV/LV Substation TY***201 |  | 10 kV | _ | LV | 200 kVA :Pole Substation | 0.2 | --> | 0.2 | 0.13 | 0.72 |  | --> | 0.19 | 0 | 0 | 0 | 0 | Constrained, otherwise capacity available =199 kW | --> | C15 ex COES ROAD | Coes Road [T41,T42] | DUNDALK |  | 53.9971 | -6.3788
MV/LV Substation BO***204 |  | 10 kV | _ | LV | 630 kVA :Building Structure | 0.63 | --> | 0.63 | 0.5 | 2.33 |  | --> | 0.598 | 0 | 0 | 0 | 0 | Constrained, otherwise capacity available =603 kW | --> | C14 ex DUNDALK | Dundalk [T41,T42] | DUNDALK |  | 54.0137 | -6.4097
MV/LV Substation HY***204X |  | 10 kV | _ | LV | 200 kVA :Kiosk Substation | 0.2 | --> | 0.2 | 0.146 | 0.72 |  | --> | 0.19 | 0 | 0.005 | 0 | 0 | Constrained, otherwise capacity available =194 kW | --> | C12 ex COES ROAD | Coes Road [T41,T42] | DUNDALK |  | 54.0042 | -6.3838
MV/LV Substation FI***205 |  | 10 kV | _ | LV | 400 kVA :Kiosk Substation | 0.4 | --> | 0.4 | 0.319 | 5.69 |  | --> | 0.38 | 0 | 0.038 | 0 | 0 | Constrained, otherwise capacity available =363 kW | --> | C19 ex RAMPARTS | Ramparts [T41,T42] | DUNDALK |  | 54.0022 | -6.3926
MV/LV Substation TA***205Y |  | 20 kV | _ | LV | 50 kVA :Pole Substation | 0.05 | --> | 0.05 | 0.042 | 2.33 |  | --> | 0.048 | 0 | 0.025 | 0 | 0 | Constrained, otherwise capacity available =30 kW | --> | C26 ex DUNDALK | Dundalk [T41,T42] | DUNDALK |  | 54.0417 | -6.5372
MV/LV Substation SE***206Y |  | 10 kV | _ | LV | 630 kVA :Kiosk Substation | 0.63 | --> | 0.63 | 0.5 | 3.12 |  | --> | 0.598 | 0 | 0 | 0 | 0 | Constrained, otherwise capacity available =605 kW | --> | C15 ex MARSHES | Marshes [T41,T42] | DUNDALK |  | 53.979 | -6.3769
MV/LV Substation BL***207Y |  | 10 kV | _ | LV | 400 kVA :Kiosk Substation | 0.4 | --> | 0.4 | 0.277 | 3.12 |  | --> | 0.38 | 0 | 0.076 | 0 | 0 | Constrained, otherwise capacity available =340 kW | --> | C20 ex MARSHES | Marshes [T41,T42] | DUNDALK |  | 53.9745 | -6.3647
MV/LV Substation SA***208 |  | 10 kV | _ | LV | 200 kVA :Kiosk Substation | 0.2 | --> | 0.2 | 0.101 | 3.12 |  | --> | 0.19 | 0 | 0.053 | 0 | 0 | Constrained, otherwise capacity available =164 kW | --> | C21 ex MARSHES | Marshes [T41,T42] | DUNDALK |  | 53.9661 | -6.3718
MV/LV Substation AS***209 |  | 10 kV | _ | LV | 630 kVA :Kiosk Substation | 0.63 | --> | 0.63 | 0.5 | 5.69 |  | --> | 0.598 | 0 | 0.015 | 0 | 0 | Constrained, otherwise capacity available =597 kW | --> | C11 ex RAMPARTS | Ramparts [T41,T42] | DUNDALK |  | 53.9937 | -6.3992
MV/LV Substation CA***209Y |  | 10 kV | _ | LV | 400 kVA :Building Structure | 0.4 | --> | 0.4 | 0.36 | 5.69 |  | --> | 0.38 | 0 | 0.01 | 0 | 0 | Constrained, otherwise capacity available =378 kW | --> | C23 ex RAMPARTS | Ramparts [T41,T42] | DUNDALK |  | 54.0076 | -6.4035
MV/LV Substation GL***211 |  | 10 kV | _ | LV | 400 kVA :Kiosk Substation | 0.4 | --> | 0.4 | 0.329 | 3.12 |  | --> | 0.38 | 0 | 0.013 | 0 | 0 | Constrained, otherwise capacity available =380 kW | --> | C11 ex MARSHES | Marshes [T41,T42] | DUNDALK |  | 53.9883 | -6.3809
MV/LV Substation CA***211Y |  | 20 kV | _ | LV | 200 kVA :Pole Substation | 0.2 | --> | 0.2 | 0.137 | 3.47 |  | --> | 0.19 | 0 | 0.011 | 0 | 0 | Constrained, otherwise capacity available =190 kW | --> | E17 ex BUSH | Bush [T421,T422] | DUNDALK |  | 54.0439 | -6.1893
MV/LV Substation BE***212X |  | 20 kV | _ | LV | 50 kVA :Pole Substation | 0.05 | --> | 0.05 | 0.041 | 4.25 |  | --> | 0.048 | 0 | 0.006 | 0 | 0 | Constrained, otherwise capacity available =44 kW | --> | E18 ex JENKINSTOWN | Jenkinstown [T421,T422] | DUNDALK |  | 54.0187 | -6.3018
MV/LV Substation BR***212Y |  | 10 kV | _ | LV | 200 kVA :Kiosk Substation | 0.2 | --> | 0.2 | 0.127 | 0.72 |  | --> | 0.19 | 0 | 0.08 | 0 | 0 | Constrained, otherwise capacity available =140 kW | --> | C15 ex COES ROAD | Coes Road [T41,T42] | DUNDALK |  | 54.0002 | -6.3714
MV/LV Substation DO***213 |  | 20 kV | _ | LV | 100 kVA :Pole Substation | 0.1 | --> | 0.1 | 0.077 | 2.33 |  | --> | 0.095 | 0 | 0.016 | 0 | 0 | Constrained, otherwise capacity available =86 kW | --> | C18 ex DUNDALK | Dundalk [T41,T42] | DUNDALK |  | 54.0233 | -6.3993
MV/LV Substation RO***214X |  | 20 kV | _ | LV | 200 kVA :Pole Substation | 0.2 | --> | 0.2 | 0.173 | 4.25 |  | --> | 0.19 | 0 | 0 | 0 | 0 | Constrained, otherwise capacity available =194 kW | --> | E16 ex JENKINSTOWN | Jenkinstown [T421,T422] | DUNDALK |  | 54.0086 | -6.2931
MV/LV Substation CL***215 |  | 10 kV | _ | LV | 400 kVA :Kiosk Substation | 0.4 | --> | 0.4 | 0.378 | 0.72 |  | --> | 0.38 | 0 | 0 | 0 | 0 | Constrained, otherwise capacity available =383 kW | --> | C12 ex COES ROAD | Coes Road [T41,T42] | DUNDALK |  | 54.0042 | -6.3766
MV/LV Substation BE***215Y |  | 20 kV | _ | LV | 100 kVA :Pole Substation | 0.1 | --> | 0.1 | 0.07 | 4.25 |  | --> | 0.095 | 0 | 0 | 0 | 0 | Constrained, otherwise capacity available =99 kW | --> | E12 ex JENKINSTOWN | Jenkinstown [T421,T422] | DUNDALK |  | 54.012 | -6.3464
MV/LV Substation RO***217 |  | 10 kV | _ | LV | 200 kVA :Kiosk Substation | 0.2 | --> | 0.2 | 0.146 | 0.72 |  | --> | 0.19 | 0 | 0.023 | 0 | 0 | Constrained, otherwise capacity available =180 kW | --> | C15 ex COES ROAD | Coes Road [T41,T42] | DUNDALK |  | 53.9983 | -6.3706
MV/LV Substation CA***218 |  | 20 kV | _ | LV | 100 kVA :Pole Substation | 0.1 | --> | 0.1 | 0.066 | 2.33 |  | --> | 0.095 | 0 | 0.005 | 0 | 0 | Constrained, otherwise capacity available =96 kW | --> | C18 ex DUNDALK | Dundalk [T41,T42] | DUNDALK |  | 54.0216 | -6.4318
MV/LV Substation P ***221 |  | 10 kV | _ | LV | 400 kVA :Building Structure | 0.4 | --> | 0.4 | 0.37 | 5.69 |  | --> | 0.38 | 0 | 0 | 0 | 0 | Constrained, otherwise capacity available =384 kW | --> | C24 ex RAMPARTS | Ramparts [T41,T42] | DUNDALK |  | 54.001 | -6.4011
MV/LV Substation AG***222 |  | 10 kV | _ | LV | 400 kVA :Kiosk Substation | 0.4 | --> | 0.4 | 0.238 | 3.12 |  | --> | 0.38 | 0 | 0.014 | 0 | 0 | Constrained, otherwise capacity available =391 kW | --> | C11 ex MARSHES | Marshes [T41,T42] | DUNDALK |  | 53.9859 | -6.3825
MV/LV Substation AQ***225X |  | 20 kV | _ | LV | 50 kVA :Pole Substation | 0.05 | --> | 0.05 | 0.024 | 3.47 |  | --> | 0.048 | 0 | 0 | 0 | 0 | Constrained, otherwise capacity available =51 kW | --> | E15 ex BUSH | Bush [T421,T422] | DUNDALK |  | 54.0295 | -6.1561
MV/LV Substation MU***237X |  | 20 kV | _ | LV | 50 kVA :Pole Substation | 0.05 | --> | 0.05 | 0.027 | 3.47 |  | --> | 0.048 | 0 | 0 | 0 | 0 | Constrained, otherwise capacity available =50 kW | --> | E16 ex BUSH | Bush [T421,T422] | DUNDALK |  | 54.0122 | -6.1415
MV/LV Substation LI***237Y |  | 20 kV | _ | LV | 200 kVA :Kiosk Substation | 0.2 | --> | 0.2 | 0.15 | 19.76 |  | --> | 0.19 | 0 | 0.019 | 0.183 | 0 |  | --> | E19 ex MULLAGHARLIN | Mullagharlin [T121,T122] | MULLAGHARLIN |  | 53.9748 | -6.4867
MV/LV Substation AL***239Y |  | 10 kV | _ | LV | 50 kVA :Pole Substation | 0.05 | --> | 0.05 | 0.045 | 1.03 |  | --> | 0.048 | 0 | 0.004 | 0 | 0 | Constrained, otherwise capacity available =45 kW | --> | C15 ex LITTLE MILLS | Little Mills [T41] | DUNDALK |  | 53.9884 | -6.4051
MV/LV Substation MO***240X |  | 20 kV | _ | LV | 200 kVA :Pole Substation | 0.2 | --> | 0.2 | 0.15 | 4.25 |  | --> | 0.19 | 0 | 0 | 0 | 0 | Constrained, otherwise capacity available =197 kW | --> | E18 ex JENKINSTOWN | Jenkinstown [T421,T422] | DUNDALK |  | 54.0818 | -6.2712
MV/LV Substation GI***240Y |  | 10 kV | _ | LV | 200 kVA :Pole Substation | 0.2 | --> | 0.2 | 0.178 | 1.03 |  | --> | 0.19 | 0 | 0 | 0 | 0 | Constrained, otherwise capacity available =193 kW | --> | C18 ex LITTLE MILLS | Little Mills [T41] | DUNDALK |  | 53.9712 | -6.4256
MV/LV Substation VA***243X |  | 10 kV | _ | LV | 100 kVA :Pole Substation | 0.1 | --> | 0.1 | 0.071 | 1.03 |  | --> | 0.095 | 0 | 0 | 0 | 0 | Constrained, otherwise capacity available =99 kW | --> | C18 ex LITTLE MILLS | Little Mills [T41] | DUNDALK |  | 53.9341 | -6.3859
MV/LV Substation IN***243Y |  | 10 kV | _ | LV | 200 kVA :Kiosk Substation | 0.2 | --> | 0.2 | 0.152 | 1.03 |  | --> | 0.19 | 0 | 0.015 | 0 | 0 | Constrained, otherwise capacity available =185 kW | --> | C18 ex LITTLE MILLS | Little Mills [T41] | DUNDALK |  | 53.9238 | -6.3999
MV/LV Substation ME***250Y |  | 10 kV | _ | LV | 200 kVA :Kiosk Substation | 0.2 | --> | 0.2 | 0.171 | 0.72 |  | --> | 0.19 | 0 | 0 | 0 | 0 | Constrained, otherwise capacity available =194 kW | --> | C11 ex COES ROAD | Coes Road [T41,T42] | DUNDALK |  | 54.0053 | -6.3706
MV/LV Substation MO***251X |  | 20 kV | _ | LV | 50 kVA :Pole Substation | 0.05 | --> | 0.05 | 0.05 | 4.25 |  | --> | 0.048 | 0 | 0 | 0 | 0 | Constrained, otherwise capacity available =48 kW | --> | E15 ex JENKINSTOWN | Jenkinstown [T421,T422] | DUNDALK |  | 54.0392 | -6.3724
MV/LV Substation CA***260Y |  | 10 kV | _ | LV | 200 kVA :Kiosk Substation | 0.2 | --> | 0.2 | 0.12 | 2.33 |  | --> | 0.19 | 0 | 0.006 | 0 | 0 | Constrained, otherwise capacity available =196 kW | --> | C12 ex DUNDALK | Dundalk [T41,T42] | DUNDALK |  | 54.0158 | -6.4168
MV/LV Substation TO***266Y |  | 20 kV | _ | LV | 400 kVA :Kiosk Substation | 0.4 | --> | 0.4 | 0.322 | 2.33 |  | --> | 0.38 | 0 | 0.021 | 0 | 0 | Constrained, otherwise capacity available =375 kW | --> | C18 ex DUNDALK | Dundalk [T41,T42] | DUNDALK |  | 54.0228 | -6.4281
MV/LV Substation UD***267X |  | 20 kV | _ | LV | 50 kVA :Pole Substation | 0.05 | --> | 0.05 | 0.024 | 2.33 |  | --> | 0.048 | 0 | 0 | 0 | 0 | Constrained, otherwise capacity available =51 kW | --> | C18 ex DUNDALK | Dundalk [T41,T42] | DUNDALK |  | 54.0353 | -6.3862
MV/LV Substation ED***269X |  | 20 kV | _ | LV | 50 kVA :Pole Substation | 0.05 | --> | 0.05 | 0.045 | 4.25 |  | --> | 0.048 | 0 | 0 | 0 | 0 | Constrained, otherwise capacity available =48 kW | --> | E15 ex JENKINSTOWN | Jenkinstown [T421,T422] | DUNDALK |  | 54.1106 | -6.343
MV/LV Substation WO***272X |  | 10 kV | _ | LV | 400 kVA :Kiosk Substation | 0.4 | --> | 0.4 | 0.327 | 5.69 |  | --> | 0.38 | 0 | 0.014 | 0 | 0 | Constrained, otherwise capacity available =379 kW | --> | C11 ex RAMPARTS | Ramparts [T41,T42] | DUNDALK |  | 53.9934 | -6.393
MV/LV Substation LE***273X |  | 10 kV | _ | LV | 400 kVA :Kiosk Substation | 0.4 | --> | 0.4 | 0.292 | 0.72 |  | --> | 0.38 | 0 | 0.01 | 0 | 0 | Constrained, otherwise capacity available =387 kW | --> | C11 ex COES ROAD | Coes Road [T41,T42] | DUNDALK |  | 54.0038 | -6.3712
MV/LV Substation MA***274X |  | 10 kV | _ | LV | 200 kVA :Kiosk Substation | 0.2 | --> | 0.2 | 0.188 | 3.12 |  | --> | 0.19 | 0 | 0.005 | 0 | 0 | Constrained, otherwise capacity available =188 kW | --> | C20 ex MARSHES | Marshes [T41,T42] | DUNDALK |  | 53.9643 | -6.3648
MV/LV Substation SU***276X |  | 10 kV | _ | LV | 400 kVA :Kiosk Substation | 0.4 | --> | 0.4 | 0.27 | 5.69 |  | --> | 0.38 | 0 | 0 | 0 | 0 | Constrained, otherwise capacity available =397 kW | --> | C21 ex RAMPARTS | Ramparts [T41,T42] | DUNDALK |  | 54.005 | -6.4013
MV/LV Substation GA***277X |  | 10 kV | _ | LV | 200 kVA :Kiosk Substation | 0.2 | --> | 0.2 | 0.129 | 3.12 |  | --> | 0.19 | 0 | 0.028 | 0 | 0 | Constrained, otherwise capacity available =179 kW | --> | C12 ex MARSHES | Marshes [T41,T42] | DUNDALK |  | 53.9933 | -6.3923
MV/LV Substation IN***278X |  | 10 kV | _ | LV | 400 kVA :Kiosk Substation | 0.4 | --> | 0.4 | 0.262 | 3.12 |  | --> | 0.38 | 0 | 0.035 | 0 | 0 | Constrained, otherwise capacity available =372 kW | --> | C12 ex MARSHES | Marshes [T41,T42] | DUNDALK |  | 53.9852 | -6.395
MV/LV Substation NA***279X |  | 10 kV | _ | LV | 200 kVA :Kiosk Substation | 0.2 | --> | 0.2 | 0.172 | 0.72 |  | --> | 0.19 | 0 | 0 | 0 | 0 | Constrained, otherwise capacity available =194 kW | --> | C11 ex COES ROAD | Coes Road [T41,T42] | DUNDALK |  | 54.0002 | -6.3794
MV/LV Substation RA***280Y |  | 10 kV | _ | LV | 200 kVA :Kiosk Substation | 0.2 | --> | 0.2 | 0.109 | 3.12 |  | --> | 0.19 | 0 | 0.028 | 0 | 0 | Constrained, otherwise capacity available =181 kW | --> | C21 ex MARSHES | Marshes [T41,T42] | DUNDALK |  | 53.9612 | -6.3743
MV/LV Substation RO***281Y |  | 10 kV | _ | LV | 400 kVA :Kiosk Substation | 0.4 | --> | 0.4 | 0.329 | 3.12 |  | --> | 0.38 | 0 | 0 | 0 | 0 | Constrained, otherwise capacity available =390 kW | --> | C12 ex MARSHES | Marshes [T41,T42] | DUNDALK |  | 53.9877 | -6.3933
MV/LV Substation IR***282Y |  | 10 kV | _ | LV | 400 kVA :Building Structure | 0.4 | --> | 0.4 | 0.371 | 3.12 |  | --> | 0.38 | 0 | 0 | 0 | 0 | Constrained, otherwise capacity available =384 kW | --> | C15 ex MARSHES | Marshes [T41,T42] | DUNDALK |  | 53.9791 | -6.3857
MV/LV Substation HE***284X |  | 10 kV | _ | LV | 630 kVA :Kiosk Substation | 0.63 | --> | 0.63 | 0.5 | 2.33 |  | --> | 0.598 | 0 | 0.014 | 0 | 0 | Constrained, otherwise capacity available =600 kW | --> | C18 ex DUNDALK | Dundalk [T41,T42] | DUNDALK |  | 54.0112 | -6.4253
MV/LV Substation GL***284Y |  | 10 kV | _ | LV | 200 kVA :Kiosk Substation | 0.2 | --> | 0.2 | 0.164 | 5.69 |  | --> | 0.19 | 0 | 0.011 | 0 | 0 | Constrained, otherwise capacity available =187 kW | --> | C11 ex RAMPARTS | Ramparts [T41,T42] | DUNDALK |  | 53.9894 | -6.3991
MV/LV Substation MU***288Y |  | 20 kV | _ | LV | 50 kVA :Pole Substation | 0.05 | --> | 0.05 | 0.045 | 3.47 |  | --> | 0.048 | 0 | 0 | 0 | 0 | Constrained, otherwise capacity available =48 kW | --> | E16 ex BUSH | Bush [T421,T422] | DUNDALK |  | 54.0104 | -6.1664
MV/LV Substation FA***291X |  | 10 kV | _ | LV | 100 kVA :Pole Substation | 0.1 | --> | 0.1 | 0.099 | 1.03 |  | --> | 0.095 | 0 | 0 | 0 | 0 | Constrained, otherwise capacity available =95 kW | --> | C18 ex LITTLE MILLS | Little Mills [T41] | DUNDALK |  | 53.932 | -6.4217
MV/LV Substation BE***294Y |  | 10 kV | _ | LV | 200 kVA :Kiosk Substation | 0.2 | --> | 0.2 | 0.094 | 0.72 |  | --> | 0.19 | 0 | 0.019 | 0 | 0 | Constrained, otherwise capacity available =190 kW | --> | C16 ex COES ROAD | Coes Road [T41,T42] | DUNDALK |  | 53.9986 | -6.3878
MV/LV Substation RI***296Y |  | 20 kV | _ | LV | 200 kVA :Kiosk Substation | 0.2 | --> | 0.2 | 0.171 | 2.33 |  | --> | 0.19 | 0 | 0 | 0 | 0 | Constrained, otherwise capacity available =194 kW | --> | C18 ex DUNDALK | Dundalk [T41,T42] | DUNDALK |  | 54.0211 | -6.4275
MV/LV Substation SU***298Y |  | 20 kV | _ | LV | 50 kVA :Pole Substation | 0.05 | --> | 0.05 | 0.05 | 19.76 |  | --> | 0.048 | 0 | 0 | 0.048 | 0 |  | --> | E19 ex MULLAGHARLIN | Mullagharlin [T121,T122] | MULLAGHARLIN |  | 53.9584 | -6.5158
MV/LV Substation CA***301X |  | 20 kV | _ | LV | 50 kVA :Pole Substation | 0.05 | --> | 0.05 | 0.047 | 4.25 |  | --> | 0.048 | 0 | 0 | 0 | 0 | Constrained, otherwise capacity available =48 kW | --> | E15 ex JENKINSTOWN | Jenkinstown [T421,T422] | DUNDALK |  | 54.1071 | -6.3577
MV/LV Substation MA***306Y |  | 10 kV | _ | LV | 200 kVA :Kiosk Substation | 0.2 | --> | 0.2 | 0.154 | 0.72 |  | --> | 0.19 | 0 | 0 | 0 | 0 | Constrained, otherwise capacity available =196 kW | --> | C15 ex COES ROAD | Coes Road [T41,T42] | DUNDALK |  | 53.9987 | -6.3818
MV/LV Substation SU***308X |  | 10 kV | _ | LV | 400 kVA :Kiosk Substation | 0.4 | --> | 0.4 | 0.391 | 0.72 |  | --> | 0.38 | 0 | 0 | 0 | 0 | Constrained, otherwise capacity available =381 kW | --> | C12 ex COES ROAD | Coes Road [T41,T42] | DUNDALK |  | 54.0052 | -6.3891
MV/LV Substation AR***310X |  | 20 kV | _ | LV | 50 kVA :Pole Substation | 0.05 | --> | 0.05 | 0.046 | 4.25 |  | --> | 0.048 | 0 | 0 | 0 | 0 | Constrained, otherwise capacity available =48 kW | --> | E18 ex JENKINSTOWN | Jenkinstown [T421,T422] | DUNDALK |  | 54.0845 | -6.2825
MV/LV Substation AR***311X |  | 10 kV | _ | LV | 100 kVA :Pole Substation | 0.1 | --> | 0.1 | 0.072 | 1.03 |  | --> | 0.095 | 0 | 0 | 0 | 0 | Constrained, otherwise capacity available =99 kW | --> | C18 ex LITTLE MILLS | Little Mills [T41] | DUNDALK |  | 53.9227 | -6.4019
MV/LV Substation VI***333Y |  | 20 kV | _ | LV | 200 kVA :Kiosk Substation | 0.2 | --> | 0.2 | 0.147 | 4.25 |  | --> | 0.19 | 0 | 0.005 | 0 | 0 | Constrained, otherwise capacity available =193 kW | --> | E18 ex JENKINSTOWN | Jenkinstown [T421,T422] | DUNDALK |  | 54.0866 | -6.2546
MV/LV Substation MC***334 |  | 20 kV | _ | LV | 200 kVA :Pole Substation | 0.2 | --> | 0.2 | 0.198 | 3.47 |  | --> | 0.19 | 0 | 0 | 0 | 0 | Constrained, otherwise capacity available =190 kW | --> | E18 ex BUSH | Bush [T421,T422] | DUNDALK |  | 53.9978 | -6.2284
MV/LV Substation BU***335 |  | 20 kV | _ | LV | 200 kVA :Pole Substation | 0.2 | --> | 0.2 | 0.188 | 3.47 |  | --> | 0.19 | 0 | 0 | 0 | 0 | Constrained, otherwise capacity available =192 kW | --> | E18 ex BUSH | Bush [T421,T422] | DUNDALK |  | 53.9985 | -6.1965
MV/LV Substation ST***336 |  | 20 kV | _ | LV | 100 kVA :Pole Substation | 0.1 | --> | 0.1 | 0.08 | 3.47 |  | --> | 0.095 | 0 | 0.03 | 0 | 0 | Constrained, otherwise capacity available =76 kW | --> | E16 ex BUSH | Bush [T421,T422] | DUNDALK |  | 54.0086 | -6.1686
MV/LV Substation RO***340 |  | 20 kV | _ | LV | 50 kVA :Pole Substation | 0.05 | --> | 0.05 | 0.045 | 4.25 |  | --> | 0.048 | 0 | 0 | 0 | 0 | Constrained, otherwise capacity available =48 kW | --> | E16 ex JENKINSTOWN | Jenkinstown [T421,T422] | DUNDALK |  | 54.0094 | -6.2908
MV/LV Substation MA***341Y |  | 20 kV | _ | LV | 50 kVA :Pole Substation | 0.05 | --> | 0.05 | 0.05 | 2.33 |  | --> | 0.048 | 0 | 0 | 0 | 0 | Constrained, otherwise capacity available =48 kW | --> | C26 ex DUNDALK | Dundalk [T41,T42] | DUNDALK |  | 54.0161 | -6.5204
MV/LV Substation FE***348 |  | 20 kV | _ | LV | 50 kVA :Pole Substation | 0.05 | --> | 0.05 | 0.037 | 4.25 |  | --> | 0.048 | 0 | 0 | 0 | 0 | Constrained, otherwise capacity available =49 kW | --> | E15 ex JENKINSTOWN | Jenkinstown [T421,T422] | DUNDALK |  | 54.0636 | -6.3572
MV/LV Substation GO***348Y |  | 10 kV | _ | LV | 400 kVA :Building Structure | 0.4 | --> | 0.4 | 0.35 | 0.72 |  | --> | 0.38 | 0 | 0 | 0 | 0 | Constrained, otherwise capacity available =387 kW | --> | C12 ex COES ROAD | Coes Road [T41,T42] | DUNDALK |  | 54.0027 | -6.3857
MV/LV Substation OR***350Y |  | 10 kV | _ | LV | 400 kVA :Kiosk Substation | 0.4 | --> | 0.4 | 0.349 | 3.12 |  | --> | 0.38 | 0 | 0 | 0 | 0 | Constrained, otherwise capacity available =387 kW | --> | C12 ex MARSHES | Marshes [T41,T42] | DUNDALK |  | 53.9867 | -6.3974
MV/LV Substation ES***358Y |  | 20 kV | _ | LV | 50 kVA :Pole Substation | 0.05 | --> | 0.05 | 0.041 | 4.25 |  | --> | 0.048 | 0 | 0 | 0 | 0 | Constrained, otherwise capacity available =49 kW | --> | E15 ex JENKINSTOWN | Jenkinstown [T421,T422] | DUNDALK |  | 54.0421 | -6.381
MV/LV Substation RA***362Y |  | 10 kV | _ | LV | 200 kVA :Kiosk Substation | 0.2 | --> | 0.2 | 0.135 | 3.12 |  | --> | 0.19 | 0 | 0.06 | 0 | 0 | Constrained, otherwise capacity available =154 kW | --> | C21 ex MARSHES | Marshes [T41,T42] | DUNDALK |  | 53.963 | -6.3744
MV/LV Substation DE***365Y |  | 20 kV | _ | LV | 200 kVA :Kiosk Substation | 0.2 | --> | 0.2 | 0.156 | 2.33 |  | --> | 0.19 | 0 | 0 | 0 | 0 | Constrained, otherwise capacity available =196 kW | --> | C18 ex DUNDALK | Dundalk [T41,T42] | DUNDALK |  | 54.0214 | -6.4296
MV/LV Substation NO***367Y |  | 10 kV | _ | LV | 630 kVA :Building Structure | 0.63 | --> | 0.63 | 0.5 | 0.72 |  | --> | 0.598 | 0 | 0.027 | 0 | 0 | Constrained, otherwise capacity available =585 kW | --> | C12 ex COES ROAD | Coes Road [T41,T42] | DUNDALK |  | 54.0028 | -6.3827
MV/LV Substation MI***376 |  | 10 kV | _ | LV | 100 kVA :Pole Substation | 0.1 | --> | 0.1 | 0.085 | 1.03 |  | --> | 0.095 | 0 | 0 | 0 | 0 | Constrained, otherwise capacity available =97 kW | --> | C18 ex LITTLE MILLS | Little Mills [T41] | DUNDALK |  | 53.9339 | -6.4416
MV/LV Substation MT***382 |  | 20 kV | _ | LV | 100 kVA :Pole Substation | 0.1 | --> | 0.1 | 0.079 | 4.25 |  | --> | 0.095 | 0 | 0.012 | 0 | 0 | Constrained, otherwise capacity available =89 kW | --> | E16 ex JENKINSTOWN | Jenkinstown [T421,T422] | DUNDALK |  | 53.9966 | -6.2366
MV/LV Substation CO***384 |  | 20 kV | _ | LV | 100 kVA :Pole Substation | 0.1 | --> | 0.1 | 0.097 | 4.25 |  | --> | 0.095 | 0 | 0 | 0 | 0 | Constrained, otherwise capacity available =96 kW | --> | E15 ex JENKINSTOWN | Jenkinstown [T421,T422] | DUNDALK |  | 54.055 | -6.3424
MV/LV Substation D/***385 |  | 20 kV | _ | LV | 100 kVA :Pole Substation | 0.1 | --> | 0.1 | 0.084 | 4.25 |  | --> | 0.095 | 0 | 0.003 | 0 | 0 | Constrained, otherwise capacity available =95 kW | --> | E15 ex JENKINSTOWN | Jenkinstown [T421,T422] | DUNDALK |  | 54.0581 | -6.3559
MV/LV Substation GR***388Y |  | 20 kV | _ | LV | 100 kVA :Pole Substation | 0.1 | --> | 0.1 | 0.084 | 3.47 |  | --> | 0.095 | 0 | 0.024 | 0 | 0 | Constrained, otherwise capacity available =79 kW | --> | E16 ex BUSH | Bush [T421,T422] | DUNDALK |  | 54.0084 | -6.1819
MV/LV Substation MI***399 |  | 20 kV | _ | LV | 100 kVA :Pole Substation | 0.1 | --> | 0.1 | 0.092 | 2.33 |  | --> | 0.095 | 0 | 0.006 | 0 | 0 | Constrained, otherwise capacity available =92 kW | --> | C18 ex DUNDALK | Dundalk [T41,T42] | DUNDALK |  | 54.0376 | -6.4382
MV/LV Substation BR***4006 |  | 10 kV | _ | LV | 400 kVA :Kiosk Substation | 0.4 | --> | 0.4 | 0.371 | 2.33 |  | --> | 0.38 | 0 | 0 | 0 | 0 | Constrained, otherwise capacity available =384 kW | --> | C19 ex DUNDALK | Dundalk [T41,T42] | DUNDALK |  | 53.9934 | -6.4123
MV/LV Substation BR***4007 |  | 10 kV | _ | LV | 200 kVA :Kiosk Substation | 0.2 | --> | 0.2 | 0.187 | 2.33 |  | --> | 0.19 | 0 | 0 | 0 | 0 | Constrained, otherwise capacity available =192 kW | --> | C19 ex DUNDALK | Dundalk [T41,T42] | DUNDALK |  | 53.9924 | -6.4116
MV/LV Substation RA***4008 |  | 20 kV | _ | LV | 200 kVA :Kiosk Substation | 0.2 | --> | 0.2 | 0.195 | 4.25 |  | --> | 0.19 | 0 | 0 | 0 | 0 | Constrained, otherwise capacity available =191 kW | --> | E16 ex JENKINSTOWN | Jenkinstown [T421,T422] | DUNDALK |  | 54.0001 | -6.2651
MV/LV Substation NE***401X |  | 20 kV | _ | LV | 100 kVA :Pole Substation | 0.1 | --> | 0.1 | 0.083 | 2.33 |  | --> | 0.095 | 0 | 0.005 | 0 | 0 | Constrained, otherwise capacity available =94 kW | --> | C26 ex DUNDALK | Dundalk [T41,T42] | DUNDALK |  | 54.0195 | -6.4497
MV/LV Substation LI***4020 |  | 10 kV | _ | LV | 200 kVA :Kiosk Substation | 0.2 | --> | 0.2 | 0.13 | 5.69 |  | --> | 0.19 | 0 | 0 | 0 | 0 | Constrained, otherwise capacity available =199 kW | --> | C19 ex RAMPARTS | Ramparts [T41,T42] | DUNDALK |  | 54.0085 | -6.3926
MV/LV Substation RO***403 |  | 10 kV | _ | LV | 100 kVA :Pole Substation | 0.1 | --> | 0.1 | 0.096 | 3.12 |  | --> | 0.095 | 0 | 0 | 0 | 0 | Constrained, otherwise capacity available =96 kW | --> | C18 ex MARSHES | Marshes [T41,T42] | DUNDALK |  | 53.9884 | -6.3709
MV/LV Substation SP***4033 |  | 10 kV | _ | LV | 100 kVA :Pole Substation | 0.1 | --> | 0.1 | 0.078 | 2.33 |  | --> | 0.095 | 0 | 0 | 0 | 0 | Constrained, otherwise capacity available =98 kW | --> | C17 ex DUNDALK | Dundalk [T41,T42] | DUNDALK |  | 53.9983 | -6.4153
MV/LV Substation D ***403X |  | 20 kV | _ | LV | 50 kVA :Pole Substation | 0.05 | --> | 0.05 | 0.018 | 4.25 |  | --> | 0.048 | 0 | 0.011 | 0 | 0 | Constrained, otherwise capacity available =44 kW | --> | E15 ex JENKINSTOWN | Jenkinstown [T421,T422] | DUNDALK |  | 54.0506 | -6.3424
MV/LV Substation ME***404 |  | 10 kV | _ | LV | 630 kVA :Kiosk Substation | 0.63 | --> | 0.63 | 0.5 | 3.12 |  | --> | 0.598 | 0 | 0.006 | 0 | 0 | Constrained, otherwise capacity available =595 kW | --> | C20 ex MARSHES | Marshes [T41,T42] | DUNDALK |  | 53.9827 | -6.3722
MV/LV Substation SE***4042 |  | 10 kV | _ | LV | 400 kVA :Building Structure | 0.4 | --> | 0.4 | 0.205 | 1.03 |  | --> | 0.38 | 0 | 0.011 | 0 | 0 | Constrained, otherwise capacity available =398 kW | --> | C18 ex LITTLE MILLS | Little Mills [T41] | DUNDALK |  | 53.9237 | -6.4122
MV/LV Substation SE***4043 |  | 10 kV | _ | LV | 630 kVA :Building Structure | 0.63 | --> | 0.63 | 0.405 | 1.03 |  | --> | 0.598 | 0 | 0.011 | 0 | 0 | Constrained, otherwise capacity available =620 kW | --> | C18 ex LITTLE MILLS | Little Mills [T41] | DUNDALK |  | 53.9318 | -6.4173
MV/LV Substation BA***4049 |  | 20 kV | _ | LV | 50 kVA :Pole Substation | 0.05 | --> | 0.05 | 0.038 | 2.33 |  | --> | 0.048 | 0 | 0 | 0 | 0 | Constrained, otherwise capacity available =49 kW | --> | C26 ex DUNDALK | Dundalk [T41,T42] | DUNDALK |  | 53.9938 | -6.5344
MV/LV Substation PU***4062 |  | 10 kV | _ | LV | 50 kVA :Pole Substation | 0.05 | --> | 0.05 | 0.05 | 1.03 |  | --> | 0.048 | 0 | 0 | 0 | 0 | Constrained, otherwise capacity available =48 kW | --> | C18 ex LITTLE MILLS | Little Mills [T41] | DUNDALK |  | 53.929 | -6.4124
MV/LV Substation GE***407Y |  | 10 kV | _ | LV | 400 kVA :Kiosk Substation | 0.4 | --> | 0.4 | 0.4 | 0.72 |  | --> | 0.38 | 0 | 0 | 0 | 0 | Constrained, otherwise capacity available =380 kW | --> | C15 ex COES ROAD | Coes Road [T41,T42] | DUNDALK |  | 53.9935 | -6.3795
MV/LV Substation TU***408 |  | 10 kV | _ | LV | 200 kVA :Kiosk Substation | 0.2 | --> | 0.2 | 0.163 | 1.03 |  | --> | 0.19 | 0 | 0.033 | 0 | 0 | Constrained, otherwise capacity available =170 kW | --> | C15 ex LITTLE MILLS | Little Mills [T41] | DUNDALK |  | 53.9804 | -6.3986
MV/LV Substation AN***4085 |  | 20 kV | _ | LV | 50 kVA :Pole Substation | 0.05 | --> | 0.05 | 0.05 | 4.25 |  | --> | 0.048 | 0 | 0 | 0 | 0 | Constrained, otherwise capacity available =48 kW | --> | E15 ex JENKINSTOWN | Jenkinstown [T421,T422] | DUNDALK |  | 54.0476 | -6.3369
MV/LV Substation SE***4086 |  | 10 kV | _ | LV | 200 kVA :Kiosk Substation | 0.2 | --> | 0.2 | 0.14 | 3.12 |  | --> | 0.19 | 0 | 0 | 0 | 0 | Constrained, otherwise capacity available =198 kW | --> | C21 ex MARSHES | Marshes [T41,T42] | DUNDALK |  | 53.9642 | -6.3854
MV/LV Substation GR***4099 |  | 10 kV | _ | LV | 200 kVA :Building Structure | 0.2 | --> | 0.2 | 0.095 | 2.33 |  | --> | 0.19 | 0 | 0.005 | 0 | 0 | Constrained, otherwise capacity available =200 kW | --> | C13 ex DUNDALK | Dundalk [T41,T42] | DUNDALK |  | 53.9978 | -6.4113
MV/LV Substation LO***4102 |  | 10 kV | _ | LV | 50 kVA :Pole Substation | 0.05 | --> | 0.05 | 0.031 | 3.12 |  | --> | 0.048 | 0 | 0 | 0 | 0 | Constrained, otherwise capacity available =50 kW | --> | C18 ex MARSHES | Marshes [T41,T42] | DUNDALK |  | 53.9826 | -6.3826
MV/LV Substation ST***4110 |  | 20 kV | _ | LV | 50 kVA :Pole Substation | 0.05 | --> | 0.05 | 0.047 | 3.47 |  | --> | 0.048 | 0 | 0 | 0 | 0 | Constrained, otherwise capacity available =48 kW | --> | E17 ex BUSH | Bush [T421,T422] | DUNDALK |  | 54.0565 | -6.2008
MV/LV Substation BE***4112 |  | 20 kV | _ | LV | 630 kVA :Building Structure | 0.63 | --> | 0.63 | 0.324 | 4.25 |  | --> | 0.598 | 0 | 0 | 0 | 0 | Constrained, otherwise capacity available =629 kW | --> | E12 ex JENKINSTOWN | Jenkinstown [T421,T422] | DUNDALK |  | 54.0129 | -6.3439
MV/LV Substation DU***4113 |  | 20 kV | _ | LV | 100 kVA :Pole Substation | 0.1 | --> | 0.1 | 0.1 | 2.33 |  | --> | 0.095 | 0 | 0 | 0 | 0 | Constrained, otherwise capacity available =95 kW | --> | C18 ex DUNDALK | Dundalk [T41,T42] | DUNDALK |  | 54.0661 | -6.4585
MV/LV Substation NE***4116 |  | 10 kV | _ | LV | 630 kVA :Building Structure | 0.63 | --> | 0.63 | 0.5 | 5.69 |  | --> | 0.598 | 0 | 0 | 0 | 0 | Constrained, otherwise capacity available =610 kW | --> | C14 ex RAMPARTS | Ramparts [T41,T42] | DUNDALK |  | 53.9989 | -6.4042
MV/LV Substation TA***4118 |  | 20 kV | _ | LV | 50 kVA :Pole Substation | 0.05 | --> | 0.05 | 0.05 | 2.33 |  | --> | 0.048 | 0 | 0 | 0 | 0 | Constrained, otherwise capacity available =48 kW | --> | C26 ex DUNDALK | Dundalk [T41,T42] | DUNDALK |  | 54.0197 | -6.4781
MV/LV Substation LC***4123 |  | 20 kV | _ | LV | 50 kVA :Pole Substation | 0.05 | --> | 0.05 | 0.047 | 4.25 |  | --> | 0.048 | 0 | 0 | 0 | 0 | Constrained, otherwise capacity available =48 kW | --> | E18 ex JENKINSTOWN | Jenkinstown [T421,T422] | DUNDALK |  | 54.0923 | -6.2668
MV/LV Substation BL***4127 |  | 10 kV | _ | LV | 400 kVA :Kiosk Substation | 0.4 | --> | 0.4 | 0.361 | 3.12 |  | --> | 0.38 | 0 | 0.005 | 0 | 0 | Constrained, otherwise capacity available =382 kW | --> | C21 ex MARSHES | Marshes [T41,T42] | DUNDALK |  | 53.9641 | -6.379
MV/LV Substation KN***4135 |  | 20 kV | _ | LV | 50 kVA :Pole Substation | 0.05 | --> | 0.05 | 0.039 | 19.76 |  | --> | 0.048 | 0 | 0.002 | 0.048 | 0 |  | --> | E19 ex MULLAGHARLIN | Mullagharlin [T121,T122] | MULLAGHARLIN |  | 53.9733 | -6.4885
MV/LV Substation NE***4137 |  | 10 kV | _ | LV | 200 kVA :Kiosk Substation | 0.2 | --> | 0.2 | 0.148 | 5.69 |  | --> | 0.19 | 0 | 0 | 0 | 0 | Constrained, otherwise capacity available =197 kW | --> | C23 ex RAMPARTS | Ramparts [T41,T42] | DUNDALK |  | 54.0091 | -6.3965
MV/LV Substation CH***4138 |  | 10 kV | _ | LV | 200 kVA :Kiosk Substation | 0.2 | --> | 0.2 | 0.186 | 5.69 |  | --> | 0.19 | 0 | 0 | 0 | 0 | Constrained, otherwise capacity available =192 kW | --> | C11 ex RAMPARTS | Ramparts [T41,T42] | DUNDALK |  | 53.9896 | -6.4023
MV/LV Substation EI***413Y |  | 10 kV | _ | LV | 50 kVA :Pole Substation | 0.05 | --> | 0.05 | 0.031 | 3.12 |  | --> | 0.048 | 0 | 0 | 0 | 0 | Constrained, otherwise capacity available =50 kW | --> | C21 ex MARSHES | Marshes [T41,T42] | DUNDALK |  | 53.9788 | -6.389
MV/LV Substation SM***414 |  | 10 kV | _ | LV | 50 kVA :Pole Substation | 0.05 | --> | 0.05 | 0.028 | 3.12 |  | --> | 0.048 | 0 | 0.011 | 0 | 0 | Constrained, otherwise capacity available =42 kW | --> | C21 ex MARSHES | Marshes [T41,T42] | DUNDALK |  | 53.973 | -6.3902
MV/LV Substation NI***4145 |  | 10 kV | _ | LV | 400 kVA :Building Structure | 0.4 | --> | 0.4 | 0.398 | 5.69 |  | --> | 0.38 | 0 | 0 | 0 | 0 | Constrained, otherwise capacity available =380 kW | --> | C21 ex RAMPARTS | Ramparts [T41,T42] | DUNDALK |  | 54.0037 | -6.4029
MV/LV Substation ST***4158 |  | 20 kV | _ | LV | 50 kVA :Pole Substation | 0.05 | --> | 0.05 | 0.003 | 4.25 |  | --> | 0.048 | 0 | 0 | 0 | 0 | Constrained, otherwise capacity available =54 kW | --> | E15 ex JENKINSTOWN | Jenkinstown [T421,T422] | DUNDALK |  | 54.0322 | -6.3806
MV/LV Substation FA***416 |  | 10 kV | _ | LV | 1000 kVA :Kiosk Substation | 1 | --> | 1 | 0.5 | 3.12 |  | --> | 0.95 | 0 | 0.04 | 0 | 0 | Constrained, otherwise capacity available =958 kW | --> | C21 ex MARSHES | Marshes [T41,T42] | DUNDALK |  | 53.9684 | -6.3866
MV/LV Substation CL***4166 |  | 10 kV | _ | LV | 400 kVA :Building Structure | 0.4 | --> | 0.4 | 0.359 | 3.12 |  | --> | 0.38 | 0 | 0.2 | 0 | 0 | Constrained, otherwise capacity available =237 kW | --> | C21 ex MARSHES | Marshes [T41,T42] | DUNDALK |  | 53.9598 | -6.3979
MV/LV Substation OL***416Y |  | 10 kV | _ | LV | 400 kVA :Kiosk Substation | 0.4 | --> | 0.4 | 0.391 | 0.72 |  | --> | 0.38 | 0 | 0 | 0 | 0 | Constrained, otherwise capacity available =381 kW | --> | C12 ex COES ROAD | Coes Road [T41,T42] | DUNDALK |  | 54.0072 | -6.3819
MV/LV Substation CA***4173 |  | 20 kV | _ | LV | 50 kVA :Pole Substation | 0.05 | --> | 0.05 | 0.042 | 4.25 |  | --> | 0.048 | 0 | 0 | 0 | 0 | Constrained, otherwise capacity available =48 kW | --> | E18 ex JENKINSTOWN | Jenkinstown [T421,T422] | DUNDALK |  | 54.0845 | -6.2552
MV/LV Substation ST***4178 |  | 20 kV | _ | LV | 50 kVA :Pole Substation | 0.05 | --> | 0.05 | 0.046 | 3.47 |  | --> | 0.048 | 0 | 0 | 0 | 0 | Constrained, otherwise capacity available =48 kW | --> | E17 ex BUSH | Bush [T421,T422] | DUNDALK |  | 54.0377 | -6.1828
MV/LV Substation NE***4179 |  | 10 kV | _ | LV | 630 kVA :Kiosk Substation | 0.63 | --> | 0.63 | 0.5 | 5.69 |  | --> | 0.598 | 0 | 0 | 0 | 0 | Constrained, otherwise capacity available =608 kW | --> | C24 ex RAMPARTS | Ramparts [T41,T42] | DUNDALK |  | 53.9989 | -6.4041
MV/LV Substation AI***4186 |  | 10 kV | _ | LV | 400 kVA :Kiosk Substation | 0.4 | --> | 0.4 | 0.383 | 2.33 |  | --> | 0.38 | 0 | 0.012 | 0 | 0 | Constrained, otherwise capacity available =373 kW | --> | C12 ex DUNDALK | Dundalk [T41,T42] | DUNDALK |  | 54.0134 | -6.4164
MV/LV Substation HA***419 |  | 10 kV | _ | LV | 400 kVA :Kiosk Substation | 0.4 | --> | 0.4 | 0.344 | 3.12 |  | --> | 0.38 | 0 | 0 | 0 | 0 | Constrained, otherwise capacity available =388 kW | --> | C21 ex MARSHES | Marshes [T41,T42] | DUNDALK |  | 53.9667 | -6.3963
MV/LV Substation LU***4191 |  | 10 kV | _ | LV | 50 kVA :Pole Substation | 0.05 | --> | 0.05 | 0.049 | 1.03 |  | --> | 0.048 | 0 | 0 | 0 | 0 | Constrained, otherwise capacity available =48 kW | --> | C18 ex LITTLE MILLS | Little Mills [T41] | DUNDALK |  | 53.9463 | -6.3847
MV/LV Substation OP***4193 |  | 20 kV | _ | LV | 400 kVA :Kiosk Substation | 0.4 | --> | 0.4 | 0.388 | 3.47 |  | --> | 0.38 | 0 | 0 | 0 | 0 | Constrained, otherwise capacity available =382 kW | --> | E16 ex BUSH | Bush [T421,T422] | DUNDALK |  | 54.0326 | -6.135
MV/LV Substation MI***4198 |  | 20 kV | _ | LV | 50 kVA :Pole Substation | 0.05 | --> | 0.05 | 0.046 | 3.47 |  | --> | 0.048 | 0 | 0.01 | 0 | 0 | Constrained, otherwise capacity available =41 kW | --> | E16 ex BUSH | Bush [T421,T422] | DUNDALK |  | 54.0108 | -6.1531
MV/LV Substation CN***4201 |  | 10 kV | _ | LV | 400 kVA :Kiosk Substation | 0.4 | --> | 0.4 | 0.21 | 3.12 |  | --> | 0.38 | 0 | 0.088 | 0 | 0 | Constrained, otherwise capacity available =340 kW | --> | C20 ex MARSHES | Marshes [T41,T42] | DUNDALK |  | 53.9718 | -6.3699
MV/LV Substation DR***4203 |  | 20 kV | _ | LV | 50 kVA :Pole Substation | 0.05 | --> | 0.05 | 0.043 | 2.33 |  | --> | 0.048 | 0 | 0 | 0 | 0 | Constrained, otherwise capacity available =48 kW | --> | C26 ex DUNDALK | Dundalk [T41,T42] | DUNDALK |  | 54.0105 | -6.5622
MV/LV Substation NE***4204 |  | 10 kV | _ | LV | 400 kVA :Building Structure | 0.4 | --> | 0.4 | 0.314 | 2.33 |  | --> | 0.38 | 0 | 0.05 | 0 | 0 | Constrained, otherwise capacity available =355 kW | --> | C14 ex DUNDALK | Dundalk [T41,T42] | DUNDALK |  | 54.0067 | -6.4129
MV/LV Substation ME***4205 |  | 20 kV | _ | LV | 100 kVA :Pole Substation | 0.1 | --> | 0.1 | 0.095 | 3.47 |  | --> | 0.095 | 0 | 0 | 0 | 0 | Constrained, otherwise capacity available =96 kW | --> | E17 ex BUSH | Bush [T421,T422] | DUNDALK |  | 54.0324 | -6.1773
MV/LV Substation MA***4209 |  | 20 kV | _ | LV | 50 kVA :Pole Substation | 0.05 | --> | 0.05 | 0.043 | 2.33 |  | --> | 0.048 | 0 | 0.005 | 0 | 0 | Constrained, otherwise capacity available =45 kW | --> | C26 ex DUNDALK | Dundalk [T41,T42] | DUNDALK |  | 54.0171 | -6.517
MV/LV Substation OL***421 |  | 10 kV | _ | LV | 100 kVA :Pole Substation | 0.1 | --> | 0.1 | 0.079 | 3.12 |  | --> | 0.095 | 0 | 0.015 | 0 | 0 | Constrained, otherwise capacity available =87 kW | --> | C21 ex MARSHES | Marshes [T41,T42] | DUNDALK |  | 53.967 | -6.3796
MV/LV Substation BE***4211 |  | 20 kV | _ | LV | 200 kVA :Pole Substation | 0.2 | --> | 0.2 | 0.128 | 4.25 |  | --> | 0.19 | 0 | 0 | 0 | 0 | Constrained, otherwise capacity available =200 kW | --> | E16 ex JENKINSTOWN | Jenkinstown [T421,T422] | DUNDALK |  | 54.0127 | -6.3021
MV/LV Substation GO***4217 |  | 10 kV | _ | LV | 50 kVA :Pole Substation | 0.05 | --> | 0.05 | 0.05 | 3.12 |  | --> | 0.048 | 0 | 0 | 0 | 0 | Constrained, otherwise capacity available =48 kW | --> | C20 ex MARSHES | Marshes [T41,T42] | DUNDALK |  | 53.9777 | -6.377
MV/LV Substation FL***4219 |  | 10 kV | _ | LV | 630 kVA :Building Structure | 0.63 | --> | 0.63 | 0.5 | 0.72 |  | --> | 0.598 | 0 | 0 | 0 | 0 | Constrained, otherwise capacity available =598 kW | --> | C15 ex COES ROAD | Coes Road [T41,T42] | DUNDALK |  | 53.9975 | -6.3814
MV/LV Substation GO***422 |  | 10 kV | _ | LV | 100 kVA :Pole Substation | 0.1 | --> | 0.1 | 0.076 | 3.12 |  | --> | 0.095 | 0 | 0.137 | 0 | 0 |  | --> | C21 ex MARSHES | Marshes [T41,T42] | DUNDALK |  | 53.972 | -6.3731
MV/LV Substation MO***4220 |  | 10 kV | _ | LV | 400 kVA :Kiosk Substation | 0.4 | --> | 0.4 | 0.293 | 2.33 |  | --> | 0.38 | 0 | 0.121 | 0 | 0 | Constrained, otherwise capacity available =305 kW | --> | C19 ex DUNDALK | Dundalk [T41,T42] | DUNDALK |  | 53.9957 | -6.4269
MV/LV Substation MA***4222 |  | 10 kV | _ | LV | 630 kVA :Building Structure | 0.63 | --> | 0.63 | 0.5 | 5.69 |  | --> | 0.598 | 0 | 0.01 | 0 | 0 | Constrained, otherwise capacity available =598 kW | --> | C17 ex RAMPARTS | Ramparts [T41,T42] | DUNDALK |  | 54.001 | -6.3938
MV/LV Substation BE***422X |  | 20 kV | _ | LV | 50 kVA :Pole Substation | 0.05 | --> | 0.05 | 0.041 | 4.25 |  | --> | 0.048 | 0 | 0 | 0 | 0 | Constrained, otherwise capacity available =49 kW | --> | E12 ex JENKINSTOWN | Jenkinstown [T421,T422] | DUNDALK |  | 54.0144 | -6.328
MV/LV Substation NR***4230 |  | 10 kV | _ | LV | 200 kVA :Pole Substation | 0.2 | --> | 0.2 | 0.2 | 1.03 |  | --> | 0.19 | 0 | 0 | 0 | 0 | Constrained, otherwise capacity available =190 kW | --> | C18 ex LITTLE MILLS | Little Mills [T41] | DUNDALK |  | 53.9174 | -6.4062
MV/LV Substation DU***4238 |  | 10 kV | _ | LV | 400 kVA :Kiosk Substation | 0.4 | --> | 0.4 | 0.319 | 3.12 |  | --> | 0.38 | 0 | 0.039 | 0 | 0 | Constrained, otherwise capacity available =362 kW | --> | C21 ex MARSHES | Marshes [T41,T42] | DUNDALK |  | 53.9578 | -6.3928
MV/LV Substation DU***4239 |  | 10 kV | _ | LV | 400 kVA :Kiosk Substation | 0.4 | --> | 0.4 | 0.335 | 3.12 |  | --> | 0.38 | 0 | 0.07 | 0 | 0 | Constrained, otherwise capacity available =337 kW | --> | C21 ex MARSHES | Marshes [T41,T42] | DUNDALK |  | 53.9581 | -6.388
MV/LV Substation DU***4240 |  | 10 kV | _ | LV | 400 kVA :Kiosk Substation | 0.4 | --> | 0.4 | 0.333 | 3.12 |  | --> | 0.38 | 0 | 0.034 | 0 | 0 | Constrained, otherwise capacity available =364 kW | --> | C21 ex MARSHES | Marshes [T41,T42] | DUNDALK |  | 53.9589 | -6.3919
MV/LV Substation CO***4247 |  | 10 kV | _ | LV | 400 kVA :Building Structure | 0.4 | --> | 0.4 | 0.318 | 0.72 |  | --> | 0.38 | 0 | 0 | 0 | 0 | Constrained, otherwise capacity available =391 kW | --> | C12 ex COES ROAD | Coes Road [T41,T42] | DUNDALK |  | 54.0022 | -6.3772
MV/LV Substation TH***424X |  | 20 kV | _ | LV | 100 kVA :Pole Substation | 0.1 | --> | 0.1 | 0.073 | 4.25 |  | --> | 0.095 | 0 | 0 | 0 | 0 | Constrained, otherwise capacity available =99 kW | --> | E15 ex JENKINSTOWN | Jenkinstown [T421,T422] | DUNDALK |  | 54.0457 | -6.363
MV/LV Substation GR***425 |  | 10 kV | _ | LV | 100 kVA :Pole Substation | 0.1 | --> | 0.1 | 0.07 | 3.12 |  | --> | 0.095 | 0 | 0 | 0 | 0 | Constrained, otherwise capacity available =99 kW | --> | C21 ex MARSHES | Marshes [T41,T42] | DUNDALK |  | 53.9568 | -6.3848
MV/LV Substation MA***4250 |  | 10 kV | _ | LV | 400 kVA :Kiosk Substation | 0.4 | --> | 0.4 | 0.334 | 3.12 |  | --> | 0.38 | 0 | 0.159 | 0 | 0 | Constrained, otherwise capacity available =271 kW | --> | C21 ex MARSHES | Marshes [T41,T42] | DUNDALK |  | 53.9664 | -6.3958
MV/LV Substation AL***4251 |  | 10 kV | _ | LV | 400 kVA :Building Structure | 0.4 | --> | 0.4 | 0.177 | 2.33 |  | --> | 0.38 | 0 | 0 | 0 | 0 | Constrained, otherwise capacity available =409 kW | --> | C19 ex DUNDALK | Dundalk [T41,T42] | DUNDALK |  | 53.9925 | -6.4151
MV/LV Substation ST***4255 |  | 10 kV | _ | LV | 200 kVA :Kiosk Substation | 0.2 | --> | 0.2 | 0.169 | 0.72 |  | --> | 0.19 | 0 | 0.05 | 0 | 0 | Constrained, otherwise capacity available =157 kW | --> | C12 ex COES ROAD | Coes Road [T41,T42] | DUNDALK |  | 54.0037 | -6.389
MV/LV Substation CO***426 |  | 10 kV | _ | LV | 100 kVA :Pole Substation | 0.1 | --> | 0.1 | 0.039 | 3.12 |  | --> | 0.095 | 0 | 0.011 | 0 | 0 | Constrained, otherwise capacity available =95 kW | --> | C21 ex MARSHES | Marshes [T41,T42] | DUNDALK |  | 53.9579 | -6.3782
MV/LV Substation IR***4267 |  | 10 kV | _ | LV | 630 kVA :Building Structure | 0.63 | --> | 0.63 | 0.5 | 3.12 |  | --> | 0.598 | 0 | 0 | 0 | 0 | Constrained, otherwise capacity available =613 kW | --> | C19 ex MARSHES | Marshes [T41,T42] | DUNDALK |  | 53.9807 | -6.3813
MV/LV Substation DR***427 |  | 10 kV | _ | LV | 50 kVA :Pole Substation | 0.05 | --> | 0.05 | 0.043 | 3.12 |  | --> | 0.048 | 0 | 0 | 0 | 0 | Constrained, otherwise capacity available =48 kW | --> | C21 ex MARSHES | Marshes [T41,T42] | DUNDALK |  | 53.9559 | -6.4018
MV/LV Substation ID***4271 |  | 10 kV | _ | LV | 630 kVA :Building Structure | 0.63 | --> | 0.63 | 0.2 | 3.12 |  | --> | 0.598 | 0 | 0 | 0 | 0 | Constrained, otherwise capacity available =603 kW | --> | C18 ex MARSHES | Marshes [T41,T42] | DUNDALK |  | 53.9809 | -6.3793
MV/LV Substation MA***4274 |  | 10 kV | _ | LV | 400 kVA :Kiosk Substation | 0.4 | --> | 0.4 | 0.348 | 3.12 |  | --> | 0.38 | 0 | 0.076 | 0 | 0 | Constrained, otherwise capacity available =331 kW | --> | C21 ex MARSHES | Marshes [T41,T42] | DUNDALK |  | 53.9649 | -6.3882
MV/LV Substation ME***427Y |  | 20 kV | _ | LV | 400 kVA :Kiosk Substation | 0.4 | --> | 0.4 | 0.284 | 3.47 |  | --> | 0.38 | 0 | 0.012 | 0 | 0 | Constrained, otherwise capacity available =387 kW | --> | E17 ex BUSH | Bush [T421,T422] | DUNDALK |  | 54.0385 | -6.1863
MV/LV Substation TB***4280 |  | 20 kV | _ | LV | 50 kVA :Pole Substation | 0.05 | --> | 0.05 | 0.047 | 2.33 |  | --> | 0.048 | 0 | 0 | 0 | 0 | Constrained, otherwise capacity available =48 kW | --> | C18 ex DUNDALK | Dundalk [T41,T42] | DUNDALK |  | 54.0283 | -6.4143
MV/LV Substation RS***4282 |  | 10 kV | _ | LV | 400 kVA :Kiosk Substation | 0.4 | --> | 0.4 | 0.345 | 5.69 |  | --> | 0.38 | 0 | 0 | 0 | 0 | Constrained, otherwise capacity available =387 kW | --> | C19 ex RAMPARTS | Ramparts [T41,T42] | DUNDALK |  | 54.017 | -6.3996
MV/LV Substation CA***4284 |  | 20 kV | _ | LV | 400 kVA :Building Structure | 0.4 | --> | 0.4 | 0.278 | 19.76 |  | --> | 0.38 | 0 | 0 | 0.392 | 0 |  | --> | E19 ex MULLAGHARLIN | Mullagharlin [T121,T122] | MULLAGHARLIN |  | 53.9687 | -6.4531
MV/LV Substation WU***4293 |  | 10 kV | _ | LV | 400 kVA :Kiosk Substation | 0.4 | --> | 0.4 | 0.377 | 1.03 |  | --> | 0.38 | 0 | 0.018 | 0 | 0 | Constrained, otherwise capacity available =370 kW | --> | C15 ex LITTLE MILLS | Little Mills [T41] | DUNDALK |  | 53.9696 | -6.4145
MV/LV Substation WU***4294 |  | 10 kV | _ | LV | 400 kVA :Kiosk Substation | 0.4 | --> | 0.4 | 0.392 | 1.03 |  | --> | 0.38 | 0 | 0 | 0 | 0 | Constrained, otherwise capacity available =381 kW | --> | C15 ex LITTLE MILLS | Little Mills [T41] | DUNDALK |  | 53.9659 | -6.4144
MV/LV Substation DO***4297 |  | 20 kV | _ | LV | 200 kVA :Kiosk Substation | 0.2 | --> | 0.2 | 0.187 | 2.33 |  | --> | 0.19 | 0 | 0 | 0 | 0 | Constrained, otherwise capacity available =192 kW | --> | C18 ex DUNDALK | Dundalk [T41,T42] | DUNDALK |  | 54.0201 | -6.3946
MV/LV Substation CA***4304 |  | 10 kV | _ | LV | 400 kVA :Kiosk Substation | 0.4 | --> | 0.4 | 0.368 | 5.69 |  | --> | 0.38 | 0 | 0.088 | 0 | 0 | Constrained, otherwise capacity available =319 kW | --> | C14 ex RAMPARTS | Ramparts [T41,T42] | DUNDALK |  | 54.002 | -6.4009
MV/LV Substation CL***4315 |  | 10 kV | _ | LV | 400 kVA :Kiosk Substation | 0.4 | --> | 0.4 | 0.4 | 3.12 |  | --> | 0.38 | 0 | 0 | 0 | 0 | Constrained, otherwise capacity available =380 kW | --> | C21 ex MARSHES | Marshes [T41,T42] | DUNDALK |  | 53.9602 | -6.3969
MV/LV Substation PO***4320 |  | 20 kV | _ | LV | 200 kVA :Kiosk Substation | 0.2 | --> | 0.2 | 0.186 | 3.47 |  | --> | 0.19 | 0 | 0 | 0 | 0 | Constrained, otherwise capacity available =192 kW | --> | E16 ex BUSH | Bush [T421,T422] | DUNDALK |  | 54.0261 | -6.1313
MV/LV Substation EU***4321 |  | 20 kV | _ | LV | 200 kVA :Kiosk Substation | 0.2 | --> | 0.2 | 0.19 | 3.47 |  | --> | 0.19 | 0 | 0 | 0 | 0 | Constrained, otherwise capacity available =191 kW | --> | E16 ex BUSH | Bush [T421,T422] | DUNDALK |  | 54.0311 | -6.1317
MV/LV Substation WA***4326 |  | 10 kV | _ | LV | 400 kVA :Kiosk Substation | 0.4 | --> | 0.4 | 0.348 | 3.12 |  | --> | 0.38 | 0 | 0 | 0 | 0 | Constrained, otherwise capacity available =387 kW | --> | C21 ex MARSHES | Marshes [T41,T42] | DUNDALK |  | 53.9625 | -6.3944
MV/LV Substation GR***4327 |  | 10 kV | _ | LV | 630 kVA :Kiosk Substation | 0.63 | --> | 0.63 | 0.5 | 3.12 |  | --> | 0.598 | 0 | 0.034 | 0 | 0 | Constrained, otherwise capacity available =582 kW | --> | C21 ex MARSHES | Marshes [T41,T42] | DUNDALK |  | 53.96 | -6.3885
MV/LV Substation CR***4334 |  | 10 kV | _ | LV | 50 kVA :Pole Substation | 0.05 | --> | 0.05 | 0 | 0 | Constrained, otherwise capacity available =43 kVA | --> | 0.048 | 0 | 0 | 0.048 | 0 |  | --> | C11 ex KILSARAN | Kilsaran [T42] | DRYBRIDGE |  | 53.9227 | -6.3832
MV/LV Substation AP***4337 |  | 10 kV | _ | LV | 400 kVA :Building Structure | 0.4 | --> | 0.4 | 0.277 | 3.12 |  | --> | 0.38 | 0 | 0 | 0 | 0 | Constrained, otherwise capacity available =396 kW | --> | C18 ex MARSHES | Marshes [T41,T42] | DUNDALK |  | 53.9868 | -6.3786
MV/LV Substation MU***4338 |  | 10 kV | _ | LV | 400 kVA :Building Structure | 0.4 | --> | 0.4 | 0.345 | 1.03 |  | --> | 0.38 | 0 | 0 | 0 | 0 | Constrained, otherwise capacity available =387 kW | --> | C15 ex LITTLE MILLS | Little Mills [T41] | DUNDALK |  | 53.9743 | -6.4025
MV/LV Substation TH***4341 |  | 10 kV | _ | LV | 630 kVA :Kiosk Substation | 0.63 | --> | 0.63 | 0.463 | 2.33 |  | --> | 0.598 | 0 | 0.004 | 0 | 0 | Constrained, otherwise capacity available =618 kW | --> | C21 ex DUNDALK | Dundalk [T41,T42] | DUNDALK |  | 54.0059 | -6.4095
MV/LV Substation BA***4345 |  | 20 kV | _ | LV | 50 kVA :Pole Substation | 0.05 | --> | 0.05 | 0.046 | 4.25 |  | --> | 0.048 | 0 | 0 | 0 | 0 | Constrained, otherwise capacity available =48 kW | --> | E18 ex JENKINSTOWN | Jenkinstown [T421,T422] | DUNDALK |  | 54.0755 | -6.2546
MV/LV Substation NU***4347 |  | 10 kV | _ | LV | 400 kVA :Building Structure | 0.4 | --> | 0.4 | 0.339 | 3.12 |  | --> | 0.38 | 0 | 0 | 0 | 0 | Constrained, otherwise capacity available =388 kW | --> | C18 ex MARSHES | Marshes [T41,T42] | DUNDALK |  | 53.9813 | -6.3864
MV/LV Substation AR***4350 |  | 20 kV | _ | LV | 400 kVA :Kiosk Substation | 0.4 | --> | 0.4 | 0.393 | 2.33 |  | --> | 0.38 | 0 | 0 | 0 | 0 | Constrained, otherwise capacity available =381 kW | --> | C18 ex DUNDALK | Dundalk [T41,T42] | DUNDALK |  | 54.0251 | -6.4136
MV/LV Substation T/***436 |  | 20 kV | _ | LV | 200 kVA :Pole Substation | 0.2 | --> | 0.2 | 0.189 | 2.33 |  | --> | 0.19 | 0 | 0 | 0 | 0 | Constrained, otherwise capacity available =192 kW | --> | C18 ex DUNDALK | Dundalk [T41,T42] | DUNDALK |  | 54.0261 | -6.4291
MV/LV Substation MA***4362 |  | 10 kV | _ | LV | 630 kVA :Kiosk Substation | 0.63 | --> | 0.63 | 0.467 | 3.12 |  | --> | 0.598 | 0 | 0 | 0 | 0 | Constrained, otherwise capacity available =620 kW | --> | C12 ex MARSHES | Marshes [T41,T42] | DUNDALK |  | 53.9881 | -6.3973
MV/LV Substation EV***4375 |  | 10 kV | _ | LV | 400 kVA :Kiosk Substation | 0.4 | --> | 0.4 | 0.323 | 2.33 |  | --> | 0.38 | 0 | 0 | 0 | 0 | Constrained, otherwise capacity available =390 kW | --> | C21 ex DUNDALK | Dundalk [T41,T42] | DUNDALK |  | 54.0033 | -6.4124
MV/LV Substation CH***4378 |  | 20 kV | _ | LV | 50 kVA :Pole Substation | 0.05 | --> | 0.05 | 0.05 | 19.76 |  | --> | 0.048 | 0 | 0 | 0.048 | 0 |  | --> | E19 ex MULLAGHARLIN | Mullagharlin [T121,T122] | MULLAGHARLIN |  | 53.9758 | -6.5296
MV/LV Substation RA***4380 |  | 10 kV | _ | LV | 400 kVA :Kiosk Substation | 0.4 | --> | 0.4 | 0.383 | 5.69 |  | --> | 0.38 | 0 | 0 | 0 | 0 | Constrained, otherwise capacity available =382 kW | --> | C19 ex RAMPARTS | Ramparts [T41,T42] | DUNDALK |  | 54.0176 | -6.3923
MV/LV Substation EA***4389 |  | 10 kV | _ | LV | 630 kVA :Kiosk Substation | 0.63 | --> | 0.63 | 0.5 | 3.12 |  | --> | 0.598 | 0 | 0.04 | 0 | 0 | Constrained, otherwise capacity available =574 kW | --> | C21 ex MARSHES | Marshes [T41,T42] | DUNDALK |  | 53.9595 | -6.3829
MV/LV Substation EA***4390 |  | 10 kV | _ | LV | 630 kVA :Kiosk Substation | 0.63 | --> | 0.63 | 0.5 | 3.12 |  | --> | 0.598 | 0 | 0.109 | 0 | 0 | Constrained, otherwise capacity available =519 kW | --> | C21 ex MARSHES | Marshes [T41,T42] | DUNDALK |  | 53.9604 | -6.3857
MV/LV Substation GL***4392 |  | 20 kV | _ | LV | 50 kVA :Pole Substation | 0.05 | --> | 0.05 | 0.05 | 3.47 |  | --> | 0.048 | 0 | 0 | 0 | 0 | Constrained, otherwise capacity available =48 kW | --> | E18 ex BUSH | Bush [T421,T422] | DUNDALK |  | 54.0245 | -6.2233
MV/LV Substation MU***439X |  | 10 kV | _ | LV | 50 kVA :Pole Substation | 0.05 | --> | 0.05 | 0.044 | 1.03 |  | --> | 0.048 | 0 | 0.006 | 0 | 0 | Constrained, otherwise capacity available =44 kW | --> | C15 ex LITTLE MILLS | Little Mills [T41] | DUNDALK |  | 53.9759 | -6.4025
MV/LV Substation NB***4400 |  | 20 kV | _ | LV | 50 kVA :Pole Substation | 0.05 | --> | 0.05 | 0.047 | 3.47 |  | --> | 0.048 | 0 | 0 | 0 | 0 | Constrained, otherwise capacity available =48 kW | --> | E18 ex BUSH | Bush [T421,T422] | DUNDALK |  | 53.9959 | -6.2085
MV/LV Substation GE***4406 |  | 10 kV | _ | LV | 50 kVA :Pole Substation | 0.05 | --> | 0.05 | 0.049 | 1.03 |  | --> | 0.048 | 0 | 0 | 0 | 0 | Constrained, otherwise capacity available =48 kW | --> | C18 ex LITTLE MILLS | Little Mills [T41] | DUNDALK |  | 53.919 | -6.433
MV/LV Substation TA***441 |  | 20 kV | _ | LV | 50 kVA :Pole Substation | 0.05 | --> | 0.05 | 0.033 | 2.33 |  | --> | 0.048 | 0 | 0 | 0 | 0 | Constrained, otherwise capacity available =50 kW | --> | C18 ex DUNDALK | Dundalk [T41,T42] | DUNDALK |  | 54.0262 | -6.4425
MV/LV Substation BA***4414 |  | 20 kV | _ | LV | 1000 kVA :Building Structure | 1 | --> | 1 | 0.5 | 4.25 |  | --> | 0.95 | 0 | 0 | 0 | 0 | Constrained, otherwise capacity available =950 kW | --> | E18 ex JENKINSTOWN | Jenkinstown [T421,T422] | DUNDALK |  | 54.0738 | -6.2397
MV/LV Substation BA***441X |  | 20 kV | _ | LV | 400 kVA :Building Structure | 0.4 | --> | 0.4 | 0.219 | 4.25 |  | --> | 0.38 | 0 | 0 | 0 | 0 | Constrained, otherwise capacity available =404 kW | --> | E12 ex JENKINSTOWN | Jenkinstown [T421,T422] | DUNDALK |  | 54.0323 | -6.352
MV/LV Substation OM***4422 |  | 20 kV | _ | LV | 400 kVA :Kiosk Substation | 0.4 | --> | 0.4 | 0.4 | 4.25 |  | --> | 0.38 | 0 | 0 | 0 | 0 | Constrained, otherwise capacity available =380 kW | --> | E18 ex JENKINSTOWN | Jenkinstown [T421,T422] | DUNDALK |  | 54.0893 | -6.2585
MV/LV Substation CO***4425 |  | 10 kV | _ | LV | 630 kVA :Kiosk Substation | 0.63 | --> | 0.63 | 0.5 | 5.69 |  | --> | 0.598 | 0 | 0 | 0 | 0 | Constrained, otherwise capacity available =599 kW | --> | C24 ex RAMPARTS | Ramparts [T41,T42] | DUNDALK |  | 53.9967 | -6.4049
MV/LV Substation RA***4442 |  | 10 kV | _ | LV | 630 kVA :Kiosk Substation | 0.63 | --> | 0.63 | 0.5 | 3.12 |  | --> | 0.598 | 0 | 0.097 | 0 | 0 | Constrained, otherwise capacity available =533 kW | --> | C21 ex MARSHES | Marshes [T41,T42] | DUNDALK |  | 53.9619 | -6.3902
MV/LV Substation AL***4444 |  | 20 kV | _ | LV | 50 kVA :Pole Substation | 0.05 | --> | 0.05 | 0.048 | 19.76 |  | --> | 0.048 | 0 | 0 | 0.048 | 0 |  | --> | E19 ex MULLAGHARLIN | Mullagharlin [T121,T122] | MULLAGHARLIN |  | 53.9491 | -6.4719
MV/LV Substation CO***4456 |  | 10 kV | _ | LV | 630 kVA :Kiosk Substation | 0.63 | --> | 0.63 | 0.5 | 3.12 |  | --> | 0.598 | 0 | 0 | 0 | 0 | Constrained, otherwise capacity available =598 kW | --> | C21 ex MARSHES | Marshes [T41,T42] | DUNDALK |  | 53.967 | -6.376
MV/LV Substation FA***446Y |  | 10 kV | _ | LV | 400 kVA :Kiosk Substation | 0.4 | --> | 0.4 | 0.334 | 2.33 |  | --> | 0.38 | 0 | 0.003 | 0 | 0 | Constrained, otherwise capacity available =387 kW | --> | C12 ex DUNDALK | Dundalk [T41,T42] | DUNDALK |  | 54.0073 | -6.4217
MV/LV Substation BE***4470 |  | 10 kV | _ | LV | 630 kVA :Kiosk Substation | 0.63 | --> | 0.63 | 0.5 | 3.12 |  | --> | 0.598 | 0 | 0 | 0 | 0 | Constrained, otherwise capacity available =598 kW | --> | C21 ex MARSHES | Marshes [T41,T42] | DUNDALK |  | 53.9696 | -6.3919
MV/LV Substation GU***4473 |  | 10 kV | _ | LV | 630 kVA :Kiosk Substation | 0.63 | --> | 0.63 | 0.5 | 3.12 |  | --> | 0.598 | 0 | 0.021 | 0 | 0 | Constrained, otherwise capacity available =583 kW | --> | C25 ex MARSHES | Marshes [T41,T42] | DUNDALK |  | 53.9781 | -6.3913
MV/LV Substation BA***447X |  | 20 kV | _ | LV | 50 kVA :Pole Substation | 0.05 | --> | 0.05 | 0 | 2.33 |  | --> | 0.048 | 0 | 0 | 0 | 0 | Constrained, otherwise capacity available =56 kW | --> | C26 ex DUNDALK | Dundalk [T41,T42] | DUNDALK |  | 53.9964 | -6.5654
MV/LV Substation DO***4489 |  | 20 kV | _ | LV | 200 kVA :Pole Substation | 0.2 | --> | 0.2 | 0.2 | 2.33 |  | --> | 0.19 | 0 | 0 | 0 | 0 | Constrained, otherwise capacity available =190 kW | --> | C18 ex DUNDALK | Dundalk [T41,T42] | DUNDALK |  | 54.0258 | -6.3939
MV/LV Substation CA***450 |  | 20 kV | _ | LV | 50 kVA :Pole Substation | 0.05 | --> | 0.05 | 0.038 | 2.33 |  | --> | 0.048 | 0 | 0.005 | 0 | 0 | Constrained, otherwise capacity available =45 kW | --> | C18 ex DUNDALK | Dundalk [T41,T42] | DUNDALK |  | 54.0322 | -6.4034
MV/LV Substation SH***457Y |  | 20 kV | _ | LV | 100 kVA :Pole Substation | 0.1 | --> | 0.1 | 0.094 | 2.33 |  | --> | 0.095 | 0 | 0 | 0 | 0 | Constrained, otherwise capacity available =96 kW | --> | C26 ex DUNDALK | Dundalk [T41,T42] | DUNDALK |  | 54.0383 | -6.5612
MV/LV Substation LC***458Y |  | 20 kV | _ | LV | 50 kVA :Pole Substation | 0.05 | --> | 0.05 | 0.047 | 4.25 |  | --> | 0.048 | 0 | 0 | 0 | 0 | Constrained, otherwise capacity available =48 kW | --> | E18 ex JENKINSTOWN | Jenkinstown [T421,T422] | DUNDALK |  | 54.0177 | -6.2988
MV/LV Substation CL***461Y |  | 10 kV | _ | LV | 200 kVA :Kiosk Substation | 0.2 | --> | 0.2 | 0.153 | 3.12 |  | --> | 0.19 | 0 | 0.004 | 0 | 0 | Constrained, otherwise capacity available =193 kW | --> | C11 ex MARSHES | Marshes [T41,T42] | DUNDALK |  | 53.9849 | -6.3834
MV/LV Substation CA***464Y |  | 20 kV | _ | LV | 400 kVA :Kiosk Substation | 0.4 | --> | 0.4 | 0.368 | 2.33 |  | --> | 0.38 | 0 | 0 | 0 | 0 | Constrained, otherwise capacity available =384 kW | --> | C26 ex DUNDALK | Dundalk [T41,T42] | DUNDALK |  | 54.0265 | -6.4953
MV/LV Substation FA***470 |  | 20 kV | _ | LV | 50 kVA :Pole Substation | 0.05 | --> | 0.05 | 0.034 | 4.25 |  | --> | 0.048 | 0 | 0 | 0 | 0 | Constrained, otherwise capacity available =50 kW | --> | E15 ex JENKINSTOWN | Jenkinstown [T421,T422] | DUNDALK |  | 54.0411 | -6.3847
MV/LV Substation MT***474 |  | 20 kV | _ | LV | 100 kVA :Pole Substation | 0.1 | --> | 0.1 | 0.083 | 4.25 |  | --> | 0.095 | 0 | 0.019 | 0 | 0 | Constrained, otherwise capacity available =83 kW | --> | E15 ex JENKINSTOWN | Jenkinstown [T421,T422] | DUNDALK |  | 54.0397 | -6.3733
MV/LV Substation CO***475 |  | 20 kV | _ | LV | 100 kVA :Pole Substation | 0.1 | --> | 0.1 | 0.099 | 4.25 |  | --> | 0.095 | 0 | 0 | 0 | 0 | Constrained, otherwise capacity available =95 kW | --> | E15 ex JENKINSTOWN | Jenkinstown [T421,T422] | DUNDALK |  | 54.0372 | -6.3695
MV/LV Substation TH***476Y |  | 10 kV | _ | LV | 400 kVA :Kiosk Substation | 0.4 | --> | 0.4 | 0.325 | 3.12 |  | --> | 0.38 | 0 | 0.02 | 0 | 0 | Constrained, otherwise capacity available =375 kW | --> | C20 ex MARSHES | Marshes [T41,T42] | DUNDALK |  | 53.9813 | -6.3728
MV/LV Substation TH***479 |  | 20 kV | _ | LV | 50 kVA :Pole Substation | 0.05 | --> | 0.05 | 0.032 | 4.25 |  | --> | 0.048 | 0 | 0 | 0 | 0 | Constrained, otherwise capacity available =50 kW | --> | E15 ex JENKINSTOWN | Jenkinstown [T421,T422] | DUNDALK |  | 54.0439 | -6.3653
MV/LV Substation ST***481X |  | 10 kV | _ | LV | 200 kVA :Kiosk Substation | 0.2 | --> | 0.2 | 0.177 | 1.03 |  | --> | 0.19 | 0 | 0.025 | 0 | 0 | Constrained, otherwise capacity available =175 kW | --> | C18 ex LITTLE MILLS | Little Mills [T41] | DUNDALK |  | 53.9332 | -6.4092
MV/LV Substation AG***485 |  | 20 kV | _ | LV | 50 kVA :Pole Substation | 0.05 | --> | 0.05 | 0.038 | 4.25 |  | --> | 0.048 | 0 | 0 | 0 | 0 | Constrained, otherwise capacity available =49 kW | --> | E15 ex JENKINSTOWN | Jenkinstown [T421,T422] | DUNDALK |  | 54.0535 | -6.3576
MV/LV Substation ST***489Y |  | 10 kV | _ | LV | 630 kVA :Kiosk Substation | 0.63 | --> | 0.63 | 0.5 | 5.69 |  | --> | 0.598 | 0 | 0 | 0 | 0 | Constrained, otherwise capacity available =599 kW | --> | C19 ex RAMPARTS | Ramparts [T41,T42] | DUNDALK |  | 54.0092 | -6.3925
MV/LV Substation AN***490X |  | 20 kV | _ | LV | 50 kVA :Pole Substation | 0.05 | --> | 0.05 | 0.035 | 4.25 |  | --> | 0.048 | 0 | 0 | 0 | 0 | Constrained, otherwise capacity available =50 kW | --> | E16 ex JENKINSTOWN | Jenkinstown [T421,T422] | DUNDALK |  | 54.002 | -6.2755
MV/LV Substation RA***491 |  | 20 kV | _ | LV | 50 kVA :Pole Substation | 0.05 | --> | 0.05 | 0.028 | 4.25 |  | --> | 0.048 | 0 | 0.015 | 0 | 0 | Constrained, otherwise capacity available =39 kW | --> | E15 ex JENKINSTOWN | Jenkinstown [T421,T422] | DUNDALK |  | 54.0531 | -6.3373
MV/LV Substation RA***492 |  | 20 kV | _ | LV | 50 kVA :Pole Substation | 0.05 | --> | 0.05 | 0.012 | 4.25 |  | --> | 0.048 | 0 | 0 | 0 | 0 | Constrained, otherwise capacity available =52 kW | --> | E15 ex JENKINSTOWN | Jenkinstown [T421,T422] | DUNDALK |  | 54.0558 | -6.3378
MV/LV Substation NE***492Y |  | 10 kV | _ | LV | 630 kVA :Kiosk Substation | 0.63 | --> | 0.63 | 0.5 | 5.69 |  | --> | 0.598 | 0 | 0 | 0 | 0 | Constrained, otherwise capacity available =602 kW | --> | C21 ex RAMPARTS | Ramparts [T41,T42] | DUNDALK |  | 54.0049 | -6.4012
MV/LV Substation CA***493 |  | 20 kV | _ | LV | 100 kVA :Pole Substation | 0.1 | --> | 0.1 | 0.079 | 4.25 |  | --> | 0.095 | 0 | 0 | 0 | 0 | Constrained, otherwise capacity available =98 kW | --> | E15 ex JENKINSTOWN | Jenkinstown [T421,T422] | DUNDALK |  | 54.058 | -6.332
MV/LV Substation RE***497Y |  | 10 kV | _ | LV | 630 kVA :Kiosk Substation | 0.63 | --> | 0.63 | 0.5 | 0.72 |  | --> | 0.598 | 0 | 0 | 0 | 0 | Constrained, otherwise capacity available =606 kW | --> | C15 ex COES ROAD | Coes Road [T41,T42] | DUNDALK |  | 53.9921 | -6.3766
MV/LV Substation RE***498Y |  | 10 kV | _ | LV | 630 kVA :Kiosk Substation | 0.63 | --> | 0.63 | 0.4 | 3.12 |  | --> | 0.598 | 0 | 0 | 0 | 0 | Constrained, otherwise capacity available =629 kW | --> | C18 ex MARSHES | Marshes [T41,T42] | DUNDALK |  | 53.9881 | -6.3769
MV/LV Substation CO***499Y |  | 20 kV | _ | LV | 50 kVA :Pole Substation | 0.05 | --> | 0.05 | 0.04 | 2.33 |  | --> | 0.048 | 0 | 0.021 | 0 | 0 | Constrained, otherwise capacity available =33 kW | --> | C18 ex DUNDALK | Dundalk [T41,T42] | DUNDALK |  | 54.041 | -6.4236
MV/LV Substation BL***500Y |  | 10 kV | _ | LV | 200 kVA :Kiosk Substation | 0.2 | --> | 0.2 | 0.169 | 3.12 |  | --> | 0.19 | 0 | 0.012 | 0 | 0 | Constrained, otherwise capacity available =185 kW | --> | C20 ex MARSHES | Marshes [T41,T42] | DUNDALK |  | 53.9719 | -6.3673
MV/LV Substation RA***501Y |  | 20 kV | _ | LV | 200 kVA :Kiosk Substation | 0.2 | --> | 0.2 | 0.122 | 4.25 |  | --> | 0.19 | 0 | 0.058 | 0 | 0 | Constrained, otherwise capacity available =157 kW | --> | E16 ex JENKINSTOWN | Jenkinstown [T421,T422] | DUNDALK |  | 54.0023 | -6.2681
MV/LV Substation CA***502 |  | 20 kV | _ | LV | 400 kVA :Building Structure | 0.4 | --> | 0.4 | 0.194 | 4.25 |  | --> | 0.38 | 0 | 0.1 | 0 | 0 | Constrained, otherwise capacity available =333 kW | --> | E15 ex JENKINSTOWN | Jenkinstown [T421,T422] | DUNDALK |  | 54.0992 | -6.3602
MV/LV Substation BA***502X |  | 20 kV | _ | LV | 50 kVA :Pole Substation | 0.05 | --> | 0.05 | 0.029 | 4.25 |  | --> | 0.048 | 0 | 0 | 0 | 0 | Constrained, otherwise capacity available =50 kW | --> | E15 ex JENKINSTOWN | Jenkinstown [T421,T422] | DUNDALK |  | 54.0351 | -6.3221
MV/LV Substation LO***503Y |  | 10 kV | _ | LV | 200 kVA :Pole Substation | 0.2 | --> | 0.2 | 0.168 | 3.12 |  | --> | 0.19 | 0 | 0 | 0 | 0 | Constrained, otherwise capacity available =194 kW | --> | C21 ex MARSHES | Marshes [T41,T42] | DUNDALK |  | 53.9584 | -6.3964
MV/LV Substation CU***504 |  | 20 kV | _ | LV | 100 kVA :Pole Substation | 0.1 | --> | 0.1 | 0.085 | 4.25 |  | --> | 0.095 | 0 | 0 | 0 | 0 | Constrained, otherwise capacity available =97 kW | --> | E15 ex JENKINSTOWN | Jenkinstown [T421,T422] | DUNDALK |  | 54.1058 | -6.3591
MV/LV Substation HA***504Y |  | 20 kV | _ | LV | 400 kVA :Kiosk Substation | 0.4 | --> | 0.4 | 0.32 | 3.47 |  | --> | 0.38 | 0 | 0.019 | 0 | 0 | Constrained, otherwise capacity available =377 kW | --> | E17 ex BUSH | Bush [T421,T422] | DUNDALK |  | 54.0408 | -6.1783
MV/LV Substation CA***505 |  | 20 kV | _ | LV | 50 kVA :Pole Substation | 0.05 | --> | 0.05 | 0.043 | 4.25 |  | --> | 0.048 | 0 | 0 | 0 | 0 | Constrained, otherwise capacity available =48 kW | --> | E15 ex JENKINSTOWN | Jenkinstown [T421,T422] | DUNDALK |  | 54.1078 | -6.3592
MV/LV Substation FA***509Y |  | 10 kV | _ | LV | 630 kVA :Kiosk Substation | 0.63 | --> | 0.63 | 0.5 | 2.33 |  | --> | 0.598 | 0 | 0.005 | 0 | 0 | Constrained, otherwise capacity available =599 kW | --> | C18 ex DUNDALK | Dundalk [T41,T42] | DUNDALK |  | 54.0112 | -6.4233
MV/LV Substation D/***512 |  | 20 kV | _ | LV | 50 kVA :Pole Substation | 0.05 | --> | 0.05 | 0.048 | 4.25 |  | --> | 0.048 | 0 | 0 | 0 | 0 | Constrained, otherwise capacity available =48 kW | --> | E15 ex JENKINSTOWN | Jenkinstown [T421,T422] | DUNDALK |  | 54.0407 | -6.3379
MV/LV Substation CO***512Y |  | 20 kV | _ | LV | 50 kVA :Pole Substation | 0.05 | --> | 0.05 | 0.05 | 2.33 |  | --> | 0.048 | 0 | 0 | 0 | 0 | Constrained, otherwise capacity available =48 kW | --> | C26 ex DUNDALK | Dundalk [T41,T42] | DUNDALK |  | 54.0025 | -6.4743
MV/LV Substation NE***513Y |  | 20 kV | _ | LV | 400 kVA :Building Structure | 0.4 | --> | 0.4 | 0.391 | 3.47 |  | --> | 0.38 | 0 | 0 | 0 | 0 | Constrained, otherwise capacity available =381 kW | --> | E18 ex BUSH | Bush [T421,T422] | DUNDALK |  | 54.0008 | -6.1958
MV/LV Substation DR***515X |  | 20 kV | _ | LV | 50 kVA :Pole Substation | 0.05 | --> | 0.05 | 0.05 | 2.33 |  | --> | 0.048 | 0 | 0 | 0 | 0 | Constrained, otherwise capacity available =48 kW | --> | C26 ex DUNDALK | Dundalk [T41,T42] | DUNDALK |  | 53.9884 | -6.5773
MV/LV Substation BA***517 |  | 20 kV | _ | LV | 50 kVA :Pole Substation | 0.05 | --> | 0.05 | 0.03 | 4.25 |  | --> | 0.048 | 0 | 0.011 | 0 | 0 | Constrained, otherwise capacity available =42 kW | --> | E15 ex JENKINSTOWN | Jenkinstown [T421,T422] | DUNDALK |  | 54.038 | -6.3252
MV/LV Substation DO***523Y |  | 20 kV | _ | LV | 200 kVA :Kiosk Substation | 0.2 | --> | 0.2 | 0.134 | 2.33 |  | --> | 0.19 | 0 | 0.014 | 0 | 0 | Constrained, otherwise capacity available =188 kW | --> | C18 ex DUNDALK | Dundalk [T41,T42] | DUNDALK |  | 54.0234 | -6.3954
MV/LV Substation BE***531 |  | 20 kV | _ | LV | 50 kVA :Pole Substation | 0.05 | --> | 0.05 | 0.039 | 4.25 |  | --> | 0.048 | 0 | 0 | 0 | 0 | Constrained, otherwise capacity available =49 kW | --> | E12 ex JENKINSTOWN | Jenkinstown [T421,T422] | DUNDALK |  | 54.0154 | -6.3389
MV/LV Substation BE***532 |  | 20 kV | _ | LV | 50 kVA :Pole Substation | 0.05 | --> | 0.05 | 0.044 | 4.25 |  | --> | 0.048 | 0 | 0.005 | 0 | 0 | Constrained, otherwise capacity available =44 kW | --> | E12 ex JENKINSTOWN | Jenkinstown [T421,T422] | DUNDALK |  | 54.0131 | -6.3399
MV/LV Substation BA***534Y |  | 20 kV | _ | LV | 50 kVA :Pole Substation | 0.05 | --> | 0.05 | 0.044 | 2.33 |  | --> | 0.048 | 0 | 0 | 0 | 0 | Constrained, otherwise capacity available =48 kW | --> | C26 ex DUNDALK | Dundalk [T41,T42] | DUNDALK |  | 54.0218 | -6.4617
MV/LV Substation AR***535Y |  | 10 kV | _ | LV | 400 kVA :Kiosk Substation | 0.4 | --> | 0.4 | 0.332 | 3.12 |  | --> | 0.38 | 0 | 0.05 | 0 | 0 | Constrained, otherwise capacity available =352 kW | --> | C21 ex MARSHES | Marshes [T41,T42] | DUNDALK |  | 53.9581 | -6.3771
MV/LV Substation RO***536Y |  | 10 kV | _ | LV | 200 kVA :Kiosk Substation | 0.2 | --> | 0.2 | 0.187 | 3.12 |  | --> | 0.19 | 0 | 0 | 0 | 0 | Constrained, otherwise capacity available =192 kW | --> | C21 ex MARSHES | Marshes [T41,T42] | DUNDALK |  | 53.9643 | -6.3721
MV/LV Substation ME***542Y |  | 10 kV | _ | LV | 630 kVA :Kiosk Substation | 0.63 | --> | 0.63 | 0.5 | 3.12 |  | --> | 0.598 | 0 | 0 | 0 | 0 | Constrained, otherwise capacity available =601 kW | --> | C20 ex MARSHES | Marshes [T41,T42] | DUNDALK |  | 53.9848 | -6.3743
MV/LV Substation CL***543Y |  | 10 kV | _ | LV | 630 kVA :Kiosk Substation | 0.63 | --> | 0.63 | 0.484 | 5.69 |  | --> | 0.598 | 0 | 0 | 0 | 0 | Constrained, otherwise capacity available =618 kW | --> | C20 ex RAMPARTS | Ramparts [T41,T42] | DUNDALK |  | 54.0058 | -6.4032
MV/LV Substation CO***546 |  | 20 kV | _ | LV | 50 kVA :Pole Substation | 0.05 | --> | 0.05 | 0.041 | 4.25 |  | --> | 0.048 | 0 | 0 | 0 | 0 | Constrained, otherwise capacity available =49 kW | --> | E18 ex JENKINSTOWN | Jenkinstown [T421,T422] | DUNDALK |  | 54.0856 | -6.2575
MV/LV Substation OM***547 |  | 20 kV | _ | LV | 400 kVA :Kiosk Substation | 0.4 | --> | 0.4 | 0.309 | 4.25 |  | --> | 0.38 | 0 | 0.01 | 0 | 0 | Constrained, otherwise capacity available =385 kW | --> | E18 ex JENKINSTOWN | Jenkinstown [T421,T422] | DUNDALK |  | 54.088 | -6.257
MV/LV Substation RI***549Y |  | 10 kV | _ | LV | 400 kVA :Kiosk Substation | 0.4 | --> | 0.4 | 0.346 | 0.72 |  | --> | 0.38 | 0 | 0 | 0 | 0 | Constrained, otherwise capacity available =387 kW | --> | C15 ex COES ROAD | Coes Road [T41,T42] | DUNDALK |  | 54.004 | -6.3645
MV/LV Substation RI***550Y |  | 10 kV | _ | LV | 200 kVA :Kiosk Substation | 0.2 | --> | 0.2 | 0.161 | 0.72 |  | --> | 0.19 | 0 | 0.033 | 0 | 0 | Constrained, otherwise capacity available =171 kW | --> | C15 ex COES ROAD | Coes Road [T41,T42] | DUNDALK |  | 54.0045 | -6.3513
MV/LV Substation CE***552Y |  | 10 kV | _ | LV | 200 kVA :Kiosk Substation | 0.2 | --> | 0.2 | 0.164 | 1.03 |  | --> | 0.19 | 0 | 0 | 0 | 0 | Constrained, otherwise capacity available =195 kW | --> | C18 ex LITTLE MILLS | Little Mills [T41] | DUNDALK |  | 53.9214 | -6.4015
MV/LV Substation KN***553 |  | 20 kV | _ | LV | 100 kVA :Pole Substation | 0.1 | --> | 0.1 | 0.079 | 4.25 |  | --> | 0.095 | 0 | 0 | 0 | 0 | Constrained, otherwise capacity available =98 kW | --> | E18 ex JENKINSTOWN | Jenkinstown [T421,T422] | DUNDALK |  | 54.0871 | -6.2592
MV/LV Substation PO***554 |  | 20 kV | _ | LV | 200 kVA :Kiosk Substation | 0.2 | --> | 0.2 | 0.139 | 4.25 |  | --> | 0.19 | 0 | 0.015 | 0 | 0 | Constrained, otherwise capacity available =187 kW | --> | E18 ex JENKINSTOWN | Jenkinstown [T421,T422] | DUNDALK |  | 54.0887 | -6.2612
MV/LV Substation ME***554Y |  | 10 kV | _ | LV | 200 kVA :Kiosk Substation | 0.2 | --> | 0.2 | 0.13 | 3.12 |  | --> | 0.19 | 0 | 0.04 | 0 | 0 | Constrained, otherwise capacity available =170 kW | --> | C12 ex MARSHES | Marshes [T41,T42] | DUNDALK |  | 53.9953 | -6.3809
MV/LV Substation SA***555Y |  | 10 kV | _ | LV | 200 kVA :Kiosk Substation | 0.2 | --> | 0.2 | 0.124 | 2.33 |  | --> | 0.19 | 0 | 0.014 | 0 | 0 | Constrained, otherwise capacity available =190 kW | --> | C18 ex DUNDALK | Dundalk [T41,T42] | DUNDALK |  | 54.0177 | -6.4245
MV/LV Substation DR***556 |  | 20 kV | _ | LV | 100 kVA :Pole Substation | 0.1 | --> | 0.1 | 0.1 | 4.25 |  | --> | 0.095 | 0 | 0 | 0 | 0 | Constrained, otherwise capacity available =95 kW | --> | E18 ex JENKINSTOWN | Jenkinstown [T421,T422] | DUNDALK |  | 54.091 | -6.2632
MV/LV Substation SA***556Y |  | 10 kV | _ | LV | 400 kVA :Kiosk Substation | 0.4 | --> | 0.4 | 0.316 | 2.33 |  | --> | 0.38 | 0 | 0.008 | 0 | 0 | Constrained, otherwise capacity available =385 kW | --> | C18 ex DUNDALK | Dundalk [T41,T42] | DUNDALK |  | 54.0173 | -6.4236
MV/LV Substation DR***557X |  | 10 kV | _ | LV | 50 kVA :Pole Substation | 0.05 | --> | 0.05 | 0.048 | 1.03 |  | --> | 0.048 | 0 | 0 | 0 | 0 | Constrained, otherwise capacity available =48 kW | --> | C18 ex LITTLE MILLS | Little Mills [T41] | DUNDALK |  | 53.9355 | -6.4087
MV/LV Substation SA***557Y |  | 10 kV | _ | LV | 200 kVA :Kiosk Substation | 0.2 | --> | 0.2 | 0.174 | 2.33 |  | --> | 0.19 | 0 | 0 | 0 | 0 | Constrained, otherwise capacity available =194 kW | --> | C18 ex DUNDALK | Dundalk [T41,T42] | DUNDALK |  | 54.0188 | -6.4213
MV/LV Substation IV***558 |  | 20 kV | _ | LV | 50 kVA :Pole Substation | 0.05 | --> | 0.05 | 0.036 | 4.25 |  | --> | 0.048 | 0 | 0 | 0 | 0 | Constrained, otherwise capacity available =49 kW | --> | E18 ex JENKINSTOWN | Jenkinstown [T421,T422] | DUNDALK |  | 54.0945 | -6.2666
MV/LV Substation MO***558X |  | 20 kV | _ | LV | 50 kVA :Pole Substation | 0.05 | --> | 0.05 | 0.048 | 19.76 |  | --> | 0.048 | 0 | 0 | 0.048 | 0 |  | --> | E19 ex MULLAGHARLIN | Mullagharlin [T121,T122] | MULLAGHARLIN |  | 53.9701 | -6.5589
MV/LV Substation SA***558Y |  | 10 kV | _ | LV | 200 kVA :Kiosk Substation | 0.2 | --> | 0.2 | 0.138 | 2.33 |  | --> | 0.19 | 0 | 0 | 0 | 0 | Constrained, otherwise capacity available =198 kW | --> | C18 ex DUNDALK | Dundalk [T41,T42] | DUNDALK |  | 54.0169 | -6.4209
MV/LV Substation PA***560 |  | 20 kV | _ | LV | 100 kVA :Pole Substation | 0.1 | --> | 0.1 | 0.1 | 4.25 |  | --> | 0.095 | 0 | 0 | 0 | 0 | Constrained, otherwise capacity available =95 kW | --> | E18 ex JENKINSTOWN | Jenkinstown [T421,T422] | DUNDALK |  | 54.0955 | -6.2729
MV/LV Substation BE***560Y |  | 10 kV | _ | LV | 630 kVA :Kiosk Substation | 0.63 | --> | 0.63 | 0.491 | 3.12 |  | --> | 0.598 | 0 | 0.048 | 0 | 0 | Constrained, otherwise capacity available =582 kW | --> | C12 ex MARSHES | Marshes [T41,T42] | DUNDALK |  | 53.9968 | -6.3884
MV/LV Substation CU***562Y |  | 20 kV | _ | LV | 400 kVA :Kiosk Substation | 0.4 | --> | 0.4 | 0.351 | 3.47 |  | --> | 0.38 | 0 | 0.024 | 0 | 0 | Constrained, otherwise capacity available =369 kW | --> | E17 ex BUSH | Bush [T421,T422] | DUNDALK |  | 54.0352 | -6.1819
MV/LV Substation JE***565Y |  | 20 kV | _ | LV | 100 kVA :Pole Substation | 0.1 | --> | 0.1 | 0.094 | 4.25 |  | --> | 0.095 | 0 | 0 | 0 | 0 | Constrained, otherwise capacity available =96 kW | --> | E16 ex JENKINSTOWN | Jenkinstown [T421,T422] | DUNDALK |  | 54.0175 | -6.2979
MV/LV Substation TH***566Y |  | 10 kV | _ | LV | 50 kVA :Pole Substation | 0.05 | --> | 0.05 | 0.037 | 3.12 |  | --> | 0.048 | 0 | 0 | 0 | 0 | Constrained, otherwise capacity available =49 kW | --> | C21 ex MARSHES | Marshes [T41,T42] | DUNDALK |  | 53.959 | -6.3765
MV/LV Substation GI***567X |  | 10 kV | _ | LV | 50 kVA :Pole Substation | 0.05 | --> | 0.05 | 0.04 | 1.03 |  | --> | 0.048 | 0 | 0.006 | 0 | 0 | Constrained, otherwise capacity available =44 kW | --> | C18 ex LITTLE MILLS | Little Mills [T41] | DUNDALK |  | 53.9726 | -6.43
MV/LV Substation PR***568Y |  | 10 kV | _ | LV | 400 kVA :Kiosk Substation | 0.4 | --> | 0.4 | 0.336 | 1.03 |  | --> | 0.38 | 0 | 0.045 | 0 | 0 | Constrained, otherwise capacity available =355 kW | --> | C15 ex LITTLE MILLS | Little Mills [T41] | DUNDALK |  | 53.9921 | -6.4041
MV/LV Substation LA***572Y |  | 10 kV | _ | LV | 400 kVA :Kiosk Substation | 0.4 | --> | 0.4 | 0.346 | 3.12 |  | --> | 0.38 | 0 | 0 | 0 | 0 | Constrained, otherwise capacity available =387 kW | --> | C12 ex MARSHES | Marshes [T41,T42] | DUNDALK |  | 53.986 | -6.3994
MV/LV Substation SA***573Y |  | 10 kV | _ | LV | 400 kVA :Kiosk Substation | 0.4 | --> | 0.4 | 0.338 | 3.12 |  | --> | 0.38 | 0 | 0.005 | 0 | 0 | Constrained, otherwise capacity available =385 kW | --> | C21 ex MARSHES | Marshes [T41,T42] | DUNDALK |  | 53.9654 | -6.3742
MV/LV Substation CH***575X |  | 10 kV | _ | LV | 100 kVA :Pole Substation | 0.1 | --> | 0.1 | 0.061 | 1.03 |  | --> | 0.095 | 0 | 0 | 0 | 0 | Constrained, otherwise capacity available =100 kW | --> | C18 ex LITTLE MILLS | Little Mills [T41] | DUNDALK |  | 53.9235 | -6.3988
MV/LV Substation HA***575Y |  | 10 kV | _ | LV | 200 kVA :Kiosk Substation | 0.2 | --> | 0.2 | 0.089 | 3.12 |  | --> | 0.19 | 0 | 0.032 | 0 | 0 | Constrained, otherwise capacity available =181 kW | --> | C20 ex MARSHES | Marshes [T41,T42] | DUNDALK |  | 53.9694 | -6.3714
MV/LV Substation CU***578X |  | 20 kV | _ | LV | 50 kVA :Pole Substation | 0.05 | --> | 0.05 | 0.048 | 4.25 |  | --> | 0.048 | 0 | 0 | 0 | 0 | Constrained, otherwise capacity available =48 kW | --> | E15 ex JENKINSTOWN | Jenkinstown [T421,T422] | DUNDALK |  | 54.0347 | -6.379
MV/LV Substation CH***580 |  | 20 kV | _ | LV | 100 kVA :Pole Substation | 0.1 | --> | 0.1 | 0.027 | 3.47 |  | --> | 0.095 | 0 | 0.015 | 0 | 0 | Constrained, otherwise capacity available =93 kW | --> | E17 ex BUSH | Bush [T421,T422] | DUNDALK |  | 54.0359 | -6.1854
MV/LV Substation BO***582Y |  | 10 kV | _ | LV | 100 kVA :Pole Substation | 0.1 | --> | 0.1 | 0.094 | 5.69 |  | --> | 0.095 | 0 | 0 | 0 | 0 | Constrained, otherwise capacity available =96 kW | --> | C19 ex RAMPARTS | Ramparts [T41,T42] | DUNDALK |  | 54.0174 | -6.3944
MV/LV Substation RO***584Y |  | 10 kV | _ | LV | 400 kVA :Kiosk Substation | 0.4 | --> | 0.4 | 0.326 | 3.12 |  | --> | 0.38 | 0 | 0.003 | 0 | 0 | Constrained, otherwise capacity available =388 kW | --> | C12 ex MARSHES | Marshes [T41,T42] | DUNDALK |  | 53.9892 | -6.3924
MV/LV Substation LI***585 |  | 20 kV | _ | LV | 50 kVA :Pole Substation | 0.05 | --> | 0.05 | 0.04 | 3.47 |  | --> | 0.048 | 0 | 0.005 | 0 | 0 | Constrained, otherwise capacity available =45 kW | --> | E17 ex BUSH | Bush [T421,T422] | DUNDALK |  | 54.0378 | -6.1749
MV/LV Substation BU***585X |  | 20 kV | _ | LV | 100 kVA :Pole Substation | 0.1 | --> | 0.1 | 0.1 | 3.47 |  | --> | 0.095 | 0 | 0 | 0 | 0 | Constrained, otherwise capacity available =95 kW | --> | E18 ex BUSH | Bush [T421,T422] | DUNDALK |  | 54.0006 | -6.2039
MV/LV Substation CL***587Y |  | 10 kV | _ | LV | 50 kVA :Pole Substation | 0.05 | --> | 0.05 | 0.05 | 3.12 |  | --> | 0.048 | 0 | 0 | 0 | 0 | Constrained, otherwise capacity available =48 kW | --> | C21 ex MARSHES | Marshes [T41,T42] | DUNDALK |  | 53.9549 | -6.3964
MV/LV Substation AN***588Y |  | 20 kV | _ | LV | 200 kVA :Kiosk Substation | 0.2 | --> | 0.2 | 0.156 | 2.33 |  | --> | 0.19 | 0 | 0 | 0 | 0 | Constrained, otherwise capacity available =196 kW | --> | C18 ex DUNDALK | Dundalk [T41,T42] | DUNDALK |  | 54.0207 | -6.4266
MV/LV Substation DU***591X |  | 20 kV | _ | LV | 50 kVA :Pole Substation | 0.05 | --> | 0.05 | 0.046 | 19.76 |  | --> | 0.048 | 0 | 0 | 0.048 | 0 |  | --> | E19 ex MULLAGHARLIN | Mullagharlin [T121,T122] | MULLAGHARLIN |  | 53.9757 | -6.4678
MV/LV Substation RA***591Y |  | 10 kV | _ | LV | 200 kVA :Kiosk Substation | 0.2 | --> | 0.2 | 0.117 | 3.12 |  | --> | 0.19 | 0 | 0.065 | 0 | 0 | Constrained, otherwise capacity available =153 kW | --> | C21 ex MARSHES | Marshes [T41,T42] | DUNDALK |  | 53.9643 | -6.3761
MV/LV Substation CL***592X |  | 10 kV | _ | LV | 200 kVA :Pole Substation | 0.2 | --> | 0.2 | 0.155 | 3.12 |  | --> | 0.19 | 0 | 0.02 | 0 | 0 | Constrained, otherwise capacity available =181 kW | --> | C21 ex MARSHES | Marshes [T41,T42] | DUNDALK |  | 53.9564 | -6.3959
MV/LV Substation SE***592Y |  | 10 kV | _ | LV | 100 kVA :Pole Substation | 0.1 | --> | 0.1 | 0.08 | 3.12 |  | --> | 0.095 | 0 | 0 | 0 | 0 | Constrained, otherwise capacity available =98 kW | --> | C21 ex MARSHES | Marshes [T41,T42] | DUNDALK |  | 53.9621 | -6.3753
MV/LV Substation M/***594 |  | 20 kV | _ | LV | 50 kVA :Pole Substation | 0.05 | --> | 0.05 | 0.037 | 3.47 |  | --> | 0.048 | 0 | 0.004 | 0 | 0 | Constrained, otherwise capacity available =46 kW | --> | E15 ex BUSH | Bush [T421,T422] | DUNDALK |  | 54.0163 | -6.1541
MV/LV Substation OV***594X |  | 10 kV | _ | LV | 400 kVA :Kiosk Substation | 0.4 | --> | 0.4 | 0 | 0.72 |  | --> | 0.38 | 0 | 0.01 | 0 | 0 | Constrained, otherwise capacity available =425 kW | --> | C16 ex COES ROAD | Coes Road [T41,T42] | DUNDALK |  | 54.0009 | -6.3839
MV/LV Substation MI***596 |  | 20 kV | _ | LV | 50 kVA :Pole Substation | 0.05 | --> | 0.05 | 0.03 | 3.47 |  | --> | 0.048 | 0 | 0 | 0 | 0 | Constrained, otherwise capacity available =50 kW | --> | E15 ex BUSH | Bush [T421,T422] | DUNDALK |  | 54.0191 | -6.1442
MV/LV Substation BA***599X |  | 20 kV | _ | LV | 100 kVA :Pole Substation | 0.1 | --> | 0.1 | 0.085 | 2.33 |  | --> | 0.095 | 0 | 0.03 | 0 | 0 | Constrained, otherwise capacity available =75 kW | --> | C26 ex DUNDALK | Dundalk [T41,T42] | DUNDALK |  | 53.9942 | -6.5593
MV/LV Substation RI***599Y |  | 20 kV | _ | LV | 200 kVA :Kiosk Substation | 0.2 | --> | 0.2 | 0.147 | 3.47 |  | --> | 0.19 | 0 | 0.002 | 0 | 0 | Constrained, otherwise capacity available =196 kW | --> | E17 ex BUSH | Bush [T421,T422] | DUNDALK |  | 54.0398 | -6.1887
MV/LV Substation GR***601 |  | 20 kV | _ | LV | 200 kVA :Kiosk Substation | 0.2 | --> | 0.2 | 0.162 | 3.47 |  | --> | 0.19 | 0 | 0 | 0 | 0 | Constrained, otherwise capacity available =195 kW | --> | E16 ex BUSH | Bush [T421,T422] | DUNDALK |  | 54.0323 | -6.1326
MV/LV Substation OA***611Y |  | 10 kV | _ | LV | 630 kVA :Kiosk Substation | 0.63 | --> | 0.63 | 0.5 | 5.69 |  | --> | 0.598 | 0 | 0.039 | 0 | 0 | Constrained, otherwise capacity available =586 kW | --> | C11 ex RAMPARTS | Ramparts [T41,T42] | DUNDALK |  | 53.9993 | -6.3937
MV/LV Substation GR***612Y |  | 10 kV | _ | LV | 630 kVA :Kiosk Substation | 0.63 | --> | 0.63 | 0.433 | 5.69 |  | --> | 0.598 | 0 | 0.037 | 0 | 0 | Constrained, otherwise capacity available =597 kW | --> | C11 ex RAMPARTS | Ramparts [T41,T42] | DUNDALK |  | 53.996 | -6.3952
MV/LV Substation FA***613Y |  | 10 kV | _ | LV | 200 kVA :Kiosk Substation | 0.2 | --> | 0.2 | 0.155 | 1.03 |  | --> | 0.19 | 0 | 0.015 | 0 | 0 | Constrained, otherwise capacity available =185 kW | --> | C18 ex LITTLE MILLS | Little Mills [T41] | DUNDALK |  | 53.9537 | -6.3838
MV/LV Substation RE***614Y |  | 10 kV | _ | LV | 630 kVA :Kiosk Substation | 0.63 | --> | 0.63 | 0.5 | 0.72 |  | --> | 0.598 | 0 | 0.028 | 0 | 0 | Constrained, otherwise capacity available =584 kW | --> | C15 ex COES ROAD | Coes Road [T41,T42] | DUNDALK |  | 54.006 | -6.367
MV/LV Substation MI***615X |  | 20 kV | _ | LV | 50 kVA :Pole Substation | 0.05 | --> | 0.05 | 0.046 | 3.47 |  | --> | 0.048 | 0 | 0 | 0 | 0 | Constrained, otherwise capacity available =48 kW | --> | E16 ex BUSH | Bush [T421,T422] | DUNDALK |  | 54.0145 | -6.1441
MV/LV Substation HA***617Y |  | 10 kV | _ | LV | 630 kVA :Building Structure | 0.63 | --> | 0.63 | 0.5 | 3.12 |  | --> | 0.598 | 0 | 0 | 0 | 0 | Constrained, otherwise capacity available =615 kW | --> | C18 ex MARSHES | Marshes [T41,T42] | DUNDALK |  | 53.9907 | -6.3767
MV/LV Substation MA***618Y |  | 10 kV | _ | LV | 400 kVA :Kiosk Substation | 0.4 | --> | 0.4 | 0.218 | 5.69 |  | --> | 0.38 | 0 | 0.061 | 0 | 0 | Constrained, otherwise capacity available =357 kW | --> | C11 ex RAMPARTS | Ramparts [T41,T42] | DUNDALK |  | 53.991 | -6.3999
MV/LV Substation BU***619 |  | 20 kV | _ | LV | 400 kVA :Building Structure | 0.4 | --> | 0.4 | 0.382 | 3.47 |  | --> | 0.38 | 0 | 0.015 | 0 | 0 | Constrained, otherwise capacity available =371 kW | --> | E18 ex BUSH | Bush [T421,T422] | DUNDALK |  | 53.9984 | -6.19
MV/LV Substation BU***620 |  | 20 kV | _ | LV | 100 kVA :Pole Substation | 0.1 | --> | 0.1 | 0.089 | 3.47 |  | --> | 0.095 | 0 | 0 | 0 | 0 | Constrained, otherwise capacity available =96 kW | --> | E18 ex BUSH | Bush [T421,T422] | DUNDALK |  | 53.9995 | -6.1934
MV/LV Substation TO***620Y |  | 10 kV | _ | LV | 50 kVA :Pole Substation | 0.05 | --> | 0.05 | 0.035 | 0.72 |  | --> | 0.048 | 0 | 0 | 0 | 0 | Constrained, otherwise capacity available =49 kW | --> | C11 ex COES ROAD | Coes Road [T41,T42] | DUNDALK |  | 54 | -6.3816
MV/LV Substation MA***622X |  | 20 kV | _ | LV | 100 kVA :Pole Substation | 0.1 | --> | 0.1 | 0.045 | 4.25 |  | --> | 0.095 | 0 | 0 | 0 | 0 | Constrained, otherwise capacity available =102 kW | --> | E16 ex JENKINSTOWN | Jenkinstown [T421,T422] | DUNDALK |  | 53.989 | -6.243
MV/LV Substation LI***624X |  | 20 kV | _ | LV | 50 kVA :Pole Substation | 0.05 | --> | 0.05 | 0.037 | 3.47 |  | --> | 0.048 | 0 | 0.006 | 0 | 0 | Constrained, otherwise capacity available =45 kW | --> | E17 ex BUSH | Bush [T421,T422] | DUNDALK |  | 54.0302 | -6.1841
MV/LV Substation DR***627X |  | 20 kV | _ | LV | 400 kVA :Kiosk Substation | 0.4 | --> | 0.4 | 0.266 | 4.25 |  | --> | 0.38 | 0 | 0.005 | 0 | 0 | Constrained, otherwise capacity available =394 kW | --> | E15 ex JENKINSTOWN | Jenkinstown [T421,T422] | DUNDALK |  | 54.0971 | -6.3614
MV/LV Substation MO***631X |  | 20 kV | _ | LV | 100 kVA :Pole Substation | 0.1 | --> | 0.1 | 0.099 | 2.33 |  | --> | 0.095 | 0 | 0 | 0 | 0 | Constrained, otherwise capacity available =95 kW | --> | C26 ex DUNDALK | Dundalk [T41,T42] | DUNDALK |  | 54.0068 | -6.5964
MV/LV Substation HA***633Y |  | 10 kV | _ | LV | 630 kVA :Kiosk Substation | 0.63 | --> | 0.63 | 0.467 | 2.33 |  | --> | 0.598 | 0 | 0.004 | 0 | 0 | Constrained, otherwise capacity available =617 kW | --> | C17 ex DUNDALK | Dundalk [T41,T42] | DUNDALK |  | 53.9996 | -6.4158
MV/LV Substation SE***639Y |  | 10 kV | _ | LV | 200 kVA :Kiosk Substation | 0.2 | --> | 0.2 | 0.16 | 0.72 |  | --> | 0.19 | 0 | 0.021 | 0 | 0 | Constrained, otherwise capacity available =180 kW | --> | C15 ex COES ROAD | Coes Road [T41,T42] | DUNDALK |  | 54.0051 | -6.3477
MV/LV Substation MA***640Y |  | 10 kV | _ | LV | 200 kVA :Kiosk Substation | 0.2 | --> | 0.2 | 0.185 | 3.12 |  | --> | 0.19 | 0 | 0.007 | 0 | 0 | Constrained, otherwise capacity available =187 kW | --> | C21 ex MARSHES | Marshes [T41,T42] | DUNDALK |  | 53.9576 | -6.3807
MV/LV Substation TR***641X |  | 20 kV | _ | LV | 100 kVA :Pole Substation | 0.1 | --> | 0.1 | 0.09 | 2.33 |  | --> | 0.095 | 0 | 0 | 0 | 0 | Constrained, otherwise capacity available =96 kW | --> | C18 ex DUNDALK | Dundalk [T41,T42] | DUNDALK |  | 54.0367 | -6.4567
MV/LV Substation BR***641Y |  | 20 kV | _ | LV | 50 kVA :Pole Substation | 0.05 | --> | 0.05 | 0.05 | 19.76 |  | --> | 0.048 | 0 | 0 | 0.048 | 0 |  | --> | E19 ex MULLAGHARLIN | Mullagharlin [T121,T122] | MULLAGHARLIN |  | 53.9664 | -6.4773
MV/LV Substation OM***643Y |  | 20 kV | _ | LV | 200 kVA :Kiosk Substation | 0.2 | --> | 0.2 | 0.17 | 4.25 |  | --> | 0.19 | 0 | 0 | 0 | 0 | Constrained, otherwise capacity available =194 kW | --> | E18 ex JENKINSTOWN | Jenkinstown [T421,T422] | DUNDALK |  | 54.0878 | -6.2625
MV/LV Substation RI***646 |  | 20 kV | _ | LV | 100 kVA :Pole Substation | 0.1 | --> | 0.1 | 0.094 | 4.25 |  | --> | 0.095 | 0 | 0 | 0 | 0 | Constrained, otherwise capacity available =96 kW | --> | E16 ex JENKINSTOWN | Jenkinstown [T421,T422] | DUNDALK |  | 53.9939 | -6.2213
MV/LV Substation TH***647Y |  | 20 kV | _ | LV | 50 kVA :Pole Substation | 0.05 | --> | 0.05 | 0.05 | 4.25 |  | --> | 0.048 | 0 | 0 | 0 | 0 | Constrained, otherwise capacity available =48 kW | --> | E15 ex JENKINSTOWN | Jenkinstown [T421,T422] | DUNDALK |  | 54.0448 | -6.366
MV/LV Substation PO***648Y |  | 10 kV | _ | LV | 200 kVA :Pole Substation | 0.2 | --> | 0.2 | 0.176 | 0.72 |  | --> | 0.19 | 0 | 0.021 | 0 | 0 | Constrained, otherwise capacity available =178 kW | --> | C15 ex COES ROAD | Coes Road [T41,T42] | DUNDALK |  | 54.005 | -6.3593
MV/LV Substation CA***649Y |  | 20 kV | _ | LV | 630 kVA :Building Structure | 0.63 | --> | 0.63 | 0.425 | 2.33 |  | --> | 0.598 | 0 | 0 | 0 | 0 | Constrained, otherwise capacity available =626 kW | --> | C18 ex DUNDALK | Dundalk [T41,T42] | DUNDALK |  | 54.0312 | -6.4063
MV/LV Substation CO***650X |  | 10 kV | _ | LV | 50 kVA :Pole Substation | 0.05 | --> | 0.05 | 0.008 | 3.12 |  | --> | 0.048 | 0 | 0.01 | 0 | 0 | Constrained, otherwise capacity available =45 kW | --> | C21 ex MARSHES | Marshes [T41,T42] | DUNDALK |  | 53.958 | -6.3821
MV/LV Substation RO***650Y |  | 10 kV | _ | LV | 50 kVA :Pole Substation | 0.05 | --> | 0.05 | 0.046 | 3.12 |  | --> | 0.048 | 0 | 0.006 | 0 | 0 | Constrained, otherwise capacity available =44 kW | --> | C20 ex MARSHES | Marshes [T41,T42] | DUNDALK |  | 53.9699 | -6.3653
MV/LV Substation NO***652Y |  | 10 kV | _ | LV | 630 kVA :Building Structure | 0.63 | --> | 0.63 | 0.5 | 0.72 |  | --> | 0.598 | 0 | 0 | 0 | 0 | Constrained, otherwise capacity available =604 kW | --> | C12 ex COES ROAD | Coes Road [T41,T42] | DUNDALK |  | 54.0031 | -6.3804
MV/LV Substation CA***656Y |  | 20 kV | _ | LV | 50 kVA :Pole Substation | 0.05 | --> | 0.05 | 0.049 | 4.25 |  | --> | 0.048 | 0 | 0 | 0 | 0 | Constrained, otherwise capacity available =48 kW | --> | E15 ex JENKINSTOWN | Jenkinstown [T421,T422] | DUNDALK |  | 54.0431 | -6.4169
MV/LV Substation WI***658 |  | 20 kV | _ | LV | 50 kVA :Pole Substation | 0.05 | --> | 0.05 | 0.042 | 3.47 |  | --> | 0.048 | 0 | 0 | 0 | 0 | Constrained, otherwise capacity available =49 kW | --> | E16 ex BUSH | Bush [T421,T422] | DUNDALK |  | 53.9915 | -6.1431
MV/LV Substation NE***660X |  | 10 kV | _ | LV | 100 kVA :Pole Substation | 0.1 | --> | 0.1 | 0.065 | 1.03 |  | --> | 0.095 | 0 | 0.051 | 0 | 0 | Constrained, otherwise capacity available =62 kW | --> | C18 ex LITTLE MILLS | Little Mills [T41] | DUNDALK |  | 53.9211 | -6.467
MV/LV Substation M ***660Y |  | 10 kV | _ | LV | 400 kVA :Kiosk Substation | 0.4 | --> | 0.4 | 0.34 | 3.12 |  | --> | 0.38 | 0 | 0.01 | 0 | 0 | Constrained, otherwise capacity available =381 kW | --> | C12 ex MARSHES | Marshes [T41,T42] | DUNDALK |  | 53.9901 | -6.3854
MV/LV Substation BA***661Y |  | 10 kV | _ | LV | 400 kVA :Building Structure | 0.4 | --> | 0.4 | 0.4 | 0.72 |  | --> | 0.38 | 0 | 0 | 0 | 0 | Constrained, otherwise capacity available =380 kW | --> | C16 ex COES ROAD | Coes Road [T41,T42] | DUNDALK |  | 54.0013 | -6.3842
MV/LV Substation DU***663X |  | 10 kV | _ | LV | 100 kVA :Pole Substation | 0.1 | --> | 0.1 | 0.097 | 1.03 |  | --> | 0.095 | 0 | 0 | 0 | 0 | Constrained, otherwise capacity available =95 kW | --> | C18 ex LITTLE MILLS | Little Mills [T41] | DUNDALK |  | 53.9664 | -6.434
MV/LV Substation BA***664Y |  | 20 kV | _ | LV | 100 kVA :Pole Substation | 0.1 | --> | 0.1 | 0.082 | 2.33 |  | --> | 0.095 | 0 | 0 | 0 | 0 | Constrained, otherwise capacity available =97 kW | --> | C18 ex DUNDALK | Dundalk [T41,T42] | DUNDALK |  | 54.0575 | -6.5274
MV/LV Substation PO***665X |  | 10 kV | _ | LV | 50 kVA :Pole Substation | 0.05 | --> | 0.05 | 0.039 | 0.72 |  | --> | 0.048 | 0 | 0 | 0 | 0 | Constrained, otherwise capacity available =49 kW | --> | C15 ex COES ROAD | Coes Road [T41,T42] | DUNDALK |  | 54.0036 | -6.3588
MV/LV Substation GR***668Y |  | 20 kV | _ | LV | 400 kVA :Kiosk Substation | 0.4 | --> | 0.4 | 0.349 | 3.47 |  | --> | 0.38 | 0 | 0.005 | 0 | 0 | Constrained, otherwise capacity available =383 kW | --> | E17 ex BUSH | Bush [T421,T422] | DUNDALK |  | 54.0392 | -6.1763
MV/LV Substation CR***669 |  | 20 kV | _ | LV | 50 kVA :Pole Substation | 0.05 | --> | 0.05 | 0.036 | 3.47 |  | --> | 0.048 | 0 | 0 | 0 | 0 | Constrained, otherwise capacity available =49 kW | --> | E15 ex BUSH | Bush [T421,T422] | DUNDALK |  | 54.0126 | -6.1618
MV/LV Substation AR***670X |  | 20 kV | _ | LV | 50 kVA :Pole Substation | 0.05 | --> | 0.05 | 0.045 | 4.25 |  | --> | 0.048 | 0 | 0 | 0 | 0 | Constrained, otherwise capacity available =48 kW | --> | E18 ex JENKINSTOWN | Jenkinstown [T421,T422] | DUNDALK |  | 54.083 | -6.2734
MV/LV Substation CO***671Y |  | 10 kV | _ | LV | 200 kVA :Kiosk Substation | 0.2 | --> | 0.2 | 0.149 | 1.03 |  | --> | 0.19 | 0 | 0.025 | 0 | 0 | Constrained, otherwise capacity available =178 kW | --> | C18 ex LITTLE MILLS | Little Mills [T41] | DUNDALK |  | 53.9258 | -6.4016
MV/LV Substation FO***672Y |  | 20 kV | _ | LV | 400 kVA :Building Structure | 0.4 | --> | 0.4 | 0.307 | 3.47 |  | --> | 0.38 | 0 | 0 | 0 | 0 | Constrained, otherwise capacity available =392 kW | --> | E17 ex BUSH | Bush [T421,T422] | DUNDALK |  | 54.0392 | -6.1815
MV/LV Substation LO***673 |  | 20 kV | _ | LV | 50 kVA :Pole Substation | 0.05 | --> | 0.05 | 0.042 | 4.25 |  | --> | 0.048 | 0 | 0 | 0 | 0 | Constrained, otherwise capacity available =48 kW | --> | E16 ex JENKINSTOWN | Jenkinstown [T421,T422] | DUNDALK |  | 53.9965 | -6.2491
MV/LV Substation P/***674 |  | 20 kV | _ | LV | 200 kVA :Pole Substation | 0.2 | --> | 0.2 | 0.16 | 4.25 |  | --> | 0.19 | 0 | 0.02 | 0 | 0 | Constrained, otherwise capacity available =181 kW | --> | E16 ex JENKINSTOWN | Jenkinstown [T421,T422] | DUNDALK |  | 53.9991 | -6.2559
MV/LV Substation BL***675X |  | 10 kV | _ | LV | 50 kVA :Pole Substation | 0.05 | --> | 0.05 | 0.014 | 1.03 |  | --> | 0.048 | 0 | 0 | 0 | 0 | Constrained, otherwise capacity available =52 kW | --> | C18 ex LITTLE MILLS | Little Mills [T41] | DUNDALK |  | 53.9539 | -6.3806
MV/LV Substation AN***677 |  | 20 kV | _ | LV | 100 kVA :Pole Substation | 0.1 | --> | 0.1 | 0.093 | 4.25 |  | --> | 0.095 | 0 | 0 | 0 | 0 | Constrained, otherwise capacity available =96 kW | --> | E16 ex JENKINSTOWN | Jenkinstown [T421,T422] | DUNDALK |  | 53.999 | -6.2762
MV/LV Substation HY***680 |  | 20 kV | _ | LV | 100 kVA :Pole Substation | 0.1 | --> | 0.1 | 0.09 | 4.25 |  | --> | 0.095 | 0 | 0 | 0 | 0 | Constrained, otherwise capacity available =96 kW | --> | E16 ex JENKINSTOWN | Jenkinstown [T421,T422] | DUNDALK |  | 54.0117 | -6.3008
MV/LV Substation JE***681 |  | 20 kV | _ | LV | 50 kVA :Pole Substation | 0.05 | --> | 0.05 | 0.033 | 4.25 |  | --> | 0.048 | 0 | 0 | 0 | 0 | Constrained, otherwise capacity available =50 kW | --> | E16 ex JENKINSTOWN | Jenkinstown [T421,T422] | DUNDALK |  | 54.0145 | -6.2963
MV/LV Substation FA***682 |  | 20 kV | _ | LV | 50 kVA :Pole Substation | 0.05 | --> | 0.05 | 0.029 | 2.33 |  | --> | 0.048 | 0 | 0 | 0 | 0 | Constrained, otherwise capacity available =50 kW | --> | C26 ex DUNDALK | Dundalk [T41,T42] | DUNDALK |  | 54.0077 | -6.4285
MV/LV Substation NE***686 |  | 20 kV | _ | LV | 100 kVA :Pole Substation | 0.1 | --> | 0.1 | 0.076 | 2.33 |  | --> | 0.095 | 0 | 0.014 | 0 | 0 | Constrained, otherwise capacity available =88 kW | --> | C26 ex DUNDALK | Dundalk [T41,T42] | DUNDALK |  | 54.0169 | -6.4397
MV/LV Substation LI***686Y |  | 10 kV | _ | LV | 50 kVA :Pole Substation | 0.05 | --> | 0.05 | 0.046 | 1.03 |  | --> | 0.048 | 0 | 0 | 0 | 0 | Constrained, otherwise capacity available =48 kW | --> | C15 ex LITTLE MILLS | Little Mills [T41] | DUNDALK |  | 53.987 | -6.4356
MV/LV Substation LI***689X |  | 10 kV | _ | LV | 50 kVA :Pole Substation | 0.05 | --> | 0.05 | 0.026 | 2.33 |  | --> | 0.048 | 0 | 0.01 | 0 | 0 | Constrained, otherwise capacity available =43 kW | --> | C19 ex DUNDALK | Dundalk [T41,T42] | DUNDALK |  | 54.0045 | -6.4234
MV/LV Substation SI***689Y |  | 20 kV | _ | LV | 100 kVA :Pole Substation | 0.1 | --> | 0.1 | 0.1 | 19.76 |  | --> | 0.095 | 0 | 0 | 0.095 | 0 |  | --> | E19 ex MULLAGHARLIN | Mullagharlin [T121,T122] | MULLAGHARLIN |  | 53.9725 | -6.4232
MV/LV Substation AN***691X |  | 20 kV | _ | LV | 100 kVA :Pole Substation | 0.1 | --> | 0.1 | 0.073 | 2.33 |  | --> | 0.095 | 0 | 0 | 0 | 0 | Constrained, otherwise capacity available =99 kW | --> | C26 ex DUNDALK | Dundalk [T41,T42] | DUNDALK |  | 54.035 | -6.5481
MV/LV Substation RA***691Y |  | 20 kV | _ | LV | 50 kVA :Pole Substation | 0.05 | --> | 0.05 | 0.033 | 4.25 |  | --> | 0.048 | 0 | 0.003 | 0 | 0 | Constrained, otherwise capacity available =48 kW | --> | E16 ex JENKINSTOWN | Jenkinstown [T421,T422] | DUNDALK |  | 53.9972 | -6.2654
MV/LV Substation OA***694Y |  | 10 kV | _ | LV | 400 kVA :Kiosk Substation | 0.4 | --> | 0.4 | 0.308 | 0.72 |  | --> | 0.38 | 0 | 0.021 | 0 | 0 | Constrained, otherwise capacity available =377 kW | --> | C16 ex COES ROAD | Coes Road [T41,T42] | DUNDALK |  | 54.0006 | -6.3912
MV/LV Substation RA***695Y |  | 10 kV | _ | LV | 400 kVA :Kiosk Substation | 0.4 | --> | 0.4 | 0.369 | 5.69 |  | --> | 0.38 | 0 | 0 | 0 | 0 | Constrained, otherwise capacity available =384 kW | --> | C24 ex RAMPARTS | Ramparts [T41,T42] | DUNDALK |  | 53.9988 | -6.3988
MV/LV Substation AR***696X |  | 20 kV | _ | LV | 100 kVA :Pole Substation | 0.1 | --> | 0.1 | 0.09 | 3.47 |  | --> | 0.095 | 0 | 0 | 0 | 0 | Constrained, otherwise capacity available =96 kW | --> | E18 ex BUSH | Bush [T421,T422] | DUNDALK |  | 53.9921 | -6.178
MV/LV Substation AF***696Y |  | 10 kV | _ | LV | 400 kVA :Kiosk Substation | 0.4 | --> | 0.4 | 0.308 | 5.69 |  | --> | 0.38 | 0 | 0.026 | 0 | 0 | Constrained, otherwise capacity available =373 kW | --> | C11 ex RAMPARTS | Ramparts [T41,T42] | DUNDALK |  | 53.9972 | -6.3989
MV/LV Substation MA***698X |  | 10 kV | _ | LV | 50 kVA :Pole Substation | 0.05 | --> | 0.05 | 0.019 | 3.12 |  | --> | 0.048 | 0 | 0 | 0 | 0 | Constrained, otherwise capacity available =52 kW | --> | C21 ex MARSHES | Marshes [T41,T42] | DUNDALK |  | 53.9634 | -6.3922
MV/LV Substation TO***698Y |  | 20 kV | _ | LV | 50 kVA :Pole Substation | 0.05 | --> | 0.05 | 0.043 | 2.33 |  | --> | 0.048 | 0 | 0 | 0 | 0 | Constrained, otherwise capacity available =48 kW | --> | C18 ex DUNDALK | Dundalk [T41,T42] | DUNDALK |  | 54.0214 | -6.4306
MV/LV Substation CL***699X |  | 10 kV | _ | LV | 400 kVA :Building Structure | 0.4 | --> | 0.4 | 0.316 | 4.25 |  | --> | 0.38 | 0 | 0 | 0 | 0 | Constrained, otherwise capacity available =391 kW | --> | E15 ex JENKINSTOWN | Jenkinstown [T421,T422] | DUNDALK |  | 54.0801 | -6.3211
MV/LV Substation ES***699Y |  | 10 kV | _ | LV | 50 kVA :Pole Substation | 0.05 | --> | 0.05 | 0.02 | 1.03 |  | --> | 0.048 | 0 | 0 | 0 | 0 | Constrained, otherwise capacity available =51 kW | --> | C15 ex LITTLE MILLS | Little Mills [T41] | DUNDALK |  | 53.9761 | -6.4082
MV/LV Substation NE***700Y |  | 10 kV | _ | LV | 1000 kVA :Building Structure | 1 | --> | 1 | 0.5 | 5.69 |  | --> | 0.95 | 0 | 0 | 0 | 0 | Constrained, otherwise capacity available =969 kW | --> | C20 ex RAMPARTS | Ramparts [T41,T42] | DUNDALK |  | 54.0047 | -6.4042
MV/LV Substation CO***701Y |  | 10 kV | _ | LV | 400 kVA :Kiosk Substation | 0.4 | --> | 0.4 | 0.313 | 3.12 |  | --> | 0.38 | 0 | 0.005 | 0 | 0 | Constrained, otherwise capacity available =388 kW | --> | C12 ex MARSHES | Marshes [T41,T42] | DUNDALK |  | 53.9871 | -6.3894
MV/LV Substation BR***703Y |  | 10 kV | _ | LV | 400 kVA :Kiosk Substation | 0.4 | --> | 0.4 | 0.236 | 2.33 |  | --> | 0.38 | 0 | 0 | 0 | 0 | Constrained, otherwise capacity available =402 kW | --> | C14 ex DUNDALK | Dundalk [T41,T42] | DUNDALK |  | 54.0118 | -6.4027
MV/LV Substation BL***705Y |  | 20 kV | _ | LV | 50 kVA :Pole Substation | 0.05 | --> | 0.05 | 0.047 | 2.33 |  | --> | 0.048 | 0 | 0 | 0 | 0 | Constrained, otherwise capacity available =48 kW | --> | C26 ex DUNDALK | Dundalk [T41,T42] | DUNDALK |  | 54.0173 | -6.4446
MV/LV Substation DO***707Y |  | 20 kV | _ | LV | 50 kVA :Pole Substation | 0.05 | --> | 0.05 | 0.05 | 4.25 |  | --> | 0.048 | 0 | 0 | 0 | 0 | Constrained, otherwise capacity available =48 kW | --> | E15 ex JENKINSTOWN | Jenkinstown [T421,T422] | DUNDALK |  | 54.0366 | -6.4013
MV/LV Substation DR***709X |  | 20 kV | _ | LV | 50 kVA :Pole Substation | 0.05 | --> | 0.05 | 0.044 | 2.33 |  | --> | 0.048 | 0 | 0.01 | 0 | 0 | Constrained, otherwise capacity available =41 kW | --> | C26 ex DUNDALK | Dundalk [T41,T42] | DUNDALK |  | 54.0079 | -6.5722
MV/LV Substation AT***710Y |  | 10 kV | _ | LV | 200 kVA :Kiosk Substation | 0.2 | --> | 0.2 | 0.153 | 5.69 |  | --> | 0.19 | 0 | 0.009 | 0 | 0 | Constrained, otherwise capacity available =190 kW | --> | C19 ex RAMPARTS | Ramparts [T41,T42] | DUNDALK |  | 54.0175 | -6.3811
MV/LV Substation AT***711Y |  | 10 kV | _ | LV | 400 kVA :Kiosk Substation | 0.4 | --> | 0.4 | 0.309 | 5.69 |  | --> | 0.38 | 0 | 0.028 | 0 | 0 | Constrained, otherwise capacity available =372 kW | --> | C19 ex RAMPARTS | Ramparts [T41,T42] | DUNDALK |  | 54.0177 | -6.378
MV/LV Substation MU***712X |  | 20 kV | _ | LV | 100 kVA :Pole Substation | 0.1 | --> | 0.1 | 0.088 | 3.47 |  | --> | 0.095 | 0 | 0 | 0 | 0 | Constrained, otherwise capacity available =97 kW | --> | E16 ex BUSH | Bush [T421,T422] | DUNDALK |  | 54.0153 | -6.1413
MV/LV Substation FR***712Y |  | 10 kV | _ | LV | 1000 kVA :Building Structure | 1 | --> | 1 | 0.5 | 2.33 |  | --> | 0.95 | 0 | 0.005 | 0 | 0 | Constrained, otherwise capacity available =952 kW | --> | C21 ex DUNDALK | Dundalk [T41,T42] | DUNDALK |  | 54.004 | -6.4012
MV/LV Substation LE***713Y |  | 10 kV | _ | LV | 400 kVA :Building Structure | 0.4 | --> | 0.4 | 0.287 | 3.12 |  | --> | 0.38 | 0 | 0 | 0 | 0 | Constrained, otherwise capacity available =395 kW | --> | C21 ex MARSHES | Marshes [T41,T42] | DUNDALK |  | 53.9693 | -6.3877
MV/LV Substation NI***718Y |  | 10 kV | _ | LV | 630 kVA :Building Structure | 0.63 | --> | 0.63 | 0.366 | 5.69 |  | --> | 0.598 | 0 | 0.004 | 0 | 0 | Constrained, otherwise capacity available =631 kW | --> | C23 ex RAMPARTS | Ramparts [T41,T42] | DUNDALK |  | 54.0086 | -6.401
MV/LV Substation WI***720Y |  | 10 kV | _ | LV | 200 kVA :Kiosk Substation | 0.2 | --> | 0.2 | 0.16 | 0.72 |  | --> | 0.19 | 0 | 0.024 | 0 | 0 | Constrained, otherwise capacity available =178 kW | --> | C15 ex COES ROAD | Coes Road [T41,T42] | DUNDALK |  | 54.0045 | -6.3566
MV/LV Substation DI***721Y |  | 10 kV | _ | LV | 400 kVA :Kiosk Substation | 0.4 | --> | 0.4 | 0.352 | 5.69 |  | --> | 0.38 | 0 | 0 | 0 | 0 | Constrained, otherwise capacity available =386 kW | --> | C19 ex RAMPARTS | Ramparts [T41,T42] | DUNDALK |  | 54.0046 | -6.3964
MV/LV Substation CA***722X |  | 20 kV | _ | LV | 50 kVA :Pole Substation | 0.05 | --> | 0.05 | 0.028 | 4.25 |  | --> | 0.048 | 0 | 0 | 0 | 0 | Constrained, otherwise capacity available =50 kW | --> | E16 ex JENKINSTOWN | Jenkinstown [T421,T422] | DUNDALK |  | 53.9941 | -6.2231
MV/LV Substation NA***723Y |  | 10 kV | _ | LV | 200 kVA :Kiosk Substation | 0.2 | --> | 0.2 | 0.159 | 3.12 |  | --> | 0.19 | 0 | 0 | 0 | 0 | Constrained, otherwise capacity available =196 kW | --> | C18 ex MARSHES | Marshes [T41,T42] | DUNDALK |  | 53.9818 | -6.3785
MV/LV Substation RO***725 |  | 20 kV | _ | LV | 100 kVA :Pole Substation | 0.1 | --> | 0.1 | 0.09 | 2.33 |  | --> | 0.095 | 0 | 0 | 0 | 0 | Constrained, otherwise capacity available =96 kW | --> | C18 ex DUNDALK | Dundalk [T41,T42] | DUNDALK |  | 54.045 | -6.4808
MV/LV Substation FA***727Y |  | 20 kV | _ | LV | 50 kVA :Pole Substation | 0.05 | --> | 0.05 | 0.05 | 4.25 |  | --> | 0.048 | 0 | 0 | 0 | 0 | Constrained, otherwise capacity available =48 kW | --> | E15 ex JENKINSTOWN | Jenkinstown [T421,T422] | DUNDALK |  | 54.0399 | -6.3873
MV/LV Substation FI***728Y |  | 10 kV | _ | LV | 200 kVA :Kiosk Substation | 0.2 | --> | 0.2 | 0.2 | 3.12 |  | --> | 0.19 | 0 | 0 | 0 | 0 | Constrained, otherwise capacity available =190 kW | --> | C18 ex MARSHES | Marshes [T41,T42] | DUNDALK |  | 53.9829 | -6.3815
MV/LV Substation GR***730Y |  | 20 kV | _ | LV | 630 kVA :Building Structure | 0.63 | --> | 0.63 | 0.474 | 3.47 |  | --> | 0.598 | 0 | 0 | 0 | 0 | Constrained, otherwise capacity available =620 kW | --> | E16 ex BUSH | Bush [T421,T422] | DUNDALK |  | 54.033 | -6.1332
MV/LV Substation AI***732Y |  | 10 kV | _ | LV | 630 kVA :Building Structure | 0.63 | --> | 0.63 | 0.46 | 0.72 |  | --> | 0.598 | 0 | 0.015 | 0 | 0 | Constrained, otherwise capacity available =610 kW | --> | C12 ex COES ROAD | Coes Road [T41,T42] | DUNDALK |  | 54.0068 | -6.3803
MV/LV Substation MU***733Y |  | 10 kV | _ | LV | 200 kVA :Kiosk Substation | 0.2 | --> | 0.2 | 0.129 | 3.12 |  | --> | 0.19 | 0 | 0 | 0 | 0 | Constrained, otherwise capacity available =200 kW | --> | C12 ex MARSHES | Marshes [T41,T42] | DUNDALK |  | 53.9921 | -6.3859
MV/LV Substation FI***735Y |  | 10 kV | _ | LV | 200 kVA :Kiosk Substation | 0.2 | --> | 0.2 | 0.192 | 3.12 |  | --> | 0.19 | 0 | 0 | 0 | 0 | Constrained, otherwise capacity available =191 kW | --> | C18 ex MARSHES | Marshes [T41,T42] | DUNDALK |  | 53.9859 | -6.3791
MV/LV Substation EL***738Y |  | 20 kV | _ | LV | 200 kVA :Kiosk Substation | 0.2 | --> | 0.2 | 0.173 | 4.25 |  | --> | 0.19 | 0 | 0.004 | 0 | 0 | Constrained, otherwise capacity available =191 kW | --> | E18 ex JENKINSTOWN | Jenkinstown [T421,T422] | DUNDALK |  | 54.0851 | -6.2591
MV/LV Substation CA***741Y |  | 20 kV | _ | LV | 100 kVA :Pole Substation | 0.1 | --> | 0.1 | 0.098 | 3.47 |  | --> | 0.095 | 0 | 0 | 0 | 0 | Constrained, otherwise capacity available =95 kW | --> | E17 ex BUSH | Bush [T421,T422] | DUNDALK |  | 54.0373 | -6.1827
MV/LV Substation CO***744Y |  | 10 kV | _ | LV | 400 kVA :Kiosk Substation | 0.4 | --> | 0.4 | 0.303 | 3.12 |  | --> | 0.38 | 0 | 0.007 | 0 | 0 | Constrained, otherwise capacity available =388 kW | --> | C11 ex MARSHES | Marshes [T41,T42] | DUNDALK |  | 53.987 | -6.3876
MV/LV Substation NE***748Y |  | 20 kV | _ | LV | 50 kVA :Pole Substation | 0.05 | --> | 0.05 | 0.037 | 19.76 |  | --> | 0.048 | 0 | 0 | 0.049 | 0 |  | --> | E19 ex MULLAGHARLIN | Mullagharlin [T121,T122] | MULLAGHARLIN |  | 53.9794 | -6.4915
MV/LV Substation DU***753X |  | 20 kV | _ | LV | 100 kVA :Pole Substation | 0.1 | --> | 0.1 | 0.073 | 19.76 |  | --> | 0.095 | 0 | 0 | 0.099 | 0 |  | --> | E19 ex MULLAGHARLIN | Mullagharlin [T121,T122] | MULLAGHARLIN |  | 53.9843 | -6.4679
MV/LV Substation NC***759Y |  | 10 kV | _ | LV | 200 kVA :Kiosk Substation | 0.2 | --> | 0.2 | 0.075 | 0.72 |  | --> | 0.19 | 0 | 0.09 | 0 | 0 | Constrained, otherwise capacity available =136 kW | --> | C11 ex COES ROAD | Coes Road [T41,T42] | DUNDALK |  | 54.0052 | -6.3747
MV/LV Substation LO***760Y |  | 10 kV | _ | LV | 630 kVA :Building Structure | 0.63 | --> | 0.63 | 0.5 | 1.03 |  | --> | 0.598 | 0 | 0 | 0 | 0 | Constrained, otherwise capacity available =604 kW | --> | C15 ex LITTLE MILLS | Little Mills [T41] | DUNDALK |  | 53.9722 | -6.3938
MV/LV Substation LA***763X |  | 20 kV | _ | LV | 200 kVA :Kiosk Substation | 0.2 | --> | 0.2 | 0.046 | 3.47 |  | --> | 0.19 | 0 | 0.2 | 0 | 0 | Constrained, otherwise capacity available =62 kW | --> | E15 ex BUSH | Bush [T421,T422] | DUNDALK |  | 54.027 | -6.1353
MV/LV Substation DU***765X |  | 20 kV | _ | LV | 50 kVA :Pole Substation | 0.05 | --> | 0.05 | 0.049 | 19.76 |  | --> | 0.048 | 0 | 0 | 0.048 | 0 |  | --> | E19 ex MULLAGHARLIN | Mullagharlin [T121,T122] | MULLAGHARLIN |  | 53.9756 | -6.4626
MV/LV Substation LI***765Y |  | 10 kV | _ | LV | 400 kVA :Kiosk Substation | 0.4 | --> | 0.4 | 0.295 | 2.33 |  | --> | 0.38 | 0 | 0.034 | 0 | 0 | Constrained, otherwise capacity available =369 kW | --> | C13 ex DUNDALK | Dundalk [T41,T42] | DUNDALK |  | 54.0006 | -6.4244
MV/LV Substation AN***766 |  | 20 kV | _ | LV | 50 kVA :Pole Substation | 0.05 | --> | 0.05 | 0.014 | 2.33 |  | --> | 0.048 | 0 | 0 | 0 | 0 | Constrained, otherwise capacity available =52 kW | --> | C26 ex DUNDALK | Dundalk [T41,T42] | DUNDALK |  | 53.9938 | -6.5358
MV/LV Substation LI***766Y |  | 10 kV | _ | LV | 400 kVA :Kiosk Substation | 0.4 | --> | 0.4 | 0.316 | 2.33 |  | --> | 0.38 | 0 | 0.023 | 0 | 0 | Constrained, otherwise capacity available =374 kW | --> | C13 ex DUNDALK | Dundalk [T41,T42] | DUNDALK |  | 54.0033 | -6.4229
MV/LV Substation LI***767Y |  | 10 kV | _ | LV | 630 kVA :Kiosk Substation | 0.63 | --> | 0.63 | 0.5 | 2.33 |  | --> | 0.598 | 0 | 0.039 | 0 | 0 | Constrained, otherwise capacity available =583 kW | --> | C17 ex DUNDALK | Dundalk [T41,T42] | DUNDALK |  | 54.0014 | -6.4219
MV/LV Substation IN***769 |  | 20 kV | _ | LV | 50 kVA :Pole Substation | 0.05 | --> | 0.05 | 0.047 | 2.33 |  | --> | 0.048 | 0 | 0 | 0 | 0 | Constrained, otherwise capacity available =48 kW | --> | C26 ex DUNDALK | Dundalk [T41,T42] | DUNDALK |  | 54.0019 | -6.5731
MV/LV Substation CL***771Y |  | 10 kV | _ | LV | 200 kVA :Kiosk Substation | 0.2 | --> | 0.2 | 0.148 | 3.12 |  | --> | 0.19 | 0 | 0.002 | 0 | 0 | Constrained, otherwise capacity available =195 kW | --> | C12 ex MARSHES | Marshes [T41,T42] | DUNDALK |  | 53.9934 | -6.3905
MV/LV Substation HA***780Y |  | 10 kV | _ | LV | 100 kVA :Pole Substation | 0.1 | --> | 0.1 | 0.097 | 3.12 |  | --> | 0.095 | 0 | 0 | 0 | 0 | Constrained, otherwise capacity available =95 kW | --> | C21 ex MARSHES | Marshes [T41,T42] | DUNDALK |  | 53.9589 | -6.3858
MV/LV Substation FA***783X |  | 20 kV | _ | LV | 100 kVA :Pole Substation | 0.1 | --> | 0.1 | 0.1 | 2.33 |  | --> | 0.095 | 0 | 0 | 0 | 0 | Constrained, otherwise capacity available =95 kW | --> | C18 ex DUNDALK | Dundalk [T41,T42] | DUNDALK |  | 54.0369 | -6.4396
MV/LV Substation RO***783Y |  | 20 kV | _ | LV | 100 kVA :Pole Substation | 0.1 | --> | 0.1 | 0.1 | 2.33 |  | --> | 0.095 | 0 | 0 | 0 | 0 | Constrained, otherwise capacity available =95 kW | --> | C18 ex DUNDALK | Dundalk [T41,T42] | DUNDALK |  | 54.0406 | -6.4633
MV/LV Substation MU***785Y |  | 10 kV | _ | LV | 400 kVA :Kiosk Substation | 0.4 | --> | 0.4 | 0.32 | 3.12 |  | --> | 0.38 | 0 | 0.009 | 0 | 0 | Constrained, otherwise capacity available =384 kW | --> | C12 ex MARSHES | Marshes [T41,T42] | DUNDALK |  | 53.9844 | -6.4
MV/LV Substation PL***787Y |  | 20 kV | _ | LV | 100 kVA :Pole Substation | 0.1 | --> | 0.1 | 0.093 | 2.33 |  | --> | 0.095 | 0 | 0.006 | 0 | 0 | Constrained, otherwise capacity available =91 kW | --> | C26 ex DUNDALK | Dundalk [T41,T42] | DUNDALK |  | 54.0082 | -6.4714
MV/LV Substation VA***790X |  | 20 kV | _ | LV | 100 kVA :Pole Substation | 0.1 | --> | 0.1 | 0.088 | 4.25 |  | --> | 0.095 | 0 | 0 | 0 | 0 | Constrained, otherwise capacity available =97 kW | --> | E15 ex JENKINSTOWN | Jenkinstown [T421,T422] | DUNDALK |  | 54.0512 | -6.346
MV/LV Substation DM***792X |  | 10 kV | _ | LV | 400 kVA :Kiosk Substation | 0.4 | --> | 0.4 | 0.357 | 0.72 |  | --> | 0.38 | 0 | 0 | 0 | 0 | Constrained, otherwise capacity available =386 kW | --> | C12 ex COES ROAD | Coes Road [T41,T42] | DUNDALK |  | 54.0047 | -6.3776
MV/LV Substation CA***793X |  | 20 kV | _ | LV | 100 kVA :Pole Substation | 0.1 | --> | 0.1 | 0.099 | 4.25 |  | --> | 0.095 | 0 | 0 | 0 | 0 | Constrained, otherwise capacity available =95 kW | --> | E15 ex JENKINSTOWN | Jenkinstown [T421,T422] | DUNDALK |  | 54.0933 | -6.3528
MV/LV Substation CH***795 |  | 20 kV | _ | LV | 100 kVA :Pole Substation | 0.1 | --> | 0.1 | 0.071 | 2.33 |  | --> | 0.095 | 0 | 0.015 | 0 | 0 | Constrained, otherwise capacity available =88 kW | --> | C26 ex DUNDALK | Dundalk [T41,T42] | DUNDALK |  | 54.002 | -6.5777
MV/LV Substation VI***796 |  | 20 kV | _ | LV | 50 kVA :Pole Substation | 0.05 | --> | 0.05 | 0.032 | 2.33 |  | --> | 0.048 | 0 | 0.004 | 0 | 0 | Constrained, otherwise capacity available =47 kW | --> | C26 ex DUNDALK | Dundalk [T41,T42] | DUNDALK |  | 54.0029 | -6.58
MV/LV Substation ED***797 |  | 20 kV | _ | LV | 200 kVA :Pole Substation | 0.2 | --> | 0.2 | 0.122 | 2.33 |  | --> | 0.19 | 0 | 0.012 | 0 | 0 | Constrained, otherwise capacity available =192 kW | --> | C26 ex DUNDALK | Dundalk [T41,T42] | DUNDALK |  | 54.0024 | -6.5846
MV/LV Substation PM***798 |  | 20 kV | _ | LV | 50 kVA :Pole Substation | 0.05 | --> | 0.05 | 0.036 | 2.33 |  | --> | 0.048 | 0 | 0 | 0 | 0 | Constrained, otherwise capacity available =49 kW | --> | C26 ex DUNDALK | Dundalk [T41,T42] | DUNDALK |  | 54.0038 | -6.5885
MV/LV Substation EA***799Y |  | 10 kV | _ | LV | 400 kVA :Kiosk Substation | 0.4 | --> | 0.4 | 0.339 | 3.12 |  | --> | 0.38 | 0 | 0.006 | 0 | 0 | Constrained, otherwise capacity available =384 kW | --> | C21 ex MARSHES | Marshes [T41,T42] | DUNDALK |  | 53.9631 | -6.3866
MV/LV Substation EA***800Y |  | 10 kV | _ | LV | 400 kVA :Kiosk Substation | 0.4 | --> | 0.4 | 0.361 | 3.12 |  | --> | 0.38 | 0 | 0.059 | 0 | 0 | Constrained, otherwise capacity available =342 kW | --> | C21 ex MARSHES | Marshes [T41,T42] | DUNDALK |  | 53.9615 | -6.3843
MV/LV Substation EA***801Y |  | 10 kV | _ | LV | 400 kVA :Kiosk Substation | 0.4 | --> | 0.4 | 0.283 | 3.12 |  | --> | 0.38 | 0 | 0.124 | 0 | 0 | Constrained, otherwise capacity available =304 kW | --> | C21 ex MARSHES | Marshes [T41,T42] | DUNDALK |  | 53.962 | -6.3818
MV/LV Substation LO***802Y |  | 10 kV | _ | LV | 630 kVA :Kiosk Substation | 0.63 | --> | 0.63 | 0.5 | 3.12 |  | --> | 0.598 | 0 | 0 | 0 | 0 | Constrained, otherwise capacity available =599 kW | --> | C25 ex MARSHES | Marshes [T41,T42] | DUNDALK |  | 53.9734 | -6.3935
MV/LV Substation FI***805Y |  | 10 kV | _ | LV | 200 kVA :Building Structure | 0.2 | --> | 0.2 | 0.121 | 3.12 |  | --> | 0.19 | 0 | 0 | 0 | 0 | Constrained, otherwise capacity available =200 kW | --> | C19 ex MARSHES | Marshes [T41,T42] | DUNDALK |  | 53.9818 | -6.3816
MV/LV Substation ID***806Y |  | 10 kV | _ | LV | 50 kVA :Pole Substation | 0.05 | --> | 0.05 | 0.05 | 3.12 |  | --> | 0.048 | 0 | 0 | 0 | 0 | Constrained, otherwise capacity available =48 kW | --> | C15 ex MARSHES | Marshes [T41,T42] | DUNDALK |  | 53.9796 | -6.3814
MV/LV Substation DR***807X |  | 20 kV | _ | LV | 200 kVA :Pole Substation | 0.2 | --> | 0.2 | 0.185 | 2.33 |  | --> | 0.19 | 0 | 0 | 0 | 0 | Constrained, otherwise capacity available =192 kW | --> | C26 ex DUNDALK | Dundalk [T41,T42] | DUNDALK |  | 54.0058 | -6.5649
MV/LV Substation LI***808Y |  | 10 kV | _ | LV | 630 kVA :Building Structure | 0.63 | --> | 0.63 | 0.5 | 5.69 |  | --> | 0.598 | 0 | 0.025 | 0 | 0 | Constrained, otherwise capacity available =596 kW | --> | C19 ex RAMPARTS | Ramparts [T41,T42] | DUNDALK |  | 54.015 | -6.4015
MV/LV Substation MO***810X |  | 10 kV | _ | LV | 50 kVA :Pole Substation | 0.05 | --> | 0.05 | 0 | 1.03 |  | --> | 0.048 | 0 | 0.016 | 0 | 0 | Constrained, otherwise capacity available =46 kW | --> | C18 ex LITTLE MILLS | Little Mills [T41] | DUNDALK |  | 53.9181 | -6.4072
MV/LV Substation MA***810Y |  | 10 kV | _ | LV | 630 kVA :Building Structure | 0.63 | --> | 0.63 | 0.5 | 5.69 |  | --> | 0.598 | 0 | 0 | 0 | 0 | Constrained, otherwise capacity available =608 kW | --> | C18 ex RAMPARTS | Ramparts [T41,T42] | DUNDALK |  | 54.0024 | -6.3999
MV/LV Substation HA***811X |  | 10 kV | _ | LV | 100 kVA :Pole Substation | 0.1 | --> | 0.1 | 0.076 | 3.12 |  | --> | 0.095 | 0 | 0.02 | 0 | 0 | Constrained, otherwise capacity available =84 kW | --> | C21 ex MARSHES | Marshes [T41,T42] | DUNDALK |  | 53.9689 | -6.3837
MV/LV Substation MA***811Y |  | 10 kV | _ | LV | 630 kVA :Building Structure | 0.63 | --> | 0.63 | 0.5 | 5.69 |  | --> | 0.598 | 0 | 0 | 0 | 0 | Constrained, otherwise capacity available =614 kW | --> | C18 ex RAMPARTS | Ramparts [T41,T42] | DUNDALK |  | 54.0011 | -6.3997
MV/LV Substation MA***812Y |  | 10 kV | _ | LV | 630 kVA :Building Structure | 0.63 | --> | 0.63 | 0.5 | 5.69 |  | --> | 0.598 | 0 | 0 | 0 | 0 | Constrained, otherwise capacity available =609 kW | --> | C24 ex RAMPARTS | Ramparts [T41,T42] | DUNDALK |  | 54.0011 | -6.3996
MV/LV Substation MA***813Y |  | 10 kV | _ | LV | 630 kVA :Building Structure | 0.63 | --> | 0.63 | 0.5 | 5.69 |  | --> | 0.598 | 0 | 0 | 0 | 0 | Constrained, otherwise capacity available =613 kW | --> | C24 ex RAMPARTS | Ramparts [T41,T42] | DUNDALK |  | 54.0008 | -6.3992
MV/LV Substation MA***815Y |  | 10 kV | _ | LV | 630 kVA :Building Structure | 0.63 | --> | 0.63 | 0.5 | 5.69 |  | --> | 0.598 | 0 | 0 | 0 | 0 | Constrained, otherwise capacity available =606 kW | --> | C24 ex RAMPARTS | Ramparts [T41,T42] | DUNDALK |  | 54.0007 | -6.3991
MV/LV Substation CO***818Y |  | 20 kV | _ | LV | 200 kVA :Pole Substation | 0.2 | --> | 0.2 | 0.191 | 4.25 |  | --> | 0.19 | 0 | 0.005 | 0 | 0 | Constrained, otherwise capacity available =188 kW | --> | E18 ex JENKINSTOWN | Jenkinstown [T421,T422] | DUNDALK |  | 54.1054 | -6.282
MV/LV Substation DR***820X |  | 10 kV | _ | LV | 200 kVA :Pole Substation | 0.2 | --> | 0.2 | 0.159 | 1.03 |  | --> | 0.19 | 0 | 0.009 | 0 | 0 | Constrained, otherwise capacity available =189 kW | --> | C18 ex LITTLE MILLS | Little Mills [T41] | DUNDALK |  | 53.9212 | -6.4005
MV/LV Substation DR***821X |  | 10 kV | _ | LV | 50 kVA :Pole Substation | 0.05 | --> | 0.05 | 0.034 | 1.03 |  | --> | 0.048 | 0 | 0 | 0 | 0 | Constrained, otherwise capacity available =50 kW | --> | C18 ex LITTLE MILLS | Little Mills [T41] | DUNDALK |  | 53.9226 | -6.3959
MV/LV Substation FI***821Y |  | 10 kV | _ | LV | 630 kVA :Kiosk Substation | 0.63 | --> | 0.63 | 0.5 | 3.12 |  | --> | 0.598 | 0 | 0 | 0 | 0 | Constrained, otherwise capacity available =606 kW | --> | C18 ex MARSHES | Marshes [T41,T42] | DUNDALK |  | 53.9874 | -6.3771
MV/LV Substation KI***822Y |  | 20 kV | _ | LV | 50 kVA :Pole Substation | 0.05 | --> | 0.05 | 0.05 | 2.33 |  | --> | 0.048 | 0 | 0 | 0 | 0 | Constrained, otherwise capacity available =48 kW | --> | C18 ex DUNDALK | Dundalk [T41,T42] | DUNDALK |  | 54.036 | -6.4283
MV/LV Substation LA***823Y |  | 20 kV | _ | LV | 100 kVA :Pole Substation | 0.1 | --> | 0.1 | 0.082 | 3.47 |  | --> | 0.095 | 0 | 0 | 0 | 0 | Constrained, otherwise capacity available =97 kW | --> | E15 ex BUSH | Bush [T421,T422] | DUNDALK |  | 54.0259 | -6.1358
MV/LV Substation BO***827Y |  | 20 kV | _ | LV | 200 kVA :Kiosk Substation | 0.2 | --> | 0.2 | 0.161 | 4.25 |  | --> | 0.19 | 0 | 0.017 | 0 | 0 | Constrained, otherwise capacity available =183 kW | --> | E18 ex JENKINSTOWN | Jenkinstown [T421,T422] | DUNDALK |  | 54.0834 | -6.2547
MV/LV Substation DO***829Y |  | 20 kV | _ | LV | 50 kVA :Pole Substation | 0.05 | --> | 0.05 | 0.049 | 2.33 |  | --> | 0.048 | 0 | 0 | 0 | 0 | Constrained, otherwise capacity available =48 kW | --> | C26 ex DUNDALK | Dundalk [T41,T42] | DUNDALK |  | 54.0052 | -6.4597
MV/LV Substation O ***830X |  | 20 kV | _ | LV | 100 kVA :Pole Substation | 0.1 | --> | 0.1 | 0.068 | 2.33 |  | --> | 0.095 | 0 | 0 | 0 | 0 | Constrained, otherwise capacity available =99 kW | --> | C26 ex DUNDALK | Dundalk [T41,T42] | DUNDALK |  | 54.0018 | -6.5701
MV/LV Substation CA***832X |  | 10 kV | _ | LV | 400 kVA :Kiosk Substation | 0.4 | --> | 0.4 | 0.327 | 2.33 |  | --> | 0.38 | 0 | 0.012 | 0 | 0 | Constrained, otherwise capacity available =381 kW | --> | C18 ex DUNDALK | Dundalk [T41,T42] | DUNDALK |  | 54.0143 | -6.4239
MV/LV Substation LO***833Y |  | 20 kV | _ | LV | 400 kVA :Kiosk Substation | 0.4 | --> | 0.4 | 0.328 | 19.76 |  | --> | 0.38 | 0 | 0.04 | 0.36 | 0 |  | --> | E19 ex MULLAGHARLIN | Mullagharlin [T121,T122] | MULLAGHARLIN |  | 53.9701 | -6.4885
MV/LV Substation BE***836Y |  | 20 kV | _ | LV | 400 kVA :Kiosk Substation | 0.4 | --> | 0.4 | 0.354 | 4.25 |  | --> | 0.38 | 0 | 0 | 0 | 0 | Constrained, otherwise capacity available =386 kW | --> | E12 ex JENKINSTOWN | Jenkinstown [T421,T422] | DUNDALK |  | 54.0156 | -6.3192
MV/LV Substation DE***838Y |  | 10 kV | _ | LV | 1000 kVA :Building Structure | 1 | --> | 1 | 0.5 | 5.69 |  | --> | 0.95 | 0 | 0 | 0 | 0 | Constrained, otherwise capacity available =965 kW | --> | C20 ex RAMPARTS | Ramparts [T41,T42] | DUNDALK |  | 54.0037 | -6.4032
MV/LV Substation DR***840X |  | 20 kV | _ | LV | 100 kVA :Pole Substation | 0.1 | --> | 0.1 | 0.083 | 2.33 |  | --> | 0.095 | 0 | 0.006 | 0 | 0 | Constrained, otherwise capacity available =93 kW | --> | C26 ex DUNDALK | Dundalk [T41,T42] | DUNDALK |  | 54.0056 | -6.5764
MV/LV Substation LU***843 |  | 10 kV | _ | LV | 50 kVA :Pole Substation | 0.05 | --> | 0.05 | 0.042 | 1.03 |  | --> | 0.048 | 0 | 0 | 0 | 0 | Constrained, otherwise capacity available =48 kW | --> | C18 ex LITTLE MILLS | Little Mills [T41] | DUNDALK |  | 53.9483 | -6.3851
MV/LV Substation BE***843Y |  | 10 kV | _ | LV | 200 kVA :Kiosk Substation | 0.2 | --> | 0.2 | 0.2 | 3.12 |  | --> | 0.19 | 0 | 0 | 0 | 0 | Constrained, otherwise capacity available =190 kW | --> | C11 ex MARSHES | Marshes [T41,T42] | DUNDALK |  | 53.9818 | -6.3908
MV/LV Substation DK***844Y |  | 10 kV | _ | LV | 400 kVA :Kiosk Substation | 0.4 | --> | 0.4 | 0.321 | 3.12 |  | --> | 0.38 | 0 | 0 | 0 | 0 | Constrained, otherwise capacity available =391 kW | --> | C12 ex MARSHES | Marshes [T41,T42] | DUNDALK |  | 53.9819 | -6.3884
MV/LV Substation MA***845 |  | 10 kV | _ | LV | 100 kVA :Pole Substation | 0.1 | --> | 0.1 | 0.074 | 1.03 |  | --> | 0.095 | 0 | 0.004 | 0 | 0 | Constrained, otherwise capacity available =96 kW | --> | C18 ex LITTLE MILLS | Little Mills [T41] | DUNDALK |  | 53.9341 | -6.3822
MV/LV Substation DU***845X |  | 10 kV | _ | LV | 50 kVA :Pole Substation | 0.05 | --> | 0.05 | 0.043 | 1.03 |  | --> | 0.048 | 0 | 0 | 0 | 0 | Constrained, otherwise capacity available =48 kW | --> | C18 ex LITTLE MILLS | Little Mills [T41] | DUNDALK |  | 53.9632 | -6.4306
MV/LV Substation GR***847X |  | 20 kV | _ | LV | 50 kVA :Pole Substation | 0.05 | --> | 0.05 | 0.05 | 19.76 |  | --> | 0.048 | 0 | 0 | 0.048 | 0 |  | --> | E19 ex MULLAGHARLIN | Mullagharlin [T121,T122] | MULLAGHARLIN |  | 53.9675 | -6.4965
MV/LV Substation KN***848X |  | 20 kV | _ | LV | 200 kVA :Pole Substation | 0.2 | --> | 0.2 | 0.121 | 19.76 |  | --> | 0.19 | 0 | 0.027 | 0.181 | 0 |  | --> | E19 ex MULLAGHARLIN | Mullagharlin [T121,T122] | MULLAGHARLIN |  | 53.9728 | -6.4895
MV/LV Substation MO***849 |  | 10 kV | _ | LV | 100 kVA :Pole Substation | 0.1 | --> | 0.1 | 0.094 | 1.03 |  | --> | 0.095 | 0 | 0.005 | 0 | 0 | Constrained, otherwise capacity available =92 kW | --> | C18 ex LITTLE MILLS | Little Mills [T41] | DUNDALK |  | 53.9252 | -6.3802
MV/LV Substation LI***849Y |  | 10 kV | _ | LV | 200 kVA :Kiosk Substation | 0.2 | --> | 0.2 | 0.159 | 5.69 |  | --> | 0.19 | 0 | 0 | 0 | 0 | Constrained, otherwise capacity available =196 kW | --> | C19 ex RAMPARTS | Ramparts [T41,T42] | DUNDALK |  | 54.0211 | -6.4008
MV/LV Substation LI***850Y |  | 10 kV | _ | LV | 200 kVA :Kiosk Substation | 0.2 | --> | 0.2 | 0.126 | 5.69 |  | --> | 0.19 | 0 | 0 | 0 | 0 | Constrained, otherwise capacity available =200 kW | --> | C19 ex RAMPARTS | Ramparts [T41,T42] | DUNDALK |  | 54.0197 | -6.4028
MV/LV Substation MA***851X |  | 10 kV | _ | LV | 200 kVA :Kiosk Substation | 0.2 | --> | 0.2 | 0.146 | 0.72 |  | --> | 0.19 | 0 | 0.035 | 0 | 0 | Constrained, otherwise capacity available =171 kW | --> | C11 ex COES ROAD | Coes Road [T41,T42] | DUNDALK |  | 54.0021 | -6.3708
MV/LV Substation DR***851Y |  | 10 kV | _ | LV | 200 kVA :Pole Substation | 0.2 | --> | 0.2 | 0.198 | 1.03 |  | --> | 0.19 | 0 | 0 | 0 | 0 | Constrained, otherwise capacity available =190 kW | --> | C18 ex LITTLE MILLS | Little Mills [T41] | DUNDALK |  | 53.9208 | -6.4003
MV/LV Substation CO***853 |  | 10 kV | _ | LV | 100 kVA :Pole Substation | 0.1 | --> | 0.1 | 0.054 | 1.03 |  | --> | 0.095 | 0 | 0.003 | 0 | 0 | Constrained, otherwise capacity available =99 kW | --> | C18 ex LITTLE MILLS | Little Mills [T41] | DUNDALK |  | 53.9266 | -6.403
MV/LV Substation DR***854 |  | 10 kV | _ | LV | 100 kVA :Pole Substation | 0.1 | --> | 0.1 | 0.08 | 1.03 |  | --> | 0.095 | 0 | 0.015 | 0 | 0 | Constrained, otherwise capacity available =87 kW | --> | C18 ex LITTLE MILLS | Little Mills [T41] | DUNDALK |  | 53.9219 | -6.4053
MV/LV Substation AR***854Y |  | 10 kV | _ | LV | 400 kVA :Kiosk Substation | 0.4 | --> | 0.4 | 0.244 | 5.69 |  | --> | 0.38 | 0 | 0.008 | 0 | 0 | Constrained, otherwise capacity available =395 kW | --> | C19 ex RAMPARTS | Ramparts [T41,T42] | DUNDALK |  | 54.0173 | -6.4048
MV/LV Substation NE***855X |  | 20 kV | _ | LV | 50 kVA :Pole Substation | 0.05 | --> | 0.05 | 0.037 | 2.33 |  | --> | 0.048 | 0 | 0 | 0 | 0 | Constrained, otherwise capacity available =49 kW | --> | C26 ex DUNDALK | Dundalk [T41,T42] | DUNDALK |  | 54.0188 | -6.4459
MV/LV Substation QU***855Y |  | 10 kV | _ | LV | 630 kVA :Building Structure | 0.63 | --> | 0.63 | 0.5 | 0.72 |  | --> | 0.598 | 0 | 0 | 0 | 0 | Constrained, otherwise capacity available =610 kW | --> | C12 ex COES ROAD | Coes Road [T41,T42] | DUNDALK |  | 54.007 | -6.3884
MV/LV Substation CO***857X |  | 10 kV | _ | LV | 50 kVA :Pole Substation | 0.05 | --> | 0.05 | 0.046 | 1.03 |  | --> | 0.048 | 0 | 0 | 0 | 0 | Constrained, otherwise capacity available =48 kW | --> | C18 ex LITTLE MILLS | Little Mills [T41] | DUNDALK |  | 53.9289 | -6.4045
MV/LV Substation SL***858X |  | 20 kV | _ | LV | 100 kVA :Pole Substation | 0.1 | --> | 0.1 | 0.061 | 3.47 |  | --> | 0.095 | 0 | 0 | 0 | 0 | Constrained, otherwise capacity available =100 kW | --> | E17 ex BUSH | Bush [T421,T422] | DUNDALK |  | 54.0519 | -6.193
MV/LV Substation WH***864Y |  | 20 kV | _ | LV | 50 kVA :Pole Substation | 0.05 | --> | 0.05 | 0.046 | 4.25 |  | --> | 0.048 | 0 | 0.01 | 0 | 0 | Constrained, otherwise capacity available =41 kW | --> | E15 ex JENKINSTOWN | Jenkinstown [T421,T422] | DUNDALK |  | 54.0397 | -6.3946
MV/LV Substation KI***865Y |  | 10 kV | _ | LV | 400 kVA :Kiosk Substation | 0.4 | --> | 0.4 | 0.376 | 5.69 |  | --> | 0.38 | 0 | 0.03 | 0 | 0 | Constrained, otherwise capacity available =361 kW | --> | C11 ex RAMPARTS | Ramparts [T41,T42] | DUNDALK |  | 53.9902 | -6.3989
MV/LV Substation DU***867Y |  | 10 kV | _ | LV | 630 kVA :Kiosk Substation | 0.63 | --> | 0.63 | 0.467 | 3.12 |  | --> | 0.598 | 0 | 0 | 0 | 0 | Constrained, otherwise capacity available =620 kW | --> | C18 ex MARSHES | Marshes [T41,T42] | DUNDALK |  | 53.9855 | -6.3804
MV/LV Substation AU***868Y |  | 10 kV | _ | LV | 630 kVA :Kiosk Substation | 0.63 | --> | 0.63 | 0.5 | 3.12 |  | --> | 0.598 | 0 | 0 | 0 | 0 | Constrained, otherwise capacity available =609 kW | --> | C18 ex MARSHES | Marshes [T41,T42] | DUNDALK |  | 53.9893 | -6.3749
MV/LV Substation RA***870X |  | 10 kV | _ | LV | 100 kVA :Pole Substation | 0.1 | --> | 0.1 | 0.084 | 1.03 |  | --> | 0.095 | 0 | 0.008 | 0 | 0 | Constrained, otherwise capacity available =91 kW | --> | C15 ex LITTLE MILLS | Little Mills [T41] | DUNDALK |  | 53.9883 | -6.4276
MV/LV Substation PR***878 |  | 20 kV | _ | LV | 33 kVA :Pole Substation | 0.033 | --> | 0.033 | 0.025 | 19.76 |  | --> | 0.031 | 0 | 0.005 | 0.029 | 0 |  | --> | E19 ex MULLAGHARLIN | Mullagharlin [T121,T122] | MULLAGHARLIN |  | 53.9682 | -6.4524
MV/LV Substation TH***879X |  | 10 kV | _ | LV | 50 kVA :Pole Substation | 0.05 | --> | 0.05 | 0.03 | 2.33 |  | --> | 0.048 | 0 | 0 | 0 | 0 | Constrained, otherwise capacity available =50 kW | --> | C18 ex DUNDALK | Dundalk [T41,T42] | DUNDALK |  | 54.0138 | -6.4281
MV/LV Substation RA***880 |  | 20 kV | _ | LV | 50 kVA :Pole Substation | 0.05 | --> | 0.05 | 0.036 | 19.76 |  | --> | 0.048 | 0 | 0.018 | 0.036 | 0 |  | --> | E19 ex MULLAGHARLIN | Mullagharlin [T121,T122] | MULLAGHARLIN |  | 53.9737 | -6.476
MV/LV Substation KN***883 |  | 20 kV | _ | LV | 200 kVA :Pole Substation | 0.2 | --> | 0.2 | 0.189 | 19.76 |  | --> | 0.19 | 0 | 0 | 0.192 | 0 |  | --> | E19 ex MULLAGHARLIN | Mullagharlin [T121,T122] | MULLAGHARLIN |  | 53.9729 | -6.4897
MV/LV Substation MO***889Y |  | 10 kV | _ | LV | 1000 kVA :Building Structure | 1 | --> | 1 | 0.5 | 5.69 |  | --> | 0.95 | 0 | 0 | 0 | 0 | Constrained, otherwise capacity available =958 kW | --> | C11 ex RAMPARTS | Ramparts [T41,T42] | DUNDALK |  | 53.9951 | -6.4034
MV/LV Substation CH***890X |  | 20 kV | _ | LV | 100 kVA :Pole Substation | 0.1 | --> | 0.1 | 0.096 | 4.25 |  | --> | 0.095 | 0 | 0 | 0 | 0 | Constrained, otherwise capacity available =96 kW | --> | E15 ex JENKINSTOWN | Jenkinstown [T421,T422] | DUNDALK |  | 54.0374 | -6.3151
MV/LV Substation BA***895X |  | 20 kV | _ | LV | 100 kVA :Pole Substation | 0.1 | --> | 0.1 | 0.088 | 19.76 |  | --> | 0.095 | 0 | 0.009 | 0.09 | 0 |  | --> | E19 ex MULLAGHARLIN | Mullagharlin [T121,T122] | MULLAGHARLIN |  | 53.9842 | -6.4431
MV/LV Substation PL***895Y |  | 20 kV | _ | LV | 50 kVA :Pole Substation | 0.05 | --> | 0.05 | 0.05 | 4.25 |  | --> | 0.048 | 0 | 0 | 0 | 0 | Constrained, otherwise capacity available =48 kW | --> | E15 ex JENKINSTOWN | Jenkinstown [T421,T422] | DUNDALK |  | 54.0659 | -6.3509
MV/LV Substation FA***896Y |  | 20 kV | _ | LV | 50 kVA :Pole Substation | 0.05 | --> | 0.05 | 0.048 | 2.33 |  | --> | 0.048 | 0 | 0 | 0 | 0 | Constrained, otherwise capacity available =48 kW | --> | C18 ex DUNDALK | Dundalk [T41,T42] | DUNDALK |  | 54.0385 | -6.444
MV/LV Substation CA***897X |  | 20 kV | _ | LV | 100 kVA :Pole Substation | 0.1 | --> | 0.1 | 0.084 | 4.25 |  | --> | 0.095 | 0 | 0 | 0 | 0 | Constrained, otherwise capacity available =97 kW | --> | E15 ex JENKINSTOWN | Jenkinstown [T421,T422] | DUNDALK |  | 54.1089 | -6.3597
MV/LV Substation LY***898X |  | 10 kV | _ | LV | 400 kVA :Kiosk Substation | 0.4 | --> | 0.4 | 0.333 | 5.69 |  | --> | 0.38 | 0 | 0 | 0 | 0 | Constrained, otherwise capacity available =389 kW | --> | C19 ex RAMPARTS | Ramparts [T41,T42] | DUNDALK |  | 54.0165 | -6.3957
MV/LV Substation TE***898Y |  | 10 kV | _ | LV | 400 kVA :Kiosk Substation | 0.4 | --> | 0.4 | 0.324 | 0.72 |  | --> | 0.38 | 0 | 0 | 0 | 0 | Constrained, otherwise capacity available =390 kW | --> | C16 ex COES ROAD | Coes Road [T41,T42] | DUNDALK |  | 54.0032 | -6.3916
MV/LV Substation TH***899 |  | 20 kV | _ | LV | 50 kVA :Pole Substation | 0.05 | --> | 0.05 | 0.028 | 19.76 |  | --> | 0.048 | 0 | 0 | 0.05 | 0 |  | --> | E19 ex MULLAGHARLIN | Mullagharlin [T121,T122] | MULLAGHARLIN |  | 53.9629 | -6.4931
MV/LV Substation R ***899X |  | 10 kV | _ | LV | 100 kVA :Pole Substation | 0.1 | --> | 0.1 | 0.094 | 0.72 |  | --> | 0.095 | 0 | 0 | 0 | 0 | Constrained, otherwise capacity available =96 kW | --> | C15 ex COES ROAD | Coes Road [T41,T42] | DUNDALK |  | 54.0003 | -6.376
MV/LV Substation GR***900 |  | 20 kV | _ | LV | 50 kVA :Pole Substation | 0.05 | --> | 0.05 | 0.045 | 19.76 |  | --> | 0.048 | 0 | 0 | 0.048 | 0 |  | --> | E19 ex MULLAGHARLIN | Mullagharlin [T121,T122] | MULLAGHARLIN |  | 53.959 | -6.4885
MV/LV Substation MU***905X |  | 10 kV | _ | LV | 50 kVA :Pole Substation | 0.05 | --> | 0.05 | 0.05 | 1.03 |  | --> | 0.048 | 0 | 0 | 0 | 0 | Constrained, otherwise capacity available =48 kW | --> | C15 ex LITTLE MILLS | Little Mills [T41] | DUNDALK |  | 53.9779 | -6.4009
MV/LV Substation DE***905Y |  | 10 kV | _ | LV | 630 kVA :Building Structure | 0.63 | --> | 0.63 | 0.5 | 2.33 |  | --> | 0.598 | 0 | 0 | 0 | 0 | Constrained, otherwise capacity available =599 kW | --> | C17 ex DUNDALK | Dundalk [T41,T42] | DUNDALK |  | 54.0007 | -6.4161
MV/LV Substation GI***906X |  | 20 kV | _ | LV | 50 kVA :Pole Substation | 0.05 | --> | 0.05 | 0.05 | 19.76 |  | --> | 0.048 | 0 | 0 | 0.048 | 0 |  | --> | E19 ex MULLAGHARLIN | Mullagharlin [T121,T122] | MULLAGHARLIN |  | 53.9732 | -6.4201
MV/LV Substation MU***908X |  | 20 kV | _ | LV | 50 kVA :Pole Substation | 0.05 | --> | 0.05 | 0.041 | 3.47 |  | --> | 0.048 | 0 | 0 | 0 | 0 | Constrained, otherwise capacity available =49 kW | --> | E16 ex BUSH | Bush [T421,T422] | DUNDALK |  | 54.0187 | -6.1296
MV/LV Substation RO***909X |  | 10 kV | _ | LV | 100 kVA :Pole Substation | 0.1 | --> | 0.1 | 0.094 | 1.03 |  | --> | 0.095 | 0 | 0 | 0 | 0 | Constrained, otherwise capacity available =96 kW | --> | C18 ex LITTLE MILLS | Little Mills [T41] | DUNDALK |  | 53.9542 | -6.439
MV/LV Substation LI***910 |  | 20 kV | _ | LV | 200 kVA :Pole Substation | 0.2 | --> | 0.2 | 0.145 | 19.76 |  | --> | 0.19 | 0 | 0 | 0.197 | 0 |  | --> | E19 ex MULLAGHARLIN | Mullagharlin [T121,T122] | MULLAGHARLIN |  | 53.9801 | -6.5269
MV/LV Substation MO***912X |  | 10 kV | _ | LV | 50 kVA :Pole Substation | 0.05 | --> | 0.05 | 0.035 | 2.33 |  | --> | 0.048 | 0 | 0.004 | 0 | 0 | Constrained, otherwise capacity available =46 kW | --> | C19 ex DUNDALK | Dundalk [T41,T42] | DUNDALK |  | 53.9937 | -6.4209
MV/LV Substation CL***913X |  | 10 kV | _ | LV | 50 kVA :Pole Substation | 0.05 | --> | 0.05 | 0.047 | 1.03 |  | --> | 0.048 | 0 | 0 | 0 | 0 | Constrained, otherwise capacity available =48 kW | --> | C15 ex LITTLE MILLS | Little Mills [T41] | DUNDALK |  | 53.9622 | -6.4187
MV/LV Substation FI***916Y |  | 10 kV | _ | LV | 200 kVA :Building Structure | 0.2 | --> | 0.2 | 0.164 | 3.12 |  | --> | 0.19 | 0 | 0 | 0 | 0 | Constrained, otherwise capacity available =195 kW | --> | C19 ex MARSHES | Marshes [T41,T42] | DUNDALK |  | 53.9809 | -6.3833
MV/LV Substation FI***917Y |  | 10 kV | _ | LV | 200 kVA :Building Structure | 0.2 | --> | 0.2 | 0.133 | 3.12 |  | --> | 0.19 | 0 | 0 | 0 | 0 | Constrained, otherwise capacity available =199 kW | --> | C19 ex MARSHES | Marshes [T41,T42] | DUNDALK |  | 53.9801 | -6.3826
MV/LV Substation BA***919Y |  | 20 kV | _ | LV | 50 kVA :Pole Substation | 0.05 | --> | 0.05 | 0.05 | 4.25 |  | --> | 0.048 | 0 | 0 | 0 | 0 | Constrained, otherwise capacity available =48 kW | --> | E15 ex JENKINSTOWN | Jenkinstown [T421,T422] | DUNDALK |  | 54.0402 | -6.376
MV/LV Substation LY***921Y |  | 20 kV | _ | LV | 50 kVA :Pole Substation | 0.05 | --> | 0.05 | 0.048 | 2.33 |  | --> | 0.048 | 0 | 0 | 0 | 0 | Constrained, otherwise capacity available =48 kW | --> | C26 ex DUNDALK | Dundalk [T41,T42] | DUNDALK |  | 54.0207 | -6.461
MV/LV Substation CO***922Y |  | 20 kV | _ | LV | 50 kVA :Pole Substation | 0.05 | --> | 0.05 | 0.05 | 4.25 |  | --> | 0.048 | 0 | 0 | 0 | 0 | Constrained, otherwise capacity available =48 kW | --> | E18 ex JENKINSTOWN | Jenkinstown [T421,T422] | DUNDALK |  | 54.1044 | -6.2914
MV/LV Substation MU***929X |  | 20 kV | _ | LV | 50 kVA :Pole Substation | 0.05 | --> | 0.05 | 0.05 | 3.47 |  | --> | 0.048 | 0 | 0 | 0 | 0 | Constrained, otherwise capacity available =48 kW | --> | E16 ex BUSH | Bush [T421,T422] | DUNDALK |  | 54.0079 | -6.1464
MV/LV Substation ME***930Y |  | 10 kV | _ | LV | 630 kVA :Kiosk Substation | 0.63 | --> | 0.63 | 0.5 | 3.12 |  | --> | 0.598 | 0 | 0.019 | 0 | 0 | Constrained, otherwise capacity available =586 kW | --> | C20 ex MARSHES | Marshes [T41,T42] | DUNDALK |  | 53.9844 | -6.3726
MV/LV Substation CL***932Y |  | 20 kV | _ | LV | 200 kVA :Kiosk Substation | 0.2 | --> | 0.2 | 0.132 | 3.47 |  | --> | 0.19 | 0 | 0.013 | 0 | 0 | Constrained, otherwise capacity available =189 kW | --> | E17 ex BUSH | Bush [T421,T422] | DUNDALK |  | 54.0375 | -6.1779
MV/LV Substation AG***933X |  | 20 kV | _ | LV | 200 kVA :Pole Substation | 0.2 | --> | 0.2 | 0.2 | 4.25 |  | --> | 0.19 | 0 | 0 | 0 | 0 | Constrained, otherwise capacity available =190 kW | --> | E15 ex JENKINSTOWN | Jenkinstown [T421,T422] | DUNDALK |  | 54.0618 | -6.358
MV/LV Substation SU***936 |  | 20 kV | _ | LV | 50 kVA :Pole Substation | 0.05 | --> | 0.05 | 0.031 | 19.76 |  | --> | 0.048 | 0 | 0 | 0.05 | 0 |  | --> | E19 ex MULLAGHARLIN | Mullagharlin [T121,T122] | MULLAGHARLIN |  | 53.9553 | -6.514
MV/LV Substation IC***937Y |  | 10 kV | _ | LV | 630 kVA :Building Structure | 0.63 | --> | 0.63 | 0.5 | 3.12 |  | --> | 0.598 | 0 | 0 | 0 | 0 | Constrained, otherwise capacity available =599 kW | --> | C18 ex MARSHES | Marshes [T41,T42] | DUNDALK |  | 53.9858 | -6.3745
MV/LV Substation PO***938Y |  | 10 kV | _ | LV | 200 kVA :Building Structure | 0.2 | --> | 0.2 | 0.184 | 0.72 |  | --> | 0.19 | 0 | 0 | 0 | 0 | Constrained, otherwise capacity available =192 kW | --> | C11 ex COES ROAD | Coes Road [T41,T42] | DUNDALK |  | 54.0035 | -6.3762
MV/LV Substation BU***939Y |  | 10 kV | _ | LV | 400 kVA :Kiosk Substation | 0.4 | --> | 0.4 | 0.391 | 0.72 |  | --> | 0.38 | 0 | 0 | 0 | 0 | Constrained, otherwise capacity available =381 kW | --> | C16 ex COES ROAD | Coes Road [T41,T42] | DUNDALK |  | 54.0005 | -6.3862
MV/LV Substation MC***943X |  | 20 kV | _ | LV | 50 kVA :Pole Substation | 0.05 | --> | 0.05 | 0.032 | 4.25 |  | --> | 0.048 | 0 | 0.006 | 0 | 0 | Constrained, otherwise capacity available =46 kW | --> | E12 ex JENKINSTOWN | Jenkinstown [T421,T422] | DUNDALK |  | 54.0157 | -6.3101
MV/LV Substation PL***943Y |  | 10 kV | _ | LV | 50 kVA :Pole Substation | 0.05 | --> | 0.05 | 0.05 | 3.12 |  | --> | 0.048 | 0 | 0 | 0 | 0 | Constrained, otherwise capacity available =48 kW | --> | C18 ex MARSHES | Marshes [T41,T42] | DUNDALK |  | 53.9813 | -6.3854
MV/LV Substation BR***944Y |  | 10 kV | _ | LV | 400 kVA :Kiosk Substation | 0.4 | --> | 0.4 | 0.368 | 3.12 |  | --> | 0.38 | 0 | 0 | 0 | 0 | Constrained, otherwise capacity available =384 kW | --> | C20 ex MARSHES | Marshes [T41,T42] | DUNDALK |  | 53.964 | -6.3648
MV/LV Substation TO***946X |  | 20 kV | _ | LV | 50 kVA :Pole Substation | 0.05 | --> | 0.05 | 0.016 | 3.47 |  | --> | 0.048 | 0 | 0 | 0 | 0 | Constrained, otherwise capacity available =52 kW | --> | E15 ex BUSH | Bush [T421,T422] | DUNDALK |  | 54.0259 | -6.1359
MV/LV Substation BE***951Y |  | 10 kV | _ | LV | 200 kVA :Kiosk Substation | 0.2 | --> | 0.2 | 0.173 | 0.72 |  | --> | 0.19 | 0 | 0 | 0 | 0 | Constrained, otherwise capacity available =194 kW | --> | C12 ex COES ROAD | Coes Road [T41,T42] | DUNDALK |  | 54.0055 | -6.3769
MV/LV Substation MA***952Y |  | 10 kV | _ | LV | 400 kVA :Kiosk Substation | 0.4 | --> | 0.4 | 0.306 | 3.12 |  | --> | 0.38 | 0 | 0.104 | 0 | 0 | Constrained, otherwise capacity available =316 kW | --> | C21 ex MARSHES | Marshes [T41,T42] | DUNDALK |  | 53.9654 | -6.3913
MV/LV Substation NO***953X |  | 10 kV | _ | LV | 400 kVA :Kiosk Substation | 0.4 | --> | 0.4 | 0.377 | 0.72 |  | --> | 0.38 | 0 | 0.015 | 0 | 0 | Constrained, otherwise capacity available =372 kW | --> | C12 ex COES ROAD | Coes Road [T41,T42] | DUNDALK |  | 54.003 | -6.3816
MV/LV Substation CO***960Y |  | 10 kV | _ | LV | 400 kVA :Kiosk Substation | 0.4 | --> | 0.4 | 0.323 | 3.12 |  | --> | 0.38 | 0 | 0.032 | 0 | 0 | Constrained, otherwise capacity available =367 kW | --> | C21 ex MARSHES | Marshes [T41,T42] | DUNDALK |  | 53.9666 | -6.3766
MV/LV Substation BA***968X |  | 20 kV | _ | LV | 50 kVA :Pole Substation | 0.05 | --> | 0.05 | 0.042 | 3.47 |  | --> | 0.048 | 0 | 0 | 0 | 0 | Constrained, otherwise capacity available =49 kW | --> | E16 ex BUSH | Bush [T421,T422] | DUNDALK |  | 54.0106 | -6.1346
MV/LV Substation ES***974X |  | 10 kV | _ | LV | 400 kVA :Building Structure | 0.4 | --> | 0.4 | 0.286 | 5.69 |  | --> | 0.38 | 0 | 0 | 0 | 0 | Constrained, otherwise capacity available =395 kW | --> | C24 ex RAMPARTS | Ramparts [T41,T42] | DUNDALK |  | 53.9971 | -6.4023
MV/LV Substation SP***974Y |  | 10 kV | _ | LV | 400 kVA :Kiosk Substation | 0.4 | --> | 0.4 | 0.382 | 0.72 |  | --> | 0.38 | 0 | 0 | 0 | 0 | Constrained, otherwise capacity available =382 kW | --> | C15 ex COES ROAD | Coes Road [T41,T42] | DUNDALK |  | 53.9935 | -6.3708
MV/LV Substation ST***975Y |  | 10 kV | _ | LV | 200 kVA :Kiosk Substation | 0.2 | --> | 0.2 | 0.155 | 3.12 |  | --> | 0.19 | 0 | 0 | 0 | 0 | Constrained, otherwise capacity available =196 kW | --> | C21 ex MARSHES | Marshes [T41,T42] | DUNDALK |  | 53.9685 | -6.386
MV/LV Substation KN***976X |  | 20 kV | _ | LV | 50 kVA :Pole Substation | 0.05 | --> | 0.05 | 0.035 | 19.76 |  | --> | 0.048 | 0 | 0 | 0.049 | 0 |  | --> | E19 ex MULLAGHARLIN | Mullagharlin [T121,T122] | MULLAGHARLIN |  | 53.9687 | -6.4939
MV/LV Substation KN***983Y |  | 10 kV | _ | LV | 200 kVA :Kiosk Substation | 0.2 | --> | 0.2 | 0.161 | 3.12 |  | --> | 0.19 | 0 | 0.01 | 0 | 0 | Constrained, otherwise capacity available =188 kW | --> | C21 ex MARSHES | Marshes [T41,T42] | DUNDALK |  | 53.9715 | -6.3871
MV/LV Substation GL***986Y |  | 20 kV | _ | LV | 50 kVA :Pole Substation | 0.05 | --> | 0.05 | 0.05 | 4.25 |  | --> | 0.048 | 0 | 0 | 0 | 0 | Constrained, otherwise capacity available =48 kW | --> | E15 ex JENKINSTOWN | Jenkinstown [T421,T422] | DUNDALK |  | 54.0524 | -6.4289
MV/LV Substation CA***991X |  | 20 kV | _ | LV | 100 kVA :Pole Substation | 0.1 | --> | 0.1 | 0.098 | 4.25 |  | --> | 0.095 | 0 | 0 | 0 | 0 | Constrained, otherwise capacity available =95 kW | --> | E15 ex JENKINSTOWN | Jenkinstown [T421,T422] | DUNDALK |  | 54.0985 | -6.3604
MV/LV Substation LI***993X |  | 10 kV | _ | LV | 630 kVA :Building Structure | 0.63 | --> | 0.63 | 0.5 | 5.69 |  | --> | 0.598 | 0 | 0 | 0 | 0 | Constrained, otherwise capacity available =608 kW | --> | C19 ex RAMPARTS | Ramparts [T41,T42] | DUNDALK |  | 54.0156 | -6.4012
MV/LV Substation ME***994Y |  | 10 kV | _ | LV | 400 kVA :Kiosk Substation | 0.4 | --> | 0.4 | 0.298 | 3.12 |  | --> | 0.38 | 0 | 0.044 | 0 | 0 | Constrained, otherwise capacity available =361 kW | --> | C12 ex MARSHES | Marshes [T41,T42] | DUNDALK |  | 53.9959 | -6.3834
MV/LV Substation MO***996X |  | 20 kV | _ | LV | 100 kVA :Pole Substation | 0.1 | --> | 0.1 | 0.09 | 3.47 |  | --> | 0.095 | 0 | 0 | 0 | 0 | Constrained, otherwise capacity available =96 kW | --> | E17 ex BUSH | Bush [T421,T422] | DUNDALK |  | 54.0263 | -6.1798
MV/LV Substation GA***996Y |  | 10 kV | _ | LV | 200 kVA :Kiosk Substation | 0.2 | --> | 0.2 | 0.192 | 1.03 |  | --> | 0.19 | 0 | 0 | 0 | 0 | Constrained, otherwise capacity available =191 kW | --> | C18 ex LITTLE MILLS | Little Mills [T41] | DUNDALK |  | 53.9321 | -6.4606
MV/LV Substation HA***997Y |  | 10 kV | _ | LV | 200 kVA :Kiosk Substation | 0.2 | --> | 0.2 | 0.171 | 0.72 |  | --> | 0.19 | 0 | 0.003 | 0 | 0 | Constrained, otherwise capacity available =192 kW | --> | C15 ex COES ROAD | Coes Road [T41,T42] | DUNDALK |  | 54.0042 | -6.3608
MV/LV Substation ST***001 |  | 10 kV | _ | LV | 400 kVA :Building Structure | 0.4 | --> | 0.4 | 0 | 0 | Constrained, otherwise capacity available =313 kVA | --> | 0.38 | 0 | 0.01 | 0 | 0 | Constrained, otherwise capacity available =384 kW | --> | C19 ex BALLYBAILIE | Ballybailie [T41,T42] | DUNDALK |  | 53.8579 | -6.5494
MV/LV Substation JE***002 |  | 10 kV | _ | LV | 630 kVA :Building Structure | 0.63 | --> | 0.63 | 0 | 0 | Constrained, otherwise capacity available =533 kVA | --> | 0.598 | 0 | 0.017 | 0.5 | 0 |  | --> | C17 ex STICKILLEN | Stickillen [T41,T42] | DRYBRIDGE |  | 53.8548 | -6.5413
MV/LV Substation FA***003 |  | 10 kV | _ | LV | 400 kVA :Kiosk Substation | 0.4 | --> | 0.4 | 0 | 0 | Constrained, otherwise capacity available =344 kVA | --> | 0.38 | 0 | 0 | 0 | 0 | Constrained, otherwise capacity available =388 kW | --> | C19 ex BALLYBAILIE | Ballybailie [T41,T42] | DUNDALK |  | 53.8605 | -6.543
MV/LV Substation ST***017 |  | 10 kV | _ | LV | 200 kVA :Kiosk Substation | 0.2 | --> | 0.2 | 0 | 0 | Constrained, otherwise capacity available =72 kVA | --> | 0.19 | 0 | 0.012 | 0.198 | 0 |  | --> | C15 ex STICKILLEN | Stickillen [T41,T42] | DRYBRIDGE |  | 53.8474 | -6.5426
MV/LV Substation CA***019 |  | 10 kV | _ | LV | 400 kVA :Building Structure | 0.4 | --> | 0.4 | 0 | 0 | Constrained, otherwise capacity available =319 kVA | --> | 0.38 | 0 | 0 | 0.391 | 0 |  | --> | C17 ex STICKILLEN | Stickillen [T41,T42] | DRYBRIDGE |  | 53.8585 | -6.5314
MV/LV Substation DA***024 |  | 10 kV | _ | LV | 200 kVA :Pole Substation | 0.2 | --> | 0.2 | 0 | 0 | Constrained, otherwise capacity available =130 kVA | --> | 0.19 | 0 | 0.035 | 0.173 | 0 |  | --> | C17 ex STICKILLEN | Stickillen [T41,T42] | DRYBRIDGE |  | 53.8552 | -6.5275
MV/LV Substation MA***030 |  | 10 kV | _ | LV | 630 kVA :Kiosk Substation | 0.63 | --> | 0.63 | 0 | 0 | Constrained, otherwise capacity available =369 kVA | --> | 0.598 | 0 | 0.026 | 0 | 0 | Constrained, otherwise capacity available =614 kW | --> | C16 ex BALLYBAILIE | Ballybailie [T41,T42] | DUNDALK |  | 53.8584 | -6.5395
MV/LV Substation RE***033 |  | 10 kV | _ | LV | 100 kVA :Pole Substation | 0.1 | --> | 0.1 | 0 | 0 | Constrained, otherwise capacity available =86 kVA | --> | 0.095 | 0 | 0 | 0 | 0 | Constrained, otherwise capacity available =97 kW | --> | C19 ex BALLYBAILIE | Ballybailie [T41,T42] | DUNDALK |  | 53.8647 | -6.5394
MV/LV Substation GO***034 |  | 10 kV | _ | LV | 400 kVA :Building Structure | 0.4 | --> | 0.4 | 0 | 0 | Constrained, otherwise capacity available =322 kVA | --> | 0.38 | 0 | 0 | 0 | 0 | Constrained, otherwise capacity available =390 kW | --> | C19 ex BALLYBAILIE | Ballybailie [T41,T42] | DUNDALK |  | 53.8552 | -6.5487
MV/LV Substation RA***035 |  | 10 kV | _ | LV | 200 kVA :Pole Substation | 0.2 | --> | 0.2 | 0 | 0 | Constrained, otherwise capacity available =126 kVA | --> | 0.19 | 0 | 0.023 | 0.183 | 0 |  | --> | C17 ex STICKILLEN | Stickillen [T41,T42] | DRYBRIDGE |  | 53.8568 | -6.5359
MV/LV Substation SL***037 |  | 10 kV | _ | LV | 200 kVA :Pole Substation | 0.2 | --> | 0.2 | 0 | 0 | Constrained, otherwise capacity available =112 kVA | --> | 0.19 | 0 | 0.01 | 0.194 | 0 |  | --> | C15 ex STICKILLEN | Stickillen [T41,T42] | DRYBRIDGE |  | 53.8451 | -6.5383
MV/LV Substation MO***038 |  | 10 kV | _ | LV | 400 kVA :Kiosk Substation | 0.4 | --> | 0.4 | 0 | 0 | Constrained, otherwise capacity available =358 kVA | --> | 0.38 | 0 | 0 | 0.386 | 0 |  | --> | C17 ex STICKILLEN | Stickillen [T41,T42] | DRYBRIDGE |  | 53.8548 | -6.5355
MV/LV Substation FI***039 |  | 10 kV | _ | LV | 400 kVA :Building Structure | 0.4 | --> | 0.4 | 0 | 0 | Constrained, otherwise capacity available =400 kVA | --> | 0.38 | 0 | 0 | 0.38 | 0 |  | --> | C17 ex STICKILLEN | Stickillen [T41,T42] | DRYBRIDGE |  | 53.8551 | -6.5358
MV/LV Substation MA***040 |  | 10 kV | _ | LV | 200 kVA :Pole Substation | 0.2 | --> | 0.2 | 0 | 0 | Constrained, otherwise capacity available =126 kVA | --> | 0.19 | 0 | 0.003 | 0.198 | 0 |  | --> | C18 ex STICKILLEN | Stickillen [T41,T42] | DRYBRIDGE |  | 53.8539 | -6.5392
MV/LV Substation WI***041 |  | 10 kV | _ | LV | 630 kVA :Building Structure | 0.63 | --> | 0.63 | 0 | 0 | Constrained, otherwise capacity available =495 kVA | --> | 0.598 | 0 | 0.015 | 0.5 | 0 |  | --> | C18 ex STICKILLEN | Stickillen [T41,T42] | DRYBRIDGE |  | 53.8527 | -6.5366
MV/LV Substation DU***042 |  | 10 kV | _ | LV | 400 kVA :Kiosk Substation | 0.4 | --> | 0.4 | 0 | 0 | Constrained, otherwise capacity available =369 kVA | --> | 0.38 | 0 | 0.005 | 0 | 0 | Constrained, otherwise capacity available =380 kW | --> | C19 ex BALLYBAILIE | Ballybailie [T41,T42] | DUNDALK |  | 53.8633 | -6.5407
MV/LV Substation MC***044 |  | 10 kV | _ | LV | 100 kVA :Pole Substation | 0.1 | --> | 0.1 | 0 | 0 | Constrained, otherwise capacity available =85 kVA | --> | 0.095 | 0 | 0.01 | 0 | 0 | Constrained, otherwise capacity available =90 kW | --> | C16 ex BALLYBAILIE | Ballybailie [T41,T42] | DUNDALK |  | 53.861 | -6.5393
MV/LV Substation RI***046 |  | 10 kV | _ | LV | 200 kVA :Pole Substation | 0.2 | --> | 0.2 | 0 | 0 | Constrained, otherwise capacity available =198 kVA | --> | 0.19 | 0 | 0 | 0.19 | 0 |  | --> | C15 ex STICKILLEN | Stickillen [T41,T42] | DRYBRIDGE |  | 53.782 | -6.6726
MV/LV Substation DE***047 |  | 10 kV | _ | LV | 50 kVA :Pole Substation | 0.05 | --> | 0.05 | 0 | 0 | Constrained, otherwise capacity available =32 kVA | --> | 0.048 | 0 | 0 | 0.05 | 0 |  | --> | C15 ex STICKILLEN | Stickillen [T41,T42] | DRYBRIDGE |  | 53.8492 | -6.6579
MV/LV Substation MO***048 |  | 10 kV | _ | LV | 400 kVA :Kiosk Substation | 0.4 | --> | 0.4 | 0 | 0 | Constrained, otherwise capacity available =243 kVA | --> | 0.38 | 0 | 0.045 | 0.368 | 0 |  | --> | C18 ex STICKILLEN | Stickillen [T41,T42] | DRYBRIDGE |  | 53.8513 | -6.53
MV/LV Substation DE***052 |  | 10 kV | _ | LV | 630 kVA :Building Structure | 0.63 | --> | 0.63 | 0 | 0 | Constrained, otherwise capacity available =359 kVA | --> | 0.598 | 0 | 0.2 | 0.486 | 0 |  | --> | C18 ex STICKILLEN | Stickillen [T41,T42] | DRYBRIDGE |  | 53.8524 | -6.5424
MV/LV Substation LE***053 |  | 10 kV | _ | LV | 400 kVA :Building Structure | 0.4 | --> | 0.4 | 0 | 0 | Constrained, otherwise capacity available =37 kVA | --> | 0.38 | 0 | 0 | 0 | 0 | Constrained, otherwise capacity available =426 kW | --> | C19 ex BALLYBAILIE | Ballybailie [T41,T42] | DUNDALK |  | 53.8514 | -6.5498
MV/LV Substation MU***101X |  | 10 kV | _ | LV | 50 kVA :Pole Substation | 0.05 | --> | 0.05 | 0 | 0 | Constrained, otherwise capacity available =34 kVA | --> | 0.048 | 0 | 0 | 0 | 0 | Constrained, otherwise capacity available =50 kW | --> | C18 ex BALLYBAILIE | Ballybailie [T41,T42] | DUNDALK |  | 53.9281 | -6.5423
MV/LV Substation PH***117X |  | 10 kV | _ | LV | 100 kVA :Pole Substation | 0.1 | --> | 0.1 | 0 | 0 | Constrained, otherwise capacity available =56 kVA | --> | 0.095 | 0 | 0.01 | 0 | 0 | Constrained, otherwise capacity available =93 kW | --> | C15 ex BALLYBAILIE | Ballybailie [T41,T42] | DUNDALK |  | 53.9369 | -6.5641
MV/LV Substation TA***126X |  | 10 kV | _ | LV | 200 kVA :Pole Substation | 0.2 | --> | 0.2 | 0 | 0 | Constrained, otherwise capacity available =152 kVA | --> | 0.19 | 0 | 0 | 0 | 0 | Constrained, otherwise capacity available =196 kW | --> | C15 ex BALLYBAILIE | Ballybailie [T41,T42] | DUNDALK |  | 53.9203 | -6.5486
MV/LV Substation TA***130X |  | 10 kV | _ | LV | 400 kVA :Kiosk Substation | 0.4 | --> | 0.4 | 0 | 0 | Constrained, otherwise capacity available =296 kVA | --> | 0.38 | 0 | 0.02 | 0 | 0 | Constrained, otherwise capacity available =379 kW | --> | C15 ex BALLYBAILIE | Ballybailie [T41,T42] | DUNDALK |  | 53.9177 | -6.5465
MV/LV Substation GL***132X |  | 10 kV | _ | LV | 100 kVA :Pole Substation | 0.1 | --> | 0.1 | 0 | 0 | Constrained, otherwise capacity available =83 kVA | --> | 0.095 | 0 | 0.005 | 0 | 0 | Constrained, otherwise capacity available =94 kW | --> | C18 ex BALLYBAILIE | Ballybailie [T41,T42] | DUNDALK |  | 53.9142 | -6.5309
MV/LV Substation CH***144X |  | 10 kV | _ | LV | 200 kVA :Pole Substation | 0.2 | --> | 0.2 | 0 | 0 | Constrained, otherwise capacity available =177 kVA | --> | 0.19 | 0 | 0 | 0 | 0 | Constrained, otherwise capacity available =193 kW | --> | C18 ex BALLYBAILIE | Ballybailie [T41,T42] | DUNDALK |  | 53.9153 | -6.4867
MV/LV Substation CO***276X |  | 10 kV | _ | LV | 50 kVA :Pole Substation | 0.05 | --> | 0.05 | 0 | 0 | Constrained, otherwise capacity available =46 kVA | --> | 0.048 | 0 | 0.01 | 0 | 0 | Constrained, otherwise capacity available =41 kW | --> | C15 ex BALLYBAILIE | Ballybailie [T41,T42] | DUNDALK |  | 53.8896 | -6.5788
MV/LV Substation FE***278X |  | 10 kV | _ | LV | 200 kVA :Kiosk Substation | 0.2 | --> | 0.2 | 0 | 0 | Constrained, otherwise capacity available =102 kVA | --> | 0.19 | 0 | 0.004 | 0 | 0 | Constrained, otherwise capacity available =200 kW | --> | C19 ex BALLYBAILIE | Ballybailie [T41,T42] | DUNDALK |  | 53.8601 | -6.5469
MV/LV Substation AR***282X |  | 10 kV | _ | LV | 100 kVA :Pole Substation | 0.1 | --> | 0.1 | 0 | 0 | Constrained, otherwise capacity available =90 kVA | --> | 0.095 | 0 | 0 | 0 | 0 | Constrained, otherwise capacity available =96 kW | --> | C15 ex BALLYBAILIE | Ballybailie [T41,T42] | DUNDALK |  | 53.8641 | -6.5599
MV/LV Substation CA***342X |  | 10 kV | _ | LV | 200 kVA :Pole Substation | 0.2 | --> | 0.2 | 0 | 0 | Constrained, otherwise capacity available =148 kVA | --> | 0.19 | 0 | 0.021 | 0 | 0 | Constrained, otherwise capacity available =182 kW | --> | C19 ex BALLYBAILIE | Ballybailie [T41,T42] | DUNDALK |  | 53.8636 | -6.5435
MV/LV Substation CO***348X |  | 10 kV | _ | LV | 200 kVA :Kiosk Substation | 0.2 | --> | 0.2 | 0 | 0 | Constrained, otherwise capacity available =183 kVA | --> | 0.19 | 0 | 0 | 0.192 | 0 |  | --> | C17 ex STICKILLEN | Stickillen [T41,T42] | DRYBRIDGE |  | 53.8544 | -6.533
MV/LV Substation RA***359X |  | 10 kV | _ | LV | 50 kVA :Pole Substation | 0.05 | --> | 0.05 | 0 | 0 | Constrained, otherwise capacity available =41 kVA | --> | 0.048 | 0 | 0 | 0 | 0 | Constrained, otherwise capacity available =49 kW | --> | C18 ex BALLYBAILIE | Ballybailie [T41,T42] | DUNDALK |  | 53.9326 | -6.5319
MV/LV Substation BI***368X |  | 10 kV | _ | LV | 50 kVA :Pole Substation | 0.05 | --> | 0.05 | 0 | 0 | Constrained, otherwise capacity available =47 kVA | --> | 0.048 | 0 | 0 | 0.048 | 0 |  | --> | C15 ex STICKILLEN | Stickillen [T41,T42] | DRYBRIDGE |  | 53.8475 | -6.6563
MV/LV Substation AB***373X |  | 10 kV | _ | LV | 200 kVA :Pole Substation | 0.2 | --> | 0.2 | 0 | 0 | Constrained, otherwise capacity available =120 kVA | --> | 0.19 | 0 | 0.009 | 0 | 0 | Constrained, otherwise capacity available =194 kW | --> | C18 ex BALLYBAILIE | Ballybailie [T41,T42] | DUNDALK |  | 53.9527 | -6.5416
MV/LV Substation GO***385X |  | 10 kV | _ | LV | 50 kVA :Pole Substation | 0.05 | --> | 0.05 | 0 | 0 | Constrained, otherwise capacity available =50 kVA | --> | 0.048 | 0 | 0 | 0 | 0 | Constrained, otherwise capacity available =48 kW | --> | C15 ex BALLYBAILIE | Ballybailie [T41,T42] | DUNDALK |  | 53.8626 | -6.5617
MV/LV Substation BR***4009 |  | 10 kV | _ | LV | 200 kVA :Pole Substation | 0.2 | --> | 0.2 | 0 | 0 | Constrained, otherwise capacity available =200 kVA | --> | 0.19 | 0 | 0 | 0 | 0 | Constrained, otherwise capacity available =190 kW | --> | C15 ex BALLYBAILIE | Ballybailie [T41,T42] | DUNDALK |  | 53.9081 | -6.6179
MV/LV Substation RE***400X |  | 10 kV | _ | LV | 50 kVA :Pole Substation | 0.05 | --> | 0.05 | 0 | 0 | Constrained, otherwise capacity available =49 kVA | --> | 0.048 | 0 | 0 | 0.048 | 0 |  | --> | C16 ex STICKILLEN | Stickillen [T41,T42] | DRYBRIDGE |  | 53.7945 | -6.4622
MV/LV Substation BA***4016 |  | 10 kV | _ | LV | 200 kVA :Pole Substation | 0.2 | --> | 0.2 | 0 | 0 | Constrained, otherwise capacity available =124 kVA | --> | 0.19 | 0 | 0 | 0.2 | 0 |  | --> | C15 ex STICKILLEN | Stickillen [T41,T42] | DRYBRIDGE |  | 53.847 | -6.517
MV/LV Substation WH***4024 |  | 10 kV | _ | LV | 50 kVA :Pole Substation | 0.05 | --> | 0.05 | 0 | 0 | Constrained, otherwise capacity available =47 kVA | --> | 0.048 | 0 | 0 | 0.048 | 0 |  | --> | C16 ex STICKILLEN | Stickillen [T41,T42] | DRYBRIDGE |  | 53.7985 | -6.4805
MV/LV Substation BO***403 |  | 10 kV | _ | LV | 50 kVA :Pole Substation | 0.05 | --> | 0.05 | 0 | 0 | Constrained, otherwise capacity available =43 kVA | --> | 0.048 | 0 | 0.006 | 0 | 0 | Constrained, otherwise capacity available =44 kW | --> | C19 ex BALLYBAILIE | Ballybailie [T41,T42] | DUNDALK |  | 53.8535 | -6.5693
MV/LV Substation BO***4030 |  | 10 kV | _ | LV | 200 kVA :Pole Substation | 0.2 | --> | 0.2 | 0 | 0 | Constrained, otherwise capacity available =149 kVA | --> | 0.19 | 0 | 0 | 0 | 0 | Constrained, otherwise capacity available =197 kW | --> | C19 ex BALLYBAILIE | Ballybailie [T41,T42] | DUNDALK |  | 53.8587 | -6.5711
MV/LV Substation BO***404 |  | 10 kV | _ | LV | 100 kVA :Pole Substation | 0.1 | --> | 0.1 | 0 | 0 | Constrained, otherwise capacity available =75 kVA | --> | 0.095 | 0 | 0.015 | 0 | 0 | Constrained, otherwise capacity available =87 kW | --> | C19 ex BALLYBAILIE | Ballybailie [T41,T42] | DUNDALK |  | 53.8539 | -6.5738
MV/LV Substation MU***4041 |  | 10 kV | _ | LV | 50 kVA :Pole Substation | 0.05 | --> | 0.05 | 0 | 0 | Constrained, otherwise capacity available =50 kVA | --> | 0.048 | 0 | 0 | 0.048 | 0 |  | --> | C16 ex STICKILLEN | Stickillen [T41,T42] | DRYBRIDGE |  | 53.8406 | -6.4778
MV/LV Substation BE***4045 |  | 10 kV | _ | LV | 50 kVA :Pole Substation | 0.05 | --> | 0.05 | 0 | 0 | Constrained, otherwise capacity available =36 kVA | --> | 0.048 | 0 | 0.027 | 0.029 | 0 |  | --> | C15 ex STICKILLEN | Stickillen [T41,T42] | DRYBRIDGE |  | 53.7974 | -6.6597
MV/LV Substation DR***4049 |  | 10 kV | _ | LV | 50 kVA :Pole Substation | 0.05 | --> | 0.05 | 0 | 0 | Constrained, otherwise capacity available =50 kVA | --> | 0.048 | 0 | 0 | 0.048 | 0 |  | --> | C15 ex STICKILLEN | Stickillen [T41,T42] | DRYBRIDGE |  | 53.8142 | -6.5493
MV/LV Substation MU***4057 |  | 10 kV | _ | LV | 50 kVA :Pole Substation | 0.05 | --> | 0.05 | 0 | 0 | Constrained, otherwise capacity available =44 kVA | --> | 0.048 | 0 | 0 | 0.048 | 0 |  | --> | C16 ex STICKILLEN | Stickillen [T41,T42] | DRYBRIDGE |  | 53.8419 | -6.4769
MV/LV Substation HI***4059 |  | 10 kV | _ | LV | 200 kVA :Pole Substation | 0.2 | --> | 0.2 | 0 | 0 | Constrained, otherwise capacity available =200 kVA | --> | 0.19 | 0 | 0 | 0 | 0 | Constrained, otherwise capacity available =190 kW | --> | C19 ex BALLYBAILIE | Ballybailie [T41,T42] | DUNDALK |  | 53.8533 | -6.5624
MV/LV Substation AR***4063 |  | 10 kV | _ | LV | 200 kVA :Building Structure | 0.2 | --> | 0.2 | 0 | 0 | Constrained, otherwise capacity available =200 kVA | --> | 0.19 | 0 | 0 | 0 | 0 | Constrained, otherwise capacity available =190 kW | --> | C19 ex BALLYBAILIE | Ballybailie [T41,T42] | DUNDALK |  | 53.8512 | -6.5478
MV/LV Substation GL***4071 |  | 10 kV | _ | LV | 50 kVA :Pole Substation | 0.05 | --> | 0.05 | 0 | 0 | Constrained, otherwise capacity available =38 kVA | --> | 0.048 | 0 | 0 | 0 | 0 | Constrained, otherwise capacity available =49 kW | --> | C15 ex BALLYBAILIE | Ballybailie [T41,T42] | DUNDALK |  | 53.8682 | -6.5445
MV/LV Substation JM***4073 |  | 10 kV | _ | LV | 200 kVA :Pole Substation | 0.2 | --> | 0.2 | 0 | 0 | Constrained, otherwise capacity available =111 kVA | --> | 0.19 | 0 | 0 | 0 | 0 | Constrained, otherwise capacity available =202 kW | --> | C18 ex BALLYBAILIE | Ballybailie [T41,T42] | DUNDALK |  | 53.934 | -6.5033
MV/LV Substation CA***4084 |  | 10 kV | _ | LV | 50 kVA :Pole Substation | 0.05 | --> | 0.05 | 0 | 0 | Constrained, otherwise capacity available =37 kVA | --> | 0.048 | 0 | 0 | 0.049 | 0 |  | --> | C15 ex STICKILLEN | Stickillen [T41,T42] | DRYBRIDGE |  | 53.8021 | -6.6875
MV/LV Substation CA***4085 |  | 10 kV | _ | LV | 400 kVA :Kiosk Substation | 0.4 | --> | 0.4 | 0 | 0 | Constrained, otherwise capacity available =342 kVA | --> | 0.38 | 0 | 0.171 | 0.261 | 0 |  | --> | C17 ex STICKILLEN | Stickillen [T41,T42] | DRYBRIDGE |  | 53.8574 | -6.5256
MV/LV Substation FU***4087 |  | 10 kV | _ | LV | 50 kVA :Pole Substation | 0.05 | --> | 0.05 | 0 | 0 | Constrained, otherwise capacity available =50 kVA | --> | 0.048 | 0 | 0 | 0.048 | 0 |  | --> | C16 ex STICKILLEN | Stickillen [T41,T42] | DRYBRIDGE |  | 53.8164 | -6.5108
MV/LV Substation HO***4090 |  | 10 kV | _ | LV | 200 kVA :Pole Substation | 0.2 | --> | 0.2 | 0 | 0 | Constrained, otherwise capacity available =200 kVA | --> | 0.19 | 0 | 0.04 | 0.16 | 0 |  | --> | C15 ex STICKILLEN | Stickillen [T41,T42] | DRYBRIDGE |  | 53.8129 | -6.6249
MV/LV Substation ST***4092 |  | 10 kV | _ | LV | 100 kVA :Pole Substation | 0.1 | --> | 0.1 | 0 | 0 | Constrained, otherwise capacity available =96 kVA | --> | 0.095 | 0 | 0.005 | 0.092 | 0 |  | --> | C15 ex STICKILLEN | Stickillen [T41,T42] | DRYBRIDGE |  | 53.8436 | -6.5454
MV/LV Substation AR***4095 |  | 10 kV | _ | LV | 50 kVA :Pole Substation | 0.05 | --> | 0.05 | 0 | 0 | Constrained, otherwise capacity available =50 kVA | --> | 0.048 | 0 | 0 | 0.048 | 0 |  | --> | C16 ex STICKILLEN | Stickillen [T41,T42] | DRYBRIDGE |  | 53.8221 | -6.481
MV/LV Substation MU***4105 |  | 10 kV | _ | LV | 400 kVA :Kiosk Substation | 0.4 | --> | 0.4 | 0 | 0 | Constrained, otherwise capacity available =351 kVA | --> | 0.38 | 0 | 0.048 | 0.351 | 0 |  | --> | C18 ex STICKILLEN | Stickillen [T41,T42] | DRYBRIDGE |  | 53.8505 | -6.5333
MV/LV Substation MU***4106 |  | 10 kV | _ | LV | 400 kVA :Kiosk Substation | 0.4 | --> | 0.4 | 0 | 0 | Constrained, otherwise capacity available =387 kVA | --> | 0.38 | 0 | 0.03 | 0.36 | 0 |  | --> | C15 ex STICKILLEN | Stickillen [T41,T42] | DRYBRIDGE |  | 53.85 | -6.5386
MV/LV Substation ST***4112 |  | 10 kV | _ | LV | 400 kVA :Kiosk Substation | 0.4 | --> | 0.4 | 0 | 0 | Constrained, otherwise capacity available =360 kVA | --> | 0.38 | 0 | 0.011 | 0.377 | 0 |  | --> | C15 ex STICKILLEN | Stickillen [T41,T42] | DRYBRIDGE |  | 53.8496 | -6.5415
MV/LV Substation BA***413 |  | 10 kV | _ | LV | 50 kVA :Pole Substation | 0.05 | --> | 0.05 | 0 | 0 | Constrained, otherwise capacity available =40 kVA | --> | 0.048 | 0 | 0 | 0 | 0 | Constrained, otherwise capacity available =49 kW | --> | C18 ex BALLYBAILIE | Ballybailie [T41,T42] | DUNDALK |  | 53.8813 | -6.5213
MV/LV Substation CL***4130 |  | 10 kV | _ | LV | 400 kVA :Kiosk Substation | 0.4 | --> | 0.4 | 0 | 0 | Constrained, otherwise capacity available =384 kVA | --> | 0.38 | 0 | 0.058 | 0.339 | 0 |  | --> | C18 ex STICKILLEN | Stickillen [T41,T42] | DRYBRIDGE |  | 53.8525 | -6.5274
MV/LV Substation FE***4134 |  | 10 kV | _ | LV | 400 kVA :Kiosk Substation | 0.4 | --> | 0.4 | 0 | 0 | Constrained, otherwise capacity available =380 kVA | --> | 0.38 | 0 | 0 | 0.383 | 0 |  | --> | C17 ex STICKILLEN | Stickillen [T41,T42] | DRYBRIDGE |  | 53.855 | -6.5233
MV/LV Substation MU***4138 |  | 10 kV | _ | LV | 50 kVA :Pole Substation | 0.05 | --> | 0.05 | 0 | 0 | Constrained, otherwise capacity available =50 kVA | --> | 0.048 | 0 | 0 | 0 | 0 | Constrained, otherwise capacity available =48 kW | --> | C18 ex BALLYBAILIE | Ballybailie [T41,T42] | DUNDALK |  | 53.9389 | -6.5424
MV/LV Substation ME***4158 |  | 10 kV | _ | LV | 100 kVA :Pole Substation | 0.1 | --> | 0.1 | 0 | 0 | Constrained, otherwise capacity available =90 kVA | --> | 0.095 | 0 | 0 | 0 | 0 | Constrained, otherwise capacity available =96 kW | --> | C19 ex BALLYBAILIE | Ballybailie [T41,T42] | DUNDALK |  | 53.8545 | -6.5509
MV/LV Substation PO***4160 |  | 10 kV | _ | LV | 630 kVA :Kiosk Substation | 0.63 | --> | 0.63 | 0 | 0 | Constrained, otherwise capacity available =564 kVA | --> | 0.598 | 0 | 0.035 | 0 | 0 | Constrained, otherwise capacity available =582 kW | --> | C16 ex BALLYBAILIE | Ballybailie [T41,T42] | DUNDALK |  | 53.8596 | -6.5313
MV/LV Substation AL***4168 |  | 10 kV | _ | LV | 400 kVA :Kiosk Substation | 0.4 | --> | 0.4 | 0 | 0 | Constrained, otherwise capacity available =358 kVA | --> | 0.38 | 0 | 0 | 0.386 | 0 |  | --> | C17 ex STICKILLEN | Stickillen [T41,T42] | DRYBRIDGE |  | 53.8552 | -6.5414
MV/LV Substation AR***416X |  | 10 kV | _ | LV | 200 kVA :Pole Substation | 0.2 | --> | 0.2 | 0 | 0 | Constrained, otherwise capacity available =119 kVA | --> | 0.19 | 0 | 0 | 0 | 0 | Constrained, otherwise capacity available =195 kW | --> | C15 ex BALLYBAILIE | Ballybailie [T41,T42] | DUNDALK |  | 53.8765 | -6.5685
MV/LV Substation FA***4177 |  | 10 kV | _ | LV | 630 kVA :Building Structure | 0.63 | --> | 0.63 | 0 | 0 | Constrained, otherwise capacity available =557 kVA | --> | 0.598 | 0 | 0 | 0 | 0 | Constrained, otherwise capacity available =608 kW | --> | C19 ex BALLYBAILIE | Ballybailie [T41,T42] | DUNDALK |  | 53.8591 | -6.5456
MV/LV Substation BA***4182 |  | 10 kV | _ | LV | 200 kVA :Pole Substation | 0.2 | --> | 0.2 | 0 | 0 | Constrained, otherwise capacity available =190 kVA | --> | 0.19 | 0 | 0 | 0.191 | 0 |  | --> | C15 ex STICKILLEN | Stickillen [T41,T42] | DRYBRIDGE |  | 53.8219 | -6.5559
MV/LV Substation KN***4193 |  | 10 kV | _ | LV | 50 kVA :Pole Substation | 0.05 | --> | 0.05 | 0 | 0 | Constrained, otherwise capacity available =50 kVA | --> | 0.048 | 0 | 0 | 0 | 0 | Constrained, otherwise capacity available =48 kW | --> | C15 ex BALLYBAILIE | Ballybailie [T41,T42] | DUNDALK |  | 53.9013 | -6.5688
MV/LV Substation GR***4195 |  | 10 kV | _ | LV | 400 kVA :Kiosk Substation | 0.4 | --> | 0.4 | 0 | 0 | Constrained, otherwise capacity available =372 kVA | --> | 0.38 | 0 | 0 | 0 | 0 | Constrained, otherwise capacity available =384 kW | --> | C18 ex BALLYBAILIE | Ballybailie [T41,T42] | DUNDALK |  | 53.9504 | -6.5385
MV/LV Substation MU***420 |  | 10 kV | _ | LV | 100 kVA :Pole Substation | 0.1 | --> | 0.1 | 0 | 0 | Constrained, otherwise capacity available =86 kVA | --> | 0.095 | 0 | 0 | 0 | 0 | Constrained, otherwise capacity available =97 kW | --> | C15 ex BALLYBAILIE | Ballybailie [T41,T42] | DUNDALK |  | 53.8724 | -6.5536
MV/LV Substation JO***4202 |  | 10 kV | _ | LV | 630 kVA :Kiosk Substation | 0.63 | --> | 0.63 | 0 | 0 | Constrained, otherwise capacity available =620 kVA | --> | 0.598 | 0 | 0 | 0.5 | 0 |  | --> | C18 ex STICKILLEN | Stickillen [T41,T42] | DRYBRIDGE |  | 53.8519 | -6.5409
MV/LV Substation SY***4206 |  | 10 kV | _ | LV | 50 kVA :Pole Substation | 0.05 | --> | 0.05 | 0 | 0 | Constrained, otherwise capacity available =50 kVA | --> | 0.048 | 0 | 0 | 0.048 | 0 |  | --> | C15 ex STICKILLEN | Stickillen [T41,T42] | DRYBRIDGE |  | 53.7968 | -6.636
MV/LV Substation NE***4208 |  | 10 kV | _ | LV | 50 kVA :Pole Substation | 0.05 | --> | 0.05 | 0 | 0 | Constrained, otherwise capacity available =49 kVA | --> | 0.048 | 0 | 0.025 | 0.029 | 0 |  | --> | C15 ex STICKILLEN | Stickillen [T41,T42] | DRYBRIDGE |  | 53.8166 | -6.5874
MV/LV Substation ST***4220 |  | 10 kV | _ | LV | 100 kVA :Pole Substation | 0.1 | --> | 0.1 | 0 | 0 | Constrained, otherwise capacity available =100 kVA | --> | 0.095 | 0 | 0 | 0.095 | 0 |  | --> | C15 ex STICKILLEN | Stickillen [T41,T42] | DRYBRIDGE |  | 53.8486 | -6.5504
MV/LV Substation MU***424 |  | 10 kV | _ | LV | 50 kVA :Pole Substation | 0.05 | --> | 0.05 | 0 | 0 | Constrained, otherwise capacity available =40 kVA | --> | 0.048 | 0 | 0.009 | 0 | 0 | Constrained, otherwise capacity available =42 kW | --> | C15 ex BALLYBAILIE | Ballybailie [T41,T42] | DUNDALK |  | 53.8744 | -6.5463
MV/LV Substation CH***428 |  | 10 kV | _ | LV | 50 kVA :Pole Substation | 0.05 | --> | 0.05 | 0 | 0 | Constrained, otherwise capacity available =28 kVA | --> | 0.048 | 0 | 0 | 0 | 0 | Constrained, otherwise capacity available =50 kW | --> | C15 ex BALLYBAILIE | Ballybailie [T41,T42] | DUNDALK |  | 53.8851 | -6.5658
MV/LV Substation LI***430 |  | 10 kV | _ | LV | 100 kVA :Pole Substation | 0.1 | --> | 0.1 | 0 | 0 | Constrained, otherwise capacity available =89 kVA | --> | 0.095 | 0 | 0 | 0 | 0 | Constrained, otherwise capacity available =96 kW | --> | C15 ex BALLYBAILIE | Ballybailie [T41,T42] | DUNDALK |  | 53.8952 | -6.5513
MV/LV Substation HO***436 |  | 10 kV | _ | LV | 100 kVA :Pole Substation | 0.1 | --> | 0.1 | 0 | 0 | Constrained, otherwise capacity available =88 kVA | --> | 0.095 | 0 | 0 | 0.097 | 0 |  | --> | C16 ex STICKILLEN | Stickillen [T41,T42] | DRYBRIDGE |  | 53.8473 | -6.5041
MV/LV Substation ST***452 |  | 10 kV | _ | LV | 200 kVA :Pole Substation | 0.2 | --> | 0.2 | 0 | 0 | Constrained, otherwise capacity available =197 kVA | --> | 0.19 | 0 | 0 | 0.19 | 0 |  | --> | C16 ex STICKILLEN | Stickillen [T41,T42] | DRYBRIDGE |  | 53.8593 | -6.5048
MV/LV Substation BL***456 |  | 10 kV | _ | LV | 100 kVA :Pole Substation | 0.1 | --> | 0.1 | 0 | 0 | Constrained, otherwise capacity available =78 kVA | --> | 0.095 | 0 | 0 | 0.098 | 0 |  | --> | C15 ex STICKILLEN | Stickillen [T41,T42] | DRYBRIDGE |  | 53.8484 | -6.5517
MV/LV Substation LO***461X |  | 10 kV | _ | LV | 50 kVA :Pole Substation | 0.05 | --> | 0.05 | 0 | 0 | Constrained, otherwise capacity available =32 kVA | --> | 0.048 | 0 | 0 | 0 | 0 | Constrained, otherwise capacity available =50 kW | --> | C18 ex BALLYBAILIE | Ballybailie [T41,T42] | DUNDALK |  | 53.9537 | -6.5428
MV/LV Substation BL***472X |  | 10 kV | _ | LV | 50 kVA :Pole Substation | 0.05 | --> | 0.05 | 0 | 0 | Constrained, otherwise capacity available =50 kVA | --> | 0.048 | 0 | 0 | 0.048 | 0 |  | --> | C15 ex STICKILLEN | Stickillen [T41,T42] | DRYBRIDGE |  | 53.8455 | -6.557
MV/LV Substation TA***492X |  | 10 kV | _ | LV | 50 kVA :Pole Substation | 0.05 | --> | 0.05 | 0 | 0 | Constrained, otherwise capacity available =33 kVA | --> | 0.048 | 0 | 0 | 0 | 0 | Constrained, otherwise capacity available =50 kW | --> | C15 ex BALLYBAILIE | Ballybailie [T41,T42] | DUNDALK |  | 53.919 | -6.5434
MV/LV Substation KN***502X |  | 10 kV | _ | LV | 100 kVA :Pole Substation | 0.1 | --> | 0.1 | 0 | 0 | Constrained, otherwise capacity available =77 kVA | --> | 0.095 | 0 | 0.006 | 0 | 0 | Constrained, otherwise capacity available =94 kW | --> | C18 ex BALLYBAILIE | Ballybailie [T41,T42] | DUNDALK |  | 53.951 | -6.537
MV/LV Substation GR***504X |  | 10 kV | _ | LV | 50 kVA :Pole Substation | 0.05 | --> | 0.05 | 0 | 0 | Constrained, otherwise capacity available =50 kVA | --> | 0.048 | 0 | 0 | 0 | 0 | Constrained, otherwise capacity available =48 kW | --> | C18 ex BALLYBAILIE | Ballybailie [T41,T42] | DUNDALK |  | 53.9435 | -6.5383
MV/LV Substation BL***505X |  | 10 kV | _ | LV | 100 kVA :Pole Substation | 0.1 | --> | 0.1 | 0 | 0 | Constrained, otherwise capacity available =40 kVA | --> | 0.095 | 0 | 0.084 | 0.041 | 0 |  | --> | C15 ex STICKILLEN | Stickillen [T41,T42] | DRYBRIDGE |  | 53.8328 | -6.5347
MV/LV Substation SE***531X |  | 10 kV | _ | LV | 50 kVA :Pole Substation | 0.05 | --> | 0.05 | 0 | 0 | Constrained, otherwise capacity available =50 kVA | --> | 0.048 | 0 | 0 | 0.048 | 0 |  | --> | C17 ex STICKILLEN | Stickillen [T41,T42] | DRYBRIDGE |  | 53.8578 | -6.5242
MV/LV Substation CL***532X |  | 10 kV | _ | LV | 100 kVA :Pole Substation | 0.1 | --> | 0.1 | 0 | 0 | Constrained, otherwise capacity available =82 kVA | --> | 0.095 | 0 | 0 | 0.097 | 0 |  | --> | C15 ex STICKILLEN | Stickillen [T41,T42] | DRYBRIDGE |  | 53.8468 | -6.6564
MV/LV Substation AR***533X |  | 10 kV | _ | LV | 630 kVA :Building Structure | 0.63 | --> | 0.63 | 0 | 0 | Constrained, otherwise capacity available =482 kVA | --> | 0.598 | 0 | 0.035 | 0.5 | 0 |  | --> | C17 ex STICKILLEN | Stickillen [T41,T42] | DRYBRIDGE |  | 53.8551 | -6.5214
MV/LV Substation DE***536X |  | 10 kV | _ | LV | 100 kVA :Pole Substation | 0.1 | --> | 0.1 | 0 | 0 | Constrained, otherwise capacity available =85 kVA | --> | 0.095 | 0 | 0.002 | 0 | 0 | Constrained, otherwise capacity available =96 kW | --> | C19 ex BALLYBAILIE | Ballybailie [T41,T42] | DUNDALK |  | 53.863 | -6.5461
MV/LV Substation RI***537X |  | 10 kV | _ | LV | 200 kVA :Kiosk Substation | 0.2 | --> | 0.2 | 0 | 0 | Constrained, otherwise capacity available =138 kVA | --> | 0.19 | 0 | 0.005 | 0.195 | 0 |  | --> | C18 ex STICKILLEN | Stickillen [T41,T42] | DRYBRIDGE |  | 53.8525 | -6.5417
MV/LV Substation PO***540X |  | 10 kV | _ | LV | 100 kVA :Pole Substation | 0.1 | --> | 0.1 | 0 | 0 | Constrained, otherwise capacity available =100 kVA | --> | 0.095 | 0 | 0 | 0 | 0 | Constrained, otherwise capacity available =95 kW | --> | C15 ex BALLYBAILIE | Ballybailie [T41,T42] | DUNDALK |  | 53.8944 | -6.5507
MV/LV Substation PO***542X |  | 10 kV | _ | LV | 50 kVA :Pole Substation | 0.05 | --> | 0.05 | 0 | 0 | Constrained, otherwise capacity available =48 kVA | --> | 0.048 | 0 | 0 | 0.048 | 0 |  | --> | C16 ex STICKILLEN | Stickillen [T41,T42] | DRYBRIDGE |  | 53.8185 | -6.4692
MV/LV Substation RO***558X |  | 10 kV | _ | LV | 200 kVA :Kiosk Substation | 0.2 | --> | 0.2 | 0 | 0 | Constrained, otherwise capacity available =136 kVA | --> | 0.19 | 0 | 0.003 | 0.196 | 0 |  | --> | C15 ex STICKILLEN | Stickillen [T41,T42] | DRYBRIDGE |  | 53.8487 | -6.5456
MV/LV Substation AR***571 |  | 10 kV | _ | LV | 50 kVA :Pole Substation | 0.05 | --> | 0.05 | 0 | 0 | Constrained, otherwise capacity available =37 kVA | --> | 0.048 | 0 | 0.01 | 0.042 | 0 |  | --> | C16 ex STICKILLEN | Stickillen [T41,T42] | DRYBRIDGE |  | 53.8221 | -6.4775
MV/LV Substation CA***581X |  | 10 kV | _ | LV | 200 kVA :Kiosk Substation | 0.2 | --> | 0.2 | 0 | 0 | Constrained, otherwise capacity available =157 kVA | --> | 0.19 | 0 | 0 | 0.196 | 0 |  | --> | C18 ex STICKILLEN | Stickillen [T41,T42] | DRYBRIDGE |  | 53.8546 | -6.5404
MV/LV Substation NE***583 |  | 10 kV | _ | LV | 100 kVA :Pole Substation | 0.1 | --> | 0.1 | 0 | 0 | Constrained, otherwise capacity available =64 kVA | --> | 0.095 | 0 | 0 | 0.1 | 0 |  | --> | C16 ex STICKILLEN | Stickillen [T41,T42] | DRYBRIDGE |  | 53.79 | -6.4786
MV/LV Substation CL***598X |  | 10 kV | _ | LV | 50 kVA :Pole Substation | 0.05 | --> | 0.05 | 0 | 0 | Constrained, otherwise capacity available =48 kVA | --> | 0.048 | 0 | 0 | 0.048 | 0 |  | --> | C15 ex STICKILLEN | Stickillen [T41,T42] | DRYBRIDGE |  | 53.8474 | -6.6563
MV/LV Substation CL***599X |  | 10 kV | _ | LV | 200 kVA :Kiosk Substation | 0.2 | --> | 0.2 | 0 | 0 | Constrained, otherwise capacity available =134 kVA | --> | 0.19 | 0 | 0.049 | 0.162 | 0 |  | --> | C15 ex STICKILLEN | Stickillen [T41,T42] | DRYBRIDGE |  | 53.8517 | -6.5263
MV/LV Substation AR***602X |  | 10 kV | _ | LV | 100 kVA :Pole Substation | 0.1 | --> | 0.1 | 0 | 0 | Constrained, otherwise capacity available =82 kVA | --> | 0.095 | 0 | 0.01 | 0 | 0 | Constrained, otherwise capacity available =90 kW | --> | C18 ex BALLYBAILIE | Ballybailie [T41,T42] | DUNDALK |  | 53.9496 | -6.5337
MV/LV Substation SH***614 |  | 10 kV | _ | LV | 50 kVA :Pole Substation | 0.05 | --> | 0.05 | 0 | 0 | Constrained, otherwise capacity available =35 kVA | --> | 0.048 | 0 | 0 | 0.05 | 0 |  | --> | C15 ex STICKILLEN | Stickillen [T41,T42] | DRYBRIDGE |  | 53.8343 | -6.5661
MV/LV Substation HA***622X |  | 10 kV | _ | LV | 100 kVA :Pole Substation | 0.1 | --> | 0.1 | 0 | 0 | Constrained, otherwise capacity available =67 kVA | --> | 0.095 | 0 | 0 | 0.1 | 0 |  | --> | C16 ex STICKILLEN | Stickillen [T41,T42] | DRYBRIDGE |  | 53.8139 | -6.5247
MV/LV Substation CO***627X |  | 10 kV | _ | LV | 50 kVA :Pole Substation | 0.05 | --> | 0.05 | 0 | 0 | Constrained, otherwise capacity available =47 kVA | --> | 0.048 | 0 | 0 | 0 | 0 | Constrained, otherwise capacity available =48 kW | --> | C19 ex BALLYBAILIE | Ballybailie [T41,T42] | DUNDALK |  | 53.8668 | -6.5953
MV/LV Substation CL***630X |  | 10 kV | _ | LV | 50 kVA :Pole Substation | 0.05 | --> | 0.05 | 0 | 0 | Constrained, otherwise capacity available =32 kVA | --> | 0.048 | 0 | 0.006 | 0.046 | 0 |  | --> | C15 ex STICKILLEN | Stickillen [T41,T42] | DRYBRIDGE |  | 53.8082 | -6.6685
MV/LV Substation RO***652X |  | 10 kV | _ | LV | 200 kVA :Kiosk Substation | 0.2 | --> | 0.2 | 0 | 0 | Constrained, otherwise capacity available =156 kVA | --> | 0.19 | 0 | 0.007 | 0.191 | 0 |  | --> | C15 ex STICKILLEN | Stickillen [T41,T42] | DRYBRIDGE |  | 53.8478 | -6.5441
MV/LV Substation OC***653X |  | 10 kV | _ | LV | 400 kVA :Kiosk Substation | 0.4 | --> | 0.4 | 0 | 0 | Constrained, otherwise capacity available =353 kVA | --> | 0.38 | 0 | 0.011 | 0.378 | 0 |  | --> | C17 ex STICKILLEN | Stickillen [T41,T42] | DRYBRIDGE |  | 53.8586 | -6.5342
MV/LV Substation LY***657X |  | 10 kV | _ | LV | 50 kVA :Pole Substation | 0.05 | --> | 0.05 | 0 | 0 | Constrained, otherwise capacity available =46 kVA | --> | 0.048 | 0 | 0 | 0.048 | 0 |  | --> | C16 ex STICKILLEN | Stickillen [T41,T42] | DRYBRIDGE |  | 53.8537 | -6.5096
MV/LV Substation TO***659X |  | 10 kV | _ | LV | 200 kVA :Kiosk Substation | 0.2 | --> | 0.2 | 0 | 0 | Constrained, otherwise capacity available =187 kVA | --> | 0.19 | 0 | 0 | 0.192 | 0 |  | --> | C15 ex STICKILLEN | Stickillen [T41,T42] | DRYBRIDGE |  | 53.8491 | -6.5411
MV/LV Substation TI***662X |  | 10 kV | _ | LV | 400 kVA :Kiosk Substation | 0.4 | --> | 0.4 | 0 | 0 | Constrained, otherwise capacity available =319 kVA | --> | 0.38 | 0 | 0.054 | 0.351 | 0 |  | --> | C17 ex STICKILLEN | Stickillen [T41,T42] | DRYBRIDGE |  | 53.8557 | -6.5358
MV/LV Substation BE***665X |  | 10 kV | _ | LV | 50 kVA :Pole Substation | 0.05 | --> | 0.05 | 0 | 0 | Constrained, otherwise capacity available =46 kVA | --> | 0.048 | 0 | 0 | 0.048 | 0 |  | --> | C16 ex STICKILLEN | Stickillen [T41,T42] | DRYBRIDGE |  | 53.8098 | -6.5238
MV/LV Substation CL***669X |  | 10 kV | _ | LV | 400 kVA :Kiosk Substation | 0.4 | --> | 0.4 | 0 | 0 | Constrained, otherwise capacity available =209 kVA | --> | 0.38 | 0 | 0.02 | 0.39 | 0 |  | --> | C18 ex STICKILLEN | Stickillen [T41,T42] | DRYBRIDGE |  | 53.8508 | -6.5434
MV/LV Substation GL***671X |  | 10 kV | _ | LV | 200 kVA :Kiosk Substation | 0.2 | --> | 0.2 | 0 | 0 | Constrained, otherwise capacity available =150 kVA | --> | 0.19 | 0 | 0.004 | 0 | 0 | Constrained, otherwise capacity available =194 kW | --> | C15 ex BALLYBAILIE | Ballybailie [T41,T42] | DUNDALK |  | 53.9222 | -6.546
MV/LV Substation BA***675X |  | 10 kV | _ | LV | 630 kVA :Kiosk Substation | 0.63 | --> | 0.63 | 0 | 0 | Constrained, otherwise capacity available =454 kVA | --> | 0.598 | 0 | 0 | 0.5 | 0 |  | --> | C17 ex STICKILLEN | Stickillen [T41,T42] | DRYBRIDGE |  | 53.8563 | -6.5388
MV/LV Substation BE***686 |  | 10 kV | _ | LV | 50 kVA :Pole Substation | 0.05 | --> | 0.05 | 0 | 0 | Constrained, otherwise capacity available =41 kVA | --> | 0.048 | 0 | 0 | 0.049 | 0 |  | --> | C15 ex STICKILLEN | Stickillen [T41,T42] | DRYBRIDGE |  | 53.7981 | -6.5316
MV/LV Substation CH***688X |  | 10 kV | _ | LV | 50 kVA :Pole Substation | 0.05 | --> | 0.05 | 0 | 0 | Constrained, otherwise capacity available =41 kVA | --> | 0.048 | 0 | 0 | 0 | 0 | Constrained, otherwise capacity available =49 kW | --> | C18 ex BALLYBAILIE | Ballybailie [T41,T42] | DUNDALK |  | 53.9187 | -6.4825
MV/LV Substation AR***691X |  | 10 kV | _ | LV | 400 kVA :Kiosk Substation | 0.4 | --> | 0.4 | 0 | 0 | Constrained, otherwise capacity available =371 kVA | --> | 0.38 | 0 | 0 | 0 | 0 | Constrained, otherwise capacity available =384 kW | --> | C19 ex BALLYBAILIE | Ballybailie [T41,T42] | DUNDALK |  | 53.8619 | -6.5462
MV/LV Substation PA***694X |  | 10 kV | _ | LV | 50 kVA :Pole Substation | 0.05 | --> | 0.05 | 0 | 0 | Constrained, otherwise capacity available =32 kVA | --> | 0.048 | 0 | 0 | 0.05 | 0 |  | --> | C16 ex STICKILLEN | Stickillen [T41,T42] | DRYBRIDGE |  | 53.8374 | -6.4795
MV/LV Substation HA***696X |  | 10 kV | _ | LV | 50 kVA :Pole Substation | 0.05 | --> | 0.05 | 0 | 0 | Constrained, otherwise capacity available =49 kVA | --> | 0.048 | 0 | 0 | 0.048 | 0 |  | --> | C16 ex STICKILLEN | Stickillen [T41,T42] | DRYBRIDGE |  | 53.808 | -6.5341
MV/LV Substation CL***703X |  | 10 kV | _ | LV | 400 kVA :Kiosk Substation | 0.4 | --> | 0.4 | 0 | 0 | Constrained, otherwise capacity available =310 kVA | --> | 0.38 | 0 | 0.02 | 0.377 | 0 |  | --> | C18 ex STICKILLEN | Stickillen [T41,T42] | DRYBRIDGE |  | 53.8538 | -6.5282
MV/LV Substation TA***705X |  | 10 kV | _ | LV | 200 kVA :Kiosk Substation | 0.2 | --> | 0.2 | 0 | 0 | Constrained, otherwise capacity available =151 kVA | --> | 0.19 | 0 | 0.031 | 0 | 0 | Constrained, otherwise capacity available =174 kW | --> | C15 ex BALLYBAILIE | Ballybailie [T41,T42] | DUNDALK |  | 53.9229 | -6.5432
MV/LV Substation CO***709X |  | 10 kV | _ | LV | 50 kVA :Pole Substation | 0.05 | --> | 0.05 | 0 | 0 | Constrained, otherwise capacity available =36 kVA | --> | 0.048 | 0 | 0 | 0 | 0 | Constrained, otherwise capacity available =49 kW | --> | C19 ex BALLYBAILIE | Ballybailie [T41,T42] | DUNDALK |  | 53.8549 | -6.5466
MV/LV Substation HO***724 |  | 10 kV | _ | LV | 50 kVA :Pole Substation | 0.05 | --> | 0.05 | 0 | 0 | Constrained, otherwise capacity available =41 kVA | --> | 0.048 | 0 | 0 | 0 | 0 | Constrained, otherwise capacity available =49 kW | --> | C19 ex BALLYBAILIE | Ballybailie [T41,T42] | DUNDALK |  | 53.8534 | -6.5593
MV/LV Substation SH***725 |  | 10 kV | _ | LV | 50 kVA :Pole Substation | 0.05 | --> | 0.05 | 0 | 0 | Constrained, otherwise capacity available =48 kVA | --> | 0.048 | 0 | 0 | 0.048 | 0 |  | --> | C15 ex STICKILLEN | Stickillen [T41,T42] | DRYBRIDGE |  | 53.8363 | -6.5754
MV/LV Substation AC***727 |  | 10 kV | _ | LV | 50 kVA :Pole Substation | 0.05 | --> | 0.05 | 0 | 0 | Constrained, otherwise capacity available =49 kVA | --> | 0.048 | 0 | 0 | 0.048 | 0 |  | --> | C15 ex STICKILLEN | Stickillen [T41,T42] | DRYBRIDGE |  | 53.8317 | -6.6534
MV/LV Substation DR***728 |  | 10 kV | _ | LV | 200 kVA :Pole Substation | 0.2 | --> | 0.2 | 0 | 0 | Constrained, otherwise capacity available =163 kVA | --> | 0.19 | 0 | 0.015 | 0.184 | 0 |  | --> | C15 ex STICKILLEN | Stickillen [T41,T42] | DRYBRIDGE |  | 53.8521 | -6.6588
MV/LV Substation SM***739 |  | 10 kV | _ | LV | 100 kVA :Pole Substation | 0.1 | --> | 0.1 | 0 | 0 | Constrained, otherwise capacity available =19 kVA | --> | 0.095 | 0 | 0 | 0.106 | 0 |  | --> | C15 ex STICKILLEN | Stickillen [T41,T42] | DRYBRIDGE |  | 53.815 | -6.5656
MV/LV Substation MU***743 |  | 10 kV | _ | LV | 50 kVA :Pole Substation | 0.05 | --> | 0.05 | 0 | 0 | Constrained, otherwise capacity available =35 kVA | --> | 0.048 | 0 | 0.011 | 0.041 | 0 |  | --> | C15 ex STICKILLEN | Stickillen [T41,T42] | DRYBRIDGE |  | 53.8422 | -6.5402
MV/LV Substation DR***745 |  | 10 kV | _ | LV | 200 kVA :Pole Substation | 0.2 | --> | 0.2 | 0 | 0 | Constrained, otherwise capacity available =113 kVA | --> | 0.19 | 0 | 0.014 | 0.191 | 0 |  | --> | C15 ex STICKILLEN | Stickillen [T41,T42] | DRYBRIDGE |  | 53.8497 | -6.6527
MV/LV Substation KI***745X |  | 10 kV | _ | LV | 50 kVA :Pole Substation | 0.05 | --> | 0.05 | 0 | 0 | Constrained, otherwise capacity available =30 kVA | --> | 0.048 | 0 | 0.022 | 0.034 | 0 |  | --> | C15 ex STICKILLEN | Stickillen [T41,T42] | DRYBRIDGE |  | 53.8219 | -6.5499
MV/LV Substation HU***748X |  | 10 kV | _ | LV | 400 kVA :Kiosk Substation | 0.4 | --> | 0.4 | 0 | 0 | Constrained, otherwise capacity available =372 kVA | --> | 0.38 | 0 | 0 | 0.384 | 0 |  | --> | C15 ex STICKILLEN | Stickillen [T41,T42] | DRYBRIDGE |  | 53.8264 | -6.5321
MV/LV Substation GR***756 |  | 10 kV | _ | LV | 200 kVA :Pole Substation | 0.2 | --> | 0.2 | 0 | 0 | Constrained, otherwise capacity available =188 kVA | --> | 0.19 | 0 | 0 | 0 | 0 | Constrained, otherwise capacity available =192 kW | --> | C16 ex BALLYBAILIE | Ballybailie [T41,T42] | DUNDALK |  | 53.8713 | -6.5313
MV/LV Substation FR***757 |  | 10 kV | _ | LV | 50 kVA :Pole Substation | 0.05 | --> | 0.05 | 0 | 0 | Constrained, otherwise capacity available =41 kVA | --> | 0.048 | 0 | 0.006 | 0.044 | 0 |  | --> | C15 ex STICKILLEN | Stickillen [T41,T42] | DRYBRIDGE |  | 53.7914 | -6.6833
MV/LV Substation LY***757X |  | 10 kV | _ | LV | 50 kVA :Pole Substation | 0.05 | --> | 0.05 | 0 | 0 | Constrained, otherwise capacity available =44 kVA | --> | 0.048 | 0 | 0 | 0 | 0 | Constrained, otherwise capacity available =48 kW | --> | C15 ex BALLYBAILIE | Ballybailie [T41,T42] | DUNDALK |  | 53.9204 | -6.5449
MV/LV Substation ST***760 |  | 10 kV | _ | LV | 100 kVA :Pole Substation | 0.1 | --> | 0.1 | 0 | 0 | Constrained, otherwise capacity available =90 kVA | --> | 0.095 | 0 | 0.01 | 0.089 | 0 |  | --> | C16 ex STICKILLEN | Stickillen [T41,T42] | DRYBRIDGE |  | 53.8228 | -6.4702
MV/LV Substation CH***760X |  | 10 kV | _ | LV | 100 kVA :Pole Substation | 0.1 | --> | 0.1 | 0 | 0 | Constrained, otherwise capacity available =78 kVA | --> | 0.095 | 0 | 0.002 | 0 | 0 | Constrained, otherwise capacity available =96 kW | --> | C18 ex BALLYBAILIE | Ballybailie [T41,T42] | DUNDALK |  | 53.9469 | -6.5436
MV/LV Substation ST***768X |  | 10 kV | _ | LV | 50 kVA :Pole Substation | 0.05 | --> | 0.05 | 0 | 0 | Constrained, otherwise capacity available =28 kVA | --> | 0.048 | 0 | 0.01 | 0.043 | 0 |  | --> | C16 ex STICKILLEN | Stickillen [T41,T42] | DRYBRIDGE |  | 53.8238 | -6.4715
MV/LV Substation FU***775 |  | 10 kV | _ | LV | 50 kVA :Pole Substation | 0.05 | --> | 0.05 | 0 | 0 | Constrained, otherwise capacity available =47 kVA | --> | 0.048 | 0 | 0 | 0.048 | 0 |  | --> | C16 ex STICKILLEN | Stickillen [T41,T42] | DRYBRIDGE |  | 53.8143 | -6.509
MV/LV Substation LO***777X |  | 10 kV | _ | LV | 400 kVA :Kiosk Substation | 0.4 | --> | 0.4 | 0 | 0 | Constrained, otherwise capacity available =283 kVA | --> | 0.38 | 0 | 0.007 | 0 | 0 | Constrained, otherwise capacity available =390 kW | --> | C18 ex BALLYBAILIE | Ballybailie [T41,T42] | DUNDALK |  | 53.9505 | -6.5403
MV/LV Substation HO***778X |  | 10 kV | _ | LV | 50 kVA :Pole Substation | 0.05 | --> | 0.05 | 0 | 0 | Constrained, otherwise capacity available =46 kVA | --> | 0.048 | 0 | 0.01 | 0.041 | 0 |  | --> | C16 ex STICKILLEN | Stickillen [T41,T42] | DRYBRIDGE |  | 53.8417 | -6.4846
MV/LV Substation MC***783X |  | 10 kV | _ | LV | 50 kVA :Pole Substation | 0.05 | --> | 0.05 | 0 | 0 | Constrained, otherwise capacity available =34 kVA | --> | 0.048 | 0 | 0.015 | 0.038 | 0 |  | --> | C15 ex STICKILLEN | Stickillen [T41,T42] | DRYBRIDGE |  | 53.8336 | -6.6405
MV/LV Substation MC***784X |  | 10 kV | _ | LV | 400 kVA :Kiosk Substation | 0.4 | --> | 0.4 | 0 | 0 | Constrained, otherwise capacity available =395 kVA | --> | 0.38 | 0 | 0 | 0 | 0 | Constrained, otherwise capacity available =381 kW | --> | C19 ex BALLYBAILIE | Ballybailie [T41,T42] | DUNDALK |  | 53.8662 | -6.5439
MV/LV Substation DR***785X |  | 10 kV | _ | LV | 100 kVA :Pole Substation | 0.1 | --> | 0.1 | 0 | 0 | Constrained, otherwise capacity available =100 kVA | --> | 0.095 | 0 | 0 | 0.095 | 0 |  | --> | C15 ex STICKILLEN | Stickillen [T41,T42] | DRYBRIDGE |  | 53.8197 | -6.5421
MV/LV Substation FU***787 |  | 10 kV | _ | LV | 50 kVA :Pole Substation | 0.05 | --> | 0.05 | 0 | 0 | Constrained, otherwise capacity available =46 kVA | --> | 0.048 | 0 | 0 | 0.048 | 0 |  | --> | C16 ex STICKILLEN | Stickillen [T41,T42] | DRYBRIDGE |  | 53.8207 | -6.5043
MV/LV Substation WA***789 |  | 10 kV | _ | LV | 100 kVA :Pole Substation | 0.1 | --> | 0.1 | 0 | 0 | Constrained, otherwise capacity available =38 kVA | --> | 0.095 | 0 | 0 | 0 | 0 | Constrained, otherwise capacity available =103 kW | --> | C19 ex BALLYBAILIE | Ballybailie [T41,T42] | DUNDALK |  | 53.8534 | -6.5554
MV/LV Substation TH***800X |  | 10 kV | _ | LV | 200 kVA :Kiosk Substation | 0.2 | --> | 0.2 | 0 | 0 | Constrained, otherwise capacity available =200 kVA | --> | 0.19 | 0 | 0 | 0.19 | 0 |  | --> | C15 ex STICKILLEN | Stickillen [T41,T42] | DRYBRIDGE |  | 53.8481 | -6.5395
MV/LV Substation CO***802X |  | 10 kV | _ | LV | 50 kVA :Pole Substation | 0.05 | --> | 0.05 | 0 | 0 | Constrained, otherwise capacity available =47 kVA | --> | 0.048 | 0 | 0 | 0 | 0 | Constrained, otherwise capacity available =48 kW | --> | C15 ex BALLYBAILIE | Ballybailie [T41,T42] | DUNDALK |  | 53.8923 | -6.5782
MV/LV Substation RE***804 |  | 10 kV | _ | LV | 50 kVA :Pole Substation | 0.05 | --> | 0.05 | 0 | 0 | Constrained, otherwise capacity available =36 kVA | --> | 0.048 | 0 | 0 | 0 | 0 | Constrained, otherwise capacity available =49 kW | --> | C15 ex BALLYBAILIE | Ballybailie [T41,T42] | DUNDALK |  | 53.9089 | -6.6113
MV/LV Substation MO***807X |  | 10 kV | _ | LV | 200 kVA :Kiosk Substation | 0.2 | --> | 0.2 | 0 | 0 | Constrained, otherwise capacity available =183 kVA | --> | 0.19 | 0 | 0.008 | 0.186 | 0 |  | --> | C18 ex STICKILLEN | Stickillen [T41,T42] | DRYBRIDGE |  | 53.8506 | -6.5285
MV/LV Substation BA***817 |  | 10 kV | _ | LV | 50 kVA :Pole Substation | 0.05 | --> | 0.05 | 0 | 0 | Constrained, otherwise capacity available =34 kVA | --> | 0.048 | 0 | 0.003 | 0 | 0 | Constrained, otherwise capacity available =48 kW | --> | C18 ex BALLYBAILIE | Ballybailie [T41,T42] | DUNDALK |  | 53.8759 | -6.5316
MV/LV Substation BI***823 |  | 10 kV | _ | LV | 50 kVA :Pole Substation | 0.05 | --> | 0.05 | 0 | 0 | Constrained, otherwise capacity available =38 kVA | --> | 0.048 | 0 | 0 | 0.049 | 0 |  | --> | C15 ex STICKILLEN | Stickillen [T41,T42] | DRYBRIDGE |  | 53.8406 | -6.6558
MV/LV Substation AS***826X |  | 10 kV | _ | LV | 400 kVA :Kiosk Substation | 0.4 | --> | 0.4 | 0 | 0 | Constrained, otherwise capacity available =386 kVA | --> | 0.38 | 0 | 0 | 0.382 | 0 |  | --> | C17 ex STICKILLEN | Stickillen [T41,T42] | DRYBRIDGE |  | 53.8556 | -6.5411
MV/LV Substation HO***830 |  | 10 kV | _ | LV | 100 kVA :Pole Substation | 0.1 | --> | 0.1 | 0 | 0 | Constrained, otherwise capacity available =79 kVA | --> | 0.095 | 0 | 0 | 0.098 | 0 |  | --> | C16 ex STICKILLEN | Stickillen [T41,T42] | DRYBRIDGE |  | 53.8444 | -6.4886
MV/LV Substation DR***835 |  | 10 kV | _ | LV | 50 kVA :Pole Substation | 0.05 | --> | 0.05 | 0 | 0 | Constrained, otherwise capacity available =34 kVA | --> | 0.048 | 0 | 0 | 0.05 | 0 |  | --> | C15 ex STICKILLEN | Stickillen [T41,T42] | DRYBRIDGE |  | 53.8343 | -6.6695
MV/LV Substation DU***836X |  | 10 kV | _ | LV | 50 kVA :Pole Substation | 0.05 | --> | 0.05 | 0 | 0 | Constrained, otherwise capacity available =50 kVA | --> | 0.048 | 0 | 0 | 0 | 0 | Constrained, otherwise capacity available =48 kW | --> | C15 ex BALLYBAILIE | Ballybailie [T41,T42] | DUNDALK |  | 53.9116 | -6.6154
MV/LV Substation CH***840 |  | 10 kV | _ | LV | 200 kVA :Kiosk Substation | 0.2 | --> | 0.2 | 0 | 0 | Constrained, otherwise capacity available =117 kVA | --> | 0.19 | 0 | 0.023 | 0.184 | 0 |  | --> | C15 ex STICKILLEN | Stickillen [T41,T42] | DRYBRIDGE |  | 53.8469 | -6.5369
MV/LV Substation OC***840X |  | 10 kV | _ | LV | 100 kVA :Pole Substation | 0.1 | --> | 0.1 | 0 | 0 | Constrained, otherwise capacity available =97 kVA | --> | 0.095 | 0 | 0 | 0 | 0 | Constrained, otherwise capacity available =95 kW | --> | C19 ex BALLYBAILIE | Ballybailie [T41,T42] | DUNDALK |  | 53.8714 | -6.5344
MV/LV Substation LI***843X |  | 10 kV | _ | LV | 400 kVA :Building Structure | 0.4 | --> | 0.4 | 0 | 0 | Constrained, otherwise capacity available =250 kVA | --> | 0.38 | 0 | 0 | 0.394 | 0 |  | --> | C15 ex STICKILLEN | Stickillen [T41,T42] | DRYBRIDGE |  | 53.8443 | -6.5375
MV/LV Substation PA***867X |  | 10 kV | _ | LV | 50 kVA :Pole Substation | 0.05 | --> | 0.05 | 0 | 0 | Constrained, otherwise capacity available =39 kVA | --> | 0.048 | 0 | 0.025 | 0.03 | 0 |  | --> | C16 ex STICKILLEN | Stickillen [T41,T42] | DRYBRIDGE |  | 53.8292 | -6.4801
MV/LV Substation TH***878X |  | 10 kV | _ | LV | 1000 kVA :Building Structure | 1 | --> | 1 | 0 | 0 | Constrained, otherwise capacity available =896 kVA | --> | 0.95 | 0 | 0 | 0.5 | 0 |  | --> | C17 ex STICKILLEN | Stickillen [T41,T42] | DRYBRIDGE |  | 53.857 | -6.5423
MV/LV Substation TH***879X |  | 10 kV | _ | LV | 1000 kVA :Building Structure | 1 | --> | 1 | 0 | 0 | Constrained, otherwise capacity available =1000 kVA | --> | 0.95 | 0 | 0 | 0.5 | 0 |  | --> | C17 ex STICKILLEN | Stickillen [T41,T42] | DRYBRIDGE |  | 53.857 | -6.5421
MV/LV Substation HI***893X |  | 10 kV | _ | LV | 200 kVA :Pole Substation | 0.2 | --> | 0.2 | 0 | 0 | Constrained, otherwise capacity available =177 kVA | --> | 0.19 | 0 | 0 | 0.193 | 0 |  | --> | C15 ex STICKILLEN | Stickillen [T41,T42] | DRYBRIDGE |  | 53.8543 | -6.6592
MV/LV Substation PE***897 |  | 10 kV | _ | LV | 200 kVA :Pole Substation | 0.2 | --> | 0.2 | 0 | 0 | Constrained, otherwise capacity available =190 kVA | --> | 0.19 | 0 | 0 | 0 | 0 | Constrained, otherwise capacity available =191 kW | --> | C15 ex BALLYBAILIE | Ballybailie [T41,T42] | DUNDALK |  | 53.8898 | -6.5511
MV/LV Substation PH***898 |  | 10 kV | _ | LV | 100 kVA :Pole Substation | 0.1 | --> | 0.1 | 0 | 0 | Constrained, otherwise capacity available =65 kVA | --> | 0.095 | 0 | 0.059 | 0.056 | 0 |  | --> | C16 ex STICKILLEN | Stickillen [T41,T42] | DRYBRIDGE |  | 53.8235 | -6.4695
MV/LV Substation GR***899 |  | 10 kV | _ | LV | 100 kVA :Pole Substation | 0.1 | --> | 0.1 | 0 | 0 | Constrained, otherwise capacity available =100 kVA | --> | 0.095 | 0 | 0 | 0 | 0 | Constrained, otherwise capacity available =95 kW | --> | C19 ex BALLYBAILIE | Ballybailie [T41,T42] | DUNDALK |  | 53.853 | -6.5486
MV/LV Substation WH***901 |  | 10 kV | _ | LV | 200 kVA :Pole Substation | 0.2 | --> | 0.2 | 0 | 0 | Constrained, otherwise capacity available =199 kVA | --> | 0.19 | 0 | 0 | 0.19 | 0 |  | --> | C16 ex STICKILLEN | Stickillen [T41,T42] | DRYBRIDGE |  | 53.8108 | -6.461
MV/LV Substation RO***903X |  | 10 kV | _ | LV | 50 kVA :Pole Substation | 0.05 | --> | 0.05 | 0 | 0 | Constrained, otherwise capacity available =15 kVA | --> | 0.048 | 0 | 0 | 0.052 | 0 |  | --> | C16 ex STICKILLEN | Stickillen [T41,T42] | DRYBRIDGE |  | 53.8272 | -6.494
MV/LV Substation OI***911 |  | 10 kV | _ | LV | 50 kVA :Pole Substation | 0.05 | --> | 0.05 | 0 | 0 | Constrained, otherwise capacity available =48 kVA | --> | 0.048 | 0 | 0 | 0 | 0 | Constrained, otherwise capacity available =48 kW | --> | C19 ex BALLYBAILIE | Ballybailie [T41,T42] | DUNDALK |  | 53.8656 | -6.5427
MV/LV Substation PE***911X |  | 10 kV | _ | LV | 100 kVA :Pole Substation | 0.1 | --> | 0.1 | 0 | 0 | Constrained, otherwise capacity available =86 kVA | --> | 0.095 | 0 | 0 | 0 | 0 | Constrained, otherwise capacity available =97 kW | --> | C18 ex BALLYBAILIE | Ballybailie [T41,T42] | DUNDALK |  | 53.8863 | -6.5261
MV/LV Substation PE***915X |  | 10 kV | _ | LV | 50 kVA :Pole Substation | 0.05 | --> | 0.05 | 0 | 0 | Constrained, otherwise capacity available =48 kVA | --> | 0.048 | 0 | 0 | 0 | 0 | Constrained, otherwise capacity available =48 kW | --> | C18 ex BALLYBAILIE | Ballybailie [T41,T42] | DUNDALK |  | 53.8864 | -6.5394
MV/LV Substation SE***924 |  | 10 kV | _ | LV | 400 kVA :Building Structure | 0.4 | --> | 0.4 | 0 | 0 | Constrained, otherwise capacity available =355 kVA | --> | 0.38 | 0 | 0 | 0.386 | 0 |  | --> | C17 ex STICKILLEN | Stickillen [T41,T42] | DRYBRIDGE |  | 53.8583 | -6.5239
MV/LV Substation LY***929 |  | 10 kV | _ | LV | 200 kVA :Pole Substation | 0.2 | --> | 0.2 | 0 | 0 | Constrained, otherwise capacity available =198 kVA | --> | 0.19 | 0 | 0.006 | 0 | 0 | Constrained, otherwise capacity available =186 kW | --> | C19 ex BALLYBAILIE | Ballybailie [T41,T42] | DUNDALK |  | 53.8644 | -6.5498
MV/LV Substation BO***930 |  | 10 kV | _ | LV | 400 kVA :Kiosk Substation | 0.4 | --> | 0.4 | 0 | 0 | Constrained, otherwise capacity available =268 kVA | --> | 0.38 | 0 | 0.316 | 0 | 0 | Constrained, otherwise capacity available =156 kW | --> | C19 ex BALLYBAILIE | Ballybailie [T41,T42] | DUNDALK |  | 53.8548 | -6.5567
MV/LV Substation FU***937 |  | 10 kV | _ | LV | 100 kVA :Pole Substation | 0.1 | --> | 0.1 | 0 | 0 | Constrained, otherwise capacity available =93 kVA | --> | 0.095 | 0 | 0 | 0.096 | 0 |  | --> | C16 ex STICKILLEN | Stickillen [T41,T42] | DRYBRIDGE |  | 53.8189 | -6.4861
MV/LV Substation OB***953 |  | 10 kV | _ | LV | 100 kVA :Pole Substation | 0.1 | --> | 0.1 | 0 | 0 | Constrained, otherwise capacity available =53 kVA | --> | 0.095 | 0 | 0.05 | 0.064 | 0 |  | --> | C15 ex STICKILLEN | Stickillen [T41,T42] | DRYBRIDGE |  | 53.8387 | -6.5523
MV/LV Substation WH***957 |  | 10 kV | _ | LV | 50 kVA :Pole Substation | 0.05 | --> | 0.05 | 0 | 0 | Constrained, otherwise capacity available =46 kVA | --> | 0.048 | 0 | 0 | 0.048 | 0 |  | --> | C16 ex STICKILLEN | Stickillen [T41,T42] | DRYBRIDGE |  | 53.8064 | -6.4627
MV/LV Substation CA***967 |  | 10 kV | _ | LV | 200 kVA :Kiosk Substation | 0.2 | --> | 0.2 | 0 | 0 | Constrained, otherwise capacity available =151 kVA | --> | 0.19 | 0 | 0.069 | 0.146 | 0 |  | --> | C17 ex STICKILLEN | Stickillen [T41,T42] | DRYBRIDGE |  | 53.8568 | -6.5317
MV/LV Substation MU***973 |  | 10 kV | _ | LV | 50 kVA :Pole Substation | 0.05 | --> | 0.05 | 0 | 0 | Constrained, otherwise capacity available =30 kVA | --> | 0.048 | 0 | 0.006 | 0 | 0 | Constrained, otherwise capacity available =46 kW | --> | C18 ex BALLYBAILIE | Ballybailie [T41,T42] | DUNDALK |  | 53.9521 | -6.5376
MV/LV Substation TA***993 |  | 10 kV | _ | LV | 100 kVA :Pole Substation | 0.1 | --> | 0.1 | 0 | 0 | Constrained, otherwise capacity available =50 kVA | --> | 0.095 | 0 | 0.012 | 0 | 0 | Constrained, otherwise capacity available =93 kW | --> | C18 ex BALLYBAILIE | Ballybailie [T41,T42] | DUNDALK |  | 53.946 | -6.54
MV/LV Substation RA***999 |  | 10 kV | _ | LV | 100 kVA :Pole Substation | 0.1 | --> | 0.1 | 0 | 0 | Constrained, otherwise capacity available =89 kVA | --> | 0.095 | 0 | 0 | 0 | 0 | Constrained, otherwise capacity available =96 kW | --> | C18 ex BALLYBAILIE | Ballybailie [T41,T42] | DUNDALK |  | 53.9351 | -6.5424
MV/LV Substation GR***001Z |  | 10 kV | _ | LV | 400 kVA :Kiosk Substation | 0.4 | --> | 0.4 | 0 | 0 | Constrained, otherwise capacity available =320 kVA | --> | 0.38 | 0 | 0.048 | 0.355 | 0 |  | --> | C12 ex MORNINGTON ROAD | Mornington Road [T41,T42] | DRYBRIDGE |  | 53.7046 | -6.3104
MV/LV Substation NO***002 |  | 10 kV | _ | LV | 400 kVA :Kiosk Substation | 0.4 | --> | 0.4 | 0 | 0 | Constrained, otherwise capacity available =312 kVA | --> | 0.38 | 0 | 0 | 0.392 | 0 |  | --> | C12 ex DRYBRIDGE | Drybridge [T41,T42] | DRYBRIDGE |  | 53.7223 | -6.3619
MV/LV Substation LI***002Z |  | 20 kV | _ | LV | 50 kVA :Pole Substation | 0.05 | --> | 0.05 | 0 | 0 | Constrained, otherwise capacity available =47 kVA | --> | 0.048 | 0 | 0 | 0.048 | 0 |  | --> | E15 ex JULIANSTOWN | Julianstown [T421,T422] | DRYBRIDGE |  | 53.6456 | -6.2989
MV/LV Substation DU***004 |  | 10 kV | _ | LV | 400 kVA :Kiosk Substation | 0.4 | --> | 0.4 | 0 | 0 |  | --> | 0.38 | 0 | 0 | 0.432 | 0 |  | --> | C17 ex RATHMULLAN | Rathmullan [T41,T42] | DRYBRIDGE |  | 53.7156 | -6.3533
MV/LV Substation PA***005 |  | 10 kV | _ | LV | 400 kVA :Building Structure | 0.4 | --> | 0.4 | 0 | 0 | Constrained, otherwise capacity available =262 kVA | --> | 0.38 | 0 | 0.016 | 0.387 | 0 |  | --> | C20 ex DRYBRIDGE | Drybridge [T41,T42] | DRYBRIDGE |  | 53.7169 | -6.3475
MV/LV Substation MO***005Z |  | 20 kV | _ | LV | 200 kVA :Kiosk Substation | 0.2 | --> | 0.2 | 0 | 0 | Constrained, otherwise capacity available =140 kVA | --> | 0.19 | 0 | 0.026 | 0.179 | 0 |  | --> | C13 ex MORNINGTON ROAD | Mornington Road [T41,T42] | DRYBRIDGE |  | 53.7208 | -6.2614
MV/LV Substation MA***007 |  | 10 kV | _ | LV | 200 kVA :Kiosk Substation | 0.2 | --> | 0.2 | 0 | 0 | Constrained, otherwise capacity available =120 kVA | --> | 0.19 | 0 | 0.01 | 0.193 | 0 |  | --> | C11 ex MORNINGTON ROAD | Mornington Road [T41,T42] | DRYBRIDGE |  | 53.7106 | -6.3472
MV/LV Substation N ***007Z |  | 10 kV | _ | LV | 200 kVA :Building Structure | 0.2 | --> | 0.2 | 0 | 0 | Constrained, otherwise capacity available =128 kVA | --> | 0.19 | 0 | 0.01 | 0.192 | 0 |  | --> | C16 ex RATHMULLAN | Rathmullan [T41,T42] | DRYBRIDGE |  | 53.7099 | -6.3734
MV/LV Substation DU***008 |  | 10 kV | _ | LV | 400 kVA :Kiosk Substation | 0.4 | --> | 0.4 | 0 | 0 | Constrained, otherwise capacity available =66 kVA | --> | 0.38 | 0 | 0.018 | 0.392 | 0 |  | --> | C11 ex MORNINGTON ROAD | Mornington Road [T41,T42] | DRYBRIDGE |  | 53.7131 | -6.3417
MV/LV Substation BE***010 |  | 20 kV | _ | LV | 200 kVA :Kiosk Substation | 0.2 | --> | 0.2 | 0 | 0 | Constrained, otherwise capacity available =15 kVA | --> | 0.19 | 0 | 0.014 | 0.203 | 0 |  | --> | E16 ex JULIANSTOWN | Julianstown [T421,T422] | DRYBRIDGE |  | 53.6814 | -6.2395
MV/LV Substation RO***011Z |  | 10 kV | _ | LV | 200 kVA :Kiosk Substation | 0.2 | --> | 0.2 | 0 | 0 | Constrained, otherwise capacity available =156 kVA | --> | 0.19 | 0 | 0.008 | 0.19 | 0 |  | --> | C12 ex MORNINGTON ROAD | Mornington Road [T41,T42] | DRYBRIDGE |  | 53.7095 | -6.3185
MV/LV Substation MA***012Z |  | 10 kV | _ | LV | 630 kVA :Kiosk Substation | 0.63 | --> | 0.63 | 0 | 0 | Constrained, otherwise capacity available =542 kVA | --> | 0.598 | 0 | 0 | 0.5 | 0 |  | --> | C20 ex RATHMULLAN | Rathmullan [T41,T42] | DRYBRIDGE |  | 53.702 | -6.3707
MV/LV Substation ST***014Z |  | 20 kV | _ | LV | 200 kVA :Kiosk Substation | 0.2 | --> | 0.2 | 0 | 0 | Constrained, otherwise capacity available =153 kVA | --> | 0.19 | 0 | 0.018 | 0 | 0 | Constrained, otherwise capacity available =183 kW | --> | E17 ex DULEEK | Duleek [T421,T422] | DRYBRIDGE |  | 53.6578 | -6.4289
MV/LV Substation BO***015 |  | 10 kV | _ | LV | 400 kVA :Kiosk Substation | 0.4 | --> | 0.4 | 0 | 0 | Constrained, otherwise capacity available =302 kVA | --> | 0.38 | 0 | 0.021 | 0.378 | 0 |  | --> | C20 ex DRYBRIDGE | Drybridge [T41,T42] | DRYBRIDGE |  | 53.7227 | -6.3521
MV/LV Substation BR***018Z |  | 20 kV | _ | LV | 50 kVA :Pole Substation | 0.05 | --> | 0.05 | 0 | 0 | Constrained, otherwise capacity available =38 kVA | --> | 0.048 | 0 | 0 | 0.049 | 0 |  | --> | E17 ex JULIANSTOWN | Julianstown [T421,T422] | DRYBRIDGE |  | 53.6988 | -6.271
MV/LV Substation TH***019Z |  | 20 kV | _ | LV | 400 kVA :Kiosk Substation | 0.4 | --> | 0.4 | 0 | 0 | Constrained, otherwise capacity available =314 kVA | --> | 0.38 | 0 | 0.016 | 0 | 0 | Constrained, otherwise capacity available =380 kW | --> | E15 ex DULEEK | Duleek [T421,T422] | DRYBRIDGE |  | 53.6601 | -6.4096
MV/LV Substation GR***020Z |  | 10 kV | _ | LV | 630 kVA :Kiosk Substation | 0.63 | --> | 0.63 | 0 | 0 | Constrained, otherwise capacity available =522 kVA | --> | 0.598 | 0 | 0.023 | 0.5 | 0 |  | --> | C12 ex MORNINGTON ROAD | Mornington Road [T41,T42] | DRYBRIDGE |  | 53.707 | -6.31
MV/LV Substation GR***021Z |  | 10 kV | _ | LV | 200 kVA :Kiosk Substation | 0.2 | --> | 0.2 | 0 | 0 | Constrained, otherwise capacity available =160 kVA | --> | 0.19 | 0 | 0.038 | 0.167 | 0 |  | --> | C12 ex MORNINGTON ROAD | Mornington Road [T41,T42] | DRYBRIDGE |  | 53.7063 | -6.3129
MV/LV Substation GR***022Z |  | 10 kV | _ | LV | 200 kVA :Kiosk Substation | 0.2 | --> | 0.2 | 0 | 0 | Constrained, otherwise capacity available =94 kVA | --> | 0.19 | 0 | 0.068 | 0.154 | 0 |  | --> | C12 ex MORNINGTON ROAD | Mornington Road [T41,T42] | DRYBRIDGE |  | 53.7049 | -6.3124
MV/LV Substation NO***024 |  | 10 kV | _ | LV | 630 kVA :Building Structure | 0.63 | --> | 0.63 | 0 | 0 | Constrained, otherwise capacity available =553 kVA | --> | 0.598 | 0 | 0 | 0.5 | 0 |  | --> | C15 ex TERMONFECKIN ROAD | Termonfeckin Road [T41,T42] | DRYBRIDGE |  | 53.7157 | -6.345
MV/LV Substation GR***026 |  | 10 kV | _ | LV | 400 kVA :Kiosk Substation | 0.4 | --> | 0.4 | 0 | 0 | Constrained, otherwise capacity available =295 kVA | --> | 0.38 | 0 | 0.02 | 0.379 | 0 |  | --> | C22 ex TERMONFECKIN ROAD | Termonfeckin Road [T41,T42] | DRYBRIDGE |  | 53.7235 | -6.3427
MV/LV Substation WH***027 |  | 10 kV | _ | LV | 200 kVA :Pole Substation | 0.2 | --> | 0.2 | 0 | 0 | Constrained, otherwise capacity available =126 kVA | --> | 0.19 | 0 | 0.02 | 0.185 | 0 |  | --> | C19 ex DRYBRIDGE | Drybridge [T41,T42] | DRYBRIDGE |  | 53.7248 | -6.3626
MV/LV Substation ST***027Z |  | 10 kV | _ | LV | 400 kVA :Kiosk Substation | 0.4 | --> | 0.4 | 0 | 0 | Constrained, otherwise capacity available =359 kVA | --> | 0.38 | 0 | 0 | 0.386 | 0 |  | --> | C22 ex TERMONFECKIN ROAD | Termonfeckin Road [T41,T42] | DRYBRIDGE |  | 53.7308 | -6.3529
MV/LV Substation WE***030 |  | 10 kV | _ | LV | 400 kVA :Building Structure | 0.4 | --> | 0.4 | 0 | 0 | Constrained, otherwise capacity available =264 kVA | --> | 0.38 | 0 | 0.004 | 0.395 | 0 |  | --> | C17 ex RATHMULLAN | Rathmullan [T41,T42] | DRYBRIDGE |  | 53.716 | -6.3583
MV/LV Substation DO***030Z |  | 20 kV | _ | LV | 400 kVA :Kiosk Substation | 0.4 | --> | 0.4 | 0 | 0 | Constrained, otherwise capacity available =310 kVA | --> | 0.38 | 0 | 0.003 | 0 | 0 | Constrained, otherwise capacity available =390 kW | --> | E17 ex DULEEK | Duleek [T421,T422] | DRYBRIDGE |  | 53.6575 | -6.4325
MV/LV Substation FE***032Z |  | 20 kV | _ | LV | 100 kVA :Pole Substation | 0.1 | --> | 0.1 | 0 | 0 | Constrained, otherwise capacity available =94 kVA | --> | 0.095 | 0 | 0.011 | 0.088 | 0 |  | --> | E21 ex SLANE | Slane [T421] | DRYBRIDGE |  | 53.6963 | -6.5449
MV/LV Substation SI***033Z |  | 10 kV | _ | LV | 200 kVA :Kiosk Substation | 0.2 | --> | 0.2 | 0 | 0 | Constrained, otherwise capacity available =110 kVA | --> | 0.19 | 0 | 0.01 | 0.194 | 0 |  | --> | C18 ex RATHMULLAN | Rathmullan [T41,T42] | DRYBRIDGE |  | 53.707 | -6.3519
MV/LV Substation SA***036Z |  | 20 kV | _ | LV | 50 kVA :Pole Substation | 0.05 | --> | 0.05 | 0 | 0 | Constrained, otherwise capacity available =50 kVA | --> | 0.048 | 0 | 0 | 0.048 | 0 |  | --> | E16 ex JULIANSTOWN | Julianstown [T421,T422] | DRYBRIDGE |  | 53.6533 | -6.2458
MV/LV Substation RE***037Z |  | 10 kV | _ | LV | 630 kVA :Building Structure | 0.63 | --> | 0.63 | 0 | 0 | Constrained, otherwise capacity available =512 kVA | --> | 0.598 | 0 | 0 | 0.5 | 0 |  | --> | C20 ex RATHMULLAN | Rathmullan [T41,T42] | DRYBRIDGE |  | 53.7017 | -6.3807
MV/LV Substation CO***040 |  | 10 kV | _ | LV | 200 kVA :Pole Substation | 0.2 | --> | 0.2 | 0 | 0 | Constrained, otherwise capacity available =76 kVA | --> | 0.19 | 0 | 0.041 | 0.176 | 0 |  | --> | C11 ex MORNINGTON ROAD | Mornington Road [T41,T42] | DRYBRIDGE |  | 53.7103 | -6.3531
MV/LV Substation IN***040Z |  | 20 kV | _ | LV | 200 kVA :Kiosk Substation | 0.2 | --> | 0.2 | 0 | 0 | Constrained, otherwise capacity available =148 kVA | --> | 0.19 | 0 | 0.011 | 0.189 | 0 |  | --> | E16 ex JULIANSTOWN | Julianstown [T421,T422] | DRYBRIDGE |  | 53.687 | -6.2469
MV/LV Substation BL***043 |  | 10 kV | _ | LV | 200 kVA :Kiosk Substation | 0.2 | --> | 0.2 | 0 | 0 | Constrained, otherwise capacity available =62 kVA | --> | 0.19 | 0 | 0.016 | 0.196 | 0 |  | --> | C18 ex RATHMULLAN | Rathmullan [T41,T42] | DRYBRIDGE |  | 53.7086 | -6.3308
MV/LV Substation MV***045Z |  | 20 kV | _ | LV | 400 kVA :Kiosk Substation | 0.4 | --> | 0.4 | 0 | 0 | Constrained, otherwise capacity available =326 kVA | --> | 0.38 | 0 | 0.025 | 0.372 | 0 |  | --> | C21 ex TERMONFECKIN ROAD | Termonfeckin Road [T41,T42] | DRYBRIDGE |  | 53.7649 | -6.272
MV/LV Substation JO***050 |  | 10 kV | _ | LV | 400 kVA :Building Structure | 0.4 | --> | 0.4 | 0 | 0 | Constrained, otherwise capacity available =272 kVA | --> | 0.38 | 0 | 0 | 0.397 | 0 |  | --> | C14 ex MORNINGTON ROAD | Mornington Road [T41,T42] | DRYBRIDGE |  | 53.7125 | -6.3502
MV/LV Substation TI***051Z |  | 10 kV | _ | LV | 100 kVA :Pole Substation | 0.1 | --> | 0.1 | 0 | 0 | Constrained, otherwise capacity available =80 kVA | --> | 0.095 | 0 | 0 | 0.098 | 0 |  | --> | C14 ex DRYBRIDGE | Drybridge [T41,T42] | DRYBRIDGE |  | 53.79 | -6.4219
MV/LV Substation ME***052 |  | 10 kV | _ | LV | 200 kVA :Pole Substation | 0.2 | --> | 0.2 | 0 | 0 | Constrained, otherwise capacity available =92 kVA | --> | 0.19 | 0 | 0.025 | 0.186 | 0 |  | --> | C11 ex DRYBRIDGE | Drybridge [T41,T42] | DRYBRIDGE |  | 53.7191 | -6.3663
MV/LV Substation TR***053 |  | 20 kV | _ | LV | 400 kVA :Kiosk Substation | 0.4 | --> | 0.4 | 0 | 0 | Constrained, otherwise capacity available =339 kVA | --> | 0.38 | 0 | 0.084 | 0.326 | 0 |  | --> | E16 ex JULIANSTOWN | Julianstown [T421,T422] | DRYBRIDGE |  | 53.6981 | -6.2517
MV/LV Substation CA***053Z |  | 20 kV | _ | LV | 200 kVA :Kiosk Substation | 0.2 | --> | 0.2 | 0 | 0 | Constrained, otherwise capacity available =86 kVA | --> | 0.19 | 0 | 0.064 | 0.158 | 0 |  | --> | E17 ex JULIANSTOWN | Julianstown [T421,T422] | DRYBRIDGE |  | 53.7048 | -6.2626
MV/LV Substation CA***054Z |  | 20 kV | _ | LV | 200 kVA :Kiosk Substation | 0.2 | --> | 0.2 | 0 | 0 | Constrained, otherwise capacity available =116 kVA | --> | 0.19 | 0 | 0.071 | 0.148 | 0 |  | --> | E17 ex JULIANSTOWN | Julianstown [T421,T422] | DRYBRIDGE |  | 53.7057 | -6.2596
MV/LV Substation PO***055 |  | 10 kV | _ | LV | 400 kVA :Building Structure | 0.4 | --> | 0.4 | 0 | 0 | Constrained, otherwise capacity available =219 kVA | --> | 0.38 | 0 | 0 | 0.404 | 0 |  | --> | C17 ex RATHMULLAN | Rathmullan [T41,T42] | DRYBRIDGE |  | 53.7146 | -6.3543
MV/LV Substation BE***058 |  | 20 kV | _ | LV | 100 kVA :Pole Substation | 0.1 | --> | 0.1 | 0 | 0 | Constrained, otherwise capacity available =11 kVA | --> | 0.095 | 0 | 0.015 | 0.095 | 0 |  | --> | E16 ex JULIANSTOWN | Julianstown [T421,T422] | DRYBRIDGE |  | 53.7023 | -6.2474
MV/LV Substation TH***058Z |  | 20 kV | _ | LV | 200 kVA :Kiosk Substation | 0.2 | --> | 0.2 | 0 | 0 | Constrained, otherwise capacity available =144 kVA | --> | 0.19 | 0 | 0.038 | 0 | 0 | Constrained, otherwise capacity available =169 kW | --> | E17 ex DULEEK | Duleek [T421,T422] | DRYBRIDGE |  | 53.6531 | -6.4346
MV/LV Substation LA***060 |  | 10 kV | _ | LV | 630 kVA :Building Structure | 0.63 | --> | 0.63 | 0 | 0 | Constrained, otherwise capacity available =260 kVA | --> | 0.598 | 0 | 0.006 | 0.5 | 0 |  | --> | C14 ex MORNINGTON ROAD | Mornington Road [T41,T42] | DRYBRIDGE |  | 53.7147 | -6.3495
MV/LV Substation TO***062Z |  | 20 kV | _ | LV | 400 kVA :Kiosk Substation | 0.4 | --> | 0.4 | 0 | 0 | Constrained, otherwise capacity available =285 kVA | --> | 0.38 | 0 | 0.048 | 0.36 | 0 |  | --> | C17 ex DRYBRIDGE | Drybridge [T41,T42] | DRYBRIDGE |  | 53.7378 | -6.4178
MV/LV Substation DU***063Z |  | 20 kV | _ | LV | 1000 kVA :Building Structure | 1 | --> | 1 | 0 | 0 | Constrained, otherwise capacity available =745 kVA | --> | 0.95 | 0 | 0.05 | 0 | 0 | Constrained, otherwise capacity available =947 kW | --> | E15 ex DULEEK | Duleek [T421,T422] | DRYBRIDGE |  | 53.663 | -6.4103
MV/LV Substation RA***064 |  | 10 kV | _ | LV | 400 kVA :Kiosk Substation | 0.4 | --> | 0.4 | 0 | 0 | Constrained, otherwise capacity available =237 kVA | --> | 0.38 | 0 | 0.027 | 0.382 | 0 |  | --> | C12 ex MORNINGTON ROAD | Mornington Road [T41,T42] | DRYBRIDGE |  | 53.7106 | -6.3327
MV/LV Substation YE***065 |  | 10 kV | _ | LV | 630 kVA :Building Structure | 0.63 | --> | 0.63 | 0 | 0 | Constrained, otherwise capacity available =349 kVA | --> | 0.598 | 0 | 0.013 | 0.5 | 0 |  | --> | C20 ex DRYBRIDGE | Drybridge [T41,T42] | DRYBRIDGE |  | 53.7218 | -6.3445
MV/LV Substation GE***066 |  | 10 kV | _ | LV | 400 kVA :Kiosk Substation | 0.4 | --> | 0.4 | 0 | 0 | Constrained, otherwise capacity available =209 kVA | --> | 0.38 | 0 | 0.051 | 0.368 | 0 |  | --> | C11 ex DRYBRIDGE | Drybridge [T41,T42] | DRYBRIDGE |  | 53.7194 | -6.358
MV/LV Substation MA***067 |  | 10 kV | _ | LV | 400 kVA :Kiosk Substation | 0.4 | --> | 0.4 | 0 | 0 | Constrained, otherwise capacity available =300 kVA | --> | 0.38 | 0 | 0.018 | 0.38 | 0 |  | --> | C11 ex MORNINGTON ROAD | Mornington Road [T41,T42] | DRYBRIDGE |  | 53.7082 | -6.3565
MV/LV Substation RE***067Z |  | 10 kV | _ | LV | 630 kVA :Kiosk Substation | 0.63 | --> | 0.63 | 0 | 0 | Constrained, otherwise capacity available =353 kVA | --> | 0.598 | 0 | 0 | 0.5 | 0 |  | --> | C20 ex RATHMULLAN | Rathmullan [T41,T42] | DRYBRIDGE |  | 53.7031 | -6.3772
MV/LV Substation SC***068Z |  | 10 kV | _ | LV | 630 kVA :Building Structure | 0.63 | --> | 0.63 | 0 | 0 | Constrained, otherwise capacity available =548 kVA | --> | 0.598 | 0 | 0 | 0.5 | 0 |  | --> | C17 ex MORNINGTON ROAD | Mornington Road [T41,T42] | DRYBRIDGE |  | 53.7134 | -6.3465
MV/LV Substation DE***069 |  | 10 kV | _ | LV | 400 kVA :Building Structure | 0.4 | --> | 0.4 | 0 | 0 | Constrained, otherwise capacity available =275 kVA | --> | 0.38 | 0 | 0.014 | 0.386 | 0 |  | --> | C15 ex TERMONFECKIN ROAD | Termonfeckin Road [T41,T42] | DRYBRIDGE |  | 53.717 | -6.34
MV/LV Substation SC***069Z |  | 10 kV | _ | LV | 630 kVA :Building Structure | 0.63 | --> | 0.63 | 0 | 0 | Constrained, otherwise capacity available =573 kVA | --> | 0.598 | 0 | 0 | 0.5 | 0 |  | --> | C14 ex MORNINGTON ROAD | Mornington Road [T41,T42] | DRYBRIDGE |  | 53.7134 | -6.3465
MV/LV Substation RO***072 |  | 10 kV | _ | LV | 630 kVA :Building Structure | 0.63 | --> | 0.63 | 0 | 0 | Constrained, otherwise capacity available =371 kVA | --> | 0.598 | 0 | 0.026 | 0.5 | 0 |  | --> | C20 ex DRYBRIDGE | Drybridge [T41,T42] | DRYBRIDGE |  | 53.7179 | -6.3525
MV/LV Substation SC***072Z |  | 10 kV | _ | LV | 630 kVA :Building Structure | 0.63 | --> | 0.63 | 0 | 0 | Constrained, otherwise capacity available =512 kVA | --> | 0.598 | 0 | 0 | 0.5 | 0 |  | --> | C17 ex MORNINGTON ROAD | Mornington Road [T41,T42] | DRYBRIDGE |  | 53.7134 | -6.3446
MV/LV Substation SC***073Z |  | 10 kV | _ | LV | 630 kVA :Building Structure | 0.63 | --> | 0.63 | 0 | 0 | Constrained, otherwise capacity available =535 kVA | --> | 0.598 | 0 | 0 | 0.5 | 0 |  | --> | C17 ex MORNINGTON ROAD | Mornington Road [T41,T42] | DRYBRIDGE |  | 53.7139 | -6.3446
MV/LV Substation BA***075 |  | 10 kV | _ | LV | 630 kVA :Building Structure | 0.63 | --> | 0.63 | 0 | 0 | Constrained, otherwise capacity available =452 kVA | --> | 0.598 | 0 | 0.015 | 0.5 | 0 |  | --> | C12 ex RATHMULLAN | Rathmullan [T41,T42] | DRYBRIDGE |  | 53.712 | -6.3606
MV/LV Substation CA***077Z |  | 20 kV | _ | LV | 400 kVA :Kiosk Substation | 0.4 | --> | 0.4 | 0 | 0 | Constrained, otherwise capacity available =314 kVA | --> | 0.38 | 0 | 0.034 | 0.366 | 0 |  | --> | E21 ex SLANE | Slane [T421] | DRYBRIDGE |  | 53.7126 | -6.5541
MV/LV Substation HA***081 |  | 10 kV | _ | LV | 400 kVA :Kiosk Substation | 0.4 | --> | 0.4 | 0 | 0 | Constrained, otherwise capacity available =119 kVA | --> | 0.38 | 0 | 0.026 | 0.397 | 0 |  | --> | C20 ex DRYBRIDGE | Drybridge [T41,T42] | DRYBRIDGE |  | 53.7197 | -6.3491
MV/LV Substation ST***082 |  | 10 kV | _ | LV | 630 kVA :Building Structure | 0.63 | --> | 0.63 | 0 | 0 | Constrained, otherwise capacity available =503 kVA | --> | 0.598 | 0 | 0.01 | 0.5 | 0 |  | --> | C17 ex RATHMULLAN | Rathmullan [T41,T42] | DRYBRIDGE |  | 53.714 | -6.3532
MV/LV Substation M1***083Z |  | 10 kV | _ | LV | 630 kVA :Building Structure | 0.63 | --> | 0.63 | 0 | 0 | Constrained, otherwise capacity available =485 kVA | --> | 0.598 | 0 | 0 | 0.5 | 0 |  | --> | C19 ex DRYBRIDGE | Drybridge [T41,T42] | DRYBRIDGE |  | 53.7261 | -6.3905
MV/LV Substation M1***084Z |  | 10 kV | _ | LV | 630 kVA :Building Structure | 0.63 | --> | 0.63 | 0 | 0 | Constrained, otherwise capacity available =412 kVA | --> | 0.598 | 0 | 0 | 0.5 | 0 |  | --> | C19 ex DRYBRIDGE | Drybridge [T41,T42] | DRYBRIDGE |  | 53.7259 | -6.3897
MV/LV Substation WI***085 |  | 10 kV | _ | LV | 100 kVA :Pole Substation | 0.1 | --> | 0.1 | 0 | 0 | Constrained, otherwise capacity available =56 kVA | --> | 0.095 | 0 | 0 | 0.101 | 0 |  | --> | C11 ex DRYBRIDGE | Drybridge [T41,T42] | DRYBRIDGE |  | 53.7188 | -6.3647
MV/LV Substation ST***085Z |  | 10 kV | _ | LV | 630 kVA :Building Structure | 0.63 | --> | 0.63 | 0 | 0 | Constrained, otherwise capacity available =594 kVA | --> | 0.598 | 0 | 0 | 0.5 | 0 |  | --> | C20 ex DRYBRIDGE | Drybridge [T41,T42] | DRYBRIDGE |  | 53.7164 | -6.3485
MV/LV Substation MA***086 |  | 10 kV | _ | LV | 400 kVA :Kiosk Substation | 0.4 | --> | 0.4 | 0 | 0 | Constrained, otherwise capacity available =304 kVA | --> | 0.38 | 0 | 0.03 | 0.371 | 0 |  | --> | C22 ex TERMONFECKIN ROAD | Termonfeckin Road [T41,T42] | DRYBRIDGE |  | 53.7201 | -6.3365
MV/LV Substation ST***086Z |  | 10 kV | _ | LV | 1000 kVA :Building Structure | 1 | --> | 1 | 0 | 0 | Constrained, otherwise capacity available =947 kVA | --> | 0.95 | 0 | 0 | 0.5 | 0 |  | --> | C20 ex DRYBRIDGE | Drybridge [T41,T42] | DRYBRIDGE |  | 53.7164 | -6.3484
MV/LV Substation BA***088 |  | 10 kV | _ | LV | 200 kVA :Kiosk Substation | 0.2 | --> | 0.2 | 0 | 0 | Constrained, otherwise capacity available =103 kVA | --> | 0.19 | 0 | 0.019 | 0.189 | 0 |  | --> | C17 ex RATHMULLAN | Rathmullan [T41,T42] | DRYBRIDGE |  | 53.713 | -6.3662
MV/LV Substation ST***088Z |  | 10 kV | _ | LV | 1000 kVA :Building Structure | 1 | --> | 1 | 0 | 0 | Constrained, otherwise capacity available =905 kVA | --> | 0.95 | 0 | 0 | 0.5 | 0 |  | --> | C20 ex DRYBRIDGE | Drybridge [T41,T42] | DRYBRIDGE |  | 53.7162 | -6.3497
MV/LV Substation SI***090 |  | 10 kV | _ | LV | 400 kVA :Building Structure | 0.4 | --> | 0.4 | 0 | 0 | Constrained, otherwise capacity available =355 kVA | --> | 0.38 | 0 | 0 | 0.386 | 0 |  | --> | C11 ex MORNINGTON ROAD | Mornington Road [T41,T42] | DRYBRIDGE |  | 53.7154 | -6.3367
MV/LV Substation BE***091 |  | 10 kV | _ | LV | 630 kVA :Building Structure | 0.63 | --> | 0.63 | 0 | 0 | Constrained, otherwise capacity available =575 kVA | --> | 0.598 | 0 | 0 | 0.5 | 0 |  | --> | C15 ex TERMONFECKIN ROAD | Termonfeckin Road [T41,T42] | DRYBRIDGE |  | 53.7153 | -6.3467
MV/LV Substation BR***092 |  | 10 kV | _ | LV | 400 kVA :Kiosk Substation | 0.4 | --> | 0.4 | 0 | 0 | Constrained, otherwise capacity available =377 kVA | --> | 0.38 | 0 | 0.012 | 0.374 | 0 |  | --> | C19 ex DRYBRIDGE | Drybridge [T41,T42] | DRYBRIDGE |  | 53.7257 | -6.351
MV/LV Substation ST***092Z |  | 20 kV | _ | LV | 100 kVA :Pole Substation | 0.1 | --> | 0.1 | 0 | 0 | Constrained, otherwise capacity available =84 kVA | --> | 0.095 | 0 | 0.006 | 0 | 0 | Constrained, otherwise capacity available =93 kW | --> | E15 ex DULEEK | Duleek [T421,T422] | DRYBRIDGE |  | 53.6945 | -6.4434
MV/LV Substation RA***094 |  | 10 kV | _ | LV | 50 kVA :Pole Substation | 0.05 | --> | 0.05 | 0 | 0 | Constrained, otherwise capacity available =25 kVA | --> | 0.048 | 0 | 0.004 | 0.048 | 0 |  | --> | C17 ex RATHMULLAN | Rathmullan [T41,T42] | DRYBRIDGE |  | 53.7151 | -6.3629
MV/LV Substation BR***095 |  | 10 kV | _ | LV | 400 kVA :Kiosk Substation | 0.4 | --> | 0.4 | 0 | 0 | Constrained, otherwise capacity available =293 kVA | --> | 0.38 | 0 | 0.029 | 0.373 | 0 |  | --> | C20 ex DRYBRIDGE | Drybridge [T41,T42] | DRYBRIDGE |  | 53.7269 | -6.3449
MV/LV Substation RA***096 |  | 10 kV | _ | LV | 400 kVA :Kiosk Substation | 0.4 | --> | 0.4 | 0 | 0 | Constrained, otherwise capacity available =346 kVA | --> | 0.38 | 0 | 0.011 | 0.379 | 0 |  | --> | C17 ex RATHMULLAN | Rathmullan [T41,T42] | DRYBRIDGE |  | 53.7156 | -6.3659
MV/LV Substation TO***096Z |  | 10 kV | _ | LV | 50 kVA :Pole Substation | 0.05 | --> | 0.05 | 0 | 0 | Constrained, otherwise capacity available =50 kVA | --> | 0.048 | 0 | 0 | 0.048 | 0 |  | --> | C21 ex TERMONFECKIN ROAD | Termonfeckin Road [T41,T42] | DRYBRIDGE |  | 53.7444 | -6.3276
MV/LV Substation CU***097 |  | 10 kV | _ | LV | 200 kVA :Pole Substation | 0.2 | --> | 0.2 | 0 | 0 | Constrained, otherwise capacity available =126 kVA | --> | 0.19 | 0 | 0.036 | 0.173 | 0 |  | --> | C18 ex RATHMULLAN | Rathmullan [T41,T42] | DRYBRIDGE |  | 53.7079 | -6.3493
MV/LV Substation SA***097Z |  | 20 kV | _ | LV | 200 kVA :Kiosk Substation | 0.2 | --> | 0.2 | 0 | 0 | Constrained, otherwise capacity available =195 kVA | --> | 0.19 | 0 | 0 | 0.191 | 0 |  | --> | E16 ex JULIANSTOWN | Julianstown [T421,T422] | DRYBRIDGE |  | 53.651 | -6.2482
MV/LV Substation BO***099 |  | 10 kV | _ | LV | 400 kVA :Building Structure | 0.4 | --> | 0.4 | 0 | 0 | Constrained, otherwise capacity available =276 kVA | --> | 0.38 | 0 | 0.014 | 0.386 | 0 |  | --> | C11 ex DRYBRIDGE | Drybridge [T41,T42] | DRYBRIDGE |  | 53.7196 | -6.3705
MV/LV Substation GR***100Z |  | 10 kV | _ | LV | 630 kVA :Building Structure | 0.63 | --> | 0.63 | 0 | 0 | Constrained, otherwise capacity available =542 kVA | --> | 0.598 | 0 | 0.005 | 0.5 | 0 |  | --> | C20 ex DRYBRIDGE | Drybridge [T41,T42] | DRYBRIDGE |  | 53.7172 | -6.352
MV/LV Substation CH***103 |  | 10 kV | _ | LV | 200 kVA :Pole Substation | 0.2 | --> | 0.2 | 0 | 0 | Constrained, otherwise capacity available =200 kVA | --> | 0.19 | 0 | 0 | 0.19 | 0 |  | --> | C11 ex MORNINGTON ROAD | Mornington Road [T41,T42] | DRYBRIDGE |  | 53.7103 | -6.3539
MV/LV Substation SE***104 |  | 20 kV | _ | LV | 400 kVA :Kiosk Substation | 0.4 | --> | 0.4 | 0 | 0 | Constrained, otherwise capacity available =307 kVA | --> | 0.38 | 0 | 0.008 | 0.387 | 0 |  | --> | E16 ex JULIANSTOWN | Julianstown [T421,T422] | DRYBRIDGE |  | 53.6833 | -6.2417
MV/LV Substation NE***106 |  | 10 kV | _ | LV | 400 kVA :Kiosk Substation | 0.4 | --> | 0.4 | 0 | 0 | Constrained, otherwise capacity available =318 kVA | --> | 0.38 | 0 | 0.023 | 0.374 | 0 |  | --> | C22 ex TERMONFECKIN ROAD | Termonfeckin Road [T41,T42] | DRYBRIDGE |  | 53.7249 | -6.339
MV/LV Substation PA***106Y |  | 20 kV | _ | LV | 400 kVA :Building Structure | 0.4 | --> | 0.4 | 0 | 0 | Constrained, otherwise capacity available =298 kVA | --> | 0.38 | 0 | 0.007 | 0.388 | 0 |  | --> | E21 ex SLANE | Slane [T421] | DRYBRIDGE |  | 53.6653 | -6.5277
MV/LV Substation BR***107 |  | 10 kV | _ | LV | 200 kVA :Kiosk Substation | 0.2 | --> | 0.2 | 0 | 0 | Constrained, otherwise capacity available =117 kVA | --> | 0.19 | 0 | 0.065 | 0.153 | 0 |  | --> | C18 ex RATHMULLAN | Rathmullan [T41,T42] | DRYBRIDGE |  | 53.7076 | -6.3334
MV/LV Substation GL***107Z |  | 10 kV | _ | LV | 200 kVA :Kiosk Substation | 0.2 | --> | 0.2 | 0 | 0 | Constrained, otherwise capacity available =180 kVA | --> | 0.19 | 0 | 0 | 0.193 | 0 |  | --> | C14 ex DRYBRIDGE | Drybridge [T41,T42] | DRYBRIDGE |  | 53.7381 | -6.4103
MV/LV Substation FI***108 |  | 10 kV | _ | LV | 400 kVA :Kiosk Substation | 0.4 | --> | 0.4 | 0 | 0 | Constrained, otherwise capacity available =331 kVA | --> | 0.38 | 0 | 0.007 | 0.384 | 0 |  | --> | C16 ex RATHMULLAN | Rathmullan [T41,T42] | DRYBRIDGE |  | 53.709 | -6.3681
MV/LV Substation SW***108Z |  | 10 kV | _ | LV | 400 kVA :Building Structure | 0.4 | --> | 0.4 | 0 | 0 | Constrained, otherwise capacity available =357 kVA | --> | 0.38 | 0 | 0 | 0.383 | 0 |  | --> | C17 ex RATHMULLAN | Rathmullan [T41,T42] | DRYBRIDGE |  | 53.713 | -6.3744
MV/LV Substation FI***109 |  | 10 kV | _ | LV | 400 kVA :Kiosk Substation | 0.4 | --> | 0.4 | 0 | 0 | Constrained, otherwise capacity available =338 kVA | --> | 0.38 | 0 | 0.003 | 0.386 | 0 |  | --> | C16 ex RATHMULLAN | Rathmullan [T41,T42] | DRYBRIDGE |  | 53.7104 | -6.3681
MV/LV Substation OP***110Z |  | 20 kV | _ | LV | 200 kVA :Pole Substation | 0.2 | --> | 0.2 | 0 | 0 | Constrained, otherwise capacity available =59 kVA | --> | 0.19 | 0 | 0 | 0.208 | 0 |  | --> | C17 ex DRYBRIDGE | Drybridge [T41,T42] | DRYBRIDGE |  | 53.7014 | -6.4885
MV/LV Substation HI***112 |  | 10 kV | _ | LV | 400 kVA :Kiosk Substation | 0.4 | --> | 0.4 | 0 | 0 | Constrained, otherwise capacity available =306 kVA | --> | 0.38 | 0 | 0.026 | 0.373 | 0 |  | --> | C16 ex RATHMULLAN | Rathmullan [T41,T42] | DRYBRIDGE |  | 53.7138 | -6.3701
MV/LV Substation RA***113Y |  | 20 kV | _ | LV | 50 kVA :Pole Substation | 0.05 | --> | 0.05 | 0 | 0 | Constrained, otherwise capacity available =46 kVA | --> | 0.048 | 0 | 0 | 0.048 | 0 |  | --> | E21 ex SLANE | Slane [T421] | DRYBRIDGE |  | 53.6654 | -6.526
MV/LV Substation EA***114Y |  | 20 kV | _ | LV | 200 kVA :Pole Substation | 0.2 | --> | 0.2 | 0 | 0 | Constrained, otherwise capacity available =70 kVA | --> | 0.19 | 0 | 0.042 | 0.176 | 0 |  | --> | E17 ex JULIANSTOWN | Julianstown [T421,T422] | DRYBRIDGE |  | 53.7009 | -6.2555
MV/LV Substation CO***114Z |  | 10 kV | _ | LV | 400 kVA :Kiosk Substation | 0.4 | --> | 0.4 | 0 | 0 | Constrained, otherwise capacity available =338 kVA | --> | 0.38 | 0 | 0.008 | 0.382 | 0 |  | --> | C22 ex TERMONFECKIN ROAD | Termonfeckin Road [T41,T42] | DRYBRIDGE |  | 53.725 | -6.3348
MV/LV Substation GL***117 |  | 10 kV | _ | LV | 400 kVA :Kiosk Substation | 0.4 | --> | 0.4 | 0 | 0 | Constrained, otherwise capacity available =286 kVA | --> | 0.38 | 0 | 0.033 | 0.371 | 0 |  | --> | C20 ex DRYBRIDGE | Drybridge [T41,T42] | DRYBRIDGE |  | 53.7197 | -6.3432
MV/LV Substation MA***118Z |  | 10 kV | _ | LV | 400 kVA :Kiosk Substation | 0.4 | --> | 0.4 | 0 | 0 | Constrained, otherwise capacity available =385 kVA | --> | 0.38 | 0 | 0 | 0.382 | 0 |  | --> | C20 ex RATHMULLAN | Rathmullan [T41,T42] | DRYBRIDGE |  | 53.7007 | -6.3705
MV/LV Substation SC***119 |  | 10 kV | _ | LV | 400 kVA :Kiosk Substation | 0.4 | --> | 0.4 | 0 | 0 | Constrained, otherwise capacity available =168 kVA | --> | 0.38 | 0 | 0.073 | 0.356 | 0 |  | --> | C20 ex DRYBRIDGE | Drybridge [T41,T42] | DRYBRIDGE |  | 53.7192 | -6.3451
MV/LV Substation ST***119Z |  | 10 kV | _ | LV | 400 kVA :Kiosk Substation | 0.4 | --> | 0.4 | 0 | 0 | Constrained, otherwise capacity available =166 kVA | --> | 0.38 | 0 | 0.011 | 0.403 | 0 |  | --> | C20 ex DRYBRIDGE | Drybridge [T41,T42] | DRYBRIDGE |  | 53.7161 | -6.3498
MV/LV Substation NE***122Y |  | 10 kV | _ | LV | 400 kVA :Kiosk Substation | 0.4 | --> | 0.4 | 0 | 0 | Constrained, otherwise capacity available =400 kVA | --> | 0.38 | 0 | 0 | 0.38 | 0 |  | --> | C20 ex RATHMULLAN | Rathmullan [T41,T42] | DRYBRIDGE |  | 53.7026 | -6.3705
MV/LV Substation LE***123 |  | 10 kV | _ | LV | 400 kVA :Kiosk Substation | 0.4 | --> | 0.4 | 0 | 0 | Constrained, otherwise capacity available =326 kVA | --> | 0.38 | 0 | 0.03 | 0.368 | 0 |  | --> | C18 ex RATHMULLAN | Rathmullan [T41,T42] | DRYBRIDGE |  | 53.7109 | -6.3435
MV/LV Substation BR***123Y |  | 10 kV | _ | LV | 400 kVA :Building Structure | 0.4 | --> | 0.4 | 0 | 0 | Constrained, otherwise capacity available =157 kVA | --> | 0.38 | 0 | 0 | 0.412 | 0 |  | --> | C20 ex RATHMULLAN | Rathmullan [T41,T42] | DRYBRIDGE |  | 53.7044 | -6.3697
MV/LV Substation NE***124 |  | 10 kV | _ | LV | 200 kVA :Kiosk Substation | 0.2 | --> | 0.2 | 0 | 0 | Constrained, otherwise capacity available =154 kVA | --> | 0.19 | 0 | 0.008 | 0.19 | 0 |  | --> | C22 ex TERMONFECKIN ROAD | Termonfeckin Road [T41,T42] | DRYBRIDGE |  | 53.7237 | -6.3387
MV/LV Substation AB***125 |  | 10 kV | _ | LV | 400 kVA :Building Structure | 0.4 | --> | 0.4 | 0 | 0 | Constrained, otherwise capacity available =356 kVA | --> | 0.38 | 0 | 0 | 0.386 | 0 |  | --> | C17 ex RATHMULLAN | Rathmullan [T41,T42] | DRYBRIDGE |  | 53.715 | -6.3553
MV/LV Substation BE***125Y |  | 10 kV | _ | LV | 400 kVA :Kiosk Substation | 0.4 | --> | 0.4 | 0 | 0 | Constrained, otherwise capacity available =278 kVA | --> | 0.38 | 0 | 0.161 | 0.277 | 0 |  | --> | C18 ex RATHMULLAN | Rathmullan [T41,T42] | DRYBRIDGE |  | 53.7055 | -6.3291
MV/LV Substation BO***126 |  | 10 kV | _ | LV | 630 kVA :Building Structure | 0.63 | --> | 0.63 | 0 | 0 | Constrained, otherwise capacity available =485 kVA | --> | 0.598 | 0 | 0.022 | 0.5 | 0 |  | --> | C11 ex DRYBRIDGE | Drybridge [T41,T42] | DRYBRIDGE |  | 53.7173 | -6.3553
MV/LV Substation DR***126Z |  | 20 kV | _ | LV | 50 kVA :Pole Substation | 0.05 | --> | 0.05 | 0 | 0 | Constrained, otherwise capacity available =40 kVA | --> | 0.048 | 0 | 0 | 0.049 | 0 |  | --> | C21 ex TERMONFECKIN ROAD | Termonfeckin Road [T41,T42] | DRYBRIDGE |  | 53.7842 | -6.3394
MV/LV Substation CO***127Y |  | 20 kV | _ | LV | 50 kVA :Pole Substation | 0.05 | --> | 0.05 | 0 | 0 | Constrained, otherwise capacity available =49 kVA | --> | 0.048 | 0 | 0 | 0 | 0 | Constrained, otherwise capacity available =48 kW | --> | E15 ex DULEEK | Duleek [T421,T422] | DRYBRIDGE |  | 53.67 | -6.4068
MV/LV Substation AN***128 |  | 10 kV | _ | LV | 200 kVA :Pole Substation | 0.2 | --> | 0.2 | 0 | 0 | Constrained, otherwise capacity available =104 kVA | --> | 0.19 | 0 | 0 | 0.203 | 0 |  | --> | C12 ex DRYBRIDGE | Drybridge [T41,T42] | DRYBRIDGE |  | 53.7219 | -6.358
MV/LV Substation SE***129Y |  | 20 kV | _ | LV | 100 kVA :Pole Substation | 0.1 | --> | 0.1 | 0 | 0 | Constrained, otherwise capacity available =89 kVA | --> | 0.095 | 0 | 0 | 0.097 | 0 |  | --> | C21 ex TERMONFECKIN ROAD | Termonfeckin Road [T41,T42] | DRYBRIDGE |  | 53.753 | -6.2599
MV/LV Substation JA***131 |  | 10 kV | _ | LV | 400 kVA :Building Structure | 0.4 | --> | 0.4 | 0 | 0 | Constrained, otherwise capacity available =297 kVA | --> | 0.38 | 0 | 0.05 | 0.357 | 0 |  | --> | C15 ex RATHMULLAN | Rathmullan [T41,T42] | DRYBRIDGE |  | 53.7053 | -6.3691
MV/LV Substation CE***132 |  | 10 kV | _ | LV | 100 kVA :Pole Substation | 0.1 | --> | 0.1 | 0 | 0 | Constrained, otherwise capacity available =62 kVA | --> | 0.095 | 0 | 0 | 0.1 | 0 |  | --> | C12 ex DRYBRIDGE | Drybridge [T41,T42] | DRYBRIDGE |  | 53.7232 | -6.3669
MV/LV Substation LI***132Y |  | 10 kV | _ | LV | 400 kVA :Building Structure | 0.4 | --> | 0.4 | 0 | 0 | Constrained, otherwise capacity available =394 kVA | --> | 0.38 | 0 | 0.004 | 0.378 | 0 |  | --> | C13 ex DRYBRIDGE | Drybridge [T41,T42] | DRYBRIDGE |  | 53.7296 | -6.3876
MV/LV Substation BR***133 |  | 20 kV | _ | LV | 200 kVA :Kiosk Substation | 0.2 | --> | 0.2 | 0 | 0 | Constrained, otherwise capacity available =89 kVA | --> | 0.19 | 0 | 0.04 | 0.175 | 0 |  | --> | E16 ex JULIANSTOWN | Julianstown [T421,T422] | DRYBRIDGE |  | 53.6955 | -6.2454
MV/LV Substation SH***133Z |  | 20 kV | _ | LV | 50 kVA :Pole Substation | 0.05 | --> | 0.05 | 0 | 0 | Constrained, otherwise capacity available =42 kVA | --> | 0.048 | 0 | 0 | 0.048 | 0 |  | --> | C17 ex DRYBRIDGE | Drybridge [T41,T42] | DRYBRIDGE |  | 53.7193 | -6.4572
MV/LV Substation RE***135Y |  | 10 kV | _ | LV | 50 kVA :Pole Substation | 0.05 | --> | 0.05 | 0 | 0 | Constrained, otherwise capacity available =50 kVA | --> | 0.048 | 0 | 0 | 0.048 | 0 |  | --> | C11 ex DRYBRIDGE | Drybridge [T41,T42] | DRYBRIDGE |  | 53.721 | -6.3748
MV/LV Substation RA***137 |  | 10 kV | _ | LV | 400 kVA :Kiosk Substation | 0.4 | --> | 0.4 | 0 | 0 | Constrained, otherwise capacity available =328 kVA | --> | 0.38 | 0 | 0.004 | 0.387 | 0 |  | --> | C16 ex RATHMULLAN | Rathmullan [T41,T42] | DRYBRIDGE |  | 53.712 | -6.3696
MV/LV Substation BE***137Y |  | 10 kV | _ | LV | 200 kVA :Pole Substation | 0.2 | --> | 0.2 | 0 | 0 | Constrained, otherwise capacity available =114 kVA | --> | 0.19 | 0 | 0.006 | 0.197 | 0 |  | --> | C22 ex TERMONFECKIN ROAD | Termonfeckin Road [T41,T42] | DRYBRIDGE |  | 53.725 | -6.3322
MV/LV Substation MO***137Z |  | 20 kV | _ | LV | 50 kVA :Pole Substation | 0.05 | --> | 0.05 | 0 | 0 | Constrained, otherwise capacity available =50 kVA | --> | 0.048 | 0 | 0 | 0.048 | 0 |  | --> | C13 ex MORNINGTON ROAD | Mornington Road [T41,T42] | DRYBRIDGE |  | 53.7252 | -6.2683
MV/LV Substation RA***138 |  | 10 kV | _ | LV | 400 kVA :Kiosk Substation | 0.4 | --> | 0.4 | 0 | 0 | Constrained, otherwise capacity available =298 kVA | --> | 0.38 | 0 | 0.002 | 0.392 | 0 |  | --> | C16 ex RATHMULLAN | Rathmullan [T41,T42] | DRYBRIDGE |  | 53.7112 | -6.3699
MV/LV Substation PU***138Y |  | 20 kV | _ | LV | 200 kVA :Pole Substation | 0.2 | --> | 0.2 | 0 | 0 | Constrained, otherwise capacity available =154 kVA | --> | 0.19 | 0 | 0 | 0 | 0 | Constrained, otherwise capacity available =196 kW | --> | E17 ex DULEEK | Duleek [T421,T422] | DRYBRIDGE |  | 53.6155 | -6.4829
MV/LV Substation CH***139 |  | 10 kV | _ | LV | 200 kVA :Kiosk Substation | 0.2 | --> | 0.2 | 0 | 0 | Constrained, otherwise capacity available =143 kVA | --> | 0.19 | 0 | 0.037 | 0.17 | 0 |  | --> | C11 ex MORNINGTON ROAD | Mornington Road [T41,T42] | DRYBRIDGE |  | 53.7096 | -6.3575
MV/LV Substation MI***141 |  | 20 kV | _ | LV | 400 kVA :Kiosk Substation | 0.4 | --> | 0.4 | 0 | 0 | Constrained, otherwise capacity available =295 kVA | --> | 0.38 | 0 | 0.046 | 0 | 0 | Constrained, otherwise capacity available =360 kW | --> | E15 ex DULEEK | Duleek [T421,T422] | DRYBRIDGE |  | 53.6577 | -6.4096
MV/LV Substation BA***142Y |  | 10 kV | _ | LV | 200 kVA :Kiosk Substation | 0.2 | --> | 0.2 | 0 | 0 | Constrained, otherwise capacity available =200 kVA | --> | 0.19 | 0 | 0 | 0.19 | 0 |  | --> | C20 ex TERMONFECKIN ROAD | Termonfeckin Road [T41,T42] | DRYBRIDGE |  | 53.7363 | -6.2593
MV/LV Substation CO***143 |  | 20 kV | _ | LV | 200 kVA :Pole Substation | 0.2 | --> | 0.2 | 0 | 0 | Constrained, otherwise capacity available =115 kVA | --> | 0.19 | 0 | 0.033 | 0.177 | 0 |  | --> | C13 ex MORNINGTON ROAD | Mornington Road [T41,T42] | DRYBRIDGE |  | 53.7168 | -6.2568
MV/LV Substation ON***143Y |  | 20 kV | _ | LV | 200 kVA :Pole Substation | 0.2 | --> | 0.2 | 0 | 0 | Constrained, otherwise capacity available =192 kVA | --> | 0.19 | 0 | 0.059 | 0.147 | 0 |  | --> | E18 ex JULIANSTOWN | Julianstown [T421,T422] | DRYBRIDGE |  | 53.6346 | -6.3601
MV/LV Substation BR***143Z |  | 10 kV | _ | LV | 400 kVA :Kiosk Substation | 0.4 | --> | 0.4 | 0 | 0 | Constrained, otherwise capacity available =381 kVA | --> | 0.38 | 0 | 0 | 0.383 | 0 |  | --> | C18 ex RATHMULLAN | Rathmullan [T41,T42] | DRYBRIDGE |  | 53.7085 | -6.3366
MV/LV Substation ST***145 |  | 10 kV | _ | LV | 400 kVA :Kiosk Substation | 0.4 | --> | 0.4 | 0 | 0 | Constrained, otherwise capacity available =242 kVA | --> | 0.38 | 0 | 0.05 | 0.364 | 0 |  | --> | C18 ex RATHMULLAN | Rathmullan [T41,T42] | DRYBRIDGE |  | 53.7064 | -6.3199
MV/LV Substation BA***146 |  | 10 kV | _ | LV | 400 kVA :Kiosk Substation | 0.4 | --> | 0.4 | 0 | 0 | Constrained, otherwise capacity available =200 kVA | --> | 0.38 | 0 | 0 | 0.406 | 0 |  | --> | C14 ex MORNINGTON ROAD | Mornington Road [T41,T42] | DRYBRIDGE |  | 53.7147 | -6.3494
MV/LV Substation MO***147Y |  | 10 kV | _ | LV | 50 kVA :Pole Substation | 0.05 | --> | 0.05 | 0 | 0 | Constrained, otherwise capacity available =32 kVA | --> | 0.048 | 0 | 0.018 | 0.037 | 0 |  | --> | C22 ex TERMONFECKIN ROAD | Termonfeckin Road [T41,T42] | DRYBRIDGE |  | 53.7241 | -6.3372
MV/LV Substation M1***147Z |  | 20 kV | _ | LV | 400 kVA :Building Structure | 0.4 | --> | 0.4 | 0 | 0 | Constrained, otherwise capacity available =180 kVA | --> | 0.38 | 0 | 0 | 0.409 | 0 |  | --> | E15 ex JULIANSTOWN | Julianstown [T421,T422] | DRYBRIDGE |  | 53.6394 | -6.2577
MV/LV Substation MA***149Y |  | 10 kV | _ | LV | 400 kVA :Kiosk Substation | 0.4 | --> | 0.4 | 0 | 0 | Constrained, otherwise capacity available =307 kVA | --> | 0.38 | 0 | 0.043 | 0.361 | 0 |  | --> | C19 ex RATHMULLAN | Rathmullan [T41,T42] | DRYBRIDGE |  | 53.7083 | -6.3602
MV/LV Substation RO***150Y |  | 10 kV | _ | LV | 400 kVA :Kiosk Substation | 0.4 | --> | 0.4 | 0 | 0 | Constrained, otherwise capacity available =354 kVA | --> | 0.38 | 0 | 0 | 0.386 | 0 |  | --> | C12 ex MORNINGTON ROAD | Mornington Road [T41,T42] | DRYBRIDGE |  | 53.698 | -6.3107
MV/LV Substation MC***150Z |  | 20 kV | _ | LV | 200 kVA :Kiosk Substation | 0.2 | --> | 0.2 | 0 | 0 | Constrained, otherwise capacity available =91 kVA | --> | 0.19 | 0 | 0 | 0.204 | 0 |  | --> | E18 ex JULIANSTOWN | Julianstown [T421,T422] | DRYBRIDGE |  | 53.6945 | -6.3671
MV/LV Substation SL***151Y |  | 20 kV | _ | LV | 50 kVA :Pole Substation | 0.05 | --> | 0.05 | 0 | 0 | Constrained, otherwise capacity available =48 kVA | --> | 0.048 | 0 | 0 | 0.048 | 0 |  | --> | C17 ex DRYBRIDGE | Drybridge [T41,T42] | DRYBRIDGE |  | 53.72 | -6.4778
MV/LV Substation QU***153Y |  | 10 kV | _ | LV | 630 kVA :Building Structure | 0.63 | --> | 0.63 | 0 | 0 | Constrained, otherwise capacity available =531 kVA | --> | 0.598 | 0 | 0.006 | 0.5 | 0 |  | --> | C14 ex MORNINGTON ROAD | Mornington Road [T41,T42] | DRYBRIDGE |  | 53.715 | -6.3516
MV/LV Substation BI***154 |  | 10 kV | _ | LV | 630 kVA :Building Structure | 0.63 | --> | 0.63 | 0 | 0 | Constrained, otherwise capacity available =542 kVA | --> | 0.598 | 0 | 0.04 | 0.5 | 0 |  | --> | C19 ex RATHMULLAN | Rathmullan [T41,T42] | DRYBRIDGE |  | 53.7051 | -6.3644
MV/LV Substation DE***154Z |  | 10 kV | _ | LV | 200 kVA :Kiosk Substation | 0.2 | --> | 0.2 | 0 | 0 | Constrained, otherwise capacity available =147 kVA | --> | 0.19 | 0 | 0.01 | 0.19 | 0 |  | --> | C18 ex RATHMULLAN | Rathmullan [T41,T42] | DRYBRIDGE |  | 53.7027 | -6.3156
MV/LV Substation DE***155Z |  | 10 kV | _ | LV | 200 kVA :Kiosk Substation | 0.2 | --> | 0.2 | 0 | 0 | Constrained, otherwise capacity available =152 kVA | --> | 0.19 | 0 | 0.012 | 0.188 | 0 |  | --> | C18 ex RATHMULLAN | Rathmullan [T41,T42] | DRYBRIDGE |  | 53.7016 | -6.3141
MV/LV Substation AL***156 |  | 20 kV | _ | LV | 400 kVA :Kiosk Substation | 0.4 | --> | 0.4 | 0 | 0 | Constrained, otherwise capacity available =306 kVA | --> | 0.38 | 0 | 0.014 | 0.382 | 0 |  | --> | E16 ex JULIANSTOWN | Julianstown [T421,T422] | DRYBRIDGE |  | 53.6812 | -6.2428
MV/LV Substation BO***156Y |  | 10 kV | _ | LV | 50 kVA :Pole Substation | 0.05 | --> | 0.05 | 0 | 0 | Constrained, otherwise capacity available =49 kVA | --> | 0.048 | 0 | 0.011 | 0.04 | 0 |  | --> | C19 ex DRYBRIDGE | Drybridge [T41,T42] | DRYBRIDGE |  | 53.7252 | -6.3611
MV/LV Substation DE***156Z |  | 10 kV | _ | LV | 200 kVA :Kiosk Substation | 0.2 | --> | 0.2 | 0 | 0 | Constrained, otherwise capacity available =154 kVA | --> | 0.19 | 0 | 0.01 | 0.189 | 0 |  | --> | C18 ex RATHMULLAN | Rathmullan [T41,T42] | DRYBRIDGE |  | 53.7009 | -6.316
MV/LV Substation FI***157Y |  | 10 kV | _ | LV | 200 kVA :Kiosk Substation | 0.2 | --> | 0.2 | 0 | 0 | Constrained, otherwise capacity available =105 kVA | --> | 0.19 | 0 | 0.074 | 0.148 | 0 |  | --> | C18 ex RATHMULLAN | Rathmullan [T41,T42] | DRYBRIDGE |  | 53.7046 | -6.3198
MV/LV Substation GO***159 |  | 20 kV | _ | LV | 100 kVA :Pole Substation | 0.1 | --> | 0.1 | 0 | 0 | Constrained, otherwise capacity available =61 kVA | --> | 0.095 | 0 | 0.014 | 0.09 | 0 |  | --> | E15 ex JULIANSTOWN | Julianstown [T421,T422] | DRYBRIDGE |  | 53.6327 | -6.2562
MV/LV Substation HE***159Y |  | 20 kV | _ | LV | 200 kVA :Kiosk Substation | 0.2 | --> | 0.2 | 0 | 0 | Constrained, otherwise capacity available =178 kVA | --> | 0.19 | 0 | 0 | 0 | 0 | Constrained, otherwise capacity available =193 kW | --> | E15 ex DULEEK | Duleek [T421,T422] | DRYBRIDGE |  | 53.6933 | -6.4502
MV/LV Substation AL***161Z |  | 10 kV | _ | LV | 200 kVA :Kiosk Substation | 0.2 | --> | 0.2 | 0 | 0 | Constrained, otherwise capacity available =96 kVA | --> | 0.19 | 0 | 0 | 0.204 | 0 |  | --> | C11 ex DRYBRIDGE | Drybridge [T41,T42] | DRYBRIDGE |  | 53.7202 | -6.3747
MV/LV Substation BO***162Z |  | 10 kV | _ | LV | 400 kVA :Building Structure | 0.4 | --> | 0.4 | 0 | 0 | Constrained, otherwise capacity available =333 kVA | --> | 0.38 | 0 | 0.011 | 0.381 | 0 |  | --> | C20 ex TERMONFECKIN ROAD | Termonfeckin Road [T41,T42] | DRYBRIDGE |  | 53.7253 | -6.3212
MV/LV Substation ED***163 |  | 10 kV | _ | LV | 200 kVA :Kiosk Substation | 0.2 | --> | 0.2 | 0 | 0 | Constrained, otherwise capacity available =135 kVA | --> | 0.19 | 0 | 0.006 | 0.194 | 0 |  | --> | C13 ex MORNINGTON ROAD | Mornington Road [T41,T42] | DRYBRIDGE |  | 53.7179 | -6.3045
MV/LV Substation SO***163Z |  | 10 kV | _ | LV | 630 kVA :Building Structure | 0.63 | --> | 0.63 | 0 | 0 | Constrained, otherwise capacity available =489 kVA | --> | 0.598 | 0 | 0 | 0.5 | 0 |  | --> | C14 ex MORNINGTON ROAD | Mornington Road [T41,T42] | DRYBRIDGE |  | 53.7133 | -6.3472
MV/LV Substation FL***164Z |  | 10 kV | _ | LV | 200 kVA :Kiosk Substation | 0.2 | --> | 0.2 | 0 | 0 | Constrained, otherwise capacity available =174 kVA | --> | 0.19 | 0 | 0 | 0.194 | 0 |  | --> | C22 ex TERMONFECKIN ROAD | Termonfeckin Road [T41,T42] | DRYBRIDGE |  | 53.7248 | -6.3437
MV/LV Substation GR***165Z |  | 10 kV | _ | LV | 630 kVA :Kiosk Substation | 0.63 | --> | 0.63 | 0 | 0 | Constrained, otherwise capacity available =613 kVA | --> | 0.598 | 0 | 0 | 0.5 | 0 |  | --> | C12 ex MORNINGTON ROAD | Mornington Road [T41,T42] | DRYBRIDGE |  | 53.7076 | -6.3123
MV/LV Substation HA***166 |  | 10 kV | _ | LV | 200 kVA :Kiosk Substation | 0.2 | --> | 0.2 | 0 | 0 | Constrained, otherwise capacity available =173 kVA | --> | 0.19 | 0 | 0.016 | 0.182 | 0 |  | --> | C22 ex TERMONFECKIN ROAD | Termonfeckin Road [T41,T42] | DRYBRIDGE |  | 53.7247 | -6.3335
MV/LV Substation RY***167 |  | 20 kV | _ | LV | 200 kVA :Pole Substation | 0.2 | --> | 0.2 | 0 | 0 | Constrained, otherwise capacity available =137 kVA | --> | 0.19 | 0 | 0.008 | 0 | 0 | Constrained, otherwise capacity available =192 kW | --> | E15 ex DULEEK | Duleek [T421,T422] | DRYBRIDGE |  | 53.6588 | -6.4159
MV/LV Substation DO***168 |  | 20 kV | _ | LV | 100 kVA :Pole Substation | 0.1 | --> | 0.1 | 0 | 0 | Constrained, otherwise capacity available =64 kVA | --> | 0.095 | 0 | 0.008 | 0.094 | 0 |  | --> | C13 ex MORNINGTON ROAD | Mornington Road [T41,T42] | DRYBRIDGE |  | 53.7115 | -6.278
MV/LV Substation RA***169 |  | 10 kV | _ | LV | 400 kVA :Kiosk Substation | 0.4 | --> | 0.4 | 0 | 0 | Constrained, otherwise capacity available =325 kVA | --> | 0.38 | 0 | 0.008 | 0.384 | 0 |  | --> | C16 ex RATHMULLAN | Rathmullan [T41,T42] | DRYBRIDGE |  | 53.7115 | -6.3671
MV/LV Substation BR***169Y |  | 20 kV | _ | LV | 200 kVA :Pole Substation | 0.2 | --> | 0.2 | 0 | 0 | Constrained, otherwise capacity available =185 kVA | --> | 0.19 | 0 | 0 | 0.192 | 0 |  | --> | E15 ex JULIANSTOWN | Julianstown [T421,T422] | DRYBRIDGE |  | 53.6295 | -6.3002
MV/LV Substation ST***170 |  | 20 kV | _ | LV | 200 kVA :Pole Substation | 0.2 | --> | 0.2 | 0 | 0 | Constrained, otherwise capacity available =138 kVA | --> | 0.19 | 0 | 0.034 | 0.173 | 0 |  | --> | E15 ex JULIANSTOWN | Julianstown [T421,T422] | DRYBRIDGE |  | 53.6267 | -6.2698
MV/LV Substation DR***171Y |  | 10 kV | _ | LV | 200 kVA :Pole Substation | 0.2 | --> | 0.2 | 0 | 0 | Constrained, otherwise capacity available =178 kVA | --> | 0.19 | 0 | 0 | 0.193 | 0 |  | --> | C19 ex DRYBRIDGE | Drybridge [T41,T42] | DRYBRIDGE |  | 53.7242 | -6.3579
MV/LV Substation RE***171Z |  | 10 kV | _ | LV | 400 kVA :Building Structure | 0.4 | --> | 0.4 | 0 | 0 | Constrained, otherwise capacity available =236 kVA | --> | 0.38 | 0 | 0 | 0.402 | 0 |  | --> | C20 ex RATHMULLAN | Rathmullan [T41,T42] | DRYBRIDGE |  | 53.7008 | -6.3792
MV/LV Substation WH***172Y |  | 10 kV | _ | LV | 400 kVA :Kiosk Substation | 0.4 | --> | 0.4 | 0 | 0 | Constrained, otherwise capacity available =253 kVA | --> | 0.38 | 0 | 0.101 | 0.325 | 0 |  | --> | C12 ex MORNINGTON ROAD | Mornington Road [T41,T42] | DRYBRIDGE |  | 53.7104 | -6.3273
MV/LV Substation DE***173Z |  | 20 kV | _ | LV | 400 kVA :Building Structure | 0.4 | --> | 0.4 | 0 | 0 | Constrained, otherwise capacity available =308 kVA | --> | 0.38 | 0 | 0 | 0.392 | 0 |  | --> | E15 ex JULIANSTOWN | Julianstown [T421,T422] | DRYBRIDGE |  | 53.6283 | -6.2615
MV/LV Substation LA***174Y |  | 20 kV | _ | LV | 100 kVA :Pole Substation | 0.1 | --> | 0.1 | 0 | 0 | Constrained, otherwise capacity available =96 kVA | --> | 0.095 | 0 | 0 | 0 | 0 | Constrained, otherwise capacity available =96 kW | --> | E15 ex DULEEK | Duleek [T421,T422] | DRYBRIDGE |  | 53.6783 | -6.4236
MV/LV Substation AS***176Y |  | 10 kV | _ | LV | 400 kVA :Kiosk Substation | 0.4 | --> | 0.4 | 0 | 0 | Constrained, otherwise capacity available =232 kVA | --> | 0.38 | 0 | 0.126 | 0.309 | 0 |  | --> | C12 ex DRYBRIDGE | Drybridge [T41,T42] | DRYBRIDGE |  | 53.7208 | -6.3634
MV/LV Substation DU***177Z |  | 20 kV | _ | LV | 200 kVA :Kiosk Substation | 0.2 | --> | 0.2 | 0 | 0 | Constrained, otherwise capacity available =187 kVA | --> | 0.19 | 0 | 0.01 | 0 | 0 | Constrained, otherwise capacity available =184 kW | --> | E15 ex DULEEK | Duleek [T421,T422] | DRYBRIDGE |  | 53.6641 | -6.4065
MV/LV Substation AB***179Y |  | 20 kV | _ | LV | 630 kVA :Kiosk Substation | 0.63 | --> | 0.63 | 0 | 0 | Constrained, otherwise capacity available =630 kVA | --> | 0.598 | 0 | 0 | 0 | 0 | Constrained, otherwise capacity available =598 kW | --> | E15 ex DULEEK | Duleek [T421,T422] | DRYBRIDGE |  | 53.6382 | -6.4117
MV/LV Substation TO***180Z |  | 20 kV | _ | LV | 100 kVA :Pole Substation | 0.1 | --> | 0.1 | 0 | 0 | Constrained, otherwise capacity available =94 kVA | --> | 0.095 | 0 | 0 | 0.096 | 0 |  | --> | E15 ex JULIANSTOWN | Julianstown [T421,T422] | DRYBRIDGE |  | 53.6449 | -6.3121
MV/LV Substation BE***181Z |  | 20 kV | _ | LV | 630 kVA :Building Structure | 0.63 | --> | 0.63 | 0 | 0 | Constrained, otherwise capacity available =460 kVA | --> | 0.598 | 0 | 0.039 | 0.5 | 0 |  | --> | E16 ex JULIANSTOWN | Julianstown [T421,T422] | DRYBRIDGE |  | 53.6969 | -6.2488
MV/LV Substation BE***184Y |  | 20 kV | _ | LV | 50 kVA :Pole Substation | 0.05 | --> | 0.05 | 0 | 0 | Constrained, otherwise capacity available =49 kVA | --> | 0.048 | 0 | 0 | 0.048 | 0 |  | --> | E18 ex JULIANSTOWN | Julianstown [T421,T422] | DRYBRIDGE |  | 53.6863 | -6.3427
MV/LV Substation L+***185Y |  | 10 kV | _ | LV | 400 kVA :Building Structure | 0.4 | --> | 0.4 | 0 | 0 | Constrained, otherwise capacity available =361 kVA | --> | 0.38 | 0 | 0 | 0.385 | 0 |  | --> | C17 ex RATHMULLAN | Rathmullan [T41,T42] | DRYBRIDGE |  | 53.7145 | -6.3535
MV/LV Substation OR***186Z |  | 10 kV | _ | LV | 400 kVA :Kiosk Substation | 0.4 | --> | 0.4 | 0 | 0 | Constrained, otherwise capacity available =365 kVA | --> | 0.38 | 0 | 0.004 | 0.382 | 0 |  | --> | E11 ex SLANE | Slane [T421] | DRYBRIDGE |  | 53.7781 | -6.4827
MV/LV Substation BR***187Z |  | 10 kV | _ | LV | 630 kVA :Kiosk Substation | 0.63 | --> | 0.63 | 0 | 0 | Constrained, otherwise capacity available =510 kVA | --> | 0.598 | 0 | 0 | 0.5 | 0 |  | --> | C18 ex RATHMULLAN | Rathmullan [T41,T42] | DRYBRIDGE |  | 53.7085 | -6.3366
MV/LV Substation SE***188Y |  | 10 kV | _ | LV | 50 kVA :Pole Substation | 0.05 | --> | 0.05 | 0 | 0 | Constrained, otherwise capacity available =48 kVA | --> | 0.048 | 0 | 0.003 | 0.046 | 0 |  | --> | C13 ex MORNINGTON ROAD | Mornington Road [T41,T42] | DRYBRIDGE |  | 53.7157 | -6.3314
MV/LV Substation LE***188Z |  | 10 kV | _ | LV | 400 kVA :Building Structure | 0.4 | --> | 0.4 | 0 | 0 | Constrained, otherwise capacity available =372 kVA | --> | 0.38 | 0 | 0 | 0.384 | 0 |  | --> | C17 ex RATHMULLAN | Rathmullan [T41,T42] | DRYBRIDGE |  | 53.7141 | -6.3746
MV/LV Substation LE***189Z |  | 10 kV | _ | LV | 400 kVA :Building Structure | 0.4 | --> | 0.4 | 0 | 0 | Constrained, otherwise capacity available =340 kVA | --> | 0.38 | 0 | 0 | 0.388 | 0 |  | --> | C17 ex RATHMULLAN | Rathmullan [T41,T42] | DRYBRIDGE |  | 53.7141 | -6.3746
MV/LV Substation OL***190 |  | 10 kV | _ | LV | 200 kVA :Building Structure | 0.2 | --> | 0.2 | 0 | 0 | Constrained, otherwise capacity available =104 kVA | --> | 0.19 | 0 | 0 | 0.203 | 0 |  | --> | C13 ex MORNINGTON ROAD | Mornington Road [T41,T42] | DRYBRIDGE |  | 53.7165 | -6.328
MV/LV Substation MO***191 |  | 10 kV | _ | LV | 400 kVA :Kiosk Substation | 0.4 | --> | 0.4 | 0 | 0 | Constrained, otherwise capacity available =296 kVA | --> | 0.38 | 0 | 0.003 | 0.392 | 0 |  | --> | C19 ex DRYBRIDGE | Drybridge [T41,T42] | DRYBRIDGE |  | 53.7257 | -6.354
MV/LV Substation GL***191Z |  | 10 kV | _ | LV | 50 kVA :Pole Substation | 0.05 | --> | 0.05 | 0 | 0 | Constrained, otherwise capacity available =49 kVA | --> | 0.048 | 0 | 0 | 0.048 | 0 |  | --> | E11 ex SLANE | Slane [T421] | DRYBRIDGE |  | 53.7535 | -6.4945
MV/LV Substation TO***192Z |  | 10 kV | _ | LV | 50 kVA :Pole Substation | 0.05 | --> | 0.05 | 0 | 0 | Constrained, otherwise capacity available =48 kVA | --> | 0.048 | 0 | 0 | 0.048 | 0 |  | --> | C21 ex TERMONFECKIN ROAD | Termonfeckin Road [T41,T42] | DRYBRIDGE |  | 53.7437 | -6.3141
MV/LV Substation CL***193Z |  | 20 kV | _ | LV | 50 kVA :Pole Substation | 0.05 | --> | 0.05 | 0 | 0 | Constrained, otherwise capacity available =39 kVA | --> | 0.048 | 0 | 0 | 0.049 | 0 |  | --> | E15 ex JULIANSTOWN | Julianstown [T421,T422] | DRYBRIDGE |  | 53.6192 | -6.2733
MV/LV Substation RO***194Z |  | 10 kV | _ | LV | 200 kVA :Kiosk Substation | 0.2 | --> | 0.2 | 0 | 0 | Constrained, otherwise capacity available =176 kVA | --> | 0.19 | 0 | 0.025 | 0.175 | 0 |  | --> | C12 ex DRYBRIDGE | Drybridge [T41,T42] | DRYBRIDGE |  | 53.7258 | -6.362
MV/LV Substation I.***195 |  | 10 kV | _ | LV | 630 kVA :Building Structure | 0.63 | --> | 0.63 | 0 | 0 | Constrained, otherwise capacity available =573 kVA | --> | 0.598 | 0 | 0 | 0.5 | 0 |  | --> | C18 ex RATHMULLAN | Rathmullan [T41,T42] | DRYBRIDGE |  | 53.7036 | -6.3657
MV/LV Substation BE***196 |  | 20 kV | _ | LV | 400 kVA :Kiosk Substation | 0.4 | --> | 0.4 | 0 | 0 | Constrained, otherwise capacity available =247 kVA | --> | 0.38 | 0 | 0.038 | 0.372 | 0 |  | --> | E16 ex JULIANSTOWN | Julianstown [T421,T422] | DRYBRIDGE |  | 53.6789 | -6.241
MV/LV Substation WE***196Y |  | 10 kV | _ | LV | 400 kVA :Kiosk Substation | 0.4 | --> | 0.4 | 0 | 0 | Constrained, otherwise capacity available =390 kVA | --> | 0.38 | 0 | 0 | 0.381 | 0 |  | --> | C17 ex RATHMULLAN | Rathmullan [T41,T42] | DRYBRIDGE |  | 53.7146 | -6.3535
MV/LV Substation PA***201 |  | 10 kV | _ | LV | 50 kVA :Pole Substation | 0.05 | --> | 0.05 | 0 | 0 | Constrained, otherwise capacity available =18 kVA | --> | 0.048 | 0 | 0.024 | 0.034 | 0 |  | --> | C12 ex MORNINGTON ROAD | Mornington Road [T41,T42] | DRYBRIDGE |  | 53.697 | -6.3109
MV/LV Substation FO***201Y |  | 10 kV | _ | LV | 630 kVA :Kiosk Substation | 0.63 | --> | 0.63 | 0 | 0 | Constrained, otherwise capacity available =521 kVA | --> | 0.598 | 0 | 0.037 | 0.5 | 0 |  | --> | C22 ex TERMONFECKIN ROAD | Termonfeckin Road [T41,T42] | DRYBRIDGE |  | 53.7283 | -6.3397
MV/LV Substation ID***201Z |  | 10 kV | _ | LV | 400 kVA :Kiosk Substation | 0.4 | --> | 0.4 | 0 | 0 | Constrained, otherwise capacity available =379 kVA | --> | 0.38 | 0 | 0 | 0.383 | 0 |  | --> | C23 ex RATHMULLAN | Rathmullan [T41,T42] | DRYBRIDGE |  | 53.7069 | -6.3827
MV/LV Substation TO***202 |  | 10 kV | _ | LV | 400 kVA :Kiosk Substation | 0.4 | --> | 0.4 | 0 | 0 | Constrained, otherwise capacity available =220 kVA | --> | 0.38 | 0 | 0.2 | 0.256 | 0 |  | --> | C11 ex DRYBRIDGE | Drybridge [T41,T42] | DRYBRIDGE |  | 53.718 | -6.3753
MV/LV Substation ME***203 |  | 10 kV | _ | LV | 400 kVA :Kiosk Substation | 0.4 | --> | 0.4 | 0 | 0 | Constrained, otherwise capacity available =327 kVA | --> | 0.38 | 0 | 0.066 | 0.341 | 0 |  | --> | C12 ex DRYBRIDGE | Drybridge [T41,T42] | DRYBRIDGE |  | 53.7232 | -6.3636
MV/LV Substation RO***203Y |  | 10 kV | _ | LV | 400 kVA :Kiosk Substation | 0.4 | --> | 0.4 | 0 | 0 | Constrained, otherwise capacity available =322 kVA | --> | 0.38 | 0 | 0.004 | 0.388 | 0 |  | --> | C17 ex RATHMULLAN | Rathmullan [T41,T42] | DRYBRIDGE |  | 53.7108 | -6.3796
MV/LV Substation MI***203Z |  | 20 kV | _ | LV | 50 kVA :Pole Substation | 0.05 | --> | 0.05 | 0 | 0 | Constrained, otherwise capacity available =48 kVA | --> | 0.048 | 0 | 0 | 0.048 | 0 |  | --> | E21 ex SLANE | Slane [T421] | DRYBRIDGE |  | 53.7027 | -6.533
MV/LV Substation ST***204 |  | 10 kV | _ | LV | 400 kVA :Building Structure | 0.4 | --> | 0.4 | 0 | 0 | Constrained, otherwise capacity available =301 kVA | --> | 0.38 | 0 | 0.01 | 0.386 | 0 |  | --> | C17 ex RATHMULLAN | Rathmullan [T41,T42] | DRYBRIDGE |  | 53.7136 | -6.3792
MV/LV Substation FA***205 |  | 20 kV | _ | LV | 400 kVA :Kiosk Substation | 0.4 | --> | 0.4 | 0 | 0 | Constrained, otherwise capacity available =299 kVA | --> | 0.38 | 0 | 0.064 | 0.346 | 0 |  | --> | C13 ex MORNINGTON ROAD | Mornington Road [T41,T42] | DRYBRIDGE |  | 53.7112 | -6.2517
MV/LV Substation RO***206Z |  | 10 kV | _ | LV | 200 kVA :Kiosk Substation | 0.2 | --> | 0.2 | 0 | 0 | Constrained, otherwise capacity available =194 kVA | --> | 0.19 | 0 | 0 | 0.191 | 0 |  | --> | C19 ex DRYBRIDGE | Drybridge [T41,T42] | DRYBRIDGE |  | 53.7264 | -6.3557
MV/LV Substation GE***207 |  | 10 kV | _ | LV | 200 kVA :Kiosk Substation | 0.2 | --> | 0.2 | 0 | 0 | Constrained, otherwise capacity available =123 kVA | --> | 0.19 | 0 | 0.043 | 0.168 | 0 |  | --> | C11 ex DRYBRIDGE | Drybridge [T41,T42] | DRYBRIDGE |  | 53.7203 | -6.3593
MV/LV Substation HI***209 |  | 10 kV | _ | LV | 400 kVA :Kiosk Substation | 0.4 | --> | 0.4 | 0 | 0 | Constrained, otherwise capacity available =328 kVA | --> | 0.38 | 0 | 0.014 | 0.379 | 0 |  | --> | C19 ex RATHMULLAN | Rathmullan [T41,T42] | DRYBRIDGE |  | 53.7063 | -6.3568
MV/LV Substation SE***209Y |  | 20 kV | _ | LV | 200 kVA :Kiosk Substation | 0.2 | --> | 0.2 | 0 | 0 | Constrained, otherwise capacity available =131 kVA | --> | 0.19 | 0 | 0.06 | 0.155 | 0 |  | --> | C21 ex TERMONFECKIN ROAD | Termonfeckin Road [T41,T42] | DRYBRIDGE |  | 53.7548 | -6.2536
MV/LV Substation DR***210 |  | 10 kV | _ | LV | 400 kVA :Building Structure | 0.4 | --> | 0.4 | 0 | 0 | Constrained, otherwise capacity available =340 kVA | --> | 0.38 | 0 | 0 | 0.388 | 0 |  | --> | C20 ex RATHMULLAN | Rathmullan [T41,T42] | DRYBRIDGE |  | 53.7037 | -6.3756
MV/LV Substation CO***210Y |  | 10 kV | _ | LV | 100 kVA :Pole Substation | 0.1 | --> | 0.1 | 0 | 0 | Constrained, otherwise capacity available =93 kVA | --> | 0.095 | 0 | 0 | 0.096 | 0 |  | --> | C14 ex DRYBRIDGE | Drybridge [T41,T42] | DRYBRIDGE |  | 53.7674 | -6.4563
MV/LV Substation TH***211Z |  | 10 kV | _ | LV | 200 kVA :Building Structure | 0.2 | --> | 0.2 | 0 | 0 | Constrained, otherwise capacity available =175 kVA | --> | 0.19 | 0 | 0 | 0.193 | 0 |  | --> | C17 ex RATHMULLAN | Rathmullan [T41,T42] | DRYBRIDGE |  | 53.7156 | -6.3717
MV/LV Substation ST***212Z |  | 20 kV | _ | LV | 200 kVA :Pole Substation | 0.2 | --> | 0.2 | 0 | 0 | Constrained, otherwise capacity available =165 kVA | --> | 0.19 | 0 | 0.03 | 0.172 | 0 |  | --> | E15 ex JULIANSTOWN | Julianstown [T421,T422] | DRYBRIDGE |  | 53.6219 | -6.2709
MV/LV Substation CL***213Y |  | 20 kV | _ | LV | 400 kVA :Kiosk Substation | 0.4 | --> | 0.4 | 0 | 0 | Constrained, otherwise capacity available =270 kVA | --> | 0.38 | 0 | 0.089 | 0.331 | 0 |  | --> | E17 ex JULIANSTOWN | Julianstown [T421,T422] | DRYBRIDGE |  | 53.7003 | -6.2574
MV/LV Substation FI***216Z |  | 10 kV | _ | LV | 200 kVA :Kiosk Substation | 0.2 | --> | 0.2 | 0 | 0 | Constrained, otherwise capacity available =164 kVA | --> | 0.19 | 0 | 0 | 0.195 | 0 |  | --> | C17 ex RATHMULLAN | Rathmullan [T41,T42] | DRYBRIDGE |  | 53.7144 | -6.372
MV/LV Substation P ***221Z |  | 20 kV | _ | LV | 50 kVA :Pole Substation | 0.05 | --> | 0.05 | 0 | 0 | Constrained, otherwise capacity available =50 kVA | --> | 0.048 | 0 | 0 | 0.048 | 0 |  | --> | E16 ex JULIANSTOWN | Julianstown [T421,T422] | DRYBRIDGE |  | 53.6957 | -6.2475
MV/LV Substation BR***222Y |  | 10 kV | _ | LV | 400 kVA :Building Structure | 0.4 | --> | 0.4 | 0 | 0 | Constrained, otherwise capacity available =368 kVA | --> | 0.38 | 0 | 0 | 0.384 | 0 |  | --> | C16 ex RATHMULLAN | Rathmullan [T41,T42] | DRYBRIDGE |  | 53.71 | -6.371
MV/LV Substation BO***222Z |  | 10 kV | _ | LV | 400 kVA :Building Structure | 0.4 | --> | 0.4 | 0 | 0 | Constrained, otherwise capacity available =356 kVA | --> | 0.38 | 0 | 0 | 0.386 | 0 |  | --> | C14 ex MORNINGTON ROAD | Mornington Road [T41,T42] | DRYBRIDGE |  | 53.7133 | -6.3492
MV/LV Substation LI***223Z |  | 10 kV | _ | LV | 400 kVA :Kiosk Substation | 0.4 | --> | 0.4 | 0 | 0 | Constrained, otherwise capacity available =282 kVA | --> | 0.38 | 0 | 0 | 0.396 | 0 |  | --> | C18 ex RATHMULLAN | Rathmullan [T41,T42] | DRYBRIDGE |  | 53.7062 | -6.3701
MV/LV Substation HA***224Y |  | 10 kV | _ | LV | 200 kVA :Pole Substation | 0.2 | --> | 0.2 | 0 | 0 | Constrained, otherwise capacity available =142 kVA | --> | 0.19 | 0 | 0.046 | 0.164 | 0 |  | --> | C18 ex RATHMULLAN | Rathmullan [T41,T42] | DRYBRIDGE |  | 53.7053 | -6.3424
MV/LV Substation AS***225Z |  | 10 kV | _ | LV | 400 kVA :Building Structure | 0.4 | --> | 0.4 | 0 | 0 | Constrained, otherwise capacity available =400 kVA | --> | 0.38 | 0 | 0 | 0.38 | 0 |  | --> | C21 ex TERMONFECKIN ROAD | Termonfeckin Road [T41,T42] | DRYBRIDGE |  | 53.7328 | -6.3312
MV/LV Substation MO***229Y |  | 20 kV | _ | LV | 200 kVA :Kiosk Substation | 0.2 | --> | 0.2 | 0 | 0 | Constrained, otherwise capacity available =128 kVA | --> | 0.19 | 0 | 0.021 | 0.184 | 0 |  | --> | C13 ex MORNINGTON ROAD | Mornington Road [T41,T42] | DRYBRIDGE |  | 53.7161 | -6.2554
MV/LV Substation TR***231Z |  | 10 kV | _ | LV | 400 kVA :Kiosk Substation | 0.4 | --> | 0.4 | 0 | 0 | Constrained, otherwise capacity available =333 kVA | --> | 0.38 | 0 | 0.003 | 0.387 | 0 |  | --> | C17 ex RATHMULLAN | Rathmullan [T41,T42] | DRYBRIDGE |  | 53.7094 | -6.3806
MV/LV Substation CA***240Y |  | 10 kV | _ | LV | 100 kVA :Pole Substation | 0.1 | --> | 0.1 | 0 | 0 | Constrained, otherwise capacity available =39 kVA | --> | 0.095 | 0 | 0 | 0.103 | 0 |  | --> | C21 ex TERMONFECKIN ROAD | Termonfeckin Road [T41,T42] | DRYBRIDGE |  | 53.7449 | -6.2979
MV/LV Substation WH***240Z |  | 10 kV | _ | LV | 50 kVA :Pole Substation | 0.05 | --> | 0.05 | 0 | 0 | Constrained, otherwise capacity available =42 kVA | --> | 0.048 | 0 | 0 | 0.048 | 0 |  | --> | C14 ex DRYBRIDGE | Drybridge [T41,T42] | DRYBRIDGE |  | 53.7938 | -6.4217
MV/LV Substation WH***241Y |  | 10 kV | _ | LV | 200 kVA :Kiosk Substation | 0.2 | --> | 0.2 | 0 | 0 | Constrained, otherwise capacity available =130 kVA | --> | 0.19 | 0 | 0.052 | 0.161 | 0 |  | --> | C12 ex MORNINGTON ROAD | Mornington Road [T41,T42] | DRYBRIDGE |  | 53.709 | -6.3232
MV/LV Substation BU***242Z |  | 10 kV | _ | LV | 400 kVA :Kiosk Substation | 0.4 | --> | 0.4 | 0 | 0 | Constrained, otherwise capacity available =341 kVA | --> | 0.38 | 0 | 0 | 0.388 | 0 |  | --> | C11 ex MORNINGTON ROAD | Mornington Road [T41,T42] | DRYBRIDGE |  | 53.7103 | -6.3575
MV/LV Substation BO***243Y |  | 20 kV | _ | LV | 50 kVA :Pole Substation | 0.05 | --> | 0.05 | 0 | 0 | Constrained, otherwise capacity available =41 kVA | --> | 0.048 | 0 | 0 | 0 | 0 | Constrained, otherwise capacity available =49 kW | --> | E15 ex DULEEK | Duleek [T421,T422] | DRYBRIDGE |  | 53.6229 | -6.4227
MV/LV Substation BO***244Y |  | 10 kV | _ | LV | 100 kVA :Pole Substation | 0.1 | --> | 0.1 | 0 | 0 | Constrained, otherwise capacity available =63 kVA | --> | 0.095 | 0 | 0.026 | 0.081 | 0 |  | --> | C18 ex DRYBRIDGE | Drybridge [T41,T42] | DRYBRIDGE |  | 53.719 | -6.379
MV/LV Substation NE***244Z |  | 10 kV | _ | LV | 400 kVA :Kiosk Substation | 0.4 | --> | 0.4 | 0 | 0 | Constrained, otherwise capacity available =302 kVA | --> | 0.38 | 0 | 0.005 | 0.39 | 0 |  | --> | C22 ex TERMONFECKIN ROAD | Termonfeckin Road [T41,T42] | DRYBRIDGE |  | 53.7242 | -6.3279
MV/LV Substation MC***246Y |  | 10 kV | _ | LV | 630 kVA :Kiosk Substation | 0.63 | --> | 0.63 | 0 | 0 | Constrained, otherwise capacity available =410 kVA | --> | 0.598 | 0 | 0 | 0.5 | 0 |  | --> | C14 ex MORNINGTON ROAD | Mornington Road [T41,T42] | DRYBRIDGE |  | 53.7126 | -6.3521
MV/LV Substation MU***253Z |  | 10 kV | _ | LV | 200 kVA :Kiosk Substation | 0.2 | --> | 0.2 | 0 | 0 | Constrained, otherwise capacity available =147 kVA | --> | 0.19 | 0 | 0.015 | 0.186 | 0 |  | --> | C14 ex DRYBRIDGE | Drybridge [T41,T42] | DRYBRIDGE |  | 53.7906 | -6.417
MV/LV Substation SE***254Z |  | 20 kV | _ | LV | 200 kVA :Kiosk Substation | 0.2 | --> | 0.2 | 0 | 0 | Constrained, otherwise capacity available =178 kVA | --> | 0.19 | 0 | 0.031 | 0.17 | 0 |  | --> | C13 ex MORNINGTON ROAD | Mornington Road [T41,T42] | DRYBRIDGE |  | 53.7139 | -6.2561
MV/LV Substation LI***255Z |  | 10 kV | _ | LV | 200 kVA :Kiosk Substation | 0.2 | --> | 0.2 | 0 | 0 | Constrained, otherwise capacity available =154 kVA | --> | 0.19 | 0 | 0 | 0.196 | 0 |  | --> | C22 ex TERMONFECKIN ROAD | Termonfeckin Road [T41,T42] | DRYBRIDGE |  | 53.7298 | -6.3511
MV/LV Substation ST***256Z |  | 10 kV | _ | LV | 50 kVA :Pole Substation | 0.05 | --> | 0.05 | 0 | 0 | Constrained, otherwise capacity available =50 kVA | --> | 0.048 | 0 | 0 | 0.048 | 0 |  | --> | C13 ex MORNINGTON ROAD | Mornington Road [T41,T42] | DRYBRIDGE |  | 53.7171 | -6.3189
MV/LV Substation NE***258Z |  | 10 kV | _ | LV | 400 kVA :Kiosk Substation | 0.4 | --> | 0.4 | 0 | 0 | Constrained, otherwise capacity available =378 kVA | --> | 0.38 | 0 | 0.046 | 0.349 | 0 |  | --> | C15 ex TERMONFECKIN ROAD | Termonfeckin Road [T41,T42] | DRYBRIDGE |  | 53.722 | -6.3265
MV/LV Substation FR***260Y |  | 20 kV | _ | LV | 400 kVA :Building Structure | 0.4 | --> | 0.4 | 0 | 0 | Constrained, otherwise capacity available =168 kVA | --> | 0.38 | 0 | 0 | 0.398 | 0 |  | --> | E15 ex JULIANSTOWN | Julianstown [T421,T422] | DRYBRIDGE |  | 53.6345 | -6.2359
MV/LV Substation MC***262Y |  | 10 kV | _ | LV | 200 kVA :Kiosk Substation | 0.2 | --> | 0.2 | 0 | 0 | Constrained, otherwise capacity available =166 kVA | --> | 0.19 | 0 | 0 | 0.194 | 0 |  | --> | C15 ex RATHMULLAN | Rathmullan [T41,T42] | DRYBRIDGE |  | 53.707 | -6.3688
MV/LV Substation WH***263Y |  | 10 kV | _ | LV | 50 kVA :Pole Substation | 0.05 | --> | 0.05 | 0 | 0 | Constrained, otherwise capacity available =42 kVA | --> | 0.048 | 0 | 0 | 0.048 | 0 |  | --> | C22 ex TERMONFECKIN ROAD | Termonfeckin Road [T41,T42] | DRYBRIDGE |  | 53.7291 | -6.3424
MV/LV Substation GR***265Y |  | 10 kV | _ | LV | 630 kVA :Kiosk Substation | 0.63 | --> | 0.63 | 0 | 0 | Constrained, otherwise capacity available =441 kVA | --> | 0.598 | 0 | 0.015 | 0.5 | 0 |  | --> | C15 ex TERMONFECKIN ROAD | Termonfeckin Road [T41,T42] | DRYBRIDGE |  | 53.719 | -6.3304
MV/LV Substation BO***266Z |  | 10 kV | _ | LV | 400 kVA :Kiosk Substation | 0.4 | --> | 0.4 | 0 | 0 | Constrained, otherwise capacity available =340 kVA | --> | 0.38 | 0 | 0.01 | 0.381 | 0 |  | --> | C19 ex DRYBRIDGE | Drybridge [T41,T42] | DRYBRIDGE |  | 53.7266 | -6.3592
MV/LV Substation RI***267Z |  | 20 kV | _ | LV | 200 kVA :Kiosk Substation | 0.2 | --> | 0.2 | 0 | 0 | Constrained, otherwise capacity available =156 kVA | --> | 0.19 | 0 | 0.004 | 0.193 | 0 |  | --> | E21 ex SLANE | Slane [T421] | DRYBRIDGE |  | 53.7053 | -6.539
MV/LV Substation KE***268Y |  | 10 kV | _ | LV | 400 kVA :Building Structure | 0.4 | --> | 0.4 | 0 | 0 | Constrained, otherwise capacity available =203 kVA | --> | 0.38 | 0 | 0.005 | 0.402 | 0 |  | --> | C20 ex DRYBRIDGE | Drybridge [T41,T42] | DRYBRIDGE |  | 53.7151 | -6.3471
MV/LV Substation CO***269Z |  | 20 kV | _ | LV | 100 kVA :Pole Substation | 0.1 | --> | 0.1 | 0 | 0 | Constrained, otherwise capacity available =86 kVA | --> | 0.095 | 0 | 0 | 0 | 0 | Constrained, otherwise capacity available =97 kW | --> | E14 ex DULEEK | Duleek [T421,T422] | DRYBRIDGE |  | 53.6709 | -6.4496
MV/LV Substation BL***271Z |  | 20 kV | _ | LV | 50 kVA :Pole Substation | 0.05 | --> | 0.05 | 0 | 0 | Constrained, otherwise capacity available =42 kVA | --> | 0.048 | 0 | 0 | 0.048 | 0 |  | --> | C21 ex TERMONFECKIN ROAD | Termonfeckin Road [T41,T42] | DRYBRIDGE |  | 53.777 | -6.2951
MV/LV Substation BE***272Y |  | 20 kV | _ | LV | 400 kVA :Kiosk Substation | 0.4 | --> | 0.4 | 0 | 0 | Constrained, otherwise capacity available =262 kVA | --> | 0.38 | 0 | 0.046 | 0.364 | 0 |  | --> | E16 ex JULIANSTOWN | Julianstown [T421,T422] | DRYBRIDGE |  | 53.688 | -6.2432
MV/LV Substation MC***273Y |  | 10 kV | _ | LV | 630 kVA :Kiosk Substation | 0.63 | --> | 0.63 | 0 | 0 | Constrained, otherwise capacity available =552 kVA | --> | 0.598 | 0 | 0 | 0.5 | 0 |  | --> | C18 ex RATHMULLAN | Rathmullan [T41,T42] | DRYBRIDGE |  | 53.7015 | -6.3612
MV/LV Substation TH***273Z |  | 10 kV | _ | LV | 400 kVA :Kiosk Substation | 0.4 | --> | 0.4 | 0 | 0 | Constrained, otherwise capacity available =330 kVA | --> | 0.38 | 0 | 0 | 0.39 | 0 |  | --> | C20 ex RATHMULLAN | Rathmullan [T41,T42] | DRYBRIDGE |  | 53.7052 | -6.374
MV/LV Substation TH***275Y |  | 10 kV | _ | LV | 400 kVA :Kiosk Substation | 0.4 | --> | 0.4 | 0 | 0 | Constrained, otherwise capacity available =376 kVA | --> | 0.38 | 0 | 0.004 | 0.38 | 0 |  | --> | C15 ex TERMONFECKIN ROAD | Termonfeckin Road [T41,T42] | DRYBRIDGE |  | 53.7186 | -6.3329
MV/LV Substation ST***276Y |  | 20 kV | _ | LV | 100 kVA :Pole Substation | 0.1 | --> | 0.1 | 0 | 0 | Constrained, otherwise capacity available =61 kVA | --> | 0.095 | 0 | 0.01 | 0.093 | 0 |  | --> | E17 ex JULIANSTOWN | Julianstown [T421,T422] | DRYBRIDGE |  | 53.6951 | -6.279
MV/LV Substation GR***280Z |  | 10 kV | _ | LV | 200 kVA :Kiosk Substation | 0.2 | --> | 0.2 | 0 | 0 | Constrained, otherwise capacity available =154 kVA | --> | 0.19 | 0 | 0 | 0.196 | 0 |  | --> | C12 ex MORNINGTON ROAD | Mornington Road [T41,T42] | DRYBRIDGE |  | 53.7049 | -6.3005
MV/LV Substation TR***281Y |  | 10 kV | _ | LV | 400 kVA :Kiosk Substation | 0.4 | --> | 0.4 | 0 | 0 | Constrained, otherwise capacity available =289 kVA | --> | 0.38 | 0 | 0.018 | 0.382 | 0 |  | --> | C11 ex DRYBRIDGE | Drybridge [T41,T42] | DRYBRIDGE |  | 53.7176 | -6.3594
MV/LV Substation SI***282Y |  | 10 kV | _ | LV | 100 kVA :Pole Substation | 0.1 | --> | 0.1 | 0 | 0 | Constrained, otherwise capacity available =84 kVA | --> | 0.095 | 0 | 0 | 0.097 | 0 |  | --> | C13 ex DRYBRIDGE | Drybridge [T41,T42] | DRYBRIDGE |  | 53.7358 | -6.3638
MV/LV Substation RA***286Z |  | 20 kV | _ | LV | 200 kVA :Pole Substation | 0.2 | --> | 0.2 | 0 | 0 | Constrained, otherwise capacity available =170 kVA | --> | 0.19 | 0 | 0 | 0.194 | 0 |  | --> | E21 ex SLANE | Slane [T421] | DRYBRIDGE |  | 53.6659 | -6.5228
MV/LV Substation LA***287Y |  | 10 kV | _ | LV | 200 kVA :Pole Substation | 0.2 | --> | 0.2 | 0 | 0 | Constrained, otherwise capacity available =182 kVA | --> | 0.19 | 0 | 0 | 0.192 | 0 |  | --> | C12 ex DRYBRIDGE | Drybridge [T41,T42] | DRYBRIDGE |  | 53.7226 | -6.3782
MV/LV Substation TH***289Y |  | 20 kV | _ | LV | 200 kVA :Kiosk Substation | 0.2 | --> | 0.2 | 0 | 0 | Constrained, otherwise capacity available =75 kVA | --> | 0.19 | 0 | 0.106 | 0.128 | 0 |  | --> | E17 ex JULIANSTOWN | Julianstown [T421,T422] | DRYBRIDGE |  | 53.6977 | -6.257
MV/LV Substation KI***289Z |  | 20 kV | _ | LV | 100 kVA :Pole Substation | 0.1 | --> | 0.1 | 0 | 0 | Constrained, otherwise capacity available =100 kVA | --> | 0.095 | 0 | 0 | 0.095 | 0 |  | --> | E18 ex JULIANSTOWN | Julianstown [T421,T422] | DRYBRIDGE |  | 53.6689 | -6.3488
MV/LV Substation RE***299Z |  | 10 kV | _ | LV | 400 kVA :Building Structure | 0.4 | --> | 0.4 | 0 | 0 | Constrained, otherwise capacity available =400 kVA | --> | 0.38 | 0 | 0 | 0.38 | 0 |  | --> | C23 ex RATHMULLAN | Rathmullan [T41,T42] | DRYBRIDGE |  | 53.7049 | -6.3808
MV/LV Substation KI***301Y |  | 20 kV | _ | LV | 100 kVA :Pole Substation | 0.1 | --> | 0.1 | 0 | 0 | Constrained, otherwise capacity available =100 kVA | --> | 0.095 | 0 | 0 | 0.095 | 0 |  | --> | E17 ex JULIANSTOWN | Julianstown [T421,T422] | DRYBRIDGE |  | 53.6923 | -6.3155
MV/LV Substation ST***302Y |  | 20 kV | _ | LV | 100 kVA :Pole Substation | 0.1 | --> | 0.1 | 0 | 0 | Constrained, otherwise capacity available =82 kVA | --> | 0.095 | 0 | 0.01 | 0.09 | 0 |  | --> | C13 ex MORNINGTON ROAD | Mornington Road [T41,T42] | DRYBRIDGE |  | 53.7217 | -6.2534
MV/LV Substation M1***303Z |  | 10 kV | _ | LV | 400 kVA :Kiosk Substation | 0.4 | --> | 0.4 | 0 | 0 | Constrained, otherwise capacity available =259 kVA | --> | 0.38 | 0 | 0 | 0.399 | 0 |  | --> | C19 ex DRYBRIDGE | Drybridge [T41,T42] | DRYBRIDGE |  | 53.7268 | -6.3866
MV/LV Substation MO***304Z |  | 20 kV | _ | LV | 50 kVA :Pole Substation | 0.05 | --> | 0.05 | 0 | 0 | Constrained, otherwise capacity available =46 kVA | --> | 0.048 | 0 | 0.005 | 0.044 | 0 |  | --> | C13 ex MORNINGTON ROAD | Mornington Road [T41,T42] | DRYBRIDGE |  | 53.7236 | -6.2637
MV/LV Substation MO***309 |  | 20 kV | _ | LV | 630 kVA :Building Structure | 0.63 | --> | 0.63 | 0 | 0 | Constrained, otherwise capacity available =629 kVA | --> | 0.598 | 0 | 0 | 0.5 | 0 |  | --> | C17 ex DRYBRIDGE | Drybridge [T41,T42] | DRYBRIDGE |  | 53.7189 | -6.4747
MV/LV Substation CI***310Z |  | 20 kV | _ | LV | 630 kVA :Kiosk Substation | 0.63 | --> | 0.63 | 0 | 0 | Constrained, otherwise capacity available =299 kVA | --> | 0.598 | 0 | 0 | 0.5 | 0 |  | --> | E15 ex JULIANSTOWN | Julianstown [T421,T422] | DRYBRIDGE |  | 53.6388 | -6.2634
MV/LV Substation DR***312 |  | 10 kV | _ | LV | 200 kVA :Pole Substation | 0.2 | --> | 0.2 | 0 | 0 | Constrained, otherwise capacity available =176 kVA | --> | 0.19 | 0 | 0 | 0.193 | 0 |  | --> | C18 ex DRYBRIDGE | Drybridge [T41,T42] | DRYBRIDGE |  | 53.7201 | -6.3847
MV/LV Substation TH***316Z |  | 20 kV | _ | LV | 100 kVA :Pole Substation | 0.1 | --> | 0.1 | 0 | 0 | Constrained, otherwise capacity available =74 kVA | --> | 0.095 | 0 | 0.011 | 0.09 | 0 |  | --> | C21 ex TERMONFECKIN ROAD | Termonfeckin Road [T41,T42] | DRYBRIDGE |  | 53.7625 | -6.2622
MV/LV Substation M1***317Z |  | 10 kV | _ | LV | 400 kVA :Kiosk Substation | 0.4 | --> | 0.4 | 0 | 0 | Constrained, otherwise capacity available =253 kVA | --> | 0.38 | 0 | 0.1 | 0.326 | 0 |  | --> | C19 ex DRYBRIDGE | Drybridge [T41,T42] | DRYBRIDGE |  | 53.7279 | -6.387
MV/LV Substation BE***319Z |  | 20 kV | _ | LV | 400 kVA :Building Structure | 0.4 | --> | 0.4 | 0 | 0 | Constrained, otherwise capacity available =295 kVA | --> | 0.38 | 0 | 0 | 0.394 | 0 |  | --> | E16 ex JULIANSTOWN | Julianstown [T421,T422] | DRYBRIDGE |  | 53.6964 | -6.248
MV/LV Substation BE***322 |  | 20 kV | _ | LV | 100 kVA :Pole Substation | 0.1 | --> | 0.1 | 0 | 0 | Constrained, otherwise capacity available =69 kVA | --> | 0.095 | 0 | 0.004 | 0.096 | 0 |  | --> | E18 ex JULIANSTOWN | Julianstown [T421,T422] | DRYBRIDGE |  | 53.6438 | -6.3451
MV/LV Substation CO***323 |  | 20 kV | _ | LV | 50 kVA :Pole Substation | 0.05 | --> | 0.05 | 0 | 0 | Constrained, otherwise capacity available =49 kVA | --> | 0.048 | 0 | 0 | 0.048 | 0 |  | --> | E18 ex JULIANSTOWN | Julianstown [T421,T422] | DRYBRIDGE |  | 53.6408 | -6.3385
MV/LV Substation ST***326 |  | 20 kV | _ | LV | 200 kVA :Pole Substation | 0.2 | --> | 0.2 | 0 | 0 | Constrained, otherwise capacity available =170 kVA | --> | 0.19 | 0 | 0 | 0.194 | 0 |  | --> | E15 ex JULIANSTOWN | Julianstown [T421,T422] | DRYBRIDGE |  | 53.6267 | -6.2673
MV/LV Substation IR***327 |  | 20 kV | _ | LV | 50 kVA :Pole Substation | 0.05 | --> | 0.05 | 0 | 0 | Constrained, otherwise capacity available =39 kVA | --> | 0.048 | 0 | 0 | 0.049 | 0 |  | --> | E15 ex JULIANSTOWN | Julianstown [T421,T422] | DRYBRIDGE |  | 53.6414 | -6.2318
MV/LV Substation WH***329Z |  | 20 kV | _ | LV | 200 kVA :Kiosk Substation | 0.2 | --> | 0.2 | 0 | 0 | Constrained, otherwise capacity available =91 kVA | --> | 0.19 | 0 | 0.102 | 0.129 | 0 |  | --> | E17 ex JULIANSTOWN | Julianstown [T421,T422] | DRYBRIDGE |  | 53.7011 | -6.2675
MV/LV Substation HI***330 |  | 20 kV | _ | LV | 50 kVA :Pole Substation | 0.05 | --> | 0.05 | 0 | 0 | Constrained, otherwise capacity available =21 kVA | --> | 0.048 | 0 | 0 | 0.051 | 0 |  | --> | E18 ex JULIANSTOWN | Julianstown [T421,T422] | DRYBRIDGE |  | 53.654 | -6.355
MV/LV Substation WH***330Z |  | 20 kV | _ | LV | 200 kVA :Kiosk Substation | 0.2 | --> | 0.2 | 0 | 0 | Constrained, otherwise capacity available =64 kVA | --> | 0.19 | 0 | 0.02 | 0.193 | 0 |  | --> | E17 ex JULIANSTOWN | Julianstown [T421,T422] | DRYBRIDGE |  | 53.7026 | -6.2656
MV/LV Substation RO***331Y |  | 20 kV | _ | LV | 630 kVA :Kiosk Substation | 0.63 | --> | 0.63 | 0 | 0 | Constrained, otherwise capacity available =572 kVA | --> | 0.598 | 0 | 0 | 0 | 0 | Constrained, otherwise capacity available =606 kW | --> | E14 ex DULEEK | Duleek [T421,T422] | DRYBRIDGE |  | 53.6644 | -6.4367
MV/LV Substation WH***331Z |  | 20 kV | _ | LV | 200 kVA :Kiosk Substation | 0.2 | --> | 0.2 | 0 | 0 | Constrained, otherwise capacity available =67 kVA | --> | 0.19 | 0 | 0.045 | 0.174 | 0 |  | --> | E17 ex JULIANSTOWN | Julianstown [T421,T422] | DRYBRIDGE |  | 53.7035 | -6.2652
MV/LV Substation CA***332 |  | 20 kV | _ | LV | 100 kVA :Pole Substation | 0.1 | --> | 0.1 | 0 | 0 | Constrained, otherwise capacity available =55 kVA | --> | 0.095 | 0 | 0 | 0 | 0 | Constrained, otherwise capacity available =101 kW | --> | E15 ex DULEEK | Duleek [T421,T422] | DRYBRIDGE |  | 53.6673 | -6.4002
MV/LV Substation MI***332Z |  | 10 kV | _ | LV | 100 kVA :Pole Substation | 0.1 | --> | 0.1 | 0 | 0 | Constrained, otherwise capacity available =85 kVA | --> | 0.095 | 0 | 0.04 | 0.067 | 0 |  | --> | C13 ex MORNINGTON ROAD | Mornington Road [T41,T42] | DRYBRIDGE |  | 53.71 | -6.2986
MV/LV Substation FI***336Y |  | 10 kV | _ | LV | 200 kVA :Kiosk Substation | 0.2 | --> | 0.2 | 0 | 0 | Constrained, otherwise capacity available =103 kVA | --> | 0.19 | 0 | 0.059 | 0.159 | 0 |  | --> | C18 ex RATHMULLAN | Rathmullan [T41,T42] | DRYBRIDGE |  | 53.7041 | -6.3235
MV/LV Substation FA***337Z |  | 10 kV | _ | LV | 630 kVA :Building Structure | 0.63 | --> | 0.63 | 0 | 0 | Constrained, otherwise capacity available =420 kVA | --> | 0.598 | 0 | 0 | 0.5 | 0 |  | --> | C17 ex RATHMULLAN | Rathmullan [T41,T42] | DRYBRIDGE |  | 53.717 | -6.358
MV/LV Substation ST***340Y |  | 20 kV | _ | LV | 50 kVA :Pole Substation | 0.05 | --> | 0.05 | 0 | 0 | Constrained, otherwise capacity available =38 kVA | --> | 0.048 | 0 | 0 | 0 | 0 | Constrained, otherwise capacity available =49 kW | --> | E15 ex DULEEK | Duleek [T421,T422] | DRYBRIDGE |  | 53.657 | -6.4148
MV/LV Substation BO***340Z |  | 20 kV | _ | LV | 100 kVA :Pole Substation | 0.1 | --> | 0.1 | 0 | 0 | Constrained, otherwise capacity available =98 kVA | --> | 0.095 | 0 | 0 | 0.095 | 0 |  | --> | C17 ex DRYBRIDGE | Drybridge [T41,T42] | DRYBRIDGE |  | 53.7389 | -6.4234
MV/LV Substation P ***341Y |  | 20 kV | _ | LV | 50 kVA :Pole Substation | 0.05 | --> | 0.05 | 0 | 0 | Constrained, otherwise capacity available =50 kVA | --> | 0.048 | 0 | 0 | 0.048 | 0 |  | --> | E15 ex JULIANSTOWN | Julianstown [T421,T422] | DRYBRIDGE |  | 53.6343 | -6.2519
MV/LV Substation AN***341Z |  | 20 kV | _ | LV | 50 kVA :Pole Substation | 0.05 | --> | 0.05 | 0 | 0 | Constrained, otherwise capacity available =44 kVA | --> | 0.048 | 0 | 0.006 | 0.044 | 0 |  | --> | E17 ex JULIANSTOWN | Julianstown [T421,T422] | DRYBRIDGE |  | 53.6689 | -6.28
MV/LV Substation DO***342Z |  | 10 kV | _ | LV | 200 kVA :Kiosk Substation | 0.2 | --> | 0.2 | 0 | 0 | Constrained, otherwise capacity available =138 kVA | --> | 0.19 | 0 | 0 | 0.198 | 0 |  | --> | E11 ex SLANE | Slane [T421] | DRYBRIDGE |  | 53.7806 | -6.4909
MV/LV Substation AV***343Z |  | 10 kV | _ | LV | 400 kVA :Kiosk Substation | 0.4 | --> | 0.4 | 0 | 0 | Constrained, otherwise capacity available =366 kVA | --> | 0.38 | 0 | 0 | 0.385 | 0 |  | --> | C18 ex RATHMULLAN | Rathmullan [T41,T42] | DRYBRIDGE |  | 53.7054 | -6.3528
MV/LV Substation AR***344Z |  | 20 kV | _ | LV | 200 kVA :Kiosk Substation | 0.2 | --> | 0.2 | 0 | 0 | Constrained, otherwise capacity available =174 kVA | --> | 0.19 | 0 | 0 | 0.194 | 0 |  | --> | E17 ex JULIANSTOWN | Julianstown [T421,T422] | DRYBRIDGE |  | 53.6947 | -6.2599
MV/LV Substation PA***346Z |  | 20 kV | _ | LV | 50 kVA :Pole Substation | 0.05 | --> | 0.05 | 0 | 0 | Constrained, otherwise capacity available =35 kVA | --> | 0.048 | 0 | 0 | 0.05 | 0 |  | --> | E15 ex JULIANSTOWN | Julianstown [T421,T422] | DRYBRIDGE |  | 53.6355 | -6.2197
MV/LV Substation TH***347 |  | 20 kV | _ | LV | 200 kVA :Kiosk Substation | 0.2 | --> | 0.2 | 0 | 0 | Constrained, otherwise capacity available =147 kVA | --> | 0.19 | 0 | 0.039 | 0.168 | 0 |  | --> | C21 ex TERMONFECKIN ROAD | Termonfeckin Road [T41,T42] | DRYBRIDGE |  | 53.7659 | -6.2611
MV/LV Substation LU***347Y |  | 20 kV | _ | LV | 50 kVA :Pole Substation | 0.05 | --> | 0.05 | 0 | 0 | Constrained, otherwise capacity available =49 kVA | --> | 0.048 | 0 | 0 | 0 | 0 | Constrained, otherwise capacity available =48 kW | --> | E15 ex DULEEK | Duleek [T421,T422] | DRYBRIDGE |  | 53.6296 | -6.4043
MV/LV Substation GR***347Z |  | 10 kV | _ | LV | 400 kVA :Building Structure | 0.4 | --> | 0.4 | 0 | 0 | Constrained, otherwise capacity available =383 kVA | --> | 0.38 | 0 | 0 | 0.382 | 0 |  | --> | C15 ex TERMONFECKIN ROAD | Termonfeckin Road [T41,T42] | DRYBRIDGE |  | 53.7234 | -6.3243
MV/LV Substation AN***352Y |  | 20 kV | _ | LV | 100 kVA :Pole Substation | 0.1 | --> | 0.1 | 0 | 0 | Constrained, otherwise capacity available =66 kVA | --> | 0.095 | 0 | 0 | 0.1 | 0 |  | --> | C21 ex TERMONFECKIN ROAD | Termonfeckin Road [T41,T42] | DRYBRIDGE |  | 53.7547 | -6.2711
MV/LV Substation CR***354 |  | 20 kV | _ | LV | 50 kVA :Pole Substation | 0.05 | --> | 0.05 | 0 | 0 | Constrained, otherwise capacity available =50 kVA | --> | 0.048 | 0 | 0 | 0 | 0 | Constrained, otherwise capacity available =48 kW | --> | E15 ex DULEEK | Duleek [T421,T422] | DRYBRIDGE |  | 53.6841 | -6.4253
MV/LV Substation DU***356Y |  | 10 kV | _ | LV | 400 kVA :Building Structure | 0.4 | --> | 0.4 | 0 | 0 | Constrained, otherwise capacity available =195 kVA | --> | 0.38 | 0 | 0 | 0.407 | 0 |  | --> | C14 ex MORNINGTON ROAD | Mornington Road [T41,T42] | DRYBRIDGE |  | 53.7145 | -6.3504
MV/LV Substation TH***357Y |  | 20 kV | _ | LV | 50 kVA :Pole Substation | 0.05 | --> | 0.05 | 0 | 0 | Constrained, otherwise capacity available =50 kVA | --> | 0.048 | 0 | 0 | 0 | 0 | Constrained, otherwise capacity available =48 kW | --> | E17 ex DULEEK | Duleek [T421,T422] | DRYBRIDGE |  | 53.6322 | -6.4814
MV/LV Substation TU***358Y |  | 20 kV | _ | LV | 50 kVA :Pole Substation | 0.05 | --> | 0.05 | 0 | 0 | Constrained, otherwise capacity available =50 kVA | --> | 0.048 | 0 | 0 | 0.048 | 0 |  | --> | E15 ex JULIANSTOWN | Julianstown [T421,T422] | DRYBRIDGE |  | 53.6297 | -6.2458
MV/LV Substation BA***359Y |  | 20 kV | _ | LV | 200 kVA :Kiosk Substation | 0.2 | --> | 0.2 | 0 | 0 | Constrained, otherwise capacity available =200 kVA | --> | 0.19 | 0 | 0 | 0.19 | 0 |  | --> | E16 ex JULIANSTOWN | Julianstown [T421,T422] | DRYBRIDGE |  | 53.6475 | -6.251
MV/LV Substation SE***361 |  | 20 kV | _ | LV | 50 kVA :Pole Substation | 0.05 | --> | 0.05 | 0 | 0 | Constrained, otherwise capacity available =38 kVA | --> | 0.048 | 0 | 0.009 | 0.042 | 0 |  | --> | C21 ex TERMONFECKIN ROAD | Termonfeckin Road [T41,T42] | DRYBRIDGE |  | 53.7598 | -6.2495
MV/LV Substation AL***361Y |  | 20 kV | _ | LV | 200 kVA :Kiosk Substation | 0.2 | --> | 0.2 | 0 | 0 | Constrained, otherwise capacity available =111 kVA | --> | 0.19 | 0 | 0.07 | 0.15 | 0 |  | --> | C17 ex DRYBRIDGE | Drybridge [T41,T42] | DRYBRIDGE |  | 53.7393 | -6.4192
MV/LV Substation CE***362 |  | 20 kV | _ | LV | 50 kVA :Pole Substation | 0.05 | --> | 0.05 | 0 | 0 | Constrained, otherwise capacity available =50 kVA | --> | 0.048 | 0 | 0 | 0 | 0 | Constrained, otherwise capacity available =48 kW | --> | E15 ex DULEEK | Duleek [T421,T422] | DRYBRIDGE |  | 53.6809 | -6.3854
MV/LV Substation NE***363Z |  | 20 kV | _ | LV | 100 kVA :Pole Substation | 0.1 | --> | 0.1 | 0 | 0 | Constrained, otherwise capacity available =94 kVA | --> | 0.095 | 0 | 0 | 0.096 | 0 |  | --> | E19 ex SLANE | Slane [T421] | DRYBRIDGE |  | 53.7239 | -6.5787
MV/LV Substation NE***364Z |  | 20 kV | _ | LV | 50 kVA :Pole Substation | 0.05 | --> | 0.05 | 0 | 0 | Constrained, otherwise capacity available =47 kVA | --> | 0.048 | 0 | 0 | 0.048 | 0 |  | --> | E19 ex SLANE | Slane [T421] | DRYBRIDGE |  | 53.7244 | -6.5787
MV/LV Substation SA***366 |  | 20 kV | _ | LV | 50 kVA :Pole Substation | 0.05 | --> | 0.05 | 0 | 0 | Constrained, otherwise capacity available =48 kVA | --> | 0.048 | 0 | 0 | 0.048 | 0 |  | --> | E16 ex JULIANSTOWN | Julianstown [T421,T422] | DRYBRIDGE |  | 53.6479 | -6.2529
MV/LV Substation SI***366Z |  | 10 kV | _ | LV | 630 kVA :Kiosk Substation | 0.63 | --> | 0.63 | 0 | 0 | Constrained, otherwise capacity available =630 kVA | --> | 0.598 | 0 | 0 | 0.5 | 0 |  | --> | C17 ex MORNINGTON ROAD | Mornington Road [T41,T42] | DRYBRIDGE |  | 53.7147 | -6.3442
MV/LV Substation AV***367Z |  | 10 kV | _ | LV | 400 kVA :Kiosk Substation | 0.4 | --> | 0.4 | 0 | 0 | Constrained, otherwise capacity available =254 kVA | --> | 0.38 | 0 | 0.078 | 0.342 | 0 |  | --> | C18 ex RATHMULLAN | Rathmullan [T41,T42] | DRYBRIDGE |  | 53.7028 | -6.3539
MV/LV Substation DO***368 |  | 20 kV | _ | LV | 50 kVA :Pole Substation | 0.05 | --> | 0.05 | 0 | 0 | Constrained, otherwise capacity available =35 kVA | --> | 0.048 | 0 | 0.009 | 0.043 | 0 |  | --> | C13 ex MORNINGTON ROAD | Mornington Road [T41,T42] | DRYBRIDGE |  | 53.7181 | -6.2595
MV/LV Substation DE***369Z |  | 10 kV | _ | LV | 400 kVA :Kiosk Substation | 0.4 | --> | 0.4 | 0 | 0 | Constrained, otherwise capacity available =296 kVA | --> | 0.38 | 0 | 0.158 | 0.277 | 0 |  | --> | C19 ex DRYBRIDGE | Drybridge [T41,T42] | DRYBRIDGE |  | 53.7278 | -6.3608
MV/LV Substation SH***370Y |  | 10 kV | _ | LV | 400 kVA :Kiosk Substation | 0.4 | --> | 0.4 | 0 | 0 | Constrained, otherwise capacity available =300 kVA | --> | 0.38 | 0 | 0.028 | 0.373 | 0 |  | --> | C22 ex TERMONFECKIN ROAD | Termonfeckin Road [T41,T42] | DRYBRIDGE |  | 53.7214 | -6.3296
MV/LV Substation CO***371 |  | 20 kV | _ | LV | 50 kVA :Pole Substation | 0.05 | --> | 0.05 | 0 | 0 | Constrained, otherwise capacity available =50 kVA | --> | 0.048 | 0 | 0 | 0.048 | 0 |  | --> | C13 ex MORNINGTON ROAD | Mornington Road [T41,T42] | DRYBRIDGE |  | 53.7078 | -6.2872
MV/LV Substation BA***371Y |  | 20 kV | _ | LV | 200 kVA :Kiosk Substation | 0.2 | --> | 0.2 | 0 | 0 | Constrained, otherwise capacity available =127 kVA | --> | 0.19 | 0 | 0.006 | 0 | 0 | Constrained, otherwise capacity available =195 kW | --> | E15 ex DULEEK | Duleek [T421,T422] | DRYBRIDGE |  | 53.6533 | -6.4224
MV/LV Substation CO***371Z |  | 10 kV | _ | LV | 630 kVA :Building Structure | 0.63 | --> | 0.63 | 0 | 0 | Constrained, otherwise capacity available =380 kVA | --> | 0.598 | 0 | 0 | 0.5 | 0 |  | --> | C12 ex MORNINGTON ROAD | Mornington Road [T41,T42] | DRYBRIDGE |  | 53.702 | -6.312
MV/LV Substation CO***372Y |  | 10 kV | _ | LV | 630 kVA :Kiosk Substation | 0.63 | --> | 0.63 | 0 | 0 | Constrained, otherwise capacity available =582 kVA | --> | 0.598 | 0 | 0 | 0.5 | 0 |  | --> | C20 ex DRYBRIDGE | Drybridge [T41,T42] | DRYBRIDGE |  | 53.7159 | -6.3461
MV/LV Substation CO***372Z |  | 10 kV | _ | LV | 630 kVA :Building Structure | 0.63 | --> | 0.63 | 0 | 0 | Constrained, otherwise capacity available =603 kVA | --> | 0.598 | 0 | 0 | 0.5 | 0 |  | --> | C12 ex MORNINGTON ROAD | Mornington Road [T41,T42] | DRYBRIDGE |  | 53.702 | -6.3119
MV/LV Substation CO***373Z |  | 10 kV | _ | LV | 400 kVA :Building Structure | 0.4 | --> | 0.4 | 0 | 0 | Constrained, otherwise capacity available =286 kVA | --> | 0.38 | 0 | 0 | 0.395 | 0 |  | --> | C12 ex MORNINGTON ROAD | Mornington Road [T41,T42] | DRYBRIDGE |  | 53.7023 | -6.3094
MV/LV Substation NE***374Y |  | 20 kV | _ | LV | 630 kVA :Building Structure | 0.63 | --> | 0.63 | 0 | 0 | Constrained, otherwise capacity available =500 kVA | --> | 0.598 | 0 | 0 | 0.5 | 0 |  | --> | E16 ex JULIANSTOWN | Julianstown [T421,T422] | DRYBRIDGE |  | 53.6975 | -6.2435
MV/LV Substation CO***374Z |  | 10 kV | _ | LV | 630 kVA :Building Structure | 0.63 | --> | 0.63 | 0 | 0 | Constrained, otherwise capacity available =587 kVA | --> | 0.598 | 0 | 0 | 0.5 | 0 |  | --> | C12 ex MORNINGTON ROAD | Mornington Road [T41,T42] | DRYBRIDGE |  | 53.7029 | -6.3106
MV/LV Substation RI***375Y |  | 20 kV | _ | LV | 50 kVA :Pole Substation | 0.05 | --> | 0.05 | 0 | 0 | Constrained, otherwise capacity available =40 kVA | --> | 0.048 | 0 | 0 | 0.049 | 0 |  | --> | E16 ex JULIANSTOWN | Julianstown [T421,T422] | DRYBRIDGE |  | 53.6489 | -6.2513
MV/LV Substation M1***375Z |  | 10 kV | _ | LV | 200 kVA :Kiosk Substation | 0.2 | --> | 0.2 | 0 | 0 | Constrained, otherwise capacity available =128 kVA | --> | 0.19 | 0 | 0 | 0.2 | 0 |  | --> | C19 ex DRYBRIDGE | Drybridge [T41,T42] | DRYBRIDGE |  | 53.728 | -6.3887
MV/LV Substation CO***377 |  | 20 kV | _ | LV | 100 kVA :Pole Substation | 0.1 | --> | 0.1 | 0 | 0 | Constrained, otherwise capacity available =58 kVA | --> | 0.095 | 0 | 0.012 | 0 | 0 | Constrained, otherwise capacity available =92 kW | --> | E15 ex DULEEK | Duleek [T421,T422] | DRYBRIDGE |  | 53.6581 | -6.4191
MV/LV Substation MC***377Z |  | 20 kV | _ | LV | 200 kVA :Pole Substation | 0.2 | --> | 0.2 | 0 | 0 | Constrained, otherwise capacity available =114 kVA | --> | 0.19 | 0 | 0 | 0.201 | 0 |  | --> | E17 ex JULIANSTOWN | Julianstown [T421,T422] | DRYBRIDGE |  | 53.6945 | -6.318
MV/LV Substation SA***379 |  | 20 kV | _ | LV | 200 kVA :Pole Substation | 0.2 | --> | 0.2 | 0 | 0 | Constrained, otherwise capacity available =200 kVA | --> | 0.19 | 0 | 0 | 0.19 | 0 |  | --> | E16 ex JULIANSTOWN | Julianstown [T421,T422] | DRYBRIDGE |  | 53.6539 | -6.248
MV/LV Substation IR***379Z |  | 20 kV | _ | LV | 50 kVA :Pole Substation | 0.05 | --> | 0.05 | 0 | 0 | Constrained, otherwise capacity available =47 kVA | --> | 0.048 | 0 | 0 | 0.048 | 0 |  | --> | E16 ex JULIANSTOWN | Julianstown [T421,T422] | DRYBRIDGE |  | 53.6494 | -6.2349
MV/LV Substation BO***381Y |  | 10 kV | _ | LV | 200 kVA :Kiosk Substation | 0.2 | --> | 0.2 | 0 | 0 | Constrained, otherwise capacity available =108 kVA | --> | 0.19 | 0 | 0.046 | 0.168 | 0 |  | --> | C18 ex DRYBRIDGE | Drybridge [T41,T42] | DRYBRIDGE |  | 53.7197 | -6.3823
MV/LV Substation CA***381Z |  | 10 kV | _ | LV | 50 kVA :Pole Substation | 0.05 | --> | 0.05 | 0 | 0 | Constrained, otherwise capacity available =44 kVA | --> | 0.048 | 0 | 0.011 | 0.04 | 0 |  | --> | E11 ex SLANE | Slane [T421] | DRYBRIDGE |  | 53.7583 | -6.5319
MV/LV Substation FU***386Y |  | 10 kV | _ | LV | 50 kVA :Pole Substation | 0.05 | --> | 0.05 | 0 | 0 | Constrained, otherwise capacity available =50 kVA | --> | 0.048 | 0 | 0 | 0.048 | 0 |  | --> | C13 ex DRYBRIDGE | Drybridge [T41,T42] | DRYBRIDGE |  | 53.7692 | -6.396
MV/LV Substation KI***389Z |  | 20 kV | _ | LV | 50 kVA :Pole Substation | 0.05 | --> | 0.05 | 0 | 0 | Constrained, otherwise capacity available =48 kVA | --> | 0.048 | 0 | 0 | 0.048 | 0 |  | --> | E15 ex JULIANSTOWN | Julianstown [T421,T422] | DRYBRIDGE |  | 53.6307 | -6.2796
MV/LV Substation MO***390 |  | 20 kV | _ | LV | 100 kVA :Pole Substation | 0.1 | --> | 0.1 | 0 | 0 | Constrained, otherwise capacity available =62 kVA | --> | 0.095 | 0 | 0.025 | 0.082 | 0 |  | --> | C13 ex MORNINGTON ROAD | Mornington Road [T41,T42] | DRYBRIDGE |  | 53.7187 | -6.2546
MV/LV Substation KI***392Z |  | 10 kV | _ | LV | 200 kVA :Kiosk Substation | 0.2 | --> | 0.2 | 0 | 0 | Constrained, otherwise capacity available =161 kVA | --> | 0.19 | 0 | 0 | 0.195 | 0 |  | --> | C17 ex RATHMULLAN | Rathmullan [T41,T42] | DRYBRIDGE |  | 53.7147 | -6.3803
MV/LV Substation HI***393 |  | 20 kV | _ | LV | 200 kVA :Kiosk Substation | 0.2 | --> | 0.2 | 0 | 0 | Constrained, otherwise capacity available =148 kVA | --> | 0.19 | 0 | 0.049 | 0 | 0 | Constrained, otherwise capacity available =161 kW | --> | E15 ex DULEEK | Duleek [T421,T422] | DRYBRIDGE |  | 53.6687 | -6.4207
MV/LV Substation AN***398Z |  | 20 kV | _ | LV | 50 kVA :Pole Substation | 0.05 | --> | 0.05 | 0 | 0 | Constrained, otherwise capacity available =34 kVA | --> | 0.048 | 0 | 0 | 0.05 | 0 |  | --> | E18 ex JULIANSTOWN | Julianstown [T421,T422] | DRYBRIDGE |  | 53.6752 | -6.3577
MV/LV Substation CO***4006 |  | 20 kV | _ | LV | 50 kVA :Pole Substation | 0.05 | --> | 0.05 | 0 | 0 | Constrained, otherwise capacity available =38 kVA | --> | 0.048 | 0 | 0.01 | 0.042 | 0 |  | --> | E17 ex JULIANSTOWN | Julianstown [T421,T422] | DRYBRIDGE |  | 53.7065 | -6.2952
MV/LV Substation CO***4025 |  | 20 kV | _ | LV | 400 kVA :Building Structure | 0.4 | --> | 0.4 | 0 | 0 | Constrained, otherwise capacity available =303 kVA | --> | 0.38 | 0 | 0.02 | 0.378 | 0 |  | --> | E16 ex JULIANSTOWN | Julianstown [T421,T422] | DRYBRIDGE |  | 53.6923 | -6.2436
MV/LV Substation BR***403Y |  | 10 kV | _ | LV | 100 kVA :Pole Substation | 0.1 | --> | 0.1 | 0 | 0 | Constrained, otherwise capacity available =7 kVA | --> | 0.095 | 0 | 0 | 0.107 | 0 |  | --> | E11 ex SLANE | Slane [T421] | DRYBRIDGE |  | 53.7582 | -6.5053
MV/LV Substation OR***403Z |  | 10 kV | _ | LV | 50 kVA :Pole Substation | 0.05 | --> | 0.05 | 0 | 0 | Constrained, otherwise capacity available =50 kVA | --> | 0.048 | 0 | 0 | 0.048 | 0 |  | --> | E11 ex SLANE | Slane [T421] | DRYBRIDGE |  | 53.7852 | -6.5084
MV/LV Substation AB***4041 |  | 20 kV | _ | LV | 200 kVA :Pole Substation | 0.2 | --> | 0.2 | 0 | 0 | Constrained, otherwise capacity available =183 kVA | --> | 0.19 | 0 | 0 | 0 | 0 | Constrained, otherwise capacity available =192 kW | --> | E15 ex DULEEK | Duleek [T421,T422] | DRYBRIDGE |  | 53.6463 | -6.424
MV/LV Substation RE***4056 |  | 20 kV | _ | LV | 200 kVA :Pole Substation | 0.2 | --> | 0.2 | 0 | 0 | Constrained, otherwise capacity available =158 kVA | --> | 0.19 | 0 | 0 | 0.196 | 0 |  | --> | C13 ex MORNINGTON ROAD | Mornington Road [T41,T42] | DRYBRIDGE |  | 53.708 | -6.2744
MV/LV Substation BO***4057 |  | 10 kV | _ | LV | 400 kVA :Kiosk Substation | 0.4 | --> | 0.4 | 0 | 0 | Constrained, otherwise capacity available =359 kVA | --> | 0.38 | 0 | 0.008 | 0.38 | 0 |  | --> | C12 ex DRYBRIDGE | Drybridge [T41,T42] | DRYBRIDGE |  | 53.721 | -6.3713
MV/LV Substation SA***405X |  | 20 kV | _ | LV | 50 kVA :Pole Substation | 0.05 | --> | 0.05 | 0 | 0 | Constrained, otherwise capacity available =48 kVA | --> | 0.048 | 0 | 0 | 0.048 | 0 |  | --> | E16 ex JULIANSTOWN | Julianstown [T421,T422] | DRYBRIDGE |  | 53.6545 | -6.2627
MV/LV Substation BA***4069 |  | 10 kV | _ | LV | 50 kVA :Pole Substation | 0.05 | --> | 0.05 | 0 | 0 | Constrained, otherwise capacity available =38 kVA | --> | 0.048 | 0 | 0 | 0.049 | 0 |  | --> | C20 ex TERMONFECKIN ROAD | Termonfeckin Road [T41,T42] | DRYBRIDGE |  | 53.749 | -6.2763
MV/LV Substation BR***4071 |  | 10 kV | _ | LV | 100 kVA :Pole Substation | 0.1 | --> | 0.1 | 0 | 0 | Constrained, otherwise capacity available =41 kVA | --> | 0.095 | 0 | 0 | 0.103 | 0 |  | --> | E11 ex SLANE | Slane [T421] | DRYBRIDGE |  | 53.7595 | -6.5178
MV/LV Substation MO***4076 |  | 20 kV | _ | LV | 50 kVA :Pole Substation | 0.05 | --> | 0.05 | 0 | 0 | Constrained, otherwise capacity available =46 kVA | --> | 0.048 | 0 | 0 | 0.048 | 0 |  | --> | E18 ex JULIANSTOWN | Julianstown [T421,T422] | DRYBRIDGE |  | 53.6738 | -6.373
MV/LV Substation CA***408 |  | 10 kV | _ | LV | 50 kVA :Pole Substation | 0.05 | --> | 0.05 | 0 | 0 | Constrained, otherwise capacity available =39 kVA | --> | 0.048 | 0 | 0 | 0.049 | 0 |  | --> | C13 ex DRYBRIDGE | Drybridge [T41,T42] | DRYBRIDGE |  | 53.754 | -6.3493
MV/LV Substation RA***4081 |  | 20 kV | _ | LV | 50 kVA :Pole Substation | 0.05 | --> | 0.05 | 0 | 0 | Constrained, otherwise capacity available =45 kVA | --> | 0.048 | 0 | 0 | 0.048 | 0 |  | --> | E21 ex SLANE | Slane [T421] | DRYBRIDGE |  | 53.6653 | -6.5225
MV/LV Substation BA***4084 |  | 10 kV | _ | LV | 50 kVA :Pole Substation | 0.05 | --> | 0.05 | 0 | 0 | Constrained, otherwise capacity available =36 kVA | --> | 0.048 | 0 | 0.006 | 0.045 | 0 |  | --> | C22 ex TERMONFECKIN ROAD | Termonfeckin Road [T41,T42] | DRYBRIDGE |  | 53.7322 | -6.3463
MV/LV Substation CA***4097 |  | 20 kV | _ | LV | 200 kVA :Pole Substation | 0.2 | --> | 0.2 | 0 | 0 | Constrained, otherwise capacity available =200 kVA | --> | 0.19 | 0 | 0 | 0.19 | 0 |  | --> | E18 ex JULIANSTOWN | Julianstown [T421,T422] | DRYBRIDGE |  | 53.6727 | -6.3753
MV/LV Substation WE***409X |  | 20 kV | _ | LV | 200 kVA :Kiosk Substation | 0.2 | --> | 0.2 | 0 | 0 | Constrained, otherwise capacity available =108 kVA | --> | 0.19 | 0 | 0.069 | 0.151 | 0 |  | --> | E17 ex JULIANSTOWN | Julianstown [T421,T422] | DRYBRIDGE |  | 53.7031 | -6.2599
MV/LV Substation TU***409Z |  | 10 kV | _ | LV | 400 kVA :Kiosk Substation | 0.4 | --> | 0.4 | 0 | 0 | Constrained, otherwise capacity available =336 kVA | --> | 0.38 | 0 | 0.012 | 0.38 | 0 |  | --> | C18 ex DRYBRIDGE | Drybridge [T41,T42] | DRYBRIDGE |  | 53.7225 | -6.3886
MV/LV Substation BE***4104 |  | 10 kV | _ | LV | 50 kVA :Pole Substation | 0.05 | --> | 0.05 | 0 | 0 | Constrained, otherwise capacity available =50 kVA | --> | 0.048 | 0 | 0 | 0.048 | 0 |  | --> | C21 ex TERMONFECKIN ROAD | Termonfeckin Road [T41,T42] | DRYBRIDGE |  | 53.7416 | -6.3113
MV/LV Substation MA***4105 |  | 10 kV | _ | LV | 50 kVA :Pole Substation | 0.05 | --> | 0.05 | 0 | 0 | Constrained, otherwise capacity available =49 kVA | --> | 0.048 | 0 | 0 | 0.048 | 0 |  | --> | E11 ex SLANE | Slane [T421] | DRYBRIDGE |  | 53.7767 | -6.4801
MV/LV Substation RO***4106 |  | 20 kV | _ | LV | 200 kVA :Kiosk Substation | 0.2 | --> | 0.2 | 0 | 0 | Constrained, otherwise capacity available =188 kVA | --> | 0.19 | 0 | 0 | 0.192 | 0 |  | --> | E21 ex SLANE | Slane [T421] | DRYBRIDGE |  | 53.7047 | -6.5575
MV/LV Substation BA***4107 |  | 10 kV | _ | LV | 200 kVA :Building Structure | 0.2 | --> | 0.2 | 0 | 0 | Constrained, otherwise capacity available =136 kVA | --> | 0.19 | 0 | 0.005 | 0.195 | 0 |  | --> | C22 ex TERMONFECKIN ROAD | Termonfeckin Road [T41,T42] | DRYBRIDGE |  | 53.7306 | -6.3451
MV/LV Substation PL***4108 |  | 10 kV | _ | LV | 100 kVA :Pole Substation | 0.1 | --> | 0.1 | 0 | 0 | Constrained, otherwise capacity available =29 kVA | --> | 0.095 | 0 | 0.05 | 0.067 | 0 |  | --> | C20 ex RATHMULLAN | Rathmullan [T41,T42] | DRYBRIDGE |  | 53.6885 | -6.3945
MV/LV Substation BR***410X |  | 10 kV | _ | LV | 200 kVA :Pole Substation | 0.2 | --> | 0.2 | 0 | 0 | Constrained, otherwise capacity available =164 kVA | --> | 0.19 | 0 | 0.003 | 0.193 | 0 |  | --> | C22 ex TERMONFECKIN ROAD | Termonfeckin Road [T41,T42] | DRYBRIDGE |  | 53.7222 | -6.3352
MV/LV Substation RE***4112 |  | 20 kV | _ | LV | 100 kVA :Pole Substation | 0.1 | --> | 0.1 | 0 | 0 | Constrained, otherwise capacity available =72 kVA | --> | 0.095 | 0 | 0.002 | 0.097 | 0 |  | --> | E15 ex JULIANSTOWN | Julianstown [T421,T422] | DRYBRIDGE |  | 53.6196 | -6.273
MV/LV Substation BA***411Z |  | 10 kV | _ | LV | 100 kVA :Pole Substation | 0.1 | --> | 0.1 | 0 | 0 | Constrained, otherwise capacity available =82 kVA | --> | 0.095 | 0 | 0 | 0.097 | 0 |  | --> | C20 ex TERMONFECKIN ROAD | Termonfeckin Road [T41,T42] | DRYBRIDGE |  | 53.7387 | -6.2669
MV/LV Substation ST***412Y |  | 10 kV | _ | LV | 50 kVA :Pole Substation | 0.05 | --> | 0.05 | 0 | 0 | Constrained, otherwise capacity available =20 kVA | --> | 0.048 | 0 | 0 | 0.052 | 0 |  | --> | E11 ex SLANE | Slane [T421] | DRYBRIDGE |  | 53.7626 | -6.4938
MV/LV Substation MM***412Z |  | 10 kV | _ | LV | 400 kVA :Building Structure | 0.4 | --> | 0.4 | 0 | 0 | Constrained, otherwise capacity available =312 kVA | --> | 0.38 | 0 | 0 | 0.392 | 0 |  | --> | C20 ex DRYBRIDGE | Drybridge [T41,T42] | DRYBRIDGE |  | 53.7219 | -6.351
MV/LV Substation HI***4134 |  | 20 kV | _ | LV | 200 kVA :Pole Substation | 0.2 | --> | 0.2 | 0 | 0 | Constrained, otherwise capacity available =169 kVA | --> | 0.19 | 0 | 0 | 0.194 | 0 |  | --> | E18 ex JULIANSTOWN | Julianstown [T421,T422] | DRYBRIDGE |  | 53.6555 | -6.3552
MV/LV Substation ST***4155 |  | 10 kV | _ | LV | 400 kVA :Kiosk Substation | 0.4 | --> | 0.4 | 0 | 0 | Constrained, otherwise capacity available =323 kVA | --> | 0.38 | 0 | 0.005 | 0.387 | 0 |  | --> | C16 ex RATHMULLAN | Rathmullan [T41,T42] | DRYBRIDGE |  | 53.7109 | -6.3752
MV/LV Substation MA***4156 |  | 20 kV | _ | LV | 400 kVA :Kiosk Substation | 0.4 | --> | 0.4 | 0 | 0 | Constrained, otherwise capacity available =206 kVA | --> | 0.38 | 0 | 0.15 | 0.294 | 0 |  | --> | C13 ex MORNINGTON ROAD | Mornington Road [T41,T42] | DRYBRIDGE |  | 53.713 | -6.2845
MV/LV Substation WA***416 |  | 10 kV | _ | LV | 200 kVA :Pole Substation | 0.2 | --> | 0.2 | 0 | 0 | Constrained, otherwise capacity available =166 kVA | --> | 0.19 | 0 | 0 | 0.194 | 0 |  | --> | C22 ex TERMONFECKIN ROAD | Termonfeckin Road [T41,T42] | DRYBRIDGE |  | 53.7377 | -6.3453
MV/LV Substation NO***4163 |  | 10 kV | _ | LV | 100 kVA :Pole Substation | 0.1 | --> | 0.1 | 0 | 0 | Constrained, otherwise capacity available =50 kVA | --> | 0.095 | 0 | 0 | 0.102 | 0 |  | --> | C19 ex DRYBRIDGE | Drybridge [T41,T42] | DRYBRIDGE |  | 53.7277 | -6.3663
MV/LV Substation BO***416X |  | 10 kV | _ | LV | 400 kVA :Kiosk Substation | 0.4 | --> | 0.4 | 0 | 0 | Constrained, otherwise capacity available =339 kVA | --> | 0.38 | 0 | 0 | 0.388 | 0 |  | --> | C12 ex MORNINGTON ROAD | Mornington Road [T41,T42] | DRYBRIDGE |  | 53.7089 | -6.3137
MV/LV Substation ST***417 |  | 10 kV | _ | LV | 400 kVA :Kiosk Substation | 0.4 | --> | 0.4 | 0 | 0 | Constrained, otherwise capacity available =305 kVA | --> | 0.38 | 0 | 0.3 | 0.17 | 0 |  | --> | C22 ex TERMONFECKIN ROAD | Termonfeckin Road [T41,T42] | DRYBRIDGE |  | 53.7321 | -6.3481
MV/LV Substation CO***4170 |  | 20 kV | _ | LV | 400 kVA :Kiosk Substation | 0.4 | --> | 0.4 | 0 | 0 | Constrained, otherwise capacity available =332 kVA | --> | 0.38 | 0 | 0.124 | 0.297 | 0 |  | --> | E16 ex JULIANSTOWN | Julianstown [T421,T422] | DRYBRIDGE |  | 53.705 | -6.2519
MV/LV Substation AN***4171 |  | 20 kV | _ | LV | 630 kVA :Building Structure | 0.63 | --> | 0.63 | 0 | 0 | Constrained, otherwise capacity available =489 kVA | --> | 0.598 | 0 | 0 | 0.5 | 0 |  | --> | E16 ex JULIANSTOWN | Julianstown [T421,T422] | DRYBRIDGE |  | 53.6961 | -6.2488
MV/LV Substation MO***4172 |  | 10 kV | _ | LV | 200 kVA :Kiosk Substation | 0.2 | --> | 0.2 | 0 | 0 | Constrained, otherwise capacity available =185 kVA | --> | 0.19 | 0 | 0 | 0.192 | 0 |  | --> | C12 ex MORNINGTON ROAD | Mornington Road [T41,T42] | DRYBRIDGE |  | 53.7145 | -6.3363
MV/LV Substation SH***4173 |  | 20 kV | _ | LV | 50 kVA :Pole Substation | 0.05 | --> | 0.05 | 0 | 0 | Constrained, otherwise capacity available =45 kVA | --> | 0.048 | 0 | 0.015 | 0.037 | 0 |  | --> | C17 ex DRYBRIDGE | Drybridge [T41,T42] | DRYBRIDGE |  | 53.7235 | -6.4589
MV/LV Substation CO***4179 |  | 10 kV | _ | LV | 400 kVA :Kiosk Substation | 0.4 | --> | 0.4 | 0 | 0 | Constrained, otherwise capacity available =353 kVA | --> | 0.38 | 0 | 0 | 0.386 | 0 |  | --> | C17 ex RATHMULLAN | Rathmullan [T41,T42] | DRYBRIDGE |  | 53.7148 | -6.3566
MV/LV Substation CO***417X |  | 10 kV | _ | LV | 50 kVA :Pole Substation | 0.05 | --> | 0.05 | 0 | 0 | Constrained, otherwise capacity available =32 kVA | --> | 0.048 | 0 | 0.011 | 0.042 | 0 |  | --> | C18 ex RATHMULLAN | Rathmullan [T41,T42] | DRYBRIDGE |  | 53.7036 | -6.3175
MV/LV Substation LI***4182 |  | 20 kV | _ | LV | 50 kVA :Pole Substation | 0.05 | --> | 0.05 | 0 | 0 | Constrained, otherwise capacity available =43 kVA | --> | 0.048 | 0 | 0 | 0.048 | 0 |  | --> | E16 ex JULIANSTOWN | Julianstown [T421,T422] | DRYBRIDGE |  | 53.6493 | -6.3016
MV/LV Substation MU***4183 |  | 20 kV | _ | LV | 50 kVA :Pole Substation | 0.05 | --> | 0.05 | 0 | 0 | Constrained, otherwise capacity available =40 kVA | --> | 0.048 | 0 | 0 | 0.049 | 0 |  | --> | E15 ex JULIANSTOWN | Julianstown [T421,T422] | DRYBRIDGE |  | 53.6299 | -6.3043
MV/LV Substation KN***4190 |  | 10 kV | _ | LV | 400 kVA :Kiosk Substation | 0.4 | --> | 0.4 | 0 | 0 | Constrained, otherwise capacity available =280 kVA | --> | 0.38 | 0 | 0.064 | 0.349 | 0 |  | --> | C18 ex RATHMULLAN | Rathmullan [T41,T42] | DRYBRIDGE |  | 53.6991 | -6.3654
MV/LV Substation CI***4197 |  | 20 kV | _ | LV | 200 kVA :Kiosk Substation | 0.2 | --> | 0.2 | 0 | 0 | Constrained, otherwise capacity available =165 kVA | --> | 0.19 | 0 | 0 | 0.195 | 0 |  | --> | E15 ex JULIANSTOWN | Julianstown [T421,T422] | DRYBRIDGE |  | 53.6374 | -6.2585
MV/LV Substation HI***419X |  | 20 kV | _ | LV | 50 kVA :Pole Substation | 0.05 | --> | 0.05 | 0 | 0 | Constrained, otherwise capacity available =33 kVA | --> | 0.048 | 0 | 0 | 0.05 | 0 |  | --> | E18 ex JULIANSTOWN | Julianstown [T421,T422] | DRYBRIDGE |  | 53.6521 | -6.3524
MV/LV Substation DU***4206 |  | 20 kV | _ | LV | 400 kVA :Kiosk Substation | 0.4 | --> | 0.4 | 0 | 0 | Constrained, otherwise capacity available =322 kVA | --> | 0.38 | 0 | 0.142 | 0.285 | 0 |  | --> | E17 ex JULIANSTOWN | Julianstown [T421,T422] | DRYBRIDGE |  | 53.7083 | -6.2603
MV/LV Substation DU***4207 |  | 20 kV | _ | LV | 400 kVA :Kiosk Substation | 0.4 | --> | 0.4 | 0 | 0 | Constrained, otherwise capacity available =341 kVA | --> | 0.38 | 0 | 0.066 | 0.339 | 0 |  | --> | E17 ex JULIANSTOWN | Julianstown [T421,T422] | DRYBRIDGE |  | 53.708 | -6.2586
MV/LV Substation MA***4208 |  | 20 kV | _ | LV | 400 kVA :Kiosk Substation | 0.4 | --> | 0.4 | 0 | 0 | Constrained, otherwise capacity available =245 kVA | --> | 0.38 | 0 | 0.096 | 0.33 | 0 |  | --> | C13 ex MORNINGTON ROAD | Mornington Road [T41,T42] | DRYBRIDGE |  | 53.7148 | -6.2865
MV/LV Substation WH***4209 |  | 20 kV | _ | LV | 400 kVA :Kiosk Substation | 0.4 | --> | 0.4 | 0 | 0 | Constrained, otherwise capacity available =365 kVA | --> | 0.38 | 0 | 0.044 | 0.352 | 0 |  | --> | E17 ex JULIANSTOWN | Julianstown [T421,T422] | DRYBRIDGE |  | 53.7011 | -6.2698
MV/LV Substation DO***420X |  | 20 kV | _ | LV | 100 kVA :Pole Substation | 0.1 | --> | 0.1 | 0 | 0 | Constrained, otherwise capacity available =66 kVA | --> | 0.095 | 0 | 0.036 | 0.073 | 0 |  | --> | C13 ex MORNINGTON ROAD | Mornington Road [T41,T42] | DRYBRIDGE |  | 53.709 | -6.2784
MV/LV Substation DO***4210 |  | 20 kV | _ | LV | 400 kVA :Kiosk Substation | 0.4 | --> | 0.4 | 0 | 0 | Constrained, otherwise capacity available =323 kVA | --> | 0.38 | 0 | 0.09 | 0.324 | 0 |  | --> | C13 ex MORNINGTON ROAD | Mornington Road [T41,T42] | DRYBRIDGE |  | 53.7144 | -6.2844
MV/LV Substation AN***4211 |  | 10 kV | _ | LV | 200 kVA :Kiosk Substation | 0.2 | --> | 0.2 | 0 | 0 | Constrained, otherwise capacity available =174 kVA | --> | 0.19 | 0 | 0.002 | 0.192 | 0 |  | --> | C20 ex DRYBRIDGE | Drybridge [T41,T42] | DRYBRIDGE |  | 53.7255 | -6.3309
MV/LV Substation TB***4220 |  | 20 kV | _ | LV | 50 kVA :Pole Substation | 0.05 | --> | 0.05 | 0 | 0 | Constrained, otherwise capacity available =50 kVA | --> | 0.048 | 0 | 0 | 0.048 | 0 |  | --> | C13 ex MORNINGTON ROAD | Mornington Road [T41,T42] | DRYBRIDGE |  | 53.7146 | -6.2889
MV/LV Substation BE***4224 |  | 10 kV | _ | LV | 400 kVA :Kiosk Substation | 0.4 | --> | 0.4 | 0 | 0 | Constrained, otherwise capacity available =262 kVA | --> | 0.38 | 0 | 0.052 | 0.36 | 0 |  | --> | C21 ex TERMONFECKIN ROAD | Termonfeckin Road [T41,T42] | DRYBRIDGE |  | 53.7291 | -6.326
MV/LV Substation BR***4229 |  | 10 kV | _ | LV | 200 kVA :Pole Substation | 0.2 | --> | 0.2 | 0 | 0 | Constrained, otherwise capacity available =163 kVA | --> | 0.19 | 0 | 0.03 | 0.173 | 0 |  | --> | C20 ex TERMONFECKIN ROAD | Termonfeckin Road [T41,T42] | DRYBRIDGE |  | 53.7385 | -6.2745
MV/LV Substation LA***4233 |  | 20 kV | _ | LV | 50 kVA :Pole Substation | 0.05 | --> | 0.05 | 0 | 0 | Constrained, otherwise capacity available =42 kVA | --> | 0.048 | 0 | 0 | 0.048 | 0 |  | --> | E17 ex JULIANSTOWN | Julianstown [T421,T422] | DRYBRIDGE |  | 53.6765 | -6.2771
MV/LV Substation BE***4239 |  | 20 kV | _ | LV | 400 kVA :Kiosk Substation | 0.4 | --> | 0.4 | 0 | 0 | Constrained, otherwise capacity available =356 kVA | --> | 0.38 | 0 | 0.136 | 0 | 0 | Constrained, otherwise capacity available =285 kW | --> | E15 ex DULEEK | Duleek [T421,T422] | DRYBRIDGE |  | 53.6588 | -6.4132
MV/LV Substation GL***4242 |  | 20 kV | _ | LV | 400 kVA :Kiosk Substation | 0.4 | --> | 0.4 | 0 | 0 | Constrained, otherwise capacity available =331 kVA | --> | 0.38 | 0 | 0.013 | 0.38 | 0 |  | --> | C13 ex MORNINGTON ROAD | Mornington Road [T41,T42] | DRYBRIDGE |  | 53.7135 | -6.2796
MV/LV Substation SE***4248 |  | 20 kV | _ | LV | 400 kVA :Kiosk Substation | 0.4 | --> | 0.4 | 0 | 0 | Constrained, otherwise capacity available =351 kVA | --> | 0.38 | 0 | 0.133 | 0.288 | 0 |  | --> | E16 ex JULIANSTOWN | Julianstown [T421,T422] | DRYBRIDGE |  | 53.7049 | -6.256
MV/LV Substation BE***4250 |  | 20 kV | _ | LV | 400 kVA :Building Structure | 0.4 | --> | 0.4 | 0 | 0 | Constrained, otherwise capacity available =396 kVA | --> | 0.38 | 0 | 0 | 0.381 | 0 |  | --> | E16 ex JULIANSTOWN | Julianstown [T421,T422] | DRYBRIDGE |  | 53.6975 | -6.2468
MV/LV Substation BE***4255 |  | 10 kV | _ | LV | 400 kVA :Kiosk Substation | 0.4 | --> | 0.4 | 0 | 0 | Constrained, otherwise capacity available =370 kVA | --> | 0.38 | 0 | 0.01 | 0.377 | 0 |  | --> | C21 ex TERMONFECKIN ROAD | Termonfeckin Road [T41,T42] | DRYBRIDGE |  | 53.7308 | -6.326
MV/LV Substation ST***4266 |  | 10 kV | _ | LV | 400 kVA :Kiosk Substation | 0.4 | --> | 0.4 | 0 | 0 | Constrained, otherwise capacity available =391 kVA | --> | 0.38 | 0 | 0 | 0.381 | 0 |  | --> | C19 ex DRYBRIDGE | Drybridge [T41,T42] | DRYBRIDGE |  | 53.7283 | -6.3556
MV/LV Substation LI***4272 |  | 10 kV | _ | LV | 400 kVA :Kiosk Substation | 0.4 | --> | 0.4 | 0 | 0 | Constrained, otherwise capacity available =306 kVA | --> | 0.38 | 0 | 0.019 | 0.378 | 0 |  | --> | C22 ex TERMONFECKIN ROAD | Termonfeckin Road [T41,T42] | DRYBRIDGE |  | 53.7371 | -6.3402
MV/LV Substation DU***4276 |  | 20 kV | _ | LV | 50 kVA :Pole Substation | 0.05 | --> | 0.05 | 0 | 0 | Constrained, otherwise capacity available =48 kVA | --> | 0.048 | 0 | 0 | 0 | 0 | Constrained, otherwise capacity available =48 kW | --> | E17 ex DULEEK | Duleek [T421,T422] | DRYBRIDGE |  | 53.6545 | -6.4356
MV/LV Substation BA***4281 |  | 20 kV | _ | LV | 400 kVA :Kiosk Substation | 0.4 | --> | 0.4 | 0 | 0 | Constrained, otherwise capacity available =283 kVA | --> | 0.38 | 0 | 0.049 | 0.359 | 0 |  | --> | C21 ex TERMONFECKIN ROAD | Termonfeckin Road [T41,T42] | DRYBRIDGE |  | 53.7548 | -6.2757
MV/LV Substation KE***4282 |  | 20 kV | _ | LV | 50 kVA :Pole Substation | 0.05 | --> | 0.05 | 0 | 0 | Constrained, otherwise capacity available =48 kVA | --> | 0.048 | 0 | 0 | 0.048 | 0 |  | --> | E18 ex JULIANSTOWN | Julianstown [T421,T422] | DRYBRIDGE |  | 53.6382 | -6.3201
MV/LV Substation SI***4283 |  | 20 kV | _ | LV | 400 kVA :Kiosk Substation | 0.4 | --> | 0.4 | 0 | 0 | Constrained, otherwise capacity available =293 kVA | --> | 0.38 | 0 | 0.022 | 0.378 | 0 |  | --> | E15 ex JULIANSTOWN | Julianstown [T421,T422] | DRYBRIDGE |  | 53.6338 | -6.2591
MV/LV Substation DO***4287 |  | 20 kV | _ | LV | 400 kVA :Kiosk Substation | 0.4 | --> | 0.4 | 0 | 0 | Constrained, otherwise capacity available =327 kVA | --> | 0.38 | 0 | 0 | 0 | 0 | Constrained, otherwise capacity available =390 kW | --> | E14 ex DULEEK | Duleek [T421,T422] | DRYBRIDGE |  | 53.6587 | -6.4357
MV/LV Substation OL***4290 |  | 10 kV | _ | LV | 400 kVA :Kiosk Substation | 0.4 | --> | 0.4 | 0 | 0 | Constrained, otherwise capacity available =157 kVA | --> | 0.38 | 0 | 0.063 | 0.365 | 0 |  | --> | C18 ex DRYBRIDGE | Drybridge [T41,T42] | DRYBRIDGE |  | 53.7132 | -6.3876
MV/LV Substation GO***4292 |  | 10 kV | _ | LV | 400 kVA :Kiosk Substation | 0.4 | --> | 0.4 | 0 | 0 | Constrained, otherwise capacity available =324 kVA | --> | 0.38 | 0 | 0.011 | 0.382 | 0 |  | --> | C22 ex TERMONFECKIN ROAD | Termonfeckin Road [T41,T42] | DRYBRIDGE |  | 53.7307 | -6.3433
MV/LV Substation AM***4294 |  | 10 kV | _ | LV | 200 kVA :Kiosk Substation | 0.2 | --> | 0.2 | 0 | 0 | Constrained, otherwise capacity available =198 kVA | --> | 0.19 | 0 | 0 | 0.19 | 0 |  | --> | C23 ex RATHMULLAN | Rathmullan [T41,T42] | DRYBRIDGE |  | 53.7066 | -6.3871
MV/LV Substation ST***4302 |  | 20 kV | _ | LV | 400 kVA :Kiosk Substation | 0.4 | --> | 0.4 | 0 | 0 | Constrained, otherwise capacity available =370 kVA | --> | 0.38 | 0 | 0.006 | 0.38 | 0 |  | --> | E21 ex SLANE | Slane [T421] | DRYBRIDGE |  | 53.7109 | -6.5378
MV/LV Substation BR***4306 |  | 10 kV | _ | LV | 400 kVA :Kiosk Substation | 0.4 | --> | 0.4 | 0 | 0 | Constrained, otherwise capacity available =278 kVA | --> | 0.38 | 0 | 0.005 | 0.393 | 0 |  | --> | C18 ex RATHMULLAN | Rathmullan [T41,T42] | DRYBRIDGE |  | 53.7007 | -6.3471
MV/LV Substation KE***4311 |  | 10 kV | _ | LV | 630 kVA :Kiosk Substation | 0.63 | --> | 0.63 | 0 | 0 | Constrained, otherwise capacity available =578 kVA | --> | 0.598 | 0 | 0.006 | 0.5 | 0 |  | --> | C18 ex RATHMULLAN | Rathmullan [T41,T42] | DRYBRIDGE |  | 53.6982 | -6.3676
MV/LV Substation NE***4312 |  | 10 kV | _ | LV | 630 kVA :Kiosk Substation | 0.63 | --> | 0.63 | 0 | 0 | Constrained, otherwise capacity available =556 kVA | --> | 0.598 | 0 | 0 | 0.5 | 0 |  | --> | C12 ex MORNINGTON ROAD | Mornington Road [T41,T42] | DRYBRIDGE |  | 53.712 | -6.3231
MV/LV Substation BA***432 |  | 10 kV | _ | LV | 50 kVA :Pole Substation | 0.05 | --> | 0.05 | 0 | 0 | Constrained, otherwise capacity available =40 kVA | --> | 0.048 | 0 | 0 | 0.049 | 0 |  | --> | C20 ex TERMONFECKIN ROAD | Termonfeckin Road [T41,T42] | DRYBRIDGE |  | 53.732 | -6.2806
MV/LV Substation ST***4323 |  | 20 kV | _ | LV | 50 kVA :Pole Substation | 0.05 | --> | 0.05 | 0 | 0 | Constrained, otherwise capacity available =24 kVA | --> | 0.048 | 0 | 0 | 0.051 | 0 |  | --> | E15 ex JULIANSTOWN | Julianstown [T421,T422] | DRYBRIDGE |  | 53.6259 | -6.2677
MV/LV Substation LI***4325 |  | 10 kV | _ | LV | 630 kVA :Kiosk Substation | 0.63 | --> | 0.63 | 0 | 0 | Constrained, otherwise capacity available =538 kVA | --> | 0.598 | 0 | 0.041 | 0.5 | 0 |  | --> | C22 ex TERMONFECKIN ROAD | Termonfeckin Road [T41,T42] | DRYBRIDGE |  | 53.7346 | -6.3407
MV/LV Substation ST***4326 |  | 10 kV | _ | LV | 400 kVA :Kiosk Substation | 0.4 | --> | 0.4 | 0 | 0 | Constrained, otherwise capacity available =326 kVA | --> | 0.38 | 0 | 0.02 | 0.375 | 0 |  | --> | C17 ex DRYBRIDGE | Drybridge [T41,T42] | DRYBRIDGE |  | 53.6911 | -6.4205
MV/LV Substation AV***4329 |  | 10 kV | _ | LV | 630 kVA :Kiosk Substation | 0.63 | --> | 0.63 | 0 | 0 | Constrained, otherwise capacity available =461 kVA | --> | 0.598 | 0 | 0.038 | 0.5 | 0 |  | --> | C18 ex RATHMULLAN | Rathmullan [T41,T42] | DRYBRIDGE |  | 53.7022 | -6.3574
MV/LV Substation BE***433 |  | 10 kV | _ | LV | 50 kVA :Pole Substation | 0.05 | --> | 0.05 | 0 | 0 | Constrained, otherwise capacity available =26 kVA | --> | 0.048 | 0 | 0 | 0.051 | 0 |  | --> | C20 ex TERMONFECKIN ROAD | Termonfeckin Road [T41,T42] | DRYBRIDGE |  | 53.7291 | -6.2859
MV/LV Substation BR***4330 |  | 10 kV | _ | LV | 630 kVA :Kiosk Substation | 0.63 | --> | 0.63 | 0 | 0 | Constrained, otherwise capacity available =474 kVA | --> | 0.598 | 0 | 0.019 | 0.5 | 0 |  | --> | C18 ex RATHMULLAN | Rathmullan [T41,T42] | DRYBRIDGE |  | 53.6993 | -6.3463
MV/LV Substation AN***4331 |  | 10 kV | _ | LV | 630 kVA :Kiosk Substation | 0.63 | --> | 0.63 | 0 | 0 | Constrained, otherwise capacity available =542 kVA | --> | 0.598 | 0 | 0 | 0.5 | 0 |  | --> | C20 ex DRYBRIDGE | Drybridge [T41,T42] | DRYBRIDGE |  | 53.7213 | -6.3394
MV/LV Substation NA***4332 |  | 20 kV | _ | LV | 400 kVA :Kiosk Substation | 0.4 | --> | 0.4 | 0 | 0 | Constrained, otherwise capacity available =375 kVA | --> | 0.38 | 0 | 0.005 | 0.38 | 0 |  | --> | E17 ex JULIANSTOWN | Julianstown [T421,T422] | DRYBRIDGE |  | 53.6972 | -6.259
MV/LV Substation JO***4333 |  | 10 kV | _ | LV | 400 kVA :Kiosk Substation | 0.4 | --> | 0.4 | 0 | 0 | Constrained, otherwise capacity available =266 kVA | --> | 0.38 | 0 | 0 | 0.398 | 0 |  | --> | C23 ex RATHMULLAN | Rathmullan [T41,T42] | DRYBRIDGE |  | 53.7061 | -6.3836
MV/LV Substation TU***4338 |  | 10 kV | _ | LV | 50 kVA :Pole Substation | 0.05 | --> | 0.05 | 0 | 0 | Constrained, otherwise capacity available =50 kVA | --> | 0.048 | 0 | 0 | 0.048 | 0 |  | --> | C13 ex DRYBRIDGE | Drybridge [T41,T42] | DRYBRIDGE |  | 53.7498 | -6.3834
MV/LV Substation BE***4341 |  | 20 kV | _ | LV | 400 kVA :Kiosk Substation | 0.4 | --> | 0.4 | 0 | 0 | Constrained, otherwise capacity available =371 kVA | --> | 0.38 | 0 | 0.078 | 0 | 0 | Constrained, otherwise capacity available =326 kW | --> | E15 ex DULEEK | Duleek [T421,T422] | DRYBRIDGE |  | 53.6599 | -6.4135
MV/LV Substation FE***4343 |  | 20 kV | _ | LV | 400 kVA :Kiosk Substation | 0.4 | --> | 0.4 | 0 | 0 | Constrained, otherwise capacity available =357 kVA | --> | 0.38 | 0 | 0 | 0.386 | 0 |  | --> | E21 ex SLANE | Slane [T421] | DRYBRIDGE |  | 53.7104 | -6.5394
MV/LV Substation EL***4344 |  | 10 kV | _ | LV | 630 kVA :Kiosk Substation | 0.63 | --> | 0.63 | 0 | 0 | Constrained, otherwise capacity available =575 kVA | --> | 0.598 | 0 | 0 | 0.5 | 0 |  | --> | C22 ex TERMONFECKIN ROAD | Termonfeckin Road [T41,T42] | DRYBRIDGE |  | 53.7325 | -6.3487
MV/LV Substation SI***4346 |  | 20 kV | _ | LV | 630 kVA :Kiosk Substation | 0.63 | --> | 0.63 | 0 | 0 | Constrained, otherwise capacity available =491 kVA | --> | 0.598 | 0 | 0.035 | 0.5 | 0 |  | --> | E15 ex JULIANSTOWN | Julianstown [T421,T422] | DRYBRIDGE |  | 53.6351 | -6.2609
MV/LV Substation TU***4348 |  | 10 kV | _ | LV | 630 kVA :Kiosk Substation | 0.63 | --> | 0.63 | 0 | 0 | Constrained, otherwise capacity available =551 kVA | --> | 0.598 | 0 | 0 | 0.5 | 0 |  | --> | C18 ex DRYBRIDGE | Drybridge [T41,T42] | DRYBRIDGE |  | 53.7218 | -6.3895
MV/LV Substation MO***4350 |  | 20 kV | _ | LV | 50 kVA :Pole Substation | 0.05 | --> | 0.05 | 0 | 0 | Constrained, otherwise capacity available =50 kVA | --> | 0.048 | 0 | 0 | 0.048 | 0 |  | --> | E16 ex JULIANSTOWN | Julianstown [T421,T422] | DRYBRIDGE |  | 53.6574 | -6.2792
MV/LV Substation NE***4356 |  | 10 kV | _ | LV | 630 kVA :Kiosk Substation | 0.63 | --> | 0.63 | 0 | 0 | Constrained, otherwise capacity available =538 kVA | --> | 0.598 | 0 | 0.034 | 0.5 | 0 |  | --> | C20 ex TERMONFECKIN ROAD | Termonfeckin Road [T41,T42] | DRYBRIDGE |  | 53.7278 | -6.3244
MV/LV Substation NE***4357 |  | 10 kV | _ | LV | 630 kVA :Kiosk Substation | 0.63 | --> | 0.63 | 0 | 0 | Constrained, otherwise capacity available =469 kVA | --> | 0.598 | 0 | 0.013 | 0.5 | 0 |  | --> | C20 ex TERMONFECKIN ROAD | Termonfeckin Road [T41,T42] | DRYBRIDGE |  | 53.7269 | -6.3212
MV/LV Substation CO***4364 |  | 10 kV | _ | LV | 630 kVA :Kiosk Substation | 0.63 | --> | 0.63 | 0 | 0 | Constrained, otherwise capacity available =630 kVA | --> | 0.598 | 0 | 0 | 0.5 | 0 |  | --> | E11 ex SLANE | Slane [T421] | DRYBRIDGE |  | 53.7737 | -6.5062
MV/LV Substation SM***4366 |  | 20 kV | _ | LV | 50 kVA :Pole Substation | 0.05 | --> | 0.05 | 0 | 0 | Constrained, otherwise capacity available =50 kVA | --> | 0.048 | 0 | 0 | 0.048 | 0 |  | --> | E17 ex JULIANSTOWN | Julianstown [T421,T422] | DRYBRIDGE |  | 53.6755 | -6.2939
MV/LV Substation SP***4367 |  | 20 kV | _ | LV | 50 kVA :Pole Substation | 0.05 | --> | 0.05 | 0 | 0 | Constrained, otherwise capacity available =50 kVA | --> | 0.048 | 0 | 0 | 0.048 | 0 |  | --> | E16 ex JULIANSTOWN | Julianstown [T421,T422] | DRYBRIDGE |  | 53.6949 | -6.2496
MV/LV Substation SP***4368 |  | 20 kV | _ | LV | 50 kVA :Pole Substation | 0.05 | --> | 0.05 | 0 | 0 | Constrained, otherwise capacity available =47 kVA | --> | 0.048 | 0 | 0 | 0.048 | 0 |  | --> | E16 ex JULIANSTOWN | Julianstown [T421,T422] | DRYBRIDGE |  | 53.6912 | -6.2458
MV/LV Substation PR***436X |  | 20 kV | _ | LV | 50 kVA :Pole Substation | 0.05 | --> | 0.05 | 0 | 0 | Constrained, otherwise capacity available =47 kVA | --> | 0.048 | 0 | 0 | 0.048 | 0 |  | --> | E15 ex JULIANSTOWN | Julianstown [T421,T422] | DRYBRIDGE |  | 53.6349 | -6.2676
MV/LV Substation GL***4371 |  | 20 kV | _ | LV | 630 kVA :Kiosk Substation | 0.63 | --> | 0.63 | 0 | 0 | Constrained, otherwise capacity available =580 kVA | --> | 0.598 | 0 | 0.005 | 0.5 | 0 |  | --> | C13 ex MORNINGTON ROAD | Mornington Road [T41,T42] | DRYBRIDGE |  | 53.715 | -6.2793
MV/LV Substation LI***4375 |  | 10 kV | _ | LV | 630 kVA :Kiosk Substation | 0.63 | --> | 0.63 | 0 | 0 | Constrained, otherwise capacity available =521 kVA | --> | 0.598 | 0 | 0.014 | 0.5 | 0 |  | --> | C22 ex TERMONFECKIN ROAD | Termonfeckin Road [T41,T42] | DRYBRIDGE |  | 53.7364 | -6.3406
MV/LV Substation EL***4376 |  | 20 kV | _ | LV | 400 kVA :Kiosk Substation | 0.4 | --> | 0.4 | 0 | 0 | Constrained, otherwise capacity available =338 kVA | --> | 0.38 | 0 | 0.008 | 0.382 | 0 |  | --> | E17 ex JULIANSTOWN | Julianstown [T421,T422] | DRYBRIDGE |  | 53.7035 | -6.2527
MV/LV Substation GI***4378 |  | 20 kV | _ | LV | 100 kVA :Pole Substation | 0.1 | --> | 0.1 | 0 | 0 | Constrained, otherwise capacity available =100 kVA | --> | 0.095 | 0 | 0 | 0 | 0 | Constrained, otherwise capacity available =95 kW | --> | E17 ex DULEEK | Duleek [T421,T422] | DRYBRIDGE |  | 53.6572 | -6.4579
MV/LV Substation BR***437X |  | 20 kV | _ | LV | 50 kVA :Pole Substation | 0.05 | --> | 0.05 | 0 | 0 | Constrained, otherwise capacity available =33 kVA | --> | 0.048 | 0 | 0 | 0.05 | 0 |  | --> | E16 ex JULIANSTOWN | Julianstown [T421,T422] | DRYBRIDGE |  | 53.6586 | -6.2469
MV/LV Substation GA***438 |  | 20 kV | _ | LV | 50 kVA :Pole Substation | 0.05 | --> | 0.05 | 0 | 0 | Constrained, otherwise capacity available =25 kVA | --> | 0.048 | 0 | 0.025 | 0.032 | 0 |  | --> | C21 ex TERMONFECKIN ROAD | Termonfeckin Road [T41,T42] | DRYBRIDGE |  | 53.7609 | -6.2883
MV/LV Substation FE***4381 |  | 10 kV | _ | LV | 630 kVA :Kiosk Substation | 0.63 | --> | 0.63 | 0 | 0 | Constrained, otherwise capacity available =561 kVA | --> | 0.598 | 0 | 0.027 | 0.5 | 0 |  | --> | C22 ex TERMONFECKIN ROAD | Termonfeckin Road [T41,T42] | DRYBRIDGE |  | 53.7301 | -6.3614
MV/LV Substation DO***4383 |  | 20 kV | _ | LV | 630 kVA :Kiosk Substation | 0.63 | --> | 0.63 | 0 | 0 | Constrained, otherwise capacity available =577 kVA | --> | 0.598 | 0 | 0.005 | 0.5 | 0 |  | --> | C13 ex MORNINGTON ROAD | Mornington Road [T41,T42] | DRYBRIDGE |  | 53.711 | -6.2804
MV/LV Substation AN***4384 |  | 10 kV | _ | LV | 630 kVA :Kiosk Substation | 0.63 | --> | 0.63 | 0 | 0 | Constrained, otherwise capacity available =472 kVA | --> | 0.598 | 0 | 0 | 0.5 | 0 |  | --> | C11 ex MORNINGTON ROAD | Mornington Road [T41,T42] | DRYBRIDGE |  | 53.7107 | -6.3547
MV/LV Substation FR***4386 |  | 10 kV | _ | LV | 630 kVA :Kiosk Substation | 0.63 | --> | 0.63 | 0 | 0 | Constrained, otherwise capacity available =594 kVA | --> | 0.598 | 0 | 0 | 0.5 | 0 |  | --> | C17 ex RATHMULLAN | Rathmullan [T41,T42] | DRYBRIDGE |  | 53.7158 | -6.3578
MV/LV Substation LA***4387 |  | 20 kV | _ | LV | 630 kVA :Building Structure | 0.63 | --> | 0.63 | 0 | 0 | Constrained, otherwise capacity available =557 kVA | --> | 0.598 | 0 | 0 | 0.5 | 0 |  | --> | E15 ex JULIANSTOWN | Julianstown [T421,T422] | DRYBRIDGE |  | 53.6323 | -6.2338
MV/LV Substation FE***4394 |  | 10 kV | _ | LV | 630 kVA :Kiosk Substation | 0.63 | --> | 0.63 | 0 | 0 | Constrained, otherwise capacity available =585 kVA | --> | 0.598 | 0 | 0 | 0.5 | 0 |  | --> | C22 ex TERMONFECKIN ROAD | Termonfeckin Road [T41,T42] | DRYBRIDGE |  | 53.7314 | -6.3602
MV/LV Substation LA***4396 |  | 20 kV | _ | LV | 400 kVA :Kiosk Substation | 0.4 | --> | 0.4 | 0 | 0 | Constrained, otherwise capacity available =389 kVA | --> | 0.38 | 0 | 0 | 0.382 | 0 |  | --> | E16 ex JULIANSTOWN | Julianstown [T421,T422] | DRYBRIDGE |  | 53.6888 | -6.2421
MV/LV Substation CI***4398 |  | 10 kV | _ | LV | 400 kVA :Building Structure | 0.4 | --> | 0.4 | 0 | 0 | Constrained, otherwise capacity available =344 kVA | --> | 0.38 | 0 | 0.01 | 0.38 | 0 |  | --> | C20 ex DRYBRIDGE | Drybridge [T41,T42] | DRYBRIDGE |  | 53.7167 | -6.3532
MV/LV Substation HS***4399 |  | 10 kV | _ | LV | 400 kVA :Building Structure | 0.4 | --> | 0.4 | 0 | 0 | Constrained, otherwise capacity available =400 kVA | --> | 0.38 | 0 | 0 | 0.38 | 0 |  | --> | C11 ex MORNINGTON ROAD | Mornington Road [T41,T42] | DRYBRIDGE |  | 53.711 | -6.3399
MV/LV Substation NE***439X |  | 10 kV | _ | LV | 50 kVA :Pole Substation | 0.05 | --> | 0.05 | 0 | 0 | Constrained, otherwise capacity available =42 kVA | --> | 0.048 | 0 | 0 | 0.049 | 0 |  | --> | C21 ex TERMONFECKIN ROAD | Termonfeckin Road [T41,T42] | DRYBRIDGE |  | 53.7281 | -6.3264
MV/LV Substation NE***440 |  | 20 kV | _ | LV | 200 kVA :Pole Substation | 0.2 | --> | 0.2 | 0 | 0 | Constrained, otherwise capacity available =170 kVA | --> | 0.19 | 0 | 0 | 0.194 | 0 |  | --> | C21 ex TERMONFECKIN ROAD | Termonfeckin Road [T41,T42] | DRYBRIDGE |  | 53.7553 | -6.2635
MV/LV Substation AV***4404 |  | 10 kV | _ | LV | 630 kVA :Kiosk Substation | 0.63 | --> | 0.63 | 0 | 0 | Constrained, otherwise capacity available =574 kVA | --> | 0.598 | 0 | 0 | 0.5 | 0 |  | --> | C18 ex RATHMULLAN | Rathmullan [T41,T42] | DRYBRIDGE |  | 53.7011 | -6.3579
MV/LV Substation MI***4407 |  | 20 kV | _ | LV | 50 kVA :Pole Substation | 0.05 | --> | 0.05 | 0 | 0 | Constrained, otherwise capacity available =50 kVA | --> | 0.048 | 0 | 0 | 0.048 | 0 |  | --> | E21 ex SLANE | Slane [T421] | DRYBRIDGE |  | 53.7014 | -6.5337
MV/LV Substation AN***4408 |  | 10 kV | _ | LV | 400 kVA :Kiosk Substation | 0.4 | --> | 0.4 | 0 | 0 | Constrained, otherwise capacity available =392 kVA | --> | 0.38 | 0 | 0 | 0.381 | 0 |  | --> | C22 ex TERMONFECKIN ROAD | Termonfeckin Road [T41,T42] | DRYBRIDGE |  | 53.7256 | -6.3412
MV/LV Substation BA***4413 |  | 10 kV | _ | LV | 400 kVA :Kiosk Substation | 0.4 | --> | 0.4 | 0 | 0 | Constrained, otherwise capacity available =396 kVA | --> | 0.38 | 0 | 0 | 0.38 | 0 |  | --> | C18 ex RATHMULLAN | Rathmullan [T41,T42] | DRYBRIDGE |  | 53.7113 | -6.3368
MV/LV Substation BA***4414 |  | 10 kV | _ | LV | 630 kVA :Kiosk Substation | 0.63 | --> | 0.63 | 0 | 0 | Constrained, otherwise capacity available =525 kVA | --> | 0.598 | 0 | 0.042 | 0.5 | 0 |  | --> | C22 ex TERMONFECKIN ROAD | Termonfeckin Road [T41,T42] | DRYBRIDGE |  | 53.7371 | -6.3481
MV/LV Substation BE***4418 |  | 20 kV | _ | LV | 50 kVA :Pole Substation | 0.05 | --> | 0.05 | 0 | 0 | Constrained, otherwise capacity available =50 kVA | --> | 0.048 | 0 | 0 | 0.048 | 0 |  | --> | E18 ex JULIANSTOWN | Julianstown [T421,T422] | DRYBRIDGE |  | 53.6615 | -6.3581
MV/LV Substation ST***4419 |  | 20 kV | _ | LV | 400 kVA :Kiosk Substation | 0.4 | --> | 0.4 | 0 | 0 | Constrained, otherwise capacity available =400 kVA | --> | 0.38 | 0 | 0 | 0.38 | 0 |  | --> | E15 ex JULIANSTOWN | Julianstown [T421,T422] | DRYBRIDGE |  | 53.6304 | -6.2605
MV/LV Substation OR***441X |  | 20 kV | _ | LV | 400 kVA :Kiosk Substation | 0.4 | --> | 0.4 | 0 | 0 | Constrained, otherwise capacity available =324 kVA | --> | 0.38 | 0 | 0.011 | 0.382 | 0 |  | --> | C21 ex TERMONFECKIN ROAD | Termonfeckin Road [T41,T42] | DRYBRIDGE |  | 53.7646 | -6.2682
MV/LV Substation BO***4422 |  | 10 kV | _ | LV | 400 kVA :Kiosk Substation | 0.4 | --> | 0.4 | 0 | 0 | Constrained, otherwise capacity available =353 kVA | --> | 0.38 | 0 | 0.011 | 0.378 | 0 |  | --> | C11 ex DRYBRIDGE | Drybridge [T41,T42] | DRYBRIDGE |  | 53.7205 | -6.374
MV/LV Substation GA***4424 |  | 20 kV | _ | LV | 50 kVA :Pole Substation | 0.05 | --> | 0.05 | 0 | 0 | Constrained, otherwise capacity available =50 kVA | --> | 0.048 | 0 | 0 | 0 | 0 | Constrained, otherwise capacity available =48 kW | --> | E17 ex DULEEK | Duleek [T421,T422] | DRYBRIDGE |  | 53.6485 | -6.441
MV/LV Substation PL***4425 |  | 20 kV | _ | LV | 50 kVA :Pole Substation | 0.05 | --> | 0.05 | 0 | 0 | Constrained, otherwise capacity available =41 kVA | --> | 0.048 | 0 | 0 | 0 | 0 | Constrained, otherwise capacity available =49 kW | --> | E15 ex DULEEK | Duleek [T421,T422] | DRYBRIDGE |  | 53.6829 | -6.3807
MV/LV Substation DU***4428 |  | 20 kV | _ | LV | 630 kVA :Building Structure | 0.63 | --> | 0.63 | 0 | 0 | Constrained, otherwise capacity available =542 kVA | --> | 0.598 | 0 | 0 | 0 | 0 | Constrained, otherwise capacity available =610 kW | --> | E15 ex DULEEK | Duleek [T421,T422] | DRYBRIDGE |  | 53.6636 | -6.4081
MV/LV Substation GA***442X |  | 20 kV | _ | LV | 100 kVA :Pole Substation | 0.1 | --> | 0.1 | 0 | 0 | Constrained, otherwise capacity available =91 kVA | --> | 0.095 | 0 | 0.005 | 0.092 | 0 |  | --> | C21 ex TERMONFECKIN ROAD | Termonfeckin Road [T41,T42] | DRYBRIDGE |  | 53.7709 | -6.247
MV/LV Substation BA***4431 |  | 10 kV | _ | LV | 630 kVA :Kiosk Substation | 0.63 | --> | 0.63 | 0 | 0 | Constrained, otherwise capacity available =508 kVA | --> | 0.598 | 0 | 0.046 | 0.5 | 0 |  | --> | C13 ex DRYBRIDGE | Drybridge [T41,T42] | DRYBRIDGE |  | 53.7377 | -6.352
MV/LV Substation CI***4436 |  | 20 kV | _ | LV | 630 kVA :Building Structure | 0.63 | --> | 0.63 | 0 | 0 | Constrained, otherwise capacity available =630 kVA | --> | 0.598 | 0 | 0 | 0.5 | 0 |  | --> | E15 ex JULIANSTOWN | Julianstown [T421,T422] | DRYBRIDGE |  | 53.6389 | -6.2635
MV/LV Substation SA***4437 |  | 20 kV | _ | LV | 630 kVA :Kiosk Substation | 0.63 | --> | 0.63 | 0 | 0 | Constrained, otherwise capacity available =562 kVA | --> | 0.598 | 0 | 0 | 0.5 | 0 |  | --> | E17 ex JULIANSTOWN | Julianstown [T421,T422] | DRYBRIDGE |  | 53.6964 | -6.2586
MV/LV Substation PA***4441 |  | 10 kV | _ | LV | 50 kVA :Pole Substation | 0.05 | --> | 0.05 | 0 | 0 | Constrained, otherwise capacity available =50 kVA | --> | 0.048 | 0 | 0 | 0.048 | 0 |  | --> | C22 ex TERMONFECKIN ROAD | Termonfeckin Road [T41,T42] | DRYBRIDGE |  | 53.7379 | -6.346
MV/LV Substation BA***4444 |  | 10 kV | _ | LV | 630 kVA :Kiosk Substation | 0.63 | --> | 0.63 | 0 | 0 | Constrained, otherwise capacity available =616 kVA | --> | 0.598 | 0 | 0.035 | 0.5 | 0 |  | --> | C13 ex DRYBRIDGE | Drybridge [T41,T42] | DRYBRIDGE |  | 53.7378 | -6.3545
MV/LV Substation HA***4445 |  | 10 kV | _ | LV | 400 kVA :Kiosk Substation | 0.4 | --> | 0.4 | 0 | 0 | Constrained, otherwise capacity available =388 kVA | --> | 0.38 | 0 | 0 | 0.382 | 0 |  | --> | C20 ex DRYBRIDGE | Drybridge [T41,T42] | DRYBRIDGE |  | 53.7227 | -6.3478
MV/LV Substation BE***4446 |  | 10 kV | _ | LV | 630 kVA :Kiosk Substation | 0.63 | --> | 0.63 | 0 | 0 | Constrained, otherwise capacity available =611 kVA | --> | 0.598 | 0 | 0.012 | 0.5 | 0 |  | --> | C21 ex TERMONFECKIN ROAD | Termonfeckin Road [T41,T42] | DRYBRIDGE |  | 53.7308 | -6.322
MV/LV Substation GO***4449 |  | 10 kV | _ | LV | 630 kVA :Kiosk Substation | 0.63 | --> | 0.63 | 0 | 0 | Constrained, otherwise capacity available =597 kVA | --> | 0.598 | 0 | 0.01 | 0.5 | 0 |  | --> | C11 ex DRYBRIDGE | Drybridge [T41,T42] | DRYBRIDGE |  | 53.725 | -6.3942
MV/LV Substation PR***445 |  | 20 kV | _ | LV | 400 kVA :Kiosk Substation | 0.4 | --> | 0.4 | 0 | 0 | Constrained, otherwise capacity available =305 kVA | --> | 0.38 | 0 | 0.026 | 0.374 | 0 |  | --> | C21 ex TERMONFECKIN ROAD | Termonfeckin Road [T41,T42] | DRYBRIDGE |  | 53.7593 | -6.2739
MV/LV Substation BA***4455 |  | 10 kV | _ | LV | 100 kVA :Pole Substation | 0.1 | --> | 0.1 | 0 | 0 | Constrained, otherwise capacity available =85 kVA | --> | 0.095 | 0 | 0.041 | 0.067 | 0 |  | --> | C22 ex TERMONFECKIN ROAD | Termonfeckin Road [T41,T42] | DRYBRIDGE |  | 53.7347 | -6.3483
MV/LV Substation SE***4456 |  | 10 kV | _ | LV | 630 kVA :Kiosk Substation | 0.63 | --> | 0.63 | 0 | 0 | Constrained, otherwise capacity available =618 kVA | --> | 0.598 | 0 | 0.005 | 0.5 | 0 |  | --> | C22 ex TERMONFECKIN ROAD | Termonfeckin Road [T41,T42] | DRYBRIDGE |  | 53.7295 | -6.3697
MV/LV Substation EL***4460 |  | 20 kV | _ | LV | 200 kVA :Pole Substation | 0.2 | --> | 0.2 | 0 | 0 | Constrained, otherwise capacity available =117 kVA | --> | 0.19 | 0 | 0 | 0.201 | 0 |  | --> | E16 ex JULIANSTOWN | Julianstown [T421,T422] | DRYBRIDGE |  | 53.6538 | -6.2588
MV/LV Substation WE***4464 |  | 20 kV | _ | LV | 630 kVA :Kiosk Substation | 0.63 | --> | 0.63 | 0 | 0 | Constrained, otherwise capacity available =568 kVA | --> | 0.598 | 0 | 0 | 0 | 0 | Constrained, otherwise capacity available =607 kW | --> | E15 ex DULEEK | Duleek [T421,T422] | DRYBRIDGE |  | 53.656 | -6.4235
MV/LV Substation WE***4465 |  | 20 kV | _ | LV | 630 kVA :Kiosk Substation | 0.63 | --> | 0.63 | 0 | 0 | Constrained, otherwise capacity available =613 kVA | --> | 0.598 | 0 | 0.005 | 0 | 0 | Constrained, otherwise capacity available =597 kW | --> | E15 ex DULEEK | Duleek [T421,T422] | DRYBRIDGE |  | 53.6567 | -6.423
MV/LV Substation NE***447 |  | 20 kV | _ | LV | 50 kVA :Pole Substation | 0.05 | --> | 0.05 | 0 | 0 | Constrained, otherwise capacity available =21 kVA | --> | 0.048 | 0 | 0.018 | 0.038 | 0 |  | --> | C21 ex TERMONFECKIN ROAD | Termonfeckin Road [T41,T42] | DRYBRIDGE |  | 53.7692 | -6.3082
MV/LV Substation TH***4470 |  | 10 kV | _ | LV | 630 kVA :Kiosk Substation | 0.63 | --> | 0.63 | 0 | 0 | Constrained, otherwise capacity available =629 kVA | --> | 0.598 | 0 | 0 | 0.5 | 0 |  | --> | C16 ex TERMONFECKIN ROAD | Termonfeckin Road [T41,T42] | DRYBRIDGE |  | 53.7269 | -6.3343
MV/LV Substation LI***4472 |  | 10 kV | _ | LV | 630 kVA :Kiosk Substation | 0.63 | --> | 0.63 | 0 | 0 | Constrained, otherwise capacity available =607 kVA | --> | 0.598 | 0 | 0 | 0.5 | 0 |  | --> | C22 ex TERMONFECKIN ROAD | Termonfeckin Road [T41,T42] | DRYBRIDGE |  | 53.7321 | -6.3402
MV/LV Substation M1***4475 |  | 10 kV | _ | LV | 630 kVA :Building Structure | 0.63 | --> | 0.63 | 0 | 0 | Constrained, otherwise capacity available =630 kVA | --> | 0.598 | 0 | 0 | 0.5 | 0 |  | --> | C19 ex DRYBRIDGE | Drybridge [T41,T42] | DRYBRIDGE |  | 53.7259 | -6.3851
MV/LV Substation CI***4477 |  | 20 kV | _ | LV | 630 kVA :Building Structure | 0.63 | --> | 0.63 | 0 | 0 | Constrained, otherwise capacity available =612 kVA | --> | 0.598 | 0 | 0 | 0.5 | 0 |  | --> | E15 ex JULIANSTOWN | Julianstown [T421,T422] | DRYBRIDGE |  | 53.6396 | -6.2647
MV/LV Substation FL***4480 |  | 10 kV | _ | LV | 50 kVA :Pole Substation | 0.05 | --> | 0.05 | 0 | 0 | Constrained, otherwise capacity available =50 kVA | --> | 0.048 | 0 | 0.011 | 0.039 | 0 |  | --> | C20 ex TERMONFECKIN ROAD | Termonfeckin Road [T41,T42] | DRYBRIDGE |  | 53.7236 | -6.3212
MV/LV Substation MA***4481 |  | 10 kV | _ | LV | 50 kVA :Pole Substation | 0.05 | --> | 0.05 | 0 | 0 | Constrained, otherwise capacity available =50 kVA | --> | 0.048 | 0 | 0 | 0.048 | 0 |  | --> | E11 ex SLANE | Slane [T421] | DRYBRIDGE |  | 53.7724 | -6.5403
MV/LV Substation GO***4483 |  | 10 kV | _ | LV | 630 kVA :Kiosk Substation | 0.63 | --> | 0.63 | 0 | 0 | Constrained, otherwise capacity available =628 kVA | --> | 0.598 | 0 | 0.005 | 0.5 | 0 |  | --> | C12 ex DRYBRIDGE | Drybridge [T41,T42] | DRYBRIDGE |  | 53.7267 | -6.3946
MV/LV Substation US***4484 |  | 10 kV | _ | LV | 630 kVA :Kiosk Substation | 0.63 | --> | 0.63 | 0 | 0 | Constrained, otherwise capacity available =628 kVA | --> | 0.598 | 0 | 0 | 0.5 | 0 |  | --> | C22 ex TERMONFECKIN ROAD | Termonfeckin Road [T41,T42] | DRYBRIDGE |  | 53.7318 | -6.3563
MV/LV Substation GA***449 |  | 20 kV | _ | LV | 100 kVA :Pole Substation | 0.1 | --> | 0.1 | 0 | 0 | Constrained, otherwise capacity available =86 kVA | --> | 0.095 | 0 | 0 | 0.097 | 0 |  | --> | C21 ex TERMONFECKIN ROAD | Termonfeckin Road [T41,T42] | DRYBRIDGE |  | 53.7792 | -6.3167
MV/LV Substation US***4491 |  | 10 kV | _ | LV | 630 kVA :Kiosk Substation | 0.63 | --> | 0.63 | 0 | 0 | Constrained, otherwise capacity available =630 kVA | --> | 0.598 | 0 | 0 | 0.5 | 0 |  | --> | C22 ex TERMONFECKIN ROAD | Termonfeckin Road [T41,T42] | DRYBRIDGE |  | 53.7319 | -6.3544
MV/LV Substation KN***450X |  | 20 kV | _ | LV | 100 kVA :Pole Substation | 0.1 | --> | 0.1 | 0 | 0 | Constrained, otherwise capacity available =65 kVA | --> | 0.095 | 0 | 0 | 0 | 0 | Constrained, otherwise capacity available =100 kW | --> | E15 ex DULEEK | Duleek [T421,T422] | DRYBRIDGE |  | 53.6504 | -6.4041
MV/LV Substation DR***452Y |  | 10 kV | _ | LV | 50 kVA :Pole Substation | 0.05 | --> | 0.05 | 0 | 0 | Constrained, otherwise capacity available =43 kVA | --> | 0.048 | 0 | 0 | 0.048 | 0 |  | --> | E11 ex SLANE | Slane [T421] | DRYBRIDGE |  | 53.7754 | -6.5215
MV/LV Substation BA***456Y |  | 10 kV | _ | LV | 50 kVA :Pole Substation | 0.05 | --> | 0.05 | 0 | 0 |  | --> | 0.048 | 0 | 0.021 | 0.046 | 0 |  | --> | E11 ex SLANE | Slane [T421] | DRYBRIDGE |  | 53.7767 | -6.5037
MV/LV Substation CO***457Y |  | 10 kV | _ | LV | 630 kVA :Kiosk Substation | 0.63 | --> | 0.63 | 0 | 0 | Constrained, otherwise capacity available =616 kVA | --> | 0.598 | 0 | 0 | 0.5 | 0 |  | --> | E11 ex SLANE | Slane [T421] | DRYBRIDGE |  | 53.774 | -6.5048
MV/LV Substation LA***459Y |  | 10 kV | _ | LV | 50 kVA :Pole Substation | 0.05 | --> | 0.05 | 0 | 0 | Constrained, otherwise capacity available =48 kVA | --> | 0.048 | 0 | 0.016 | 0.036 | 0 |  | --> | E11 ex SLANE | Slane [T421] | DRYBRIDGE |  | 53.7728 | -6.4913
MV/LV Substation AR***462Y |  | 10 kV | _ | LV | 200 kVA :Pole Substation | 0.2 | --> | 0.2 | 0 | 0 | Constrained, otherwise capacity available =89 kVA | --> | 0.19 | 0 | 0 | 0.205 | 0 |  | --> | E11 ex SLANE | Slane [T421] | DRYBRIDGE |  | 53.7788 | -6.487
MV/LV Substation ST***463X |  | 20 kV | _ | LV | 630 kVA :Building Structure | 0.63 | --> | 0.63 | 0 | 0 | Constrained, otherwise capacity available =521 kVA | --> | 0.598 | 0 | 0 | 0 | 0 | Constrained, otherwise capacity available =613 kW | --> | E15 ex DULEEK | Duleek [T421,T422] | DRYBRIDGE |  | 53.6863 | -6.4259
MV/LV Substation OL***464Y |  | 10 kV | _ | LV | 200 kVA :Pole Substation | 0.2 | --> | 0.2 | 0 | 0 | Constrained, otherwise capacity available =163 kVA | --> | 0.19 | 0 | 0.009 | 0.188 | 0 |  | --> | E11 ex SLANE | Slane [T421] | DRYBRIDGE |  | 53.7761 | -6.4851
MV/LV Substation CO***465Y |  | 10 kV | _ | LV | 100 kVA :Pole Substation | 0.1 | --> | 0.1 | 0 | 0 | Constrained, otherwise capacity available =55 kVA | --> | 0.095 | 0 | 0 | 0.101 | 0 |  | --> | E11 ex SLANE | Slane [T421] | DRYBRIDGE |  | 53.7752 | -6.481
MV/LV Substation CO***466Y |  | 10 kV | _ | LV | 200 kVA :Kiosk Substation | 0.2 | --> | 0.2 | 0 | 0 | Constrained, otherwise capacity available =198 kVA | --> | 0.19 | 0 | 0.005 | 0.187 | 0 |  | --> | E11 ex SLANE | Slane [T421] | DRYBRIDGE |  | 53.7742 | -6.4802
MV/LV Substation CO***467Y |  | 10 kV | _ | LV | 100 kVA :Pole Substation | 0.1 | --> | 0.1 | 0 | 0 |  | --> | 0.095 | 0 | 0.005 | 0.105 | 0 |  | --> | E11 ex SLANE | Slane [T421] | DRYBRIDGE |  | 53.7776 | -6.4824
MV/LV Substation ST***469X |  | 20 kV | _ | LV | 50 kVA :Pole Substation | 0.05 | --> | 0.05 | 0 | 0 | Constrained, otherwise capacity available =32 kVA | --> | 0.048 | 0 | 0.016 | 0.038 | 0 |  | --> | C13 ex MORNINGTON ROAD | Mornington Road [T41,T42] | DRYBRIDGE |  | 53.7124 | -6.2971
MV/LV Substation OR***470Y |  | 10 kV | _ | LV | 50 kVA :Pole Substation | 0.05 | --> | 0.05 | 0 | 0 | Constrained, otherwise capacity available =33 kVA | --> | 0.048 | 0 | 0.018 | 0.036 | 0 |  | --> | E11 ex SLANE | Slane [T421] | DRYBRIDGE |  | 53.7824 | -6.4943
MV/LV Substation MO***474Y |  | 10 kV | _ | LV | 100 kVA :Pole Substation | 0.1 | --> | 0.1 | 0 | 0 | Constrained, otherwise capacity available =38 kVA | --> | 0.095 | 0 | 0 | 0.103 | 0 |  | --> | E11 ex SLANE | Slane [T421] | DRYBRIDGE |  | 53.7897 | -6.5133
MV/LV Substation GO***479X |  | 20 kV | _ | LV | 400 kVA :Building Structure | 0.4 | --> | 0.4 | 0 | 0 | Constrained, otherwise capacity available =308 kVA | --> | 0.38 | 0 | 0 | 0.392 | 0 |  | --> | E16 ex JULIANSTOWN | Julianstown [T421,T422] | DRYBRIDGE |  | 53.6481 | -6.2369
MV/LV Substation EL***480X |  | 20 kV | _ | LV | 100 kVA :Pole Substation | 0.1 | --> | 0.1 | 0 | 0 | Constrained, otherwise capacity available =87 kVA | --> | 0.095 | 0 | 0.006 | 0.092 | 0 |  | --> | E17 ex JULIANSTOWN | Julianstown [T421,T422] | DRYBRIDGE |  | 53.67 | -6.2843
MV/LV Substation BA***482X |  | 20 kV | _ | LV | 400 kVA :Kiosk Substation | 0.4 | --> | 0.4 | 0 | 0 | Constrained, otherwise capacity available =246 kVA | --> | 0.38 | 0 | 0.041 | 0.37 | 0 |  | --> | E17 ex JULIANSTOWN | Julianstown [T421,T422] | DRYBRIDGE |  | 53.6682 | -6.2749
MV/LV Substation DR***487 |  | 10 kV | _ | LV | 50 kVA :Pole Substation | 0.05 | --> | 0.05 | 0 | 0 | Constrained, otherwise capacity available =40 kVA | --> | 0.048 | 0 | 0 | 0.049 | 0 |  | --> | C18 ex DRYBRIDGE | Drybridge [T41,T42] | DRYBRIDGE |  | 53.7235 | -6.3945
MV/LV Substation DU***487X |  | 20 kV | _ | LV | 50 kVA :Pole Substation | 0.05 | --> | 0.05 | 0 | 0 | Constrained, otherwise capacity available =45 kVA | --> | 0.048 | 0 | 0 | 0 | 0 | Constrained, otherwise capacity available =48 kW | --> | E15 ex DULEEK | Duleek [T421,T422] | DRYBRIDGE |  | 53.6301 | -6.4218
MV/LV Substation GO***494 |  | 10 kV | _ | LV | 200 kVA :Kiosk Substation | 0.2 | --> | 0.2 | 0 | 0 | Constrained, otherwise capacity available =194 kVA | --> | 0.19 | 0 | 0.005 | 0.187 | 0 |  | --> | C20 ex RATHMULLAN | Rathmullan [T41,T42] | DRYBRIDGE |  | 53.7046 | -6.3714
MV/LV Substation DO***495 |  | 10 kV | _ | LV | 100 kVA :Pole Substation | 0.1 | --> | 0.1 | 0 | 0 | Constrained, otherwise capacity available =79 kVA | --> | 0.095 | 0 | 0.002 | 0.096 | 0 |  | --> | C20 ex RATHMULLAN | Rathmullan [T41,T42] | DRYBRIDGE |  | 53.7008 | -6.3865
MV/LV Substation AB***495X |  | 20 kV | _ | LV | 200 kVA :Pole Substation | 0.2 | --> | 0.2 | 0 | 0 | Constrained, otherwise capacity available =151 kVA | --> | 0.19 | 0 | 0.014 | 0 | 0 | Constrained, otherwise capacity available =186 kW | --> | E15 ex DULEEK | Duleek [T421,T422] | DRYBRIDGE |  | 53.654 | -6.415
MV/LV Substation PL***497 |  | 10 kV | _ | LV | 200 kVA :Pole Substation | 0.2 | --> | 0.2 | 0 | 0 | Constrained, otherwise capacity available =173 kVA | --> | 0.19 | 0 | 0 | 0.194 | 0 |  | --> | C20 ex RATHMULLAN | Rathmullan [T41,T42] | DRYBRIDGE |  | 53.6876 | -6.3944
MV/LV Substation TI***498Y |  | 10 kV | _ | LV | 50 kVA :Pole Substation | 0.05 | --> | 0.05 | 0 | 0 | Constrained, otherwise capacity available =39 kVA | --> | 0.048 | 0 | 0.005 | 0.045 | 0 |  | --> | C14 ex DRYBRIDGE | Drybridge [T41,T42] | DRYBRIDGE |  | 53.7916 | -6.424
MV/LV Substation TI***499Y |  | 10 kV | _ | LV | 50 kVA :Pole Substation | 0.05 | --> | 0.05 | 0 | 0 | Constrained, otherwise capacity available =29 kVA | --> | 0.048 | 0 | 0.01 | 0.043 | 0 |  | --> | C14 ex DRYBRIDGE | Drybridge [T41,T42] | DRYBRIDGE |  | 53.7915 | -6.4217
MV/LV Substation CR***501 |  | 20 kV | _ | LV | 50 kVA :Pole Substation | 0.05 | --> | 0.05 | 0 | 0 | Constrained, otherwise capacity available =31 kVA | --> | 0.048 | 0 | 0.027 | 0.03 | 0 |  | --> | E18 ex JULIANSTOWN | Julianstown [T421,T422] | DRYBRIDGE |  | 53.6806 | -6.3555
MV/LV Substation KI***502 |  | 20 kV | _ | LV | 50 kVA :Pole Substation | 0.05 | --> | 0.05 | 0 | 0 | Constrained, otherwise capacity available =42 kVA | --> | 0.048 | 0 | 0 | 0.048 | 0 |  | --> | E17 ex JULIANSTOWN | Julianstown [T421,T422] | DRYBRIDGE |  | 53.6739 | -6.3511
MV/LV Substation SH***503 |  | 20 kV | _ | LV | 50 kVA :Pole Substation | 0.05 | --> | 0.05 | 0 | 0 | Constrained, otherwise capacity available =37 kVA | --> | 0.048 | 0 | 0.007 | 0.044 | 0 |  | --> | E17 ex JULIANSTOWN | Julianstown [T421,T422] | DRYBRIDGE |  | 53.6718 | -6.3337
MV/LV Substation TI***503Y |  | 10 kV | _ | LV | 100 kVA :Pole Substation | 0.1 | --> | 0.1 | 0 | 0 | Constrained, otherwise capacity available =77 kVA | --> | 0.095 | 0 | 0 | 0.098 | 0 |  | --> | C14 ex DRYBRIDGE | Drybridge [T41,T42] | DRYBRIDGE |  | 53.7985 | -6.425
MV/LV Substation CO***504 |  | 20 kV | _ | LV | 50 kVA :Pole Substation | 0.05 | --> | 0.05 | 0 | 0 | Constrained, otherwise capacity available =38 kVA | --> | 0.048 | 0 | 0 | 0.049 | 0 |  | --> | E17 ex JULIANSTOWN | Julianstown [T421,T422] | DRYBRIDGE |  | 53.6705 | -6.3202
MV/LV Substation WA***508X |  | 10 kV | _ | LV | 50 kVA :Pole Substation | 0.05 | --> | 0.05 | 0 | 0 | Constrained, otherwise capacity available =37 kVA | --> | 0.048 | 0 | 0 | 0.049 | 0 |  | --> | C19 ex DRYBRIDGE | Drybridge [T41,T42] | DRYBRIDGE |  | 53.726 | -6.3831
MV/LV Substation DO***512X |  | 10 kV | _ | LV | 50 kVA :Pole Substation | 0.05 | --> | 0.05 | 0 | 0 | Constrained, otherwise capacity available =23 kVA | --> | 0.048 | 0 | 0 | 0.051 | 0 |  | --> | C17 ex DRYBRIDGE | Drybridge [T41,T42] | DRYBRIDGE |  | 53.6906 | -6.419
MV/LV Substation SI***513 |  | 20 kV | _ | LV | 50 kVA :Pole Substation | 0.05 | --> | 0.05 | 0 | 0 | Constrained, otherwise capacity available =37 kVA | --> | 0.048 | 0 | 0 | 0.049 | 0 |  | --> | E15 ex JULIANSTOWN | Julianstown [T421,T422] | DRYBRIDGE |  | 53.6375 | -6.2902
MV/LV Substation ST***513X |  | 20 kV | _ | LV | 100 kVA :Pole Substation | 0.1 | --> | 0.1 | 0 | 0 | Constrained, otherwise capacity available =48 kVA | --> | 0.095 | 0 | 0.046 | 0.068 | 0 |  | --> | C13 ex MORNINGTON ROAD | Mornington Road [T41,T42] | DRYBRIDGE |  | 53.7153 | -6.2532
MV/LV Substation HA***517 |  | 20 kV | _ | LV | 200 kVA :Kiosk Substation | 0.2 | --> | 0.2 | 0 | 0 | Constrained, otherwise capacity available =123 kVA | --> | 0.19 | 0 | 0.018 | 0.187 | 0 |  | --> | E15 ex JULIANSTOWN | Julianstown [T421,T422] | DRYBRIDGE |  | 53.6309 | -6.2616
MV/LV Substation GO***518 |  | 20 kV | _ | LV | 50 kVA :Pole Substation | 0.05 | --> | 0.05 | 0 | 0 | Constrained, otherwise capacity available =41 kVA | --> | 0.048 | 0 | 0.004 | 0.046 | 0 |  | --> | E15 ex JULIANSTOWN | Julianstown [T421,T422] | DRYBRIDGE |  | 53.6348 | -6.2473
MV/LV Substation GO***519 |  | 20 kV | _ | LV | 100 kVA :Pole Substation | 0.1 | --> | 0.1 | 0 | 0 | Constrained, otherwise capacity available =69 kVA | --> | 0.095 | 0 | 0.005 | 0.095 | 0 |  | --> | E15 ex JULIANSTOWN | Julianstown [T421,T422] | DRYBRIDGE |  | 53.6405 | -6.2358
MV/LV Substation GO***520 |  | 20 kV | _ | LV | 100 kVA :Pole Substation | 0.1 | --> | 0.1 | 0 | 0 | Constrained, otherwise capacity available =93 kVA | --> | 0.095 | 0 | 0 | 0.096 | 0 |  | --> | E15 ex JULIANSTOWN | Julianstown [T421,T422] | DRYBRIDGE |  | 53.6305 | -6.2315
MV/LV Substation RO***523 |  | 20 kV | _ | LV | 100 kVA :Pole Substation | 0.1 | --> | 0.1 | 0 | 0 | Constrained, otherwise capacity available =94 kVA | --> | 0.095 | 0 | 0.006 | 0.091 | 0 |  | --> | E17 ex JULIANSTOWN | Julianstown [T421,T422] | DRYBRIDGE |  | 53.6711 | -6.3001
MV/LV Substation MO***535 |  | 20 kV | _ | LV | 100 kVA :Pole Substation | 0.1 | --> | 0.1 | 0 | 0 | Constrained, otherwise capacity available =95 kVA | --> | 0.095 | 0 | 0.025 | 0.077 | 0 |  | --> | E18 ex JULIANSTOWN | Julianstown [T421,T422] | DRYBRIDGE |  | 53.6674 | -6.3686
MV/LV Substation BE***537 |  | 20 kV | _ | LV | 50 kVA :Pole Substation | 0.05 | --> | 0.05 | 0 | 0 | Constrained, otherwise capacity available =38 kVA | --> | 0.048 | 0 | 0 | 0.049 | 0 |  | --> | E18 ex JULIANSTOWN | Julianstown [T421,T422] | DRYBRIDGE |  | 53.6642 | -6.3567
MV/LV Substation BE***540 |  | 20 kV | _ | LV | 100 kVA :Pole Substation | 0.1 | --> | 0.1 | 0 | 0 | Constrained, otherwise capacity available =72 kVA | --> | 0.095 | 0 | 0.014 | 0.088 | 0 |  | --> | E18 ex JULIANSTOWN | Julianstown [T421,T422] | DRYBRIDGE |  | 53.6433 | -6.3479
MV/LV Substation FA***561Y |  | 20 kV | _ | LV | 200 kVA :Pole Substation | 0.2 | --> | 0.2 | 0 | 0 | Constrained, otherwise capacity available =139 kVA | --> | 0.19 | 0 | 0.005 | 0.194 | 0 |  | --> | E21 ex SLANE | Slane [T421] | DRYBRIDGE |  | 53.7114 | -6.5418
MV/LV Substation SL***564Y |  | 20 kV | _ | LV | 200 kVA :Pole Substation | 0.2 | --> | 0.2 | 0 | 0 | Constrained, otherwise capacity available =87 kVA | --> | 0.19 | 0 | 0.036 | 0.178 | 0 |  | --> | E21 ex SLANE | Slane [T421] | DRYBRIDGE |  | 53.7097 | -6.5466
MV/LV Substation SA***566X |  | 20 kV | _ | LV | 50 kVA :Pole Substation | 0.05 | --> | 0.05 | 0 | 0 | Constrained, otherwise capacity available =46 kVA | --> | 0.048 | 0 | 0 | 0.048 | 0 |  | --> | E16 ex JULIANSTOWN | Julianstown [T421,T422] | DRYBRIDGE |  | 53.654 | -6.2585
MV/LV Substation ST***567X |  | 10 kV | _ | LV | 50 kVA :Pole Substation | 0.05 | --> | 0.05 | 0 | 0 | Constrained, otherwise capacity available =32 kVA | --> | 0.048 | 0 | 0.023 | 0.033 | 0 |  | --> | C17 ex DRYBRIDGE | Drybridge [T41,T42] | DRYBRIDGE |  | 53.6922 | -6.4232
MV/LV Substation OL***568X |  | 10 kV | _ | LV | 200 kVA :Pole Substation | 0.2 | --> | 0.2 | 0 | 0 | Constrained, otherwise capacity available =178 kVA | --> | 0.19 | 0 | 0.005 | 0.189 | 0 |  | --> | C17 ex DRYBRIDGE | Drybridge [T41,T42] | DRYBRIDGE |  | 53.7163 | -6.4025
MV/LV Substation GR***550Y |  | 20 kV | _ | LV | 400 kVA :Building Structure | 0.4 | --> | 0.4 | 0 | 0 | Constrained, otherwise capacity available =235 kVA | --> | 0.38 | 0 | 0.011 | 0.372 | 0 |  | --> | E21 ex SLANE | Slane [T421] | DRYBRIDGE |  | 53.7152 | -6.5313
MV/LV Substation CO***559Y |  | 20 kV | _ | LV | 200 kVA :Pole Substation | 0.2 | --> | 0.2 | 0 | 0 | Constrained, otherwise capacity available =136 kVA | --> | 0.19 | 0 | 0.016 | 0.187 | 0 |  | --> | E21 ex SLANE | Slane [T421] | DRYBRIDGE |  | 53.7132 | -6.5369
MV/LV Substation CH***560Y |  | 20 kV | _ | LV | 200 kVA :Kiosk Substation | 0.2 | --> | 0.2 | 0 | 0 | Constrained, otherwise capacity available =141 kVA | --> | 0.19 | 0 | 0.018 | 0.185 | 0 |  | --> | E21 ex SLANE | Slane [T421] | DRYBRIDGE |  | 53.7122 | -6.5403
MV/LV Substation CO***570 |  | 20 kV | _ | LV | 50 kVA :Pole Substation | 0.05 | --> | 0.05 | 0 | 0 | Constrained, otherwise capacity available =26 kVA | --> | 0.048 | 0 | 0 | 0.051 | 0 |  | --> | E15 ex JULIANSTOWN | Julianstown [T421,T422] | DRYBRIDGE |  | 53.6229 | -6.2704
MV/LV Substation SL***572Y |  | 20 kV | _ | LV | 400 kVA :Building Structure | 0.4 | --> | 0.4 | 0 | 0 | Constrained, otherwise capacity available =362 kVA | --> | 0.38 | 0 | 0.01 | 0.378 | 0 |  | --> | E21 ex SLANE | Slane [T421] | DRYBRIDGE |  | 53.7038 | -6.5351
MV/LV Substation SL***574Y |  | 20 kV | _ | LV | 200 kVA :Building Structure | 0.2 | --> | 0.2 | 0 | 0 | Constrained, otherwise capacity available =183 kVA | --> | 0.19 | 0 | 0 | 0.192 | 0 |  | --> | E21 ex SLANE | Slane [T421] | DRYBRIDGE |  | 53.7033 | -6.5398
MV/LV Substation SL***576Y |  | 20 kV | _ | LV | 200 kVA :Pole Substation | 0.2 | --> | 0.2 | 0 | 0 | Constrained, otherwise capacity available =194 kVA | --> | 0.19 | 0 | 0 | 0.191 | 0 |  | --> | E21 ex SLANE | Slane [T421] | DRYBRIDGE |  | 53.7044 | -6.5451
MV/LV Substation DO***577 |  | 10 kV | _ | LV | 400 kVA :Kiosk Substation | 0.4 | --> | 0.4 | 0 | 0 | Constrained, otherwise capacity available =310 kVA | --> | 0.38 | 0 | 0.04 | 0.362 | 0 |  | --> | C17 ex DRYBRIDGE | Drybridge [T41,T42] | DRYBRIDGE |  | 53.6917 | -6.417
MV/LV Substation SL***577Y |  | 20 kV | _ | LV | 50 kVA :Pole Substation | 0.05 | --> | 0.05 | 0 | 0 | Constrained, otherwise capacity available =38 kVA | --> | 0.048 | 0 | 0 | 0.049 | 0 |  | --> | E21 ex SLANE | Slane [T421] | DRYBRIDGE |  | 53.703 | -6.527
MV/LV Substation CE***581Y |  | 10 kV | _ | LV | 200 kVA :Pole Substation | 0.2 | --> | 0.2 | 0 | 0 | Constrained, otherwise capacity available =141 kVA | --> | 0.19 | 0 | 0.003 | 0.196 | 0 |  | --> | C20 ex RATHMULLAN | Rathmullan [T41,T42] | DRYBRIDGE |  | 53.7058 | -6.3783
MV/LV Substation WH***582Y |  | 10 kV | _ | LV | 200 kVA :Kiosk Substation | 0.2 | --> | 0.2 | 0 | 0 | Constrained, otherwise capacity available =124 kVA | --> | 0.19 | 0 | 0.053 | 0.161 | 0 |  | --> | C12 ex MORNINGTON ROAD | Mornington Road [T41,T42] | DRYBRIDGE |  | 53.7087 | -6.3193
MV/LV Substation CO***583 |  | 20 kV | _ | LV | 100 kVA :Pole Substation | 0.1 | --> | 0.1 | 0 | 0 | Constrained, otherwise capacity available =85 kVA | --> | 0.095 | 0 | 0.006 | 0 | 0 | Constrained, otherwise capacity available =92 kW | --> | E15 ex DULEEK | Duleek [T421,T422] | DRYBRIDGE |  | 53.6667 | -6.4181
MV/LV Substation MO***583X |  | 20 kV | _ | LV | 200 kVA :Pole Substation | 0.2 | --> | 0.2 | 0 | 0 | Constrained, otherwise capacity available =157 kVA | --> | 0.19 | 0 | 0.053 | 0.156 | 0 |  | --> | C13 ex MORNINGTON ROAD | Mornington Road [T41,T42] | DRYBRIDGE |  | 53.7224 | -6.2574
MV/LV Substation LY***584Y |  | 20 kV | _ | LV | 200 kVA :Pole Substation | 0.2 | --> | 0.2 | 0 | 0 | Constrained, otherwise capacity available =200 kVA | --> | 0.19 | 0 | 0 | 0.19 | 0 |  | --> | E16 ex JULIANSTOWN | Julianstown [T421,T422] | DRYBRIDGE |  | 53.6894 | -6.2445
MV/LV Substation NE***585 |  | 20 kV | _ | LV | 100 kVA :Pole Substation | 0.1 | --> | 0.1 | 0 | 0 | Constrained, otherwise capacity available =60 kVA | --> | 0.095 | 0 | 0.067 | 0 | 0 | Constrained, otherwise capacity available =51 kW | --> | E15 ex DULEEK | Duleek [T421,T422] | DRYBRIDGE |  | 53.6617 | -6.3961
MV/LV Substation MA***585Y |  | 10 kV | _ | LV | 100 kVA :Pole Substation | 0.1 | --> | 0.1 | 0 | 0 | Constrained, otherwise capacity available =67 kVA | --> | 0.095 | 0 | 0.002 | 0.098 | 0 |  | --> | C19 ex DRYBRIDGE | Drybridge [T41,T42] | DRYBRIDGE |  | 53.7261 | -6.3567
MV/LV Substation MO***589X |  | 20 kV | _ | LV | 200 kVA :Building Structure | 0.2 | --> | 0.2 | 0 | 0 | Constrained, otherwise capacity available =150 kVA | --> | 0.19 | 0 | 0 | 0.197 | 0 |  | --> | C13 ex MORNINGTON ROAD | Mornington Road [T41,T42] | DRYBRIDGE |  | 53.7138 | -6.2531
MV/LV Substation CO***589Y |  | 10 kV | _ | LV | 50 kVA :Pole Substation | 0.05 | --> | 0.05 | 0 | 0 | Constrained, otherwise capacity available =50 kVA | --> | 0.048 | 0 | 0 | 0.048 | 0 |  | --> | C14 ex DRYBRIDGE | Drybridge [T41,T42] | DRYBRIDGE |  | 53.7706 | -6.4511
MV/LV Substation AB***590 |  | 20 kV | _ | LV | 200 kVA :Pole Substation | 0.2 | --> | 0.2 | 0 | 0 | Constrained, otherwise capacity available =63 kVA | --> | 0.19 | 0 | 0 | 0 | 0 | Constrained, otherwise capacity available =208 kW | --> | E15 ex DULEEK | Duleek [T421,T422] | DRYBRIDGE |  | 53.6541 | -6.4176
MV/LV Substation RI***592Y |  | 10 kV | _ | LV | 200 kVA :Kiosk Substation | 0.2 | --> | 0.2 | 0 | 0 | Constrained, otherwise capacity available =158 kVA | --> | 0.19 | 0 | 0.004 | 0.193 | 0 |  | --> | C17 ex RATHMULLAN | Rathmullan [T41,T42] | DRYBRIDGE |  | 53.7149 | -6.3675
MV/LV Substation KN***595Y |  | 20 kV | _ | LV | 50 kVA :Pole Substation | 0.05 | --> | 0.05 | 0 | 0 | Constrained, otherwise capacity available =32 kVA | --> | 0.048 | 0 | 0 | 0 | 0 | Constrained, otherwise capacity available =50 kW | --> | E16 ex SLANE |  |  |  | 53.7382 | -6.5584
MV/LV Substation JO***596 |  | 20 kV | _ | LV | 50 kVA :Pole Substation | 0.05 | --> | 0.05 | 0 | 0 | Constrained, otherwise capacity available =35 kVA | --> | 0.048 | 0 | 0 | 0 | 0 | Constrained, otherwise capacity available =49 kW | --> | E15 ex DULEEK | Duleek [T421,T422] | DRYBRIDGE |  | 53.6252 | -6.4164
MV/LV Substation MA***598 |  | 20 kV | _ | LV | 400 kVA :Kiosk Substation | 0.4 | --> | 0.4 | 0 | 0 | Constrained, otherwise capacity available =233 kVA | --> | 0.38 | 0 | 0.075 | 0 | 0 | Constrained, otherwise capacity available =347 kW | --> | E15 ex DULEEK | Duleek [T421,T422] | DRYBRIDGE |  | 53.6568 | -6.4159
MV/LV Substation LI***598X |  | 20 kV | _ | LV | 200 kVA :Pole Substation | 0.2 | --> | 0.2 | 0 | 0 | Constrained, otherwise capacity available =128 kVA | --> | 0.19 | 0 | 0 | 0.2 | 0 |  | --> | C17 ex DRYBRIDGE | Drybridge [T41,T42] | DRYBRIDGE |  | 53.7164 | -6.4592
MV/LV Substation DU***599 |  | 20 kV | _ | LV | 100 kVA :Pole Substation | 0.1 | --> | 0.1 | 0 | 0 | Constrained, otherwise capacity available =13 kVA | --> | 0.095 | 0 | 0.034 | 0 | 0 | Constrained, otherwise capacity available =81 kW | --> | E15 ex DULEEK | Duleek [T421,T422] | DRYBRIDGE |  | 53.6611 | -6.4175
MV/LV Substation KN***599Y |  | 20 kV | _ | LV | 50 kVA :Pole Substation | 0.05 | --> | 0.05 | 0 | 0 | Constrained, otherwise capacity available =48 kVA | --> | 0.048 | 0 | 0 | 0 | 0 | Constrained, otherwise capacity available =48 kW | --> | E16 ex SLANE |  |  |  | 53.7334 | -6.5518
MV/LV Substation MU***601Y |  | 20 kV | _ | LV | 50 kVA :Pole Substation | 0.05 | --> | 0.05 | 0 | 0 | Constrained, otherwise capacity available =48 kVA | --> | 0.048 | 0 | 0 | 0 | 0 | Constrained, otherwise capacity available =48 kW | --> | E16 ex SLANE |  |  |  | 53.7327 | -6.559
MV/LV Substation DO***607 |  | 20 kV | _ | LV | 100 kVA :Pole Substation | 0.1 | --> | 0.1 | 0 | 0 | Constrained, otherwise capacity available =98 kVA | --> | 0.095 | 0 | 0 | 0 | 0 | Constrained, otherwise capacity available =95 kW | --> | E17 ex DULEEK | Duleek [T421,T422] | DRYBRIDGE |  | 53.6562 | -6.4441
MV/LV Substation TH***609 |  | 20 kV | _ | LV | 50 kVA :Pole Substation | 0.05 | --> | 0.05 | 0 | 0 | Constrained, otherwise capacity available =31 kVA | --> | 0.048 | 0 | 0 | 0 | 0 | Constrained, otherwise capacity available =50 kW | --> | E17 ex DULEEK | Duleek [T421,T422] | DRYBRIDGE |  | 53.6503 | -6.4744
MV/LV Substation WH***610Y |  | 10 kV | _ | LV | 400 kVA :Kiosk Substation | 0.4 | --> | 0.4 | 0 | 0 | Constrained, otherwise capacity available =315 kVA | --> | 0.38 | 0 | 0 | 0.391 | 0 |  | --> | C12 ex MORNINGTON ROAD | Mornington Road [T41,T42] | DRYBRIDGE |  | 53.7094 | -6.3292
MV/LV Substation WH***612X |  | 20 kV | _ | LV | 100 kVA :Pole Substation | 0.1 | --> | 0.1 | 0 | 0 | Constrained, otherwise capacity available =94 kVA | --> | 0.095 | 0 | 0 | 0.096 | 0 |  | --> | E16 ex JULIANSTOWN | Julianstown [T421,T422] | DRYBRIDGE |  | 53.6641 | -6.2726
MV/LV Substation TI***616Y |  | 10 kV | _ | LV | 200 kVA :Kiosk Substation | 0.2 | --> | 0.2 | 0 | 0 | Constrained, otherwise capacity available =171 kVA | --> | 0.19 | 0 | 0.006 | 0.189 | 0 |  | --> | E11 ex SLANE | Slane [T421] | DRYBRIDGE |  | 53.7783 | -6.4774
MV/LV Substation TH***618 |  | 20 kV | _ | LV | 50 kVA :Pole Substation | 0.05 | --> | 0.05 | 0 | 0 | Constrained, otherwise capacity available =31 kVA | --> | 0.048 | 0 | 0.008 | 0 | 0 | Constrained, otherwise capacity available =44 kW | --> | E17 ex DULEEK | Duleek [T421,T422] | DRYBRIDGE |  | 53.6314 | -6.4835
MV/LV Substation SH***618Y |  | 10 kV | _ | LV | 100 kVA :Pole Substation | 0.1 | --> | 0.1 | 0 | 0 | Constrained, otherwise capacity available =94 kVA | --> | 0.095 | 0 | 0 | 0.096 | 0 |  | --> | C17 ex DRYBRIDGE | Drybridge [T41,T42] | DRYBRIDGE |  | 53.6981 | -6.4223
MV/LV Substation BA***619 |  | 20 kV | _ | LV | 50 kVA :Pole Substation | 0.05 | --> | 0.05 | 0 | 0 | Constrained, otherwise capacity available =50 kVA | --> | 0.048 | 0 | 0 | 0 | 0 | Constrained, otherwise capacity available =48 kW | --> | E17 ex DULEEK | Duleek [T421,T422] | DRYBRIDGE |  | 53.6291 | -6.4862
MV/LV Substation SI***619Y |  | 10 kV | _ | LV | 400 kVA :Kiosk Substation | 0.4 | --> | 0.4 | 0 | 0 | Constrained, otherwise capacity available =298 kVA | --> | 0.38 | 0 | 0.01 | 0.386 | 0 |  | --> | C20 ex DRYBRIDGE | Drybridge [T41,T42] | DRYBRIDGE |  | 53.7177 | -6.3454
MV/LV Substation M1***621Y |  | 10 kV | _ | LV | 400 kVA :Building Structure | 0.4 | --> | 0.4 | 0 | 0 | Constrained, otherwise capacity available =148 kVA | --> | 0.38 | 0 | 0.011 | 0.405 | 0 |  | --> | C20 ex RATHMULLAN | Rathmullan [T41,T42] | DRYBRIDGE |  | 53.7034 | -6.3767
MV/LV Substation MO***623 |  | 20 kV | _ | LV | 200 kVA :Pole Substation | 0.2 | --> | 0.2 | 0 | 0 | Constrained, otherwise capacity available =164 kVA | --> | 0.19 | 0 | 0 | 0.195 | 0 |  | --> | E16 ex JULIANSTOWN | Julianstown [T421,T422] | DRYBRIDGE |  | 53.6619 | -6.2423
MV/LV Substation IR***624 |  | 20 kV | _ | LV | 200 kVA :Pole Substation | 0.2 | --> | 0.2 | 0 | 0 | Constrained, otherwise capacity available =126 kVA | --> | 0.19 | 0 | 0.006 | 0.195 | 0 |  | --> | E16 ex JULIANSTOWN | Julianstown [T421,T422] | DRYBRIDGE |  | 53.6503 | -6.228
MV/LV Substation SA***627 |  | 20 kV | _ | LV | 200 kVA :Pole Substation | 0.2 | --> | 0.2 | 0 | 0 | Constrained, otherwise capacity available =89 kVA | --> | 0.19 | 0 | 0 | 0.196 | 0 |  | --> | E16 ex JULIANSTOWN | Julianstown [T421,T422] | DRYBRIDGE |  | 53.6525 | -6.2566
MV/LV Substation OZ***629X |  | 20 kV | _ | LV | 100 kVA :Pole Substation | 0.1 | --> | 0.1 | 0 | 0 | Constrained, otherwise capacity available =81 kVA | --> | 0.095 | 0 | 0.011 | 0.09 | 0 |  | --> | C13 ex MORNINGTON ROAD | Mornington Road [T41,T42] | DRYBRIDGE |  | 53.7171 | -6.2545
MV/LV Substation LA***629Y |  | 10 kV | _ | LV | 400 kVA :Kiosk Substation | 0.4 | --> | 0.4 | 0 | 0 | Constrained, otherwise capacity available =302 kVA | --> | 0.38 | 0 | 0.052 | 0.355 | 0 |  | --> | C18 ex RATHMULLAN | Rathmullan [T41,T42] | DRYBRIDGE |  | 53.7024 | -6.3508
MV/LV Substation DU***630X |  | 20 kV | _ | LV | 200 kVA :Pole Substation | 0.2 | --> | 0.2 | 0 | 0 | Constrained, otherwise capacity available =171 kVA | --> | 0.19 | 0 | 0 | 0 | 0 | Constrained, otherwise capacity available =194 kW | --> | E15 ex DULEEK | Duleek [T421,T422] | DRYBRIDGE |  | 53.6535 | -6.407
MV/LV Substation ST***631 |  | 20 kV | _ | LV | 100 kVA :Pole Substation | 0.1 | --> | 0.1 | 0 | 0 | Constrained, otherwise capacity available =27 kVA | --> | 0.095 | 0 | 0 | 0.104 | 0 |  | --> | E15 ex JULIANSTOWN | Julianstown [T421,T422] | DRYBRIDGE |  | 53.6279 | -6.2645
MV/LV Substation LA***632X |  | 20 kV | _ | LV | 100 kVA :Pole Substation | 0.1 | --> | 0.1 | 0 | 0 | Constrained, otherwise capacity available =79 kVA | --> | 0.095 | 0 | 0.009 | 0 | 0 | Constrained, otherwise capacity available =91 kW | --> | E15 ex DULEEK | Duleek [T421,T422] | DRYBRIDGE |  | 53.6579 | -6.4218
MV/LV Substation GO***634 |  | 20 kV | _ | LV | 100 kVA :Pole Substation | 0.1 | --> | 0.1 | 0 | 0 | Constrained, otherwise capacity available =52 kVA | --> | 0.095 | 0 | 0 | 0.101 | 0 |  | --> | E15 ex JULIANSTOWN | Julianstown [T421,T422] | DRYBRIDGE |  | 53.6366 | -6.2171
MV/LV Substation TO***635X |  | 20 kV | _ | LV | 100 kVA :Pole Substation | 0.1 | --> | 0.1 | 0 | 0 | Constrained, otherwise capacity available =85 kVA | --> | 0.095 | 0 | 0 | 0.097 | 0 |  | --> | C17 ex DRYBRIDGE | Drybridge [T41,T42] | DRYBRIDGE |  | 53.7362 | -6.4515
MV/LV Substation GO***637Y |  | 20 kV | _ | LV | 50 kVA :Pole Substation | 0.05 | --> | 0.05 | 0 | 0 | Constrained, otherwise capacity available =41 kVA | --> | 0.048 | 0 | 0.005 | 0.045 | 0 |  | --> | E15 ex JULIANSTOWN | Julianstown [T421,T422] | DRYBRIDGE |  | 53.632 | -6.2585
MV/LV Substation CA***640Y |  | 10 kV | _ | LV | 400 kVA :Building Structure | 0.4 | --> | 0.4 | 0 | 0 | Constrained, otherwise capacity available =315 kVA | --> | 0.38 | 0 | 0.015 | 0.38 | 0 |  | --> | C11 ex MORNINGTON ROAD | Mornington Road [T41,T42] | DRYBRIDGE |  | 53.7142 | -6.3414
MV/LV Substation BE***642 |  | 20 kV | _ | LV | 100 kVA :Pole Substation | 0.1 | --> | 0.1 | 0 | 0 | Constrained, otherwise capacity available =86 kVA | --> | 0.095 | 0 | 0 | 0.097 | 0 |  | --> | E18 ex JULIANSTOWN | Julianstown [T421,T422] | DRYBRIDGE |  | 53.6897 | -6.3468
MV/LV Substation BE***643 |  | 10 kV | _ | LV | 100 kVA :Pole Substation | 0.1 | --> | 0.1 | 0 | 0 | Constrained, otherwise capacity available =86 kVA | --> | 0.095 | 0 | 0.005 | 0.093 | 0 |  | --> | C18 ex RATHMULLAN | Rathmullan [T41,T42] | DRYBRIDGE |  | 53.702 | -6.3488
MV/LV Substation PR***644Y |  | 10 kV | _ | LV | 400 kVA :Kiosk Substation | 0.4 | --> | 0.4 | 0 | 0 | Constrained, otherwise capacity available =355 kVA | --> | 0.38 | 0 | 0 | 0.386 | 0 |  | --> | C11 ex MORNINGTON ROAD | Mornington Road [T41,T42] | DRYBRIDGE |  | 53.713 | -6.3451
MV/LV Substation PA***645 |  | 20 kV | _ | LV | 50 kVA :Pole Substation | 0.05 | --> | 0.05 | 0 | 0 | Constrained, otherwise capacity available =37 kVA | --> | 0.048 | 0 | 0.024 | 0.031 | 0 |  | --> | E17 ex JULIANSTOWN | Julianstown [T421,T422] | DRYBRIDGE |  | 53.698 | -6.3074
MV/LV Substation BO***649Y |  | 10 kV | _ | LV | 630 kVA :Building Structure | 0.63 | --> | 0.63 | 0 | 0 | Constrained, otherwise capacity available =518 kVA | --> | 0.598 | 0 | 0.005 | 0.5 | 0 |  | --> | C19 ex TERMONFECKIN ROAD | Termonfeckin Road [T41,T42] | DRYBRIDGE |  | 53.7252 | -6.3238
MV/LV Substation TH***650Y |  | 20 kV | _ | LV | 630 kVA :Building Structure | 0.63 | --> | 0.63 | 0 | 0 | Constrained, otherwise capacity available =494 kVA | --> | 0.598 | 0 | 0 | 0.5 | 0 |  | --> | E16 ex JULIANSTOWN | Julianstown [T421,T422] | DRYBRIDGE |  | 53.698 | -6.245
MV/LV Substation MO***651Y |  | 20 kV | _ | LV | 200 kVA :Kiosk Substation | 0.2 | --> | 0.2 | 0 | 0 | Constrained, otherwise capacity available =117 kVA | --> | 0.19 | 0 | 0.057 | 0.159 | 0 |  | --> | C13 ex MORNINGTON ROAD | Mornington Road [T41,T42] | DRYBRIDGE |  | 53.7108 | -6.2837
MV/LV Substation AL***652 |  | 10 kV | _ | LV | 50 kVA :Pole Substation | 0.05 | --> | 0.05 | 0 | 0 | Constrained, otherwise capacity available =43 kVA | --> | 0.048 | 0 | 0.011 | 0.04 | 0 |  | --> | C13 ex MORNINGTON ROAD | Mornington Road [T41,T42] | DRYBRIDGE |  | 53.7196 | -6.3081
MV/LV Substation CA***654Y |  | 10 kV | _ | LV | 400 kVA :Kiosk Substation | 0.4 | --> | 0.4 | 0 | 0 | Constrained, otherwise capacity available =222 kVA | --> | 0.38 | 0 | 0.071 | 0.351 | 0 |  | --> | C22 ex TERMONFECKIN ROAD | Termonfeckin Road [T41,T42] | DRYBRIDGE |  | 53.7285 | -6.3482
MV/LV Substation IN***656Y |  | 20 kV | _ | LV | 400 kVA :Kiosk Substation | 0.4 | --> | 0.4 | 0 | 0 | Constrained, otherwise capacity available =328 kVA | --> | 0.38 | 0 | 0.055 | 0.349 | 0 |  | --> | E16 ex JULIANSTOWN | Julianstown [T421,T422] | DRYBRIDGE |  | 53.6854 | -6.2441
MV/LV Substation TU***659X |  | 10 kV | _ | LV | 50 kVA :Pole Substation | 0.05 | --> | 0.05 | 0 | 0 | Constrained, otherwise capacity available =43 kVA | --> | 0.048 | 0 | 0 | 0.048 | 0 |  | --> | C14 ex DRYBRIDGE | Drybridge [T41,T42] | DRYBRIDGE |  | 53.736 | -6.4055
MV/LV Substation TH***660Y |  | 20 kV | _ | LV | 400 kVA :Kiosk Substation | 0.4 | --> | 0.4 | 0 | 0 | Constrained, otherwise capacity available =318 kVA | --> | 0.38 | 0 | 0.049 | 0.355 | 0 |  | --> | E15 ex JULIANSTOWN | Julianstown [T421,T422] | DRYBRIDGE |  | 53.6292 | -6.2655
MV/LV Substation GO***661 |  | 20 kV | _ | LV | 100 kVA :Pole Substation | 0.1 | --> | 0.1 | 0 | 0 | Constrained, otherwise capacity available =66 kVA | --> | 0.095 | 0 | 0.04 | 0.07 | 0 |  | --> | E16 ex JULIANSTOWN | Julianstown [T421,T422] | DRYBRIDGE |  | 53.708 | -6.2503
MV/LV Substation KE***661X |  | 20 kV | _ | LV | 50 kVA :Pole Substation | 0.05 | --> | 0.05 | 0 | 0 | Constrained, otherwise capacity available =46 kVA | --> | 0.048 | 0 | 0 | 0.048 | 0 |  | --> | E16 ex JULIANSTOWN | Julianstown [T421,T422] | DRYBRIDGE |  | 53.6598 | -6.2688
MV/LV Substation NU***664Y |  | 10 kV | _ | LV | 50 kVA :Pole Substation | 0.05 | --> | 0.05 | 0 | 0 | Constrained, otherwise capacity available =26 kVA | --> | 0.048 | 0 | 0.02 | 0.036 | 0 |  | --> | E11 ex SLANE | Slane [T421] | DRYBRIDGE |  | 53.7792 | -6.4837
MV/LV Substation SH***665 |  | 10 kV | _ | LV | 100 kVA :Pole Substation | 0.1 | --> | 0.1 | 0 | 0 | Constrained, otherwise capacity available =83 kVA | --> | 0.095 | 0 | 0 | 0.097 | 0 |  | --> | C17 ex DRYBRIDGE | Drybridge [T41,T42] | DRYBRIDGE |  | 53.7114 | -6.412
MV/LV Substation BE***670Y |  | 20 kV | _ | LV | 100 kVA :Pole Substation | 0.1 | --> | 0.1 | 0 | 0 | Constrained, otherwise capacity available =90 kVA | --> | 0.095 | 0 | 0.02 | 0.082 | 0 |  | --> | C13 ex MORNINGTON ROAD | Mornington Road [T41,T42] | DRYBRIDGE |  | 53.7208 | -6.254
MV/LV Substation TH***671Y |  | 20 kV | _ | LV | 50 kVA :Pole Substation | 0.05 | --> | 0.05 | 0 | 0 | Constrained, otherwise capacity available =19 kVA | --> | 0.048 | 0 | 0.009 | 0.045 | 0 |  | --> | C21 ex TERMONFECKIN ROAD | Termonfeckin Road [T41,T42] | DRYBRIDGE |  | 53.7709 | -6.3061
MV/LV Substation ST***673X |  | 10 kV | _ | LV | 50 kVA :Pole Substation | 0.05 | --> | 0.05 | 0 | 0 | Constrained, otherwise capacity available =37 kVA | --> | 0.048 | 0 | 0 | 0.049 | 0 |  | --> | C13 ex MORNINGTON ROAD | Mornington Road [T41,T42] | DRYBRIDGE |  | 53.7181 | -6.3128
MV/LV Substation TO***675 |  | 20 kV | _ | LV | 100 kVA :Pole Substation | 0.1 | --> | 0.1 | 0 | 0 | Constrained, otherwise capacity available =78 kVA | --> | 0.095 | 0 | 0.008 | 0.092 | 0 |  | --> | C17 ex DRYBRIDGE | Drybridge [T41,T42] | DRYBRIDGE |  | 53.7289 | -6.4459
MV/LV Substation MO***675X |  | 20 kV | _ | LV | 100 kVA :Pole Substation | 0.1 | --> | 0.1 | 0 | 0 | Constrained, otherwise capacity available =76 kVA | --> | 0.095 | 0 | 0.004 | 0.095 | 0 |  | --> | C13 ex MORNINGTON ROAD | Mornington Road [T41,T42] | DRYBRIDGE |  | 53.7205 | -6.2832
MV/LV Substation SL***677Y |  | 20 kV | _ | LV | 200 kVA :Building Structure | 0.2 | --> | 0.2 | 0 | 0 | Constrained, otherwise capacity available =175 kVA | --> | 0.19 | 0 | 0 | 0.193 | 0 |  | --> | E21 ex SLANE | Slane [T421] | DRYBRIDGE |  | 53.7098 | -6.5617
MV/LV Substation BA***682 |  | 20 kV | _ | LV | 50 kVA :Pole Substation | 0.05 | --> | 0.05 | 0 | 0 | Constrained, otherwise capacity available =34 kVA | --> | 0.048 | 0 | 0.005 | 0.046 | 0 |  | --> | C17 ex DRYBRIDGE | Drybridge [T41,T42] | DRYBRIDGE |  | 53.7142 | -6.4701
MV/LV Substation FO***683Y |  | 10 kV | _ | LV | 400 kVA :Kiosk Substation | 0.4 | --> | 0.4 | 0 | 0 | Constrained, otherwise capacity available =297 kVA | --> | 0.38 | 0 | 0.017 | 0.381 | 0 |  | --> | C11 ex DRYBRIDGE | Drybridge [T41,T42] | DRYBRIDGE |  | 53.7209 | -6.3693
MV/LV Substation DO***690 |  | 20 kV | _ | LV | 50 kVA :Pole Substation | 0.05 | --> | 0.05 | 0 | 0 | Constrained, otherwise capacity available =48 kVA | --> | 0.048 | 0 | 0 | 0.048 | 0 |  | --> | C17 ex DRYBRIDGE | Drybridge [T41,T42] | DRYBRIDGE |  | 53.7049 | -6.4465
MV/LV Substation TE***690Y |  | 10 kV | _ | LV | 400 kVA :Kiosk Substation | 0.4 | --> | 0.4 | 0 | 0 | Constrained, otherwise capacity available =258 kVA | --> | 0.38 | 0 | 0.05 | 0.362 | 0 |  | --> | C16 ex TERMONFECKIN ROAD | Termonfeckin Road [T41,T42] | DRYBRIDGE |  | 53.7284 | -6.3324
MV/LV Substation BI***691X |  | 20 kV | _ | LV | 400 kVA :Kiosk Substation | 0.4 | --> | 0.4 | 0 | 0 | Constrained, otherwise capacity available =302 kVA | --> | 0.38 | 0 | 0.015 | 0.382 | 0 |  | --> | C21 ex TERMONFECKIN ROAD | Termonfeckin Road [T41,T42] | DRYBRIDGE |  | 53.7618 | -6.266
MV/LV Substation JO***691Y |  | 20 kV | _ | LV | 50 kVA :Pole Substation | 0.05 | --> | 0.05 | 0 | 0 | Constrained, otherwise capacity available =50 kVA | --> | 0.048 | 0 | 0 | 0.048 | 0 |  | --> | E21 ex SLANE | Slane [T421] | DRYBRIDGE |  | 53.6866 | -6.5437
MV/LV Substation NU***694Y |  | 20 kV | _ | LV | 200 kVA :Pole Substation | 0.2 | --> | 0.2 | 0 | 0 | Constrained, otherwise capacity available =159 kVA | --> | 0.19 | 0 | 0 | 0.196 | 0 |  | --> | E15 ex JULIANSTOWN | Julianstown [T421,T422] | DRYBRIDGE |  | 53.633 | -6.2189
MV/LV Substation ST***695Y |  | 20 kV | _ | LV | 50 kVA :Pole Substation | 0.05 | --> | 0.05 | 0 | 0 | Constrained, otherwise capacity available =43 kVA | --> | 0.048 | 0 | 0 | 0 | 0 | Constrained, otherwise capacity available =48 kW | --> | E15 ex DULEEK | Duleek [T421,T422] | DRYBRIDGE |  | 53.693 | -6.4476
MV/LV Substation BE***697 |  | 10 kV | _ | LV | 50 kVA :Pole Substation | 0.05 | --> | 0.05 | 0 | 0 | Constrained, otherwise capacity available =33 kVA | --> | 0.048 | 0 | 0 | 0.05 | 0 |  | --> | C14 ex DRYBRIDGE | Drybridge [T41,T42] | DRYBRIDGE |  | 53.744 | -6.425
MV/LV Substation GL***698Y |  | 10 kV | _ | LV | 200 kVA :Kiosk Substation | 0.2 | --> | 0.2 | 0 | 0 | Constrained, otherwise capacity available =164 kVA | --> | 0.19 | 0 | 0.037 | 0.167 | 0 |  | --> | C14 ex DRYBRIDGE | Drybridge [T41,T42] | DRYBRIDGE |  | 53.7928 | -6.4186
MV/LV Substation ST***700Y |  | 20 kV | _ | LV | 200 kVA :Pole Substation | 0.2 | --> | 0.2 | 0 | 0 | Constrained, otherwise capacity available =164 kVA | --> | 0.19 | 0 | 0.01 | 0 | 0 | Constrained, otherwise capacity available =187 kW | --> | E15 ex DULEEK | Duleek [T421,T422] | DRYBRIDGE |  | 53.6578 | -6.4251
MV/LV Substation CA***702X |  | 20 kV | _ | LV | 200 kVA :Pole Substation | 0.2 | --> | 0.2 | 0 | 0 | Constrained, otherwise capacity available =192 kVA | --> | 0.19 | 0 | 0 | 0 | 0 | Constrained, otherwise capacity available =191 kW | --> | E15 ex DULEEK | Duleek [T421,T422] | DRYBRIDGE |  | 53.6349 | -6.4009
MV/LV Substation CA***703Y |  | 10 kV | _ | LV | 200 kVA :Kiosk Substation | 0.2 | --> | 0.2 | 0 | 0 | Constrained, otherwise capacity available =193 kVA | --> | 0.19 | 0 | 0 | 0.191 | 0 |  | --> | C16 ex RATHMULLAN | Rathmullan [T41,T42] | DRYBRIDGE |  | 53.7098 | -6.3734
MV/LV Substation N ***704Y |  | 10 kV | _ | LV | 400 kVA :Kiosk Substation | 0.4 | --> | 0.4 | 0 | 0 | Constrained, otherwise capacity available =267 kVA | --> | 0.38 | 0 | 0.006 | 0.393 | 0 |  | --> | C14 ex DRYBRIDGE | Drybridge [T41,T42] | DRYBRIDGE |  | 53.7923 | -6.4214
MV/LV Substation LE***705Y |  | 20 kV | _ | LV | 630 kVA :Kiosk Substation | 0.63 | --> | 0.63 | 0 | 0 | Constrained, otherwise capacity available =416 kVA | --> | 0.598 | 0 | 0.086 | 0.5 | 0 |  | --> | E21 ex SLANE | Slane [T421] | DRYBRIDGE |  | 53.7085 | -6.5414
MV/LV Substation ME***706X |  | 10 kV | _ | LV | 400 kVA :Kiosk Substation | 0.4 | --> | 0.4 | 0 | 0 | Constrained, otherwise capacity available =259 kVA | --> | 0.38 | 0 | 0.085 | 0.336 | 0 |  | --> | C18 ex RATHMULLAN | Rathmullan [T41,T42] | DRYBRIDGE |  | 53.7064 | -6.3446
MV/LV Substation VI***706Y |  | 20 kV | _ | LV | 400 kVA :Kiosk Substation | 0.4 | --> | 0.4 | 0 | 0 | Constrained, otherwise capacity available =338 kVA | --> | 0.38 | 0 | 0.019 | 0.374 | 0 |  | --> | E17 ex JULIANSTOWN | Julianstown [T421,T422] | DRYBRIDGE |  | 53.7031 | -6.2565
MV/LV Substation EL***707X |  | 20 kV | _ | LV | 200 kVA :Pole Substation | 0.2 | --> | 0.2 | 0 | 0 | Constrained, otherwise capacity available =136 kVA | --> | 0.19 | 0 | 0.109 | 0.112 | 0 |  | --> | E16 ex JULIANSTOWN | Julianstown [T421,T422] | DRYBRIDGE |  | 53.6519 | -6.2602
MV/LV Substation TI***708 |  | 10 kV | _ | LV | 50 kVA :Pole Substation | 0.05 | --> | 0.05 | 0 | 0 | Constrained, otherwise capacity available =23 kVA | --> | 0.048 | 0 | 0.023 | 0.034 | 0 |  | --> | C14 ex DRYBRIDGE | Drybridge [T41,T42] | DRYBRIDGE |  | 53.7718 | -6.4291
MV/LV Substation UN***708Y |  | 10 kV | _ | LV | 100 kVA :Pole Substation | 0.1 | --> | 0.1 | 0 | 0 | Constrained, otherwise capacity available =100 kVA | --> | 0.095 | 0 | 0 | 0.095 | 0 |  | --> | C14 ex DRYBRIDGE | Drybridge [T41,T42] | DRYBRIDGE |  | 53.7361 | -6.403
MV/LV Substation CA***710 |  | 20 kV | _ | LV | 200 kVA :Pole Substation | 0.2 | --> | 0.2 | 0 | 0 | Constrained, otherwise capacity available =166 kVA | --> | 0.19 | 0 | 0 | 0 | 0 | Constrained, otherwise capacity available =194 kW | --> | E15 ex DULEEK | Duleek [T421,T422] | DRYBRIDGE |  | 53.6773 | -6.3891
MV/LV Substation DU***711 |  | 20 kV | _ | LV | 200 kVA :Pole Substation | 0.2 | --> | 0.2 | 0 | 0 | Constrained, otherwise capacity available =192 kVA | --> | 0.19 | 0 | 0 | 0 | 0 | Constrained, otherwise capacity available =191 kW | --> | E15 ex DULEEK | Duleek [T421,T422] | DRYBRIDGE |  | 53.6554 | -6.4121
MV/LV Substation MO***712Y |  | 20 kV | _ | LV | 50 kVA :Pole Substation | 0.05 | --> | 0.05 | 0 | 0 | Constrained, otherwise capacity available =48 kVA | --> | 0.048 | 0 | 0 | 0.048 | 0 |  | --> | E16 ex JULIANSTOWN | Julianstown [T421,T422] | DRYBRIDGE |  | 53.664 | -6.2793
MV/LV Substation MO***713Y |  | 20 kV | _ | LV | 200 kVA :Kiosk Substation | 0.2 | --> | 0.2 | 0 | 0 | Constrained, otherwise capacity available =128 kVA | --> | 0.19 | 0 | 0.038 | 0.171 | 0 |  | --> | C13 ex MORNINGTON ROAD | Mornington Road [T41,T42] | DRYBRIDGE |  | 53.7116 | -6.2873
MV/LV Substation SM***714Y |  | 20 kV | _ | LV | 200 kVA :Pole Substation | 0.2 | --> | 0.2 | 0 | 0 | Constrained, otherwise capacity available =128 kVA | --> | 0.19 | 0 | 0.1 | 0.126 | 0 |  | --> | E17 ex JULIANSTOWN | Julianstown [T421,T422] | DRYBRIDGE |  | 53.6879 | -6.2998
MV/LV Substation DO***716Y |  | 10 kV | _ | LV | 50 kVA :Pole Substation | 0.05 | --> | 0.05 | 0 | 0 | Constrained, otherwise capacity available =50 kVA | --> | 0.048 | 0 | 0 | 0.048 | 0 |  | --> | C20 ex RATHMULLAN | Rathmullan [T41,T42] | DRYBRIDGE |  | 53.6986 | -6.3925
MV/LV Substation TO***717Y |  | 20 kV | _ | LV | 100 kVA :Pole Substation | 0.1 | --> | 0.1 | 0 | 0 | Constrained, otherwise capacity available =78 kVA | --> | 0.095 | 0 | 0 | 0.098 | 0 |  | --> | C13 ex MORNINGTON ROAD | Mornington Road [T41,T42] | DRYBRIDGE |  | 53.7233 | -6.2563
MV/LV Substation JU***718X |  | 20 kV | _ | LV | 50 kVA :Pole Substation | 0.05 | --> | 0.05 | 0 | 0 | Constrained, otherwise capacity available =50 kVA | --> | 0.048 | 0 | 0 | 0.048 | 0 |  | --> | E17 ex JULIANSTOWN | Julianstown [T421,T422] | DRYBRIDGE |  | 53.6704 | -6.2785
MV/LV Substation LO***718Y |  | 10 kV | _ | LV | 400 kVA :Kiosk Substation | 0.4 | --> | 0.4 | 0 | 0 | Constrained, otherwise capacity available =356 kVA | --> | 0.38 | 0 | 0.055 | 0.345 | 0 |  | --> | C18 ex RATHMULLAN | Rathmullan [T41,T42] | DRYBRIDGE |  | 53.7075 | -6.3294
MV/LV Substation DO***722X |  | 20 kV | _ | LV | 100 kVA :Pole Substation | 0.1 | --> | 0.1 | 0 | 0 | Constrained, otherwise capacity available =80 kVA | --> | 0.095 | 0 | 0 | 0 | 0 | Constrained, otherwise capacity available =98 kW | --> | E15 ex DULEEK | Duleek [T421,T422] | DRYBRIDGE |  | 53.6971 | -6.4349
MV/LV Substation BO***722Y |  | 10 kV | _ | LV | 400 kVA :Kiosk Substation | 0.4 | --> | 0.4 | 0 | 0 | Constrained, otherwise capacity available =372 kVA | --> | 0.38 | 0 | 0 | 0.384 | 0 |  | --> | C18 ex DRYBRIDGE | Drybridge [T41,T42] | DRYBRIDGE |  | 53.7179 | -6.3951
MV/LV Substation BA***723X |  | 20 kV | _ | LV | 50 kVA :Pole Substation | 0.05 | --> | 0.05 | 0 | 0 | Constrained, otherwise capacity available =43 kVA | --> | 0.048 | 0 | 0 | 0 | 0 | Constrained, otherwise capacity available =48 kW | --> | E17 ex DULEEK | Duleek [T421,T422] | DRYBRIDGE |  | 53.6129 | -6.4783
MV/LV Substation RI***723Y |  | 10 kV | _ | LV | 200 kVA :Kiosk Substation | 0.2 | --> | 0.2 | 0 | 0 | Constrained, otherwise capacity available =58 kVA | --> | 0.19 | 0 | 0.118 | 0.121 | 0 |  | --> | C18 ex DRYBRIDGE | Drybridge [T41,T42] | DRYBRIDGE |  | 53.7152 | -6.3844
MV/LV Substation RI***724Y |  | 10 kV | _ | LV | 400 kVA :Kiosk Substation | 0.4 | --> | 0.4 | 0 | 0 | Constrained, otherwise capacity available =317 kVA | --> | 0.38 | 0 | 0.017 | 0.379 | 0 |  | --> | C18 ex DRYBRIDGE | Drybridge [T41,T42] | DRYBRIDGE |  | 53.7158 | -6.388
MV/LV Substation BR***725Y |  | 10 kV | _ | LV | 400 kVA :Kiosk Substation | 0.4 | --> | 0.4 | 0 | 0 | Constrained, otherwise capacity available =222 kVA | --> | 0.38 | 0 | 0.031 | 0.377 | 0 |  | --> | C18 ex RATHMULLAN | Rathmullan [T41,T42] | DRYBRIDGE |  | 53.7088 | -6.3374
MV/LV Substation PR***726X |  | 10 kV | _ | LV | 200 kVA :Pole Substation | 0.2 | --> | 0.2 | 0 | 0 | Constrained, otherwise capacity available =199 kVA | --> | 0.19 | 0 | 0 | 0.19 | 0 |  | --> | C17 ex DRYBRIDGE | Drybridge [T41,T42] | DRYBRIDGE |  | 53.7188 | -6.4274
MV/LV Substation MI***726Y |  | 10 kV | _ | LV | 200 kVA :Kiosk Substation | 0.2 | --> | 0.2 | 0 | 0 | Constrained, otherwise capacity available =147 kVA | --> | 0.19 | 0 | 0.035 | 0.171 | 0 |  | --> | C18 ex RATHMULLAN | Rathmullan [T41,T42] | DRYBRIDGE |  | 53.7028 | -6.3463
MV/LV Substation SI***727Y |  | 10 kV | _ | LV | 100 kVA :Pole Substation | 0.1 | --> | 0.1 | 0 | 0 | Constrained, otherwise capacity available =100 kVA | --> | 0.095 | 0 | 0 | 0.095 | 0 |  | --> | C18 ex DRYBRIDGE | Drybridge [T41,T42] | DRYBRIDGE |  | 53.723 | -6.395
MV/LV Substation CH***729Y |  | 20 kV | _ | LV | 400 kVA :Kiosk Substation | 0.4 | --> | 0.4 | 0 | 0 | Constrained, otherwise capacity available =338 kVA | --> | 0.38 | 0 | 0.01 | 0.381 | 0 |  | --> | E21 ex SLANE | Slane [T421] | DRYBRIDGE |  | 53.7099 | -6.5462
MV/LV Substation DO***730Y |  | 10 kV | _ | LV | 100 kVA :Pole Substation | 0.1 | --> | 0.1 | 0 | 0 | Constrained, otherwise capacity available =99 kVA | --> | 0.095 | 0 | 0.011 | 0.087 | 0 |  | --> | C17 ex DRYBRIDGE | Drybridge [T41,T42] | DRYBRIDGE |  | 53.7011 | -6.4109
MV/LV Substation TE***731Y |  | 10 kV | _ | LV | 400 kVA :Kiosk Substation | 0.4 | --> | 0.4 | 0 | 0 | Constrained, otherwise capacity available =293 kVA | --> | 0.38 | 0 | 0.043 | 0.363 | 0 |  | --> | C16 ex TERMONFECKIN ROAD | Termonfeckin Road [T41,T42] | DRYBRIDGE |  | 53.7277 | -6.3295
MV/LV Substation TE***732Y |  | 10 kV | _ | LV | 400 kVA :Kiosk Substation | 0.4 | --> | 0.4 | 0 | 0 | Constrained, otherwise capacity available =271 kVA | --> | 0.38 | 0 | 0.065 | 0.349 | 0 |  | --> | C16 ex TERMONFECKIN ROAD | Termonfeckin Road [T41,T42] | DRYBRIDGE |  | 53.729 | -6.3303
MV/LV Substation MU***735Y |  | 10 kV | _ | LV | 50 kVA :Pole Substation | 0.05 | --> | 0.05 | 0 | 0 | Constrained, otherwise capacity available =48 kVA | --> | 0.048 | 0 | 0 | 0.048 | 0 |  | --> | C14 ex DRYBRIDGE | Drybridge [T41,T42] | DRYBRIDGE |  | 53.7672 | -6.424
MV/LV Substation TH***738Y |  | 10 kV | _ | LV | 400 kVA :Kiosk Substation | 0.4 | --> | 0.4 | 0 | 0 | Constrained, otherwise capacity available =316 kVA | --> | 0.38 | 0 | 0.074 | 0.336 | 0 |  | --> | C20 ex RATHMULLAN | Rathmullan [T41,T42] | DRYBRIDGE |  | 53.6926 | -6.4129
MV/LV Substation ST***739Y |  | 10 kV | _ | LV | 100 kVA :Pole Substation | 0.1 | --> | 0.1 | 0 | 0 | Constrained, otherwise capacity available =92 kVA | --> | 0.095 | 0 | 0 | 0.096 | 0 |  | --> | C20 ex TERMONFECKIN ROAD | Termonfeckin Road [T41,T42] | DRYBRIDGE |  | 53.7356 | -6.3013
MV/LV Substation FO***743Y |  | 10 kV | _ | LV | 100 kVA :Pole Substation | 0.1 | --> | 0.1 | 0 | 0 | Constrained, otherwise capacity available =68 kVA | --> | 0.095 | 0 | 0.008 | 0.093 | 0 |  | --> | C22 ex TERMONFECKIN ROAD | Termonfeckin Road [T41,T42] | DRYBRIDGE |  | 53.7308 | -6.3398
MV/LV Substation BE***744X |  | 20 kV | _ | LV | 50 kVA :Pole Substation | 0.05 | --> | 0.05 | 0 | 0 | Constrained, otherwise capacity available =38 kVA | --> | 0.048 | 0 | 0.01 | 0.042 | 0 |  | --> | E17 ex JULIANSTOWN | Julianstown [T421,T422] | DRYBRIDGE |  | 53.6896 | -6.3265
MV/LV Substation KN***744Y |  | 10 kV | _ | LV | 400 kVA :Kiosk Substation | 0.4 | --> | 0.4 | 0 | 0 | Constrained, otherwise capacity available =284 kVA | --> | 0.38 | 0 | 0.017 | 0.383 | 0 |  | --> | C18 ex RATHMULLAN | Rathmullan [T41,T42] | DRYBRIDGE |  | 53.7008 | -6.3664
MV/LV Substation SE***745X |  | 20 kV | _ | LV | 100 kVA :Pole Substation | 0.1 | --> | 0.1 | 0 | 0 | Constrained, otherwise capacity available =62 kVA | --> | 0.095 | 0 | 0.037 | 0.073 | 0 |  | --> | C13 ex MORNINGTON ROAD | Mornington Road [T41,T42] | DRYBRIDGE |  | 53.7191 | -6.2516
MV/LV Substation KN***745Y |  | 10 kV | _ | LV | 200 kVA :Kiosk Substation | 0.2 | --> | 0.2 | 0 | 0 | Constrained, otherwise capacity available =149 kVA | --> | 0.19 | 0 | 0.027 | 0.177 | 0 |  | --> | C18 ex RATHMULLAN | Rathmullan [T41,T42] | DRYBRIDGE |  | 53.6998 | -6.3686
MV/LV Substation CA***747X |  | 20 kV | _ | LV | 200 kVA :Pole Substation | 0.2 | --> | 0.2 | 0 | 0 | Constrained, otherwise capacity available =127 kVA | --> | 0.19 | 0 | 0 | 0.2 | 0 |  | --> | C21 ex TERMONFECKIN ROAD | Termonfeckin Road [T41,T42] | DRYBRIDGE |  | 53.7524 | -6.3169
MV/LV Substation ST***750X |  | 20 kV | _ | LV | 200 kVA :Pole Substation | 0.2 | --> | 0.2 | 0 | 0 | Constrained, otherwise capacity available =181 kVA | --> | 0.19 | 0 | 0 | 0.192 | 0 |  | --> | C21 ex TERMONFECKIN ROAD | Termonfeckin Road [T41,T42] | DRYBRIDGE |  | 53.7584 | -6.2517
MV/LV Substation IN***750Y |  | 20 kV | _ | LV | 200 kVA :Kiosk Substation | 0.2 | --> | 0.2 | 0 | 0 | Constrained, otherwise capacity available =101 kVA | --> | 0.19 | 0 | 0.043 | 0.171 | 0 |  | --> | E16 ex JULIANSTOWN | Julianstown [T421,T422] | DRYBRIDGE |  | 53.6837 | -6.2456
MV/LV Substation KI***754Y |  | 20 kV | _ | LV | 200 kVA :Pole Substation | 0.2 | --> | 0.2 | 0 | 0 | Constrained, otherwise capacity available =199 kVA | --> | 0.19 | 0 | 0 | 0.19 | 0 |  | --> | E18 ex JULIANSTOWN | Julianstown [T421,T422] | DRYBRIDGE |  | 53.6707 | -6.3485
MV/LV Substation GR***755Y |  | 10 kV | _ | LV | 400 kVA :Kiosk Substation | 0.4 | --> | 0.4 | 0 | 0 | Constrained, otherwise capacity available =260 kVA | --> | 0.38 | 0 | 0.09 | 0.332 | 0 |  | --> | C12 ex MORNINGTON ROAD | Mornington Road [T41,T42] | DRYBRIDGE |  | 53.7041 | -6.3067
MV/LV Substation TO***756Y |  | 10 kV | _ | LV | 630 kVA :Building Structure | 0.63 | --> | 0.63 | 0 | 0 | Constrained, otherwise capacity available =440 kVA | --> | 0.598 | 0 | 0 | 0.5 | 0 |  | --> | C20 ex TERMONFECKIN ROAD | Termonfeckin Road [T41,T42] | DRYBRIDGE |  | 53.7215 | -6.3076
MV/LV Substation FO***763X |  | 10 kV | _ | LV | 100 kVA :Pole Substation | 0.1 | --> | 0.1 | 0 | 0 | Constrained, otherwise capacity available =60 kVA | --> | 0.095 | 0 | 0.018 | 0.087 | 0 |  | --> | C22 ex TERMONFECKIN ROAD | Termonfeckin Road [T41,T42] | DRYBRIDGE |  | 53.7274 | -6.3431
MV/LV Substation CO***763Y |  | 10 kV | _ | LV | 50 kVA :Pole Substation | 0.05 | --> | 0.05 | 0 | 0 | Constrained, otherwise capacity available =46 kVA | --> | 0.048 | 0 | 0 | 0.048 | 0 |  | --> | C14 ex DRYBRIDGE | Drybridge [T41,T42] | DRYBRIDGE |  | 53.7531 | -6.4352
MV/LV Substation BA***764 |  | 10 kV | _ | LV | 100 kVA :Pole Substation | 0.1 | --> | 0.1 | 0 | 0 | Constrained, otherwise capacity available =80 kVA | --> | 0.095 | 0 | 0 | 0.098 | 0 |  | --> | C20 ex TERMONFECKIN ROAD | Termonfeckin Road [T41,T42] | DRYBRIDGE |  | 53.7389 | -6.2637
MV/LV Substation TR***765 |  | 20 kV | _ | LV | 50 kVA :Pole Substation | 0.05 | --> | 0.05 | 0 | 0 | Constrained, otherwise capacity available =19 kVA | --> | 0.048 | 0 | 0 | 0.052 | 0 |  | --> | C21 ex TERMONFECKIN ROAD | Termonfeckin Road [T41,T42] | DRYBRIDGE |  | 53.7623 | -6.2721
MV/LV Substation BA***765X |  | 20 kV | _ | LV | 50 kVA :Pole Substation | 0.05 | --> | 0.05 | 0 | 0 | Constrained, otherwise capacity available =30 kVA | --> | 0.048 | 0 | 0.027 | 0.03 | 0 |  | --> | E15 ex JULIANSTOWN | Julianstown [T421,T422] | DRYBRIDGE |  | 53.6429 | -6.2783
MV/LV Substation GA***768 |  | 20 kV | _ | LV | 400 kVA :Building Structure | 0.4 | --> | 0.4 | 0 | 0 | Constrained, otherwise capacity available =298 kVA | --> | 0.38 | 0 | 0.05 | 0.357 | 0 |  | --> | C21 ex TERMONFECKIN ROAD | Termonfeckin Road [T41,T42] | DRYBRIDGE |  | 53.7718 | -6.2435
MV/LV Substation MI***768Y |  | 20 kV | _ | LV | 100 kVA :Pole Substation | 0.1 | --> | 0.1 | 0 | 0 | Constrained, otherwise capacity available =92 kVA | --> | 0.095 | 0 | 0 | 0.096 | 0 |  | --> | C21 ex TERMONFECKIN ROAD | Termonfeckin Road [T41,T42] | DRYBRIDGE |  | 53.7728 | -6.3056
MV/LV Substation AS***771X |  | 10 kV | _ | LV | 100 kVA :Pole Substation | 0.1 | --> | 0.1 | 0 | 0 | Constrained, otherwise capacity available =94 kVA | --> | 0.095 | 0 | 0.006 | 0.091 | 0 |  | --> | C20 ex RATHMULLAN | Rathmullan [T41,T42] | DRYBRIDGE |  | 53.6935 | -6.3906
MV/LV Substation WO***772Y |  | 20 kV | _ | LV | 50 kVA :Pole Substation | 0.05 | --> | 0.05 | 0 | 0 | Constrained, otherwise capacity available =47 kVA | --> | 0.048 | 0 | 0 | 0.048 | 0 |  | --> | C17 ex DRYBRIDGE | Drybridge [T41,T42] | DRYBRIDGE |  | 53.731 | -6.4738
MV/LV Substation NG***773Y |  | 10 kV | _ | LV | 400 kVA :Kiosk Substation | 0.4 | --> | 0.4 | 0 | 0 | Constrained, otherwise capacity available =348 kVA | --> | 0.38 | 0 | 0 | 0.387 | 0 |  | --> | C20 ex RATHMULLAN | Rathmullan [T41,T42] | DRYBRIDGE |  | 53.7013 | -6.3762
MV/LV Substation KE***774X |  | 20 kV | _ | LV | 200 kVA :Pole Substation | 0.2 | --> | 0.2 | 0 | 0 | Constrained, otherwise capacity available =153 kVA | --> | 0.19 | 0 | 0.011 | 0.188 | 0 |  | --> | E16 ex JULIANSTOWN | Julianstown [T421,T422] | DRYBRIDGE |  | 53.6588 | -6.2667
MV/LV Substation HI***777Y |  | 10 kV | _ | LV | 400 kVA :Kiosk Substation | 0.4 | --> | 0.4 | 0 | 0 | Constrained, otherwise capacity available =300 kVA | --> | 0.38 | 0 | 0.037 | 0.366 | 0 |  | --> | C18 ex DRYBRIDGE | Drybridge [T41,T42] | DRYBRIDGE |  | 53.7129 | -6.3834
MV/LV Substation AM***779Y |  | 20 kV | _ | LV | 630 kVA :Building Structure | 0.63 | --> | 0.63 | 0 | 0 | Constrained, otherwise capacity available =347 kVA | --> | 0.598 | 0 | 0.01 | 0.5 | 0 |  | --> | E16 ex JULIANSTOWN | Julianstown [T421,T422] | DRYBRIDGE |  | 53.6989 | -6.2461
MV/LV Substation LY***785X |  | 20 kV | _ | LV | 100 kVA :Pole Substation | 0.1 | --> | 0.1 | 0 | 0 | Constrained, otherwise capacity available =74 kVA | --> | 0.095 | 0 | 0 | 0.098 | 0 |  | --> | E16 ex JULIANSTOWN | Julianstown [T421,T422] | DRYBRIDGE |  | 53.7014 | -6.2477
MV/LV Substation NE***787X |  | 10 kV | _ | LV | 50 kVA :Pole Substation | 0.05 | --> | 0.05 | 0 | 0 | Constrained, otherwise capacity available =50 kVA | --> | 0.048 | 0 | 0 | 0.048 | 0 |  | --> | C20 ex RATHMULLAN | Rathmullan [T41,T42] | DRYBRIDGE |  | 53.6976 | -6.3921
MV/LV Substation RO***788X |  | 10 kV | _ | LV | 400 kVA :Kiosk Substation | 0.4 | --> | 0.4 | 0 | 0 | Constrained, otherwise capacity available =268 kVA | --> | 0.38 | 0 | 0.066 | 0.349 | 0 |  | --> | C18 ex RATHMULLAN | Rathmullan [T41,T42] | DRYBRIDGE |  | 53.7055 | -6.3493
MV/LV Substation RA***791Y |  | 20 kV | _ | LV | 50 kVA :Pole Substation | 0.05 | --> | 0.05 | 0 | 0 | Constrained, otherwise capacity available =36 kVA | --> | 0.048 | 0 | 0 | 0.049 | 0 |  | --> | E21 ex SLANE | Slane [T421] | DRYBRIDGE |  | 53.6672 | -6.511
MV/LV Substation HA***793Y |  | 10 kV | _ | LV | 630 kVA :Building Structure | 0.63 | --> | 0.63 | 0 | 0 | Constrained, otherwise capacity available =556 kVA | --> | 0.598 | 0 | 0 | 0.5 | 0 |  | --> | C17 ex RATHMULLAN | Rathmullan [T41,T42] | DRYBRIDGE |  | 53.7136 | -6.353
MV/LV Substation BA***794Y |  | 20 kV | _ | LV | 50 kVA :Pole Substation | 0.05 | --> | 0.05 | 0 | 0 | Constrained, otherwise capacity available =50 kVA | --> | 0.048 | 0 | 0 | 0.048 | 0 |  | --> | E15 ex JULIANSTOWN | Julianstown [T421,T422] | DRYBRIDGE |  | 53.6324 | -6.251
MV/LV Substation PA***795X |  | 10 kV | _ | LV | 100 kVA :Pole Substation | 0.1 | --> | 0.1 | 0 | 0 | Constrained, otherwise capacity available =74 kVA | --> | 0.095 | 0 | 0.021 | 0.083 | 0 |  | --> | C12 ex MORNINGTON ROAD | Mornington Road [T41,T42] | DRYBRIDGE |  | 53.6995 | -6.3127
MV/LV Substation NA***795Y |  | 10 kV | _ | LV | 100 kVA :Pole Substation | 0.1 | --> | 0.1 | 0 | 0 | Constrained, otherwise capacity available =97 kVA | --> | 0.095 | 0 | 0.006 | 0.091 | 0 |  | --> | C13 ex DRYBRIDGE | Drybridge [T41,T42] | DRYBRIDGE |  | 53.7695 | -6.3963
MV/LV Substation BA***796X |  | 10 kV | _ | LV | 50 kVA :Pole Substation | 0.05 | --> | 0.05 | 0 | 0 | Constrained, otherwise capacity available =44 kVA | --> | 0.048 | 0 | 0 | 0.048 | 0 |  | --> | C13 ex DRYBRIDGE | Drybridge [T41,T42] | DRYBRIDGE |  | 53.7579 | -6.3429
MV/LV Substation LA***796Y |  | 20 kV | _ | LV | 200 kVA :Kiosk Substation | 0.2 | --> | 0.2 | 0 | 0 | Constrained, otherwise capacity available =179 kVA | --> | 0.19 | 0 | 0.019 | 0 | 0 | Constrained, otherwise capacity available =179 kW | --> | E15 ex DULEEK | Duleek [T421,T422] | DRYBRIDGE |  | 53.6581 | -6.4246
MV/LV Substation GR***797Y |  | 20 kV | _ | LV | 200 kVA :Kiosk Substation | 0.2 | --> | 0.2 | 0 | 0 | Constrained, otherwise capacity available =122 kVA | --> | 0.19 | 0 | 0.081 | 0.14 | 0 |  | --> | E15 ex JULIANSTOWN | Julianstown [T421,T422] | DRYBRIDGE |  | 53.6303 | -6.2686
MV/LV Substation GR***798Y |  | 20 kV | _ | LV | 200 kVA :Kiosk Substation | 0.2 | --> | 0.2 | 0 | 0 | Constrained, otherwise capacity available =151 kVA | --> | 0.19 | 0 | 0.008 | 0.191 | 0 |  | --> | E15 ex JULIANSTOWN | Julianstown [T421,T422] | DRYBRIDGE |  | 53.631 | -6.2666
MV/LV Substation GR***803Y |  | 10 kV | _ | LV | 200 kVA :Kiosk Substation | 0.2 | --> | 0.2 | 0 | 0 | Constrained, otherwise capacity available =94 kVA | --> | 0.19 | 0 | 0.021 | 0.188 | 0 |  | --> | C12 ex MORNINGTON ROAD | Mornington Road [T41,T42] | DRYBRIDGE |  | 53.7044 | -6.3048
MV/LV Substation PA***804X |  | 10 kV | _ | LV | 50 kVA :Pole Substation | 0.05 | --> | 0.05 | 0 | 0 | Constrained, otherwise capacity available =48 kVA | --> | 0.048 | 0 | 0 | 0.048 | 0 |  | --> | C12 ex MORNINGTON ROAD | Mornington Road [T41,T42] | DRYBRIDGE |  | 53.699 | -6.3085
MV/LV Substation BE***806 |  | 10 kV | _ | LV | 50 kVA :Pole Substation | 0.05 | --> | 0.05 | 0 | 0 | Constrained, otherwise capacity available =44 kVA | --> | 0.048 | 0 | 0 | 0.048 | 0 |  | --> | C14 ex DRYBRIDGE | Drybridge [T41,T42] | DRYBRIDGE |  | 53.7501 | -6.4385
MV/LV Substation BO***808Y |  | 10 kV | _ | LV | 200 kVA :Kiosk Substation | 0.2 | --> | 0.2 | 0 | 0 | Constrained, otherwise capacity available =170 kVA | --> | 0.19 | 0 | 0.025 | 0.176 | 0 |  | --> | C14 ex DRYBRIDGE | Drybridge [T41,T42] | DRYBRIDGE |  | 53.7919 | -6.4196
MV/LV Substation N ***810X |  | 10 kV | _ | LV | 100 kVA :Pole Substation | 0.1 | --> | 0.1 | 0 | 0 | Constrained, otherwise capacity available =93 kVA | --> | 0.095 | 0 | 0.009 | 0.089 | 0 |  | --> | C21 ex TERMONFECKIN ROAD | Termonfeckin Road [T41,T42] | DRYBRIDGE |  | 53.7272 | -6.326
MV/LV Substation PR***811X |  | 10 kV | _ | LV | 400 kVA :Kiosk Substation | 0.4 | --> | 0.4 | 0 | 0 | Constrained, otherwise capacity available =361 kVA | --> | 0.38 | 0 | 0 | 0.385 | 0 |  | --> | C19 ex DRYBRIDGE | Drybridge [T41,T42] | DRYBRIDGE |  | 53.7247 | -6.3653
MV/LV Substation BR***813Y |  | 10 kV | _ | LV | 400 kVA :Kiosk Substation | 0.4 | --> | 0.4 | 0 | 0 | Constrained, otherwise capacity available =343 kVA | --> | 0.38 | 0 | 0.005 | 0.384 | 0 |  | --> | C18 ex RATHMULLAN | Rathmullan [T41,T42] | DRYBRIDGE |  | 53.7096 | -6.3394
MV/LV Substation ST***815X |  | 10 kV | _ | LV | 200 kVA :Building Structure | 0.2 | --> | 0.2 | 0 | 0 | Constrained, otherwise capacity available =116 kVA | --> | 0.19 | 0 | 0.07 | 0.149 | 0 |  | --> | C12 ex MORNINGTON ROAD | Mornington Road [T41,T42] | DRYBRIDGE |  | 53.7063 | -6.3153
MV/LV Substation MO***816X |  | 10 kV | _ | LV | 400 kVA :Kiosk Substation | 0.4 | --> | 0.4 | 0 | 0 | Constrained, otherwise capacity available =301 kVA | --> | 0.38 | 0 | 0.009 | 0.387 | 0 |  | --> | C19 ex DRYBRIDGE | Drybridge [T41,T42] | DRYBRIDGE |  | 53.7278 | -6.3524
MV/LV Substation BR***821X |  | 10 kV | _ | LV | 100 kVA :Pole Substation | 0.1 | --> | 0.1 | 0 | 0 | Constrained, otherwise capacity available =88 kVA | --> | 0.095 | 0 | 0 | 0.097 | 0 |  | --> | C18 ex RATHMULLAN | Rathmullan [T41,T42] | DRYBRIDGE |  | 53.704 | -6.3344
MV/LV Substation MO***822Y |  | 20 kV | _ | LV | 50 kVA :Pole Substation | 0.05 | --> | 0.05 | 0 | 0 | Constrained, otherwise capacity available =50 kVA | --> | 0.048 | 0 | 0 | 0.048 | 0 |  | --> | E18 ex JULIANSTOWN | Julianstown [T421,T422] | DRYBRIDGE |  | 53.6917 | -6.3697
MV/LV Substation SH***823Y |  | 10 kV | _ | LV | 50 kVA :Pole Substation | 0.05 | --> | 0.05 | 0 | 0 | Constrained, otherwise capacity available =50 kVA | --> | 0.048 | 0 | 0 | 0.048 | 0 |  | --> | C18 ex DRYBRIDGE | Drybridge [T41,T42] | DRYBRIDGE |  | 53.7121 | -6.3966
MV/LV Substation DO***824Y |  | 10 kV | _ | LV | 100 kVA :Pole Substation | 0.1 | --> | 0.1 | 0 | 0 | Constrained, otherwise capacity available =88 kVA | --> | 0.095 | 0 | 0 | 0.097 | 0 |  | --> | C20 ex RATHMULLAN | Rathmullan [T41,T42] | DRYBRIDGE |  | 53.7013 | -6.3846
MV/LV Substation OB***825Y |  | 20 kV | _ | LV | 50 kVA :Pole Substation | 0.05 | --> | 0.05 | 0 | 0 | Constrained, otherwise capacity available =49 kVA | --> | 0.048 | 0 | 0 | 0.048 | 0 |  | --> | C17 ex DRYBRIDGE | Drybridge [T41,T42] | DRYBRIDGE |  | 53.7359 | -6.4592
MV/LV Substation LA***826Y |  | 10 kV | _ | LV | 400 kVA :Kiosk Substation | 0.4 | --> | 0.4 | 0 | 0 | Constrained, otherwise capacity available =256 kVA | --> | 0.38 | 0 | 0.015 | 0.388 | 0 |  | --> | C22 ex TERMONFECKIN ROAD | Termonfeckin Road [T41,T42] | DRYBRIDGE |  | 53.7304 | -6.356
MV/LV Substation TU***827X |  | 20 kV | _ | LV | 400 kVA :Kiosk Substation | 0.4 | --> | 0.4 | 0 | 0 | Constrained, otherwise capacity available =296 kVA | --> | 0.38 | 0 | 0.032 | 0.37 | 0 |  | --> | C17 ex DRYBRIDGE | Drybridge [T41,T42] | DRYBRIDGE |  | 53.736 | -6.416
MV/LV Substation BR***829X |  | 10 kV | _ | LV | 400 kVA :Building Structure | 0.4 | --> | 0.4 | 0 | 0 | Constrained, otherwise capacity available =225 kVA | --> | 0.38 | 0 | 0.072 | 0.35 | 0 |  | --> | C20 ex DRYBRIDGE | Drybridge [T41,T42] | DRYBRIDGE |  | 53.7249 | -6.3455
MV/LV Substation IN***829Y |  | 10 kV | _ | LV | 50 kVA :Pole Substation | 0.05 | --> | 0.05 | 0 | 0 | Constrained, otherwise capacity available =50 kVA | --> | 0.048 | 0 | 0 | 0.048 | 0 |  | --> | C13 ex DRYBRIDGE | Drybridge [T41,T42] | DRYBRIDGE |  | 53.7284 | -6.3982
MV/LV Substation CO***830Y |  | 10 kV | _ | LV | 50 kVA :Pole Substation | 0.05 | --> | 0.05 | 0 | 0 | Constrained, otherwise capacity available =45 kVA | --> | 0.048 | 0 | 0 | 0.048 | 0 |  | --> | C13 ex DRYBRIDGE | Drybridge [T41,T42] | DRYBRIDGE |  | 53.7286 | -6.3888
MV/LV Substation HI***831Y |  | 10 kV | _ | LV | 400 kVA :Kiosk Substation | 0.4 | --> | 0.4 | 0 | 0 | Constrained, otherwise capacity available =270 kVA | --> | 0.38 | 0 | 0.069 | 0.346 | 0 |  | --> | C18 ex DRYBRIDGE | Drybridge [T41,T42] | DRYBRIDGE |  | 53.7111 | -6.3834
MV/LV Substation PL***832X |  | 20 kV | _ | LV | 100 kVA :Pole Substation | 0.1 | --> | 0.1 | 0 | 0 | Constrained, otherwise capacity available =84 kVA | --> | 0.095 | 0 | 0 | 0.097 | 0 |  | --> | E18 ex JULIANSTOWN | Julianstown [T421,T422] | DRYBRIDGE |  | 53.6941 | -6.3696
MV/LV Substation TO***833Y |  | 10 kV | _ | LV | 1000 kVA :Building Structure | 1 | --> | 1 | 0 | 0 | Constrained, otherwise capacity available =747 kVA | --> | 0.95 | 0 | 0.004 | 0.5 | 0 |  | --> | C14 ex MORNINGTON ROAD | Mornington Road [T41,T42] | DRYBRIDGE |  | 53.7141 | -6.3515
MV/LV Substation BO***835Y |  | 20 kV | _ | LV | 200 kVA :Kiosk Substation | 0.2 | --> | 0.2 | 0 | 0 | Constrained, otherwise capacity available =134 kVA | --> | 0.19 | 0 | 0.004 | 0.196 | 0 |  | --> | E15 ex JULIANSTOWN | Julianstown [T421,T422] | DRYBRIDGE |  | 53.6382 | -6.2221
MV/LV Substation ST***837Y |  | 10 kV | _ | LV | 200 kVA :Building Structure | 0.2 | --> | 0.2 | 0 | 0 | Constrained, otherwise capacity available =150 kVA | --> | 0.19 | 0 | 0 | 0.197 | 0 |  | --> | C19 ex DRYBRIDGE | Drybridge [T41,T42] | DRYBRIDGE |  | 53.7279 | -6.3578
MV/LV Substation GR***838Y |  | 10 kV | _ | LV | 200 kVA :Kiosk Substation | 0.2 | --> | 0.2 | 0 | 0 | Constrained, otherwise capacity available =150 kVA | --> | 0.19 | 0 | 0.021 | 0.181 | 0 |  | --> | C12 ex MORNINGTON ROAD | Mornington Road [T41,T42] | DRYBRIDGE |  | 53.7048 | -6.3023
MV/LV Substation IN***839Y |  | 20 kV | _ | LV | 400 kVA :Kiosk Substation | 0.4 | --> | 0.4 | 0 | 0 | Constrained, otherwise capacity available =306 kVA | --> | 0.38 | 0 | 0.038 | 0.364 | 0 |  | --> | E16 ex JULIANSTOWN | Julianstown [T421,T422] | DRYBRIDGE |  | 53.685 | -6.2476
MV/LV Substation KI***841X |  | 10 kV | _ | LV | 200 kVA :Building Structure | 0.2 | --> | 0.2 | 0 | 0 | Constrained, otherwise capacity available =189 kVA | --> | 0.19 | 0 | 0 | 0.192 | 0 |  | --> | C19 ex DRYBRIDGE | Drybridge [T41,T42] | DRYBRIDGE |  | 53.7256 | -6.3701
MV/LV Substation CA***842Y |  | 20 kV | _ | LV | 400 kVA :Kiosk Substation | 0.4 | --> | 0.4 | 0 | 0 | Constrained, otherwise capacity available =343 kVA | --> | 0.38 | 0 | 0.018 | 0.374 | 0 |  | --> | C13 ex MORNINGTON ROAD | Mornington Road [T41,T42] | DRYBRIDGE |  | 53.7104 | -6.2756
MV/LV Substation IR***843X |  | 10 kV | _ | LV | 630 kVA :Building Structure | 0.63 | --> | 0.63 | 0 | 0 | Constrained, otherwise capacity available =515 kVA | --> | 0.598 | 0 | 0 | 0.5 | 0 |  | --> | C20 ex RATHMULLAN | Rathmullan [T41,T42] | DRYBRIDGE |  | 53.7032 | -6.3704
MV/LV Substation SE***844Y |  | 20 kV | _ | LV | 400 kVA :Kiosk Substation | 0.4 | --> | 0.4 | 0 | 0 | Constrained, otherwise capacity available =267 kVA | --> | 0.38 | 0 | 0.083 | 0.336 | 0 |  | --> | E17 ex JULIANSTOWN | Julianstown [T421,T422] | DRYBRIDGE |  | 53.6974 | -6.2614
MV/LV Substation TH***845Y |  | 20 kV | _ | LV | 400 kVA :Kiosk Substation | 0.4 | --> | 0.4 | 0 | 0 | Constrained, otherwise capacity available =303 kVA | --> | 0.38 | 0 | 0.013 | 0 | 0 | Constrained, otherwise capacity available =383 kW | --> | E15 ex DULEEK | Duleek [T421,T422] | DRYBRIDGE |  | 53.6561 | -6.4269
MV/LV Substation SE***846Y |  | 20 kV | _ | LV | 400 kVA :Kiosk Substation | 0.4 | --> | 0.4 | 0 | 0 | Constrained, otherwise capacity available =335 kVA | --> | 0.38 | 0 | 0.015 | 0.378 | 0 |  | --> | C13 ex MORNINGTON ROAD | Mornington Road [T41,T42] | DRYBRIDGE |  | 53.7155 | -6.2573
MV/LV Substation BL***847Y |  | 20 kV | _ | LV | 50 kVA :Pole Substation | 0.05 | --> | 0.05 | 0 | 0 | Constrained, otherwise capacity available =44 kVA | --> | 0.048 | 0 | 0 | 0.048 | 0 |  | --> | C21 ex TERMONFECKIN ROAD | Termonfeckin Road [T41,T42] | DRYBRIDGE |  | 53.7773 | -6.2971
MV/LV Substation GR***848Y |  | 20 kV | _ | LV | 400 kVA :Kiosk Substation | 0.4 | --> | 0.4 | 0 | 0 | Constrained, otherwise capacity available =309 kVA | --> | 0.38 | 0 | 0.013 | 0.383 | 0 |  | --> | E15 ex JULIANSTOWN | Julianstown [T421,T422] | DRYBRIDGE |  | 53.6353 | -6.2571
MV/LV Substation CH***849Y |  | 20 kV | _ | LV | 50 kVA :Pole Substation | 0.05 | --> | 0.05 | 0 | 0 | Constrained, otherwise capacity available =46 kVA | --> | 0.048 | 0 | 0 | 0.048 | 0 |  | --> | E17 ex JULIANSTOWN | Julianstown [T421,T422] | DRYBRIDGE |  | 53.6749 | -6.2799
MV/LV Substation NO***853Y |  | 20 kV | _ | LV | 400 kVA :Kiosk Substation | 0.4 | --> | 0.4 | 0 | 0 | Constrained, otherwise capacity available =316 kVA | --> | 0.38 | 0 | 0.047 | 0.357 | 0 |  | --> | E16 ex JULIANSTOWN | Julianstown [T421,T422] | DRYBRIDGE |  | 53.6996 | -6.2513
MV/LV Substation BA***858 |  | 10 kV | _ | LV | 100 kVA :Pole Substation | 0.1 | --> | 0.1 | 0 | 0 | Constrained, otherwise capacity available =91 kVA | --> | 0.095 | 0 | 0.01 | 0.089 | 0 |  | --> | C20 ex TERMONFECKIN ROAD | Termonfeckin Road [T41,T42] | DRYBRIDGE |  | 53.7415 | -6.2778
MV/LV Substation BA***859 |  | 10 kV | _ | LV | 50 kVA :Pole Substation | 0.05 | --> | 0.05 | 0 | 0 | Constrained, otherwise capacity available =41 kVA | --> | 0.048 | 0 | 0 | 0.049 | 0 |  | --> | C20 ex TERMONFECKIN ROAD | Termonfeckin Road [T41,T42] | DRYBRIDGE |  | 53.7345 | -6.2796
MV/LV Substation MO***859X |  | 20 kV | _ | LV | 50 kVA :Pole Substation | 0.05 | --> | 0.05 | 0 | 0 | Constrained, otherwise capacity available =48 kVA | --> | 0.048 | 0 | 0 | 0.048 | 0 |  | --> | C13 ex MORNINGTON ROAD | Mornington Road [T41,T42] | DRYBRIDGE |  | 53.721 | -6.2838
MV/LV Substation MA***859Y |  | 10 kV | _ | LV | 200 kVA :Kiosk Substation | 0.2 | --> | 0.2 | 0 | 0 | Constrained, otherwise capacity available =141 kVA | --> | 0.19 | 0 | 0.003 | 0.196 | 0 |  | --> | C17 ex RATHMULLAN | Rathmullan [T41,T42] | DRYBRIDGE |  | 53.7108 | -6.3759
MV/LV Substation WE***860Y |  | 10 kV | _ | LV | 200 kVA :Kiosk Substation | 0.2 | --> | 0.2 | 0 | 0 | Constrained, otherwise capacity available =158 kVA | --> | 0.19 | 0 | 0.015 | 0.184 | 0 |  | --> | C12 ex MORNINGTON ROAD | Mornington Road [T41,T42] | DRYBRIDGE |  | 53.7077 | -6.3231
MV/LV Substation TE***861 |  | 20 kV | _ | LV | 50 kVA :Pole Substation | 0.05 | --> | 0.05 | 0 | 0 | Constrained, otherwise capacity available =33 kVA | --> | 0.048 | 0 | 0 | 0.05 | 0 |  | --> | C21 ex TERMONFECKIN ROAD | Termonfeckin Road [T41,T42] | DRYBRIDGE |  | 53.7619 | -6.2745
MV/LV Substation KI***862Y |  | 20 kV | _ | LV | 400 kVA :Kiosk Substation | 0.4 | --> | 0.4 | 0 | 0 | Constrained, otherwise capacity available =238 kVA | --> | 0.38 | 0 | 0.095 | 0.331 | 0 |  | --> | E15 ex JULIANSTOWN | Julianstown [T421,T422] | DRYBRIDGE |  | 53.6288 | -6.2716
MV/LV Substation OL***864 |  | 10 kV | _ | LV | 200 kVA :Kiosk Substation | 0.2 | --> | 0.2 | 0 | 0 | Constrained, otherwise capacity available =169 kVA | --> | 0.19 | 0 | 0 | 0.194 | 0 |  | --> | C17 ex DRYBRIDGE | Drybridge [T41,T42] | DRYBRIDGE |  | 53.7228 | -6.4231
MV/LV Substation SH***864X |  | 20 kV | _ | LV | 100 kVA :Pole Substation | 0.1 | --> | 0.1 | 0 | 0 | Constrained, otherwise capacity available =89 kVA | --> | 0.095 | 0 | 0.005 | 0.093 | 0 |  | --> | E17 ex JULIANSTOWN | Julianstown [T421,T422] | DRYBRIDGE |  | 53.6716 | -6.3374
MV/LV Substation EA***864Y |  | 20 kV | _ | LV | 400 kVA :Kiosk Substation | 0.4 | --> | 0.4 | 0 | 0 | Constrained, otherwise capacity available =323 kVA | --> | 0.38 | 0 | 0.013 | 0.381 | 0 |  | --> | E17 ex JULIANSTOWN | Julianstown [T421,T422] | DRYBRIDGE |  | 53.7016 | -6.2596
MV/LV Substation ST***872Y |  | 10 kV | _ | LV | 200 kVA :Pole Substation | 0.2 | --> | 0.2 | 0 | 0 | Constrained, otherwise capacity available =181 kVA | --> | 0.19 | 0 | 0 | 0.193 | 0 |  | --> | C20 ex TERMONFECKIN ROAD | Termonfeckin Road [T41,T42] | DRYBRIDGE |  | 53.7377 | -6.2994
MV/LV Substation TU***873 |  | 20 kV | _ | LV | 50 kVA :Pole Substation | 0.05 | --> | 0.05 | 0 | 0 | Constrained, otherwise capacity available =25 kVA | --> | 0.048 | 0 | 0.01 | 0.043 | 0 |  | --> | C17 ex DRYBRIDGE | Drybridge [T41,T42] | DRYBRIDGE |  | 53.7367 | -6.4273
MV/LV Substation TH***874X |  | 20 kV | _ | LV | 50 kVA :Pole Substation | 0.05 | --> | 0.05 | 0 | 0 | Constrained, otherwise capacity available =44 kVA | --> | 0.048 | 0 | 0.01 | 0.041 | 0 |  | --> | C13 ex MORNINGTON ROAD | Mornington Road [T41,T42] | DRYBRIDGE |  | 53.717 | -6.2649
MV/LV Substation BE***877 |  | 20 kV | _ | LV | 100 kVA :Pole Substation | 0.1 | --> | 0.1 | 0 | 0 | Constrained, otherwise capacity available =84 kVA | --> | 0.095 | 0 | 0.016 | 0.085 | 0 |  | --> | E18 ex JULIANSTOWN | Julianstown [T421,T422] | DRYBRIDGE |  | 53.6841 | -6.3562
MV/LV Substation DU***880 |  | 20 kV | _ | LV | 50 kVA :Pole Substation | 0.05 | --> | 0.05 | 0 | 0 | Constrained, otherwise capacity available =41 kVA | --> | 0.048 | 0 | 0 | 0 | 0 | Constrained, otherwise capacity available =49 kW | --> | E15 ex DULEEK | Duleek [T421,T422] | DRYBRIDGE |  | 53.6763 | -6.426
MV/LV Substation FI***880Y |  | 10 kV | _ | LV | 400 kVA :Kiosk Substation | 0.4 | --> | 0.4 | 0 | 0 | Constrained, otherwise capacity available =316 kVA | --> | 0.38 | 0 | 0.033 | 0.367 | 0 |  | --> | C18 ex RATHMULLAN | Rathmullan [T41,T42] | DRYBRIDGE |  | 53.7038 | -6.3293
MV/LV Substation BR***881Y |  | 20 kV | _ | LV | 400 kVA :Kiosk Substation | 0.4 | --> | 0.4 | 0 | 0 | Constrained, otherwise capacity available =352 kVA | --> | 0.38 | 0 | 0.028 | 0.366 | 0 |  | --> | E16 ex JULIANSTOWN | Julianstown [T421,T422] | DRYBRIDGE |  | 53.7032 | -6.2479
MV/LV Substation BR***882Y |  | 20 kV | _ | LV | 400 kVA :Kiosk Substation | 0.4 | --> | 0.4 | 0 | 0 | Constrained, otherwise capacity available =336 kVA | --> | 0.38 | 0 | 0.05 | 0.352 | 0 |  | --> | E16 ex JULIANSTOWN | Julianstown [T421,T422] | DRYBRIDGE |  | 53.7047 | -6.2489
MV/LV Substation CU***883Y |  | 20 kV | _ | LV | 50 kVA :Pole Substation | 0.05 | --> | 0.05 | 0 | 0 | Constrained, otherwise capacity available =49 kVA | --> | 0.048 | 0 | 0 | 0.048 | 0 |  | --> | E21 ex SLANE | Slane [T421] | DRYBRIDGE |  | 53.6781 | -6.5358
MV/LV Substation DU***885Y |  | 20 kV | _ | LV | 630 kVA :Building Structure | 0.63 | --> | 0.63 | 0 | 0 | Constrained, otherwise capacity available =547 kVA | --> | 0.598 | 0 | 0.09 | 0 | 0 | Constrained, otherwise capacity available =543 kW | --> | E15 ex DULEEK | Duleek [T421,T422] | DRYBRIDGE |  | 53.6615 | -6.4086
MV/LV Substation PR***889X |  | 20 kV | _ | LV | 50 kVA :Pole Substation | 0.05 | --> | 0.05 | 0 | 0 | Constrained, otherwise capacity available =48 kVA | --> | 0.048 | 0 | 0 | 0.048 | 0 |  | --> | C17 ex DRYBRIDGE | Drybridge [T41,T42] | DRYBRIDGE |  | 53.7148 | -6.4328
MV/LV Substation FO***890Y |  | 20 kV | _ | LV | 400 kVA :Kiosk Substation | 0.4 | --> | 0.4 | 0 | 0 | Constrained, otherwise capacity available =310 kVA | --> | 0.38 | 0 | 0.005 | 0.388 | 0 |  | --> | E15 ex JULIANSTOWN | Julianstown [T421,T422] | DRYBRIDGE |  | 53.6323 | -6.2677
MV/LV Substation FO***891Y |  | 20 kV | _ | LV | 200 kVA :Kiosk Substation | 0.2 | --> | 0.2 | 0 | 0 | Constrained, otherwise capacity available =151 kVA | --> | 0.19 | 0 | 0.021 | 0.181 | 0 |  | --> | E15 ex JULIANSTOWN | Julianstown [T421,T422] | DRYBRIDGE |  | 53.6308 | -6.2696
MV/LV Substation CL***895X |  | 20 kV | _ | LV | 50 kVA :Pole Substation | 0.05 | --> | 0.05 | 0 | 0 | Constrained, otherwise capacity available =49 kVA | --> | 0.048 | 0 | 0 | 0.048 | 0 |  | --> | E16 ex JULIANSTOWN | Julianstown [T421,T422] | DRYBRIDGE |  | 53.6516 | -6.2771
MV/LV Substation ME***899X |  | 10 kV | _ | LV | 400 kVA :Building Structure | 0.4 | --> | 0.4 | 0 | 0 | Constrained, otherwise capacity available =271 kVA | --> | 0.38 | 0 | 0 | 0.397 | 0 |  | --> | C14 ex MORNINGTON ROAD | Mornington Road [T41,T42] | DRYBRIDGE |  | 53.714 | -6.3516
MV/LV Substation TO***900Y |  | 20 kV | _ | LV | 400 kVA :Building Structure | 0.4 | --> | 0.4 | 0 | 0 | Constrained, otherwise capacity available =302 kVA | --> | 0.38 | 0 | 0 | 0.393 | 0 |  | --> | E17 ex JULIANSTOWN | Julianstown [T421,T422] | DRYBRIDGE |  | 53.6629 | -6.3294
MV/LV Substation MO***901Y |  | 20 kV | _ | LV | 200 kVA :Kiosk Substation | 0.2 | --> | 0.2 | 0 | 0 | Constrained, otherwise capacity available =140 kVA | --> | 0.19 | 0 | 0.012 | 0.189 | 0 |  | --> | C13 ex MORNINGTON ROAD | Mornington Road [T41,T42] | DRYBRIDGE |  | 53.7208 | -6.2599
MV/LV Substation BA***902 |  | 10 kV | _ | LV | 100 kVA :Pole Substation | 0.1 | --> | 0.1 | 0 | 0 | Constrained, otherwise capacity available =81 kVA | --> | 0.095 | 0 | 0 | 0.098 | 0 |  | --> | C20 ex TERMONFECKIN ROAD | Termonfeckin Road [T41,T42] | DRYBRIDGE |  | 53.7369 | -6.2756
MV/LV Substation MO***902Y |  | 20 kV | _ | LV | 400 kVA :Kiosk Substation | 0.4 | --> | 0.4 | 0 | 0 | Constrained, otherwise capacity available =317 kVA | --> | 0.38 | 0 | 0.023 | 0.374 | 0 |  | --> | C13 ex MORNINGTON ROAD | Mornington Road [T41,T42] | DRYBRIDGE |  | 53.7223 | -6.2618
MV/LV Substation M1***903Y |  | 10 kV | _ | LV | 50 kVA :Pole Substation | 0.05 | --> | 0.05 | 0 | 0 | Constrained, otherwise capacity available =50 kVA | --> | 0.048 | 0 | 0 | 0.048 | 0 |  | --> | C13 ex DRYBRIDGE | Drybridge [T41,T42] | DRYBRIDGE |  | 53.7748 | -6.4054
MV/LV Substation MA***904X |  | 10 kV | _ | LV | 400 kVA :Kiosk Substation | 0.4 | --> | 0.4 | 0 | 0 | Constrained, otherwise capacity available =280 kVA | --> | 0.38 | 0 | 0.022 | 0.38 | 0 |  | --> | C17 ex RATHMULLAN | Rathmullan [T41,T42] | DRYBRIDGE |  | 53.709 | -6.3767
MV/LV Substation PR***905Y |  | 20 kV | _ | LV | 200 kVA :Kiosk Substation | 0.2 | --> | 0.2 | 0 | 0 | Constrained, otherwise capacity available =158 kVA | --> | 0.19 | 0 | 0.02 | 0.181 | 0 |  | --> | E17 ex JULIANSTOWN | Julianstown [T421,T422] | DRYBRIDGE |  | 53.6745 | -6.2833
MV/LV Substation LI***906 |  | 10 kV | _ | LV | 100 kVA :Pole Substation | 0.1 | --> | 0.1 | 0 | 0 | Constrained, otherwise capacity available =96 kVA | --> | 0.095 | 0 | 0 | 0.096 | 0 |  | --> | C13 ex DRYBRIDGE | Drybridge [T41,T42] | DRYBRIDGE |  | 53.7462 | -6.3416
MV/LV Substation NE***907 |  | 10 kV | _ | LV | 200 kVA :Pole Substation | 0.2 | --> | 0.2 | 0 | 0 | Constrained, otherwise capacity available =129 kVA | --> | 0.19 | 0 | 0.005 | 0.196 | 0 |  | --> | C13 ex DRYBRIDGE | Drybridge [T41,T42] | DRYBRIDGE |  | 53.7704 | -6.401
MV/LV Substation TU***907X |  | 10 kV | _ | LV | 100 kVA :Pole Substation | 0.1 | --> | 0.1 | 0 | 0 | Constrained, otherwise capacity available =73 kVA | --> | 0.095 | 0 | 0 | 0.099 | 0 |  | --> | C17 ex DRYBRIDGE | Drybridge [T41,T42] | DRYBRIDGE |  | 53.723 | -6.4064
MV/LV Substation SK***908 |  | 10 kV | _ | LV | 100 kVA :Pole Substation | 0.1 | --> | 0.1 | 0 | 0 | Constrained, otherwise capacity available =48 kVA | --> | 0.095 | 0 | 0 | 0.102 | 0 |  | --> | C13 ex DRYBRIDGE | Drybridge [T41,T42] | DRYBRIDGE |  | 53.7547 | -6.335
MV/LV Substation BA***908Y |  | 20 kV | _ | LV | 200 kVA :Kiosk Substation | 0.2 | --> | 0.2 | 0 | 0 | Constrained, otherwise capacity available =136 kVA | --> | 0.19 | 0 | 0.005 | 0 | 0 | Constrained, otherwise capacity available =195 kW | --> | E15 ex DULEEK | Duleek [T421,T422] | DRYBRIDGE |  | 53.6541 | -6.4268
MV/LV Substation RA***909Y |  | 20 kV | _ | LV | 200 kVA :Building Structure | 0.2 | --> | 0.2 | 0 | 0 | Constrained, otherwise capacity available =198 kVA | --> | 0.19 | 0 | 0 | 0.19 | 0 |  | --> | E16 ex JULIANSTOWN | Julianstown [T421,T422] | DRYBRIDGE |  | 53.6782 | -6.2424
MV/LV Substation MO***910Y |  | 10 kV | _ | LV | 50 kVA :Pole Substation | 0.05 | --> | 0.05 | 0 | 0 | Constrained, otherwise capacity available =49 kVA | --> | 0.048 | 0 | 0 | 0.048 | 0 |  | --> | C13 ex MORNINGTON ROAD | Mornington Road [T41,T42] | DRYBRIDGE |  | 53.7188 | -6.3078
MV/LV Substation GL***911Y |  | 10 kV | _ | LV | 400 kVA :Kiosk Substation | 0.4 | --> | 0.4 | 0 | 0 | Constrained, otherwise capacity available =300 kVA | --> | 0.38 | 0 | 0.043 | 0.362 | 0 |  | --> | C14 ex DRYBRIDGE | Drybridge [T41,T42] | DRYBRIDGE |  | 53.7378 | -6.4127
MV/LV Substation JU***912Y |  | 20 kV | _ | LV | 100 kVA :Pole Substation | 0.1 | --> | 0.1 | 0 | 0 | Constrained, otherwise capacity available =92 kVA | --> | 0.095 | 0 | 0 | 0.096 | 0 |  | --> | E17 ex JULIANSTOWN | Julianstown [T421,T422] | DRYBRIDGE |  | 53.6711 | -6.2824
MV/LV Substation SI***913Y |  | 10 kV | _ | LV | 400 kVA :Kiosk Substation | 0.4 | --> | 0.4 | 0 | 0 | Constrained, otherwise capacity available =193 kVA | --> | 0.38 | 0 | 0.028 | 0.386 | 0 |  | --> | C18 ex RATHMULLAN | Rathmullan [T41,T42] | DRYBRIDGE |  | 53.7084 | -6.3505
MV/LV Substation BR***917X |  | 20 kV | _ | LV | 100 kVA :Pole Substation | 0.1 | --> | 0.1 | 0 | 0 | Constrained, otherwise capacity available =58 kVA | --> | 0.095 | 0 | 0 | 0.101 | 0 |  | --> | E16 ex JULIANSTOWN | Julianstown [T421,T422] | DRYBRIDGE |  | 53.6649 | -6.2365
MV/LV Substation GL***920 |  | 20 kV | _ | LV | 50 kVA :Pole Substation | 0.05 | --> | 0.05 | 0 | 0 | Constrained, otherwise capacity available =34 kVA | --> | 0.048 | 0 | 0 | 0.05 | 0 |  | --> | C17 ex DRYBRIDGE | Drybridge [T41,T42] | DRYBRIDGE |  | 53.7388 | -6.4369
MV/LV Substation TH***920Y |  | 20 kV | _ | LV | 200 kVA :Kiosk Substation | 0.2 | --> | 0.2 | 0 | 0 | Constrained, otherwise capacity available =147 kVA | --> | 0.19 | 0 | 0.031 | 0 | 0 | Constrained, otherwise capacity available =174 kW | --> | E15 ex DULEEK | Duleek [T421,T422] | DRYBRIDGE |  | 53.6601 | -6.4072
MV/LV Substation CE***922X |  | 10 kV | _ | LV | 400 kVA :Kiosk Substation | 0.4 | --> | 0.4 | 0 | 0 | Constrained, otherwise capacity available =271 kVA | --> | 0.38 | 0 | 0.019 | 0.383 | 0 |  | --> | C20 ex RATHMULLAN | Rathmullan [T41,T42] | DRYBRIDGE |  | 53.7064 | -6.376
MV/LV Substation BA***924X |  | 20 kV | _ | LV | 50 kVA :Pole Substation | 0.05 | --> | 0.05 | 0 | 0 | Constrained, otherwise capacity available =47 kVA | --> | 0.048 | 0 | 0 | 0.048 | 0 |  | --> | C21 ex TERMONFECKIN ROAD | Termonfeckin Road [T41,T42] | DRYBRIDGE |  | 53.7748 | -6.2724
MV/LV Substation BU***924Y |  | 10 kV | _ | LV | 630 kVA :Building Structure | 0.63 | --> | 0.63 | 0 | 0 | Constrained, otherwise capacity available =491 kVA | --> | 0.598 | 0 | 0.005 | 0.5 | 0 |  | --> | C19 ex TERMONFECKIN ROAD | Termonfeckin Road [T41,T42] | DRYBRIDGE |  | 53.7241 | -6.325
MV/LV Substation DY***927Y |  | 10 kV | _ | LV | 630 kVA :Building Structure | 0.63 | --> | 0.63 | 0 | 0 | Constrained, otherwise capacity available =485 kVA | --> | 0.598 | 0 | 0 | 0.5 | 0 |  | --> | C14 ex MORNINGTON ROAD | Mornington Road [T41,T42] | DRYBRIDGE |  | 53.7136 | -6.3509
MV/LV Substation RO***929Y |  | 10 kV | _ | LV | 50 kVA :Pole Substation | 0.05 | --> | 0.05 | 0 | 0 | Constrained, otherwise capacity available =50 kVA | --> | 0.048 | 0 | 0 | 0.048 | 0 |  | --> | C13 ex DRYBRIDGE | Drybridge [T41,T42] | DRYBRIDGE |  | 53.7321 | -6.3769
MV/LV Substation TU***930X |  | 10 kV | _ | LV | 200 kVA :Kiosk Substation | 0.2 | --> | 0.2 | 0 | 0 | Constrained, otherwise capacity available =160 kVA | --> | 0.19 | 0 | 0.01 | 0.188 | 0 |  | --> | C14 ex DRYBRIDGE | Drybridge [T41,T42] | DRYBRIDGE |  | 53.7399 | -6.4149
MV/LV Substation BR***931Y |  | 10 kV | _ | LV | 400 kVA :Building Structure | 0.4 | --> | 0.4 | 0 | 0 | Constrained, otherwise capacity available =221 kVA | --> | 0.38 | 0 | 0.018 | 0.389 | 0 |  | --> | C20 ex DRYBRIDGE | Drybridge [T41,T42] | DRYBRIDGE |  | 53.7197 | -6.3401
MV/LV Substation IN***932Y |  | 20 kV | _ | LV | 400 kVA :Kiosk Substation | 0.4 | --> | 0.4 | 0 | 0 | Constrained, otherwise capacity available =281 kVA | --> | 0.38 | 0 | 0.093 | 0.327 | 0 |  | --> | E16 ex JULIANSTOWN | Julianstown [T421,T422] | DRYBRIDGE |  | 53.6861 | -6.2487
MV/LV Substation E ***933Y |  | 10 kV | _ | LV | 630 kVA :Kiosk Substation | 0.63 | --> | 0.63 | 0 | 0 | Constrained, otherwise capacity available =545 kVA | --> | 0.598 | 0 | 0.01 | 0.5 | 0 |  | --> | C20 ex RATHMULLAN | Rathmullan [T41,T42] | DRYBRIDGE |  | 53.7004 | -6.3718
MV/LV Substation NI***934 |  | 20 kV | _ | LV | 50 kVA :Pole Substation | 0.05 | --> | 0.05 | 0 | 0 | Constrained, otherwise capacity available =41 kVA | --> | 0.048 | 0 | 0 | 0.049 | 0 |  | --> | E17 ex JULIANSTOWN | Julianstown [T421,T422] | DRYBRIDGE |  | 53.6789 | -6.2565
MV/LV Substation GR***936Y |  | 10 kV | _ | LV | 200 kVA :Kiosk Substation | 0.2 | --> | 0.2 | 0 | 0 | Constrained, otherwise capacity available =152 kVA | --> | 0.19 | 0 | 0.023 | 0.179 | 0 |  | --> | C12 ex MORNINGTON ROAD | Mornington Road [T41,T42] | DRYBRIDGE |  | 53.7061 | -6.303
MV/LV Substation GR***937Y |  | 10 kV | _ | LV | 200 kVA :Kiosk Substation | 0.2 | --> | 0.2 | 0 | 0 | Constrained, otherwise capacity available =162 kVA | --> | 0.19 | 0 | 0.004 | 0.192 | 0 |  | --> | C12 ex MORNINGTON ROAD | Mornington Road [T41,T42] | DRYBRIDGE |  | 53.7068 | -6.3061
MV/LV Substation KI***938X |  | 10 kV | _ | LV | 630 kVA :Building Structure | 0.63 | --> | 0.63 | 0 | 0 | Constrained, otherwise capacity available =630 kVA | --> | 0.598 | 0 | 0 | 0.5 | 0 |  | --> | C15 ex RATHMULLAN | Rathmullan [T41,T42] | DRYBRIDGE |  | 53.707 | -6.3688
MV/LV Substation SI***938Y |  | 20 kV | _ | LV | 50 kVA :Pole Substation | 0.05 | --> | 0.05 | 0 | 0 | Constrained, otherwise capacity available =46 kVA | --> | 0.048 | 0 | 0 | 0 | 0 | Constrained, otherwise capacity available =48 kW | --> | E17 ex DULEEK | Duleek [T421,T422] | DRYBRIDGE |  | 53.6439 | -6.4853
MV/LV Substation GA***939X |  | 20 kV | _ | LV | 50 kVA :Pole Substation | 0.05 | --> | 0.05 | 0 | 0 |  | --> | 0.048 | 0 | 0 | 0.059 | 0 |  | --> | E18 ex JULIANSTOWN | Julianstown [T421,T422] | DRYBRIDGE |  | 53.673 | -6.3733
MV/LV Substation GA***942Y |  | 20 kV | _ | LV | 50 kVA :Pole Substation | 0.05 | --> | 0.05 | 0 | 0 | Constrained, otherwise capacity available =44 kVA | --> | 0.048 | 0 | 0.006 | 0.044 | 0 |  | --> | C21 ex TERMONFECKIN ROAD | Termonfeckin Road [T41,T42] | DRYBRIDGE |  | 53.7518 | -6.296
MV/LV Substation JU***943Y |  | 20 kV | _ | LV | 200 kVA :Pole Substation | 0.2 | --> | 0.2 | 0 | 0 | Constrained, otherwise capacity available =130 kVA | --> | 0.19 | 0 | 0 | 0.199 | 0 |  | --> | E17 ex JULIANSTOWN | Julianstown [T421,T422] | DRYBRIDGE |  | 53.6723 | -6.2836
MV/LV Substation IN***945X |  | 10 kV | _ | LV | 400 kVA :Kiosk Substation | 0.4 | --> | 0.4 | 0 | 0 | Constrained, otherwise capacity available =271 kVA | --> | 0.38 | 0 | 0 | 0.397 | 0 |  | --> | C19 ex RATHMULLAN | Rathmullan [T41,T42] | DRYBRIDGE |  | 53.7054 | -6.3603
MV/LV Substation MT***947Y |  | 20 kV | _ | LV | 50 kVA :Pole Substation | 0.05 | --> | 0.05 | 0 | 0 | Constrained, otherwise capacity available =50 kVA | --> | 0.048 | 0 | 0 | 0.048 | 0 |  | --> | E18 ex JULIANSTOWN | Julianstown [T421,T422] | DRYBRIDGE |  | 53.6745 | -6.368
MV/LV Substation CO***948 |  | 20 kV | _ | LV | 50 kVA :Pole Substation | 0.05 | --> | 0.05 | 0 | 0 | Constrained, otherwise capacity available =32 kVA | --> | 0.048 | 0 | 0.005 | 0.046 | 0 |  | --> | E15 ex JULIANSTOWN | Julianstown [T421,T422] | DRYBRIDGE |  | 53.6363 | -6.2434
MV/LV Substation CU***949 |  | 20 kV | _ | LV | 50 kVA :Pole Substation | 0.05 | --> | 0.05 | 0 | 0 | Constrained, otherwise capacity available =41 kVA | --> | 0.048 | 0 | 0.006 | 0.044 | 0 |  | --> | E15 ex JULIANSTOWN | Julianstown [T421,T422] | DRYBRIDGE |  | 53.6381 | -6.2418
MV/LV Substation BO***953Y |  | 10 kV | _ | LV | 200 kVA :Kiosk Substation | 0.2 | --> | 0.2 | 0 | 0 | Constrained, otherwise capacity available =131 kVA | --> | 0.19 | 0 | 0.013 | 0.19 | 0 |  | --> | C18 ex DRYBRIDGE | Drybridge [T41,T42] | DRYBRIDGE |  | 53.721 | -6.3859
MV/LV Substation CO***954 |  | 20 kV | _ | LV | 50 kVA :Pole Substation | 0.05 | --> | 0.05 | 0 | 0 | Constrained, otherwise capacity available =40 kVA | --> | 0.048 | 0 | 0 | 0 | 0 | Constrained, otherwise capacity available =49 kW | --> | E14 ex DULEEK | Duleek [T421,T422] | DRYBRIDGE |  | 53.6759 | -6.4613
MV/LV Substation SE***955Y |  | 20 kV | _ | LV | 200 kVA :Kiosk Substation | 0.2 | --> | 0.2 | 0 | 0 | Constrained, otherwise capacity available =143 kVA | --> | 0.19 | 0 | 0.049 | 0.161 | 0 |  | --> | E17 ex JULIANSTOWN | Julianstown [T421,T422] | DRYBRIDGE |  | 53.6984 | -6.2652
MV/LV Substation BE***956Y |  | 20 kV | _ | LV | 50 kVA :Pole Substation | 0.05 | --> | 0.05 | 0 | 0 | Constrained, otherwise capacity available =50 kVA | --> | 0.048 | 0 | 0 | 0.048 | 0 |  | --> | E18 ex JULIANSTOWN | Julianstown [T421,T422] | DRYBRIDGE |  | 53.6506 | -6.3387
MV/LV Substation MU***957X |  | 10 kV | _ | LV | 50 kVA :Pole Substation | 0.05 | --> | 0.05 | 0 | 0 | Constrained, otherwise capacity available =48 kVA | --> | 0.048 | 0 | 0 | 0.048 | 0 |  | --> | C20 ex RATHMULLAN | Rathmullan [T41,T42] | DRYBRIDGE |  | 53.6955 | -6.3969
MV/LV Substation WE***958X |  | 10 kV | _ | LV | 400 kVA :Building Structure | 0.4 | --> | 0.4 | 0 | 0 | Constrained, otherwise capacity available =294 kVA | --> | 0.38 | 0 | 0.051 | 0.356 | 0 |  | --> | C22 ex TERMONFECKIN ROAD | Termonfeckin Road [T41,T42] | DRYBRIDGE |  | 53.7217 | -6.3326
MV/LV Substation TO***958Y |  | 20 kV | _ | LV | 100 kVA :Pole Substation | 0.1 | --> | 0.1 | 0 | 0 | Constrained, otherwise capacity available =82 kVA | --> | 0.095 | 0 | 0 | 0 | 0 | Constrained, otherwise capacity available =97 kW | --> | E15 ex DULEEK | Duleek [T421,T422] | DRYBRIDGE |  | 53.6602 | -6.4274
MV/LV Substation CO***959 |  | 20 kV | _ | LV | 50 kVA :Pole Substation | 0.05 | --> | 0.05 | 0 | 0 | Constrained, otherwise capacity available =27 kVA | --> | 0.048 | 0 | 0.011 | 0 | 0 | Constrained, otherwise capacity available =42 kW | --> | E15 ex DULEEK | Duleek [T421,T422] | DRYBRIDGE |  | 53.665 | -6.4162
MV/LV Substation AS***959Y |  | 20 kV | _ | LV | 200 kVA :Kiosk Substation | 0.2 | --> | 0.2 | 0 | 0 | Constrained, otherwise capacity available =153 kVA | --> | 0.19 | 0 | 0.04 | 0 | 0 | Constrained, otherwise capacity available =167 kW | --> | E15 ex DULEEK | Duleek [T421,T422] | DRYBRIDGE |  | 53.6604 | -6.4157
MV/LV Substation CO***960Y |  | 20 kV | _ | LV | 400 kVA :Kiosk Substation | 0.4 | --> | 0.4 | 0 | 0 | Constrained, otherwise capacity available =332 kVA | --> | 0.38 | 0 | 0.011 | 0 | 0 | Constrained, otherwise capacity available =381 kW | --> | E15 ex DULEEK | Duleek [T421,T422] | DRYBRIDGE |  | 53.658 | -6.4116
MV/LV Substation GL***961Y |  | 20 kV | _ | LV | 200 kVA :Kiosk Substation | 0.2 | --> | 0.2 | 0 | 0 | Constrained, otherwise capacity available =135 kVA | --> | 0.19 | 0 | 0.018 | 0.185 | 0 |  | --> | E15 ex JULIANSTOWN | Julianstown [T421,T422] | DRYBRIDGE |  | 53.6292 | -6.2753
MV/LV Substation GL***962Y |  | 20 kV | _ | LV | 200 kVA :Kiosk Substation | 0.2 | --> | 0.2 | 0 | 0 | Constrained, otherwise capacity available =86 kVA | --> | 0.19 | 0 | 0.027 | 0.185 | 0 |  | --> | E15 ex JULIANSTOWN | Julianstown [T421,T422] | DRYBRIDGE |  | 53.6306 | -6.2739
MV/LV Substation CL***965X |  | 20 kV | _ | LV | 100 kVA :Pole Substation | 0.1 | --> | 0.1 | 0 | 0 | Constrained, otherwise capacity available =85 kVA | --> | 0.095 | 0 | 0 | 0.097 | 0 |  | --> | E15 ex JULIANSTOWN | Julianstown [T421,T422] | DRYBRIDGE |  | 53.6222 | -6.2769
MV/LV Substation NA***968Y |  | 20 kV | _ | LV | 200 kVA :Pole Substation | 0.2 | --> | 0.2 | 0 | 0 | Constrained, otherwise capacity available =171 kVA | --> | 0.19 | 0 | 0 | 0.194 | 0 |  | --> | E15 ex JULIANSTOWN | Julianstown [T421,T422] | DRYBRIDGE |  | 53.6328 | -6.2663
MV/LV Substation BA***969 |  | 20 kV | _ | LV | 200 kVA :Pole Substation | 0.2 | --> | 0.2 | 0 | 0 | Constrained, otherwise capacity available =54 kVA | --> | 0.19 | 0 | 0.12 | 0 | 0 | Constrained, otherwise capacity available =113 kW | --> | E17 ex DULEEK | Duleek [T421,T422] | DRYBRIDGE |  | 53.6214 | -6.4899
MV/LV Substation TH***969Y |  | 20 kV | _ | LV | 400 kVA :Kiosk Substation | 0.4 | --> | 0.4 | 0 | 0 | Constrained, otherwise capacity available =287 kVA | --> | 0.38 | 0 | 0.079 | 0.337 | 0 |  | --> | C21 ex TERMONFECKIN ROAD | Termonfeckin Road [T41,T42] | DRYBRIDGE |  | 53.7636 | -6.2662
MV/LV Substation MI***970X |  | 10 kV | _ | LV | 400 kVA :Kiosk Substation | 0.4 | --> | 0.4 | 0 | 0 | Constrained, otherwise capacity available =306 kVA | --> | 0.38 | 0 | 0.048 | 0.357 | 0 |  | --> | C18 ex RATHMULLAN | Rathmullan [T41,T42] | DRYBRIDGE |  | 53.7038 | -6.3453
MV/LV Substation WO***970Y |  | 20 kV | _ | LV | 400 kVA :Kiosk Substation | 0.4 | --> | 0.4 | 0 | 0 | Constrained, otherwise capacity available =321 kVA | --> | 0.38 | 0 | 0.014 | 0.38 | 0 |  | --> | E17 ex JULIANSTOWN | Julianstown [T421,T422] | DRYBRIDGE |  | 53.6964 | -6.2602
MV/LV Substation HI***971X |  | 10 kV | _ | LV | 400 kVA :Kiosk Substation | 0.4 | --> | 0.4 | 0 | 0 | Constrained, otherwise capacity available =213 kVA | --> | 0.38 | 0 | 0.042 | 0.374 | 0 |  | --> | C12 ex RATHMULLAN | Rathmullan [T41,T42] | DRYBRIDGE |  | 53.7106 | -6.36
MV/LV Substation IR***974X |  | 10 kV | _ | LV | 100 kVA :Pole Substation | 0.1 | --> | 0.1 | 0 | 0 | Constrained, otherwise capacity available =81 kVA | --> | 0.095 | 0 | 0 | 0.098 | 0 |  | --> | C20 ex RATHMULLAN | Rathmullan [T41,T42] | DRYBRIDGE |  | 53.6961 | -6.4147
MV/LV Substation MA***975Y |  | 10 kV | _ | LV | 400 kVA :Kiosk Substation | 0.4 | --> | 0.4 | 0 | 0 | Constrained, otherwise capacity available =291 kVA | --> | 0.38 | 0 | 0.006 | 0.39 | 0 |  | --> | C18 ex RATHMULLAN | Rathmullan [T41,T42] | DRYBRIDGE |  | 53.7076 | -6.3362
MV/LV Substation JO***987X |  | 20 kV | _ | LV | 50 kVA :Pole Substation | 0.05 | --> | 0.05 | 0 | 0 | Constrained, otherwise capacity available =49 kVA | --> | 0.048 | 0 | 0.005 | 0.044 | 0 |  | --> | E21 ex SLANE | Slane [T421] | DRYBRIDGE |  | 53.6885 | -6.5442
MV/LV Substation JO***988X |  | 20 kV | _ | LV | 100 kVA :Pole Substation | 0.1 | --> | 0.1 | 0 | 0 | Constrained, otherwise capacity available =78 kVA | --> | 0.095 | 0 | 0 | 0.098 | 0 |  | --> | E21 ex SLANE | Slane [T421] | DRYBRIDGE |  | 53.686 | -6.5464
MV/LV Substation TE***989Y |  | 20 kV | _ | LV | 100 kVA :Pole Substation | 0.1 | --> | 0.1 | 0 | 0 | Constrained, otherwise capacity available =43 kVA | --> | 0.095 | 0 | 0 | 0.102 | 0 |  | --> | C21 ex TERMONFECKIN ROAD | Termonfeckin Road [T41,T42] | DRYBRIDGE |  | 53.7573 | -6.2758
MV/LV Substation CO***991Y |  | 20 kV | _ | LV | 50 kVA :Pole Substation | 0.05 | --> | 0.05 | 0 | 0 | Constrained, otherwise capacity available =26 kVA | --> | 0.048 | 0 | 0.019 | 0.037 | 0 |  | --> | C13 ex MORNINGTON ROAD | Mornington Road [T41,T42] | DRYBRIDGE |  | 53.7095 | -6.2849
MV/LV Substation GR***993Y |  | 10 kV | _ | LV | 50 kVA :Pole Substation | 0.05 | --> | 0.05 | 0 | 0 | Constrained, otherwise capacity available =46 kVA | --> | 0.048 | 0 | 0 | 0.048 | 0 |  | --> | E11 ex SLANE | Slane [T421] | DRYBRIDGE |  | 53.7573 | -6.5533
MV/LV Substation SO***994Y |  | 20 kV | _ | LV | 400 kVA :Kiosk Substation | 0.4 | --> | 0.4 | 0 | 0 | Constrained, otherwise capacity available =364 kVA | --> | 0.38 | 0 | 0.01 | 0.378 | 0 |  | --> | E16 ex JULIANSTOWN | Julianstown [T421,T422] | DRYBRIDGE |  | 53.6795 | -6.2397
MV/LV Substation BE***995 |  | 10 kV | _ | LV | 400 kVA :Building Structure | 0.4 | --> | 0.4 | 0 | 0 | Constrained, otherwise capacity available =369 kVA | --> | 0.38 | 0 | 0 | 0.384 | 0 |  | --> | C21 ex TERMONFECKIN ROAD | Termonfeckin Road [T41,T42] | DRYBRIDGE |  | 53.7428 | -6.3132
MV/LV Substation AS***995Y |  | 10 kV | _ | LV | 400 kVA :Kiosk Substation | 0.4 | --> | 0.4 | 0 | 0 | Constrained, otherwise capacity available =314 kVA | --> | 0.38 | 0 | 0.044 | 0.359 | 0 |  | --> | C16 ex TERMONFECKIN ROAD | Termonfeckin Road [T41,T42] | DRYBRIDGE |  | 53.7314 | -6.3331
MV/LV Substation AS***996Y |  | 10 kV | _ | LV | 400 kVA :Kiosk Substation | 0.4 | --> | 0.4 | 0 | 0 | Constrained, otherwise capacity available =339 kVA | --> | 0.38 | 0 | 0.011 | 0.38 | 0 |  | --> | C16 ex TERMONFECKIN ROAD | Termonfeckin Road [T41,T42] | DRYBRIDGE |  | 53.7322 | -6.3306
MV/LV Substation AS***997Y |  | 10 kV | _ | LV | 400 kVA :Kiosk Substation | 0.4 | --> | 0.4 | 0 | 0 | Constrained, otherwise capacity available =307 kVA | --> | 0.38 | 0 | 0.005 | 0.389 | 0 |  | --> | C21 ex TERMONFECKIN ROAD | Termonfeckin Road [T41,T42] | DRYBRIDGE |  | 53.7337 | -6.3299
MV/LV Substation YE***999 |  | 10 kV | _ | LV | 50 kVA :Pole Substation | 0.05 | --> | 0.05 | 0 | 0 | Constrained, otherwise capacity available =42 kVA | --> | 0.048 | 0 | 0 | 0.049 | 0 |  | --> | C22 ex TERMONFECKIN ROAD | Termonfeckin Road [T41,T42] | DRYBRIDGE |  | 53.7353 | -6.3473
MV/LV Substation TH***001 |  | 10 kV | _ | LV | 400 kVA :Kiosk Substation | 0.4 | --> | 0.4 | 0 | 0 | Constrained, otherwise capacity available =285 kVA | --> | 0.38 | 0 | 0.005 | 0.392 | 0 |  | --> | C16 ex BALBRIGGAN | Balbriggan [T42] | GLASMORE |  | 53.6084 | -6.1836
MV/LV Substation DR***003 |  | 10 kV | _ | LV | 400 kVA :Kiosk Substation | 0.4 | --> | 0.4 | 0 | 0 | Constrained, otherwise capacity available =191 kVA | --> | 0.38 | 0 | 0.012 | 0.399 | 0 |  | --> | C16 ex BALBRIGGAN | Balbriggan [T42] | GLASMORE |  | 53.6112 | -6.186
MV/LV Substation DR***003Z |  | 10 kV | _ | LV | 50 kVA :Pole Substation | 0.05 | --> | 0.05 | 0 | 0 | Constrained, otherwise capacity available =50 kVA | --> | 0.048 | 0 | 0 | 0 | 0 | Constrained, otherwise capacity available =48 kW | --> | C15 ex LOUGHSHINNY | Loughshinny [T41,T42] | GLASMORE |  | 53.5371 | -6.0884
MV/LV Substation TH***004 |  | 10 kV | _ | LV | 1000 kVA :Building Structure | 1 | --> | 1 | 0 | 0 | Constrained, otherwise capacity available =638 kVA | --> | 0.95 | 0 | 0.086 | 0 | 0 | Constrained, otherwise capacity available =934 kW | --> | C19 ex LOUGHSHINNY | Loughshinny [T41,T42] | GLASMORE |  | 53.5809 | -6.1082
MV/LV Substation BA***005Z |  | 20 kV | _ | LV | 100 kVA :Pole Substation | 0.1 | --> | 0.1 | 0 | 0 | Constrained, otherwise capacity available =76 kVA | --> | 0.095 | 0 | 0.013 | 0.089 | 0 |  | --> | C22 ex STEPHENSTOWN | Stephenstown [T101,T102] | FINGLAS |  | 53.6187 | -6.2313
MV/LV Substation SK***006 |  | 10 kV | _ | LV | 100 kVA :Pole Substation | 0.1 | --> | 0.1 | 0 | 0 | Constrained, otherwise capacity available =74 kVA | --> | 0.095 | 0 | 0 | 0 | 0 | Constrained, otherwise capacity available =98 kW | --> | C16 ex LOUGHSHINNY | Loughshinny [T41,T42] | GLASMORE |  | 53.5649 | -6.1145
MV/LV Substation CO***006Z |  | 20 kV | _ | LV | 50 kVA :Pole Substation | 0.05 | --> | 0.05 | 0 | 0 | Constrained, otherwise capacity available =26 kVA | --> | 0.048 | 0 | 0 | 0.051 | 0 |  | --> | E23 ex BALTRASNA | Baltrasna [T121,T122] | BALTRASNA |  | 53.552 | -6.4327
MV/LV Substation HA***007Z |  | 10 kV | _ | LV | 200 kVA :Kiosk Substation | 0.2 | --> | 0.2 | 0 | 0 | Constrained, otherwise capacity available =112 kVA | --> | 0.19 | 0 | 0.03 | 0 | 0 | Constrained, otherwise capacity available =179 kW | --> | C15 ex LOUGHSHINNY | Loughshinny [T41,T42] | GLASMORE |  | 53.5199 | -6.0937
MV/LV Substation TH***008 |  | 10 kV | _ | LV | 400 kVA :Kiosk Substation | 0.4 | --> | 0.4 | 0 | 0 | Constrained, otherwise capacity available =248 kVA | --> | 0.38 | 0 | 0.023 | 0.383 | 0 |  | --> | C24 ex STEPHENSTOWN | Stephenstown [T101,T102] | FINGLAS |  | 53.6055 | -6.1727
MV/LV Substation PO***008Z |  | 10 kV | _ | LV | 200 kVA :Kiosk Substation | 0.2 | --> | 0.2 | 0 | 0 |  | --> | 0.19 | 0 | 0.022 | 0 | 0 | Constrained, otherwise capacity available =201 kW | --> | C15 ex LOUGHSHINNY | Loughshinny [T41,T42] | GLASMORE |  | 53.5202 | -6.0915
MV/LV Substation RE***011 |  | 10 kV | _ | LV | 200 kVA :Kiosk Substation | 0.2 | --> | 0.2 | 0 | 0 | Constrained, otherwise capacity available =167 kVA | --> | 0.19 | 0 | 0.02 | 0 | 0 | Constrained, otherwise capacity available =180 kW | --> | C19 ex LOUGHSHINNY | Loughshinny [T41,T42] | GLASMORE |  | 53.5847 | -6.1029
MV/LV Substation MI***012 |  | 10 kV | _ | LV | 400 kVA :Kiosk Substation | 0.4 | --> | 0.4 | 0 | 0 | Constrained, otherwise capacity available =344 kVA | --> | 0.38 | 0 | 0.022 | 0 | 0 | Constrained, otherwise capacity available =371 kW | --> | C19 ex LOUGHSHINNY | Loughshinny [T41,T42] | GLASMORE |  | 53.5763 | -6.1068
MV/LV Substation HA***014 |  | 10 kV | _ | LV | 400 kVA :Kiosk Substation | 0.4 | --> | 0.4 | 0 | 0 | Constrained, otherwise capacity available =332 kVA | --> | 0.38 | 0 | 0 | 0.389 | 0 |  | --> | C24 ex STEPHENSTOWN | Stephenstown [T101,T102] | FINGLAS |  | 53.6048 | -6.1749
MV/LV Substation WE***017Z |  | 20 kV | _ | LV | 400 kVA :Kiosk Substation | 0.4 | --> | 0.4 | 0 | 0 | Constrained, otherwise capacity available =246 kVA | --> | 0.38 | 0 | 0.058 | 0.357 | 0 |  | --> | C26 ex STEPHENSTOWN | Stephenstown [T101,T102] | FINGLAS |  | 53.6101 | -6.1956
MV/LV Substation NE***018 |  | 10 kV | _ | LV | 400 kVA :Kiosk Substation | 0.4 | --> | 0.4 | 0 | 0 | Constrained, otherwise capacity available =327 kVA | --> | 0.38 | 0 | 0.038 | 0 | 0 | Constrained, otherwise capacity available =362 kW | --> | C19 ex LOUGHSHINNY | Loughshinny [T41,T42] | GLASMORE |  | 53.5791 | -6.1095
MV/LV Substation RA***019 |  | 10 kV | _ | LV | 400 kVA :Building Structure | 0.4 | --> | 0.4 | 0 | 0 | Constrained, otherwise capacity available =214 kVA | --> | 0.38 | 0 | 0.004 | 0.402 | 0 |  | --> | C16 ex BALBRIGGAN | Balbriggan [T42] | GLASMORE |  | 53.611 | -6.1836
MV/LV Substation HA***020 |  | 10 kV | _ | LV | 630 kVA :Building Structure | 0.63 | --> | 0.63 | 0 | 0 | Constrained, otherwise capacity available =338 kVA | --> | 0.598 | 0 | 0.052 | 0.5 | 0 |  | --> | C24 ex STEPHENSTOWN | Stephenstown [T101,T102] | FINGLAS |  | 53.6052 | -6.1795
MV/LV Substation AR***020Z |  | 10 kV | _ | LV | 200 kVA :Kiosk Substation | 0.2 | --> | 0.2 | 0 | 0 | Constrained, otherwise capacity available =100 kVA | --> | 0.19 | 0 | 0.053 | 0.164 | 0 |  | --> | C29 ex STEPHENSTOWN | Stephenstown [T101,T102] | FINGLAS |  | 53.597 | -6.1753
MV/LV Substation RU***021 |  | 10 kV | _ | LV | 400 kVA :Kiosk Substation | 0.4 | --> | 0.4 | 0 | 0 | Constrained, otherwise capacity available =162 kVA | --> | 0.38 | 0 | 0.031 | 0 | 0 | Constrained, otherwise capacity available =388 kW | --> | C15 ex LOUGHSHINNY | Loughshinny [T41,T42] | GLASMORE |  | 53.5227 | -6.0971
MV/LV Substation YE***021Z |  | 20 kV | _ | LV | 200 kVA :Pole Substation | 0.2 | --> | 0.2 | 0 | 0 | Constrained, otherwise capacity available =199 kVA | --> | 0.19 | 0 | 0 | 0.19 | 0 |  | --> | E23 ex BALTRASNA | Baltrasna [T121,T122] | BALTRASNA |  | 53.5693 | -6.4556
MV/LV Substation DA***022Z |  | 20 kV | _ | LV | 50 kVA :Pole Substation | 0.05 | --> | 0.05 | 0 | 0 | Constrained, otherwise capacity available =48 kVA | --> | 0.048 | 0 | 0 | 0.048 | 0 |  | --> | C26 ex STEPHENSTOWN | Stephenstown [T101,T102] | FINGLAS |  | 53.596 | -6.2174
MV/LV Substation UP***024 |  | 10 kV | _ | LV | 200 kVA :Pole Substation | 0.2 | --> | 0.2 | 0 | 0 | Constrained, otherwise capacity available =78 kVA | --> | 0.19 | 0 | 0.034 | 0.181 | 0 |  | --> | E15 ex BATTER LANE TEMPORARY | Batter Lane Temporary 38kv [T421] | GLASMORE |  | 53.5184 | -6.1119
MV/LV Substation KE***025 |  | 10 kV | _ | LV | 50 kVA :Pole Substation | 0.05 | --> | 0.05 | 0 | 0 | Constrained, otherwise capacity available =46 kVA | --> | 0.048 | 0 | 0 | 0 | 0 | Constrained, otherwise capacity available =48 kW | --> | C15 ex LOUGHSHINNY | Loughshinny [T41,T42] | GLASMORE |  | 53.5364 | -6.1008
MV/LV Substation OL***026 |  | 10 kV | _ | LV | 200 kVA :Pole Substation | 0.2 | --> | 0.2 | 0 | 0 | Constrained, otherwise capacity available =4 kVA | --> | 0.19 | 0 | 0.041 | 0 | 0 | Constrained, otherwise capacity available =185 kW | --> | C15 ex LOUGHSHINNY | Loughshinny [T41,T42] | GLASMORE |  | 53.521 | -6.085
MV/LV Substation CO***030 |  | 10 kV | _ | LV | 200 kVA :Kiosk Substation | 0.2 | --> | 0.2 | 0 | 0 | Constrained, otherwise capacity available =52 kVA | --> | 0.19 | 0 | 0.005 | 0 | 0 | Constrained, otherwise capacity available =206 kW | --> | C15 ex LOUGHSHINNY | Loughshinny [T41,T42] | GLASMORE |  | 53.5223 | -6.0927
MV/LV Substation AN***031 |  | 10 kV | _ | LV | 400 kVA :Kiosk Substation | 0.4 | --> | 0.4 | 0 | 0 | Constrained, otherwise capacity available =311 kVA | --> | 0.38 | 0 | 0.04 | 0 | 0 | Constrained, otherwise capacity available =362 kW | --> | C15 ex LOUGHSHINNY | Loughshinny [T41,T42] | GLASMORE |  | 53.5207 | -6.1019
MV/LV Substation TH***031Z |  | 10 kV | _ | LV | 400 kVA :Kiosk Substation | 0.4 | --> | 0.4 | 0 | 0 | Constrained, otherwise capacity available =298 kVA | --> | 0.38 | 0 | 0.069 | 0 | 0 | Constrained, otherwise capacity available =343 kW | --> | C16 ex LOUGHSHINNY | Loughshinny [T41,T42] | GLASMORE |  | 53.5786 | -6.1221
MV/LV Substation PR***032Z |  | 20 kV | _ | LV | 200 kVA :Pole Substation | 0.2 | --> | 0.2 | 0 | 0 | Constrained, otherwise capacity available =47 kVA | --> | 0.19 | 0 | 0.006 | 0.205 | 0 |  | --> | E23 ex BALTRASNA | Baltrasna [T121,T122] | BALTRASNA |  | 53.5681 | -6.4548
MV/LV Substation RA***034Z |  | 20 kV | _ | LV | 50 kVA :Pole Substation | 0.05 | --> | 0.05 | 0 | 0 | Constrained, otherwise capacity available =34 kVA | --> | 0.048 | 0 | 0 | 0 | 0 | Constrained, otherwise capacity available =50 kW | --> | C11 ex LOUGHSHINNY | Loughshinny [T41,T42] | GLASMORE |  | 53.5434 | -6.1578
MV/LV Substation CO***036 |  | 10 kV | _ | LV | 400 kVA :Kiosk Substation | 0.4 | --> | 0.4 | 0 | 0 | Constrained, otherwise capacity available =261 kVA | --> | 0.38 | 0 | 0.036 | 0.372 | 0 |  | --> | C14 ex BALBRIGGAN | Balbriggan [T42] | GLASMORE |  | 53.6056 | -6.1852
MV/LV Substation KY***037 |  | 10 kV | _ | LV | 630 kVA :Kiosk Substation | 0.63 | --> | 0.63 | 0 | 0 | Constrained, otherwise capacity available =503 kVA | --> | 0.598 | 0 | 0.048 | 0 | 0 | Constrained, otherwise capacity available =580 kW | --> | C19 ex LOUGHSHINNY | Loughshinny [T41,T42] | GLASMORE |  | 53.576 | -6.1055
MV/LV Substation HA***039 |  | 10 kV | _ | LV | 400 kVA :Kiosk Substation | 0.4 | --> | 0.4 | 0 | 0 | Constrained, otherwise capacity available =210 kVA | --> | 0.38 | 0 | 0.023 | 0 | 0 | Constrained, otherwise capacity available =388 kW | --> | C19 ex LOUGHSHINNY | Loughshinny [T41,T42] | GLASMORE |  | 53.5828 | -6.105
MV/LV Substation LA***041Z |  | 10 kV | _ | LV | 200 kVA :Kiosk Substation | 0.2 | --> | 0.2 | 0 | 0 | Constrained, otherwise capacity available =109 kVA | --> | 0.19 | 0 | 0.06 | 0 | 0 | Constrained, otherwise capacity available =158 kW | --> | C15 ex LOUGHSHINNY | Loughshinny [T41,T42] | GLASMORE |  | 53.536 | -6.0932
MV/LV Substation FI***043Z |  | 10 kV | _ | LV | 400 kVA :Kiosk Substation | 0.4 | --> | 0.4 | 0 | 0 | Constrained, otherwise capacity available =380 kVA | --> | 0.38 | 0 | 0.005 | 0 | 0 | Constrained, otherwise capacity available =379 kW | --> | C15 ex LOUGHSHINNY | Loughshinny [T41,T42] | GLASMORE |  | 53.5215 | -6.0835
MV/LV Substation SE***047 |  | 10 kV | _ | LV | 400 kVA :Kiosk Substation | 0.4 | --> | 0.4 | 0 | 0 | Constrained, otherwise capacity available =156 kVA | --> | 0.38 | 0 | 0.094 | 0 | 0 | Constrained, otherwise capacity available =342 kW | --> | C16 ex LOUGHSHINNY | Loughshinny [T41,T42] | GLASMORE |  | 53.5801 | -6.1153
MV/LV Substation CH***048 |  | 10 kV | _ | LV | 400 kVA :Kiosk Substation | 0.4 | --> | 0.4 | 0 | 0 | Constrained, otherwise capacity available =272 kVA | --> | 0.38 | 0 | 0.031 | 0.374 | 0 |  | --> | C24 ex STEPHENSTOWN | Stephenstown [T101,T102] | FINGLAS |  | 53.6095 | -6.1788
MV/LV Substation HO***050 |  | 10 kV | _ | LV | 400 kVA :Kiosk Substation | 0.4 | --> | 0.4 | 0 | 0 | Constrained, otherwise capacity available =244 kVA | --> | 0.38 | 0 | 0.032 | 0 | 0 | Constrained, otherwise capacity available =377 kW | --> | C19 ex LOUGHSHINNY | Loughshinny [T41,T42] | GLASMORE |  | 53.5706 | -6.105
MV/LV Substation CL***050Z |  | 10 kV | _ | LV | 200 kVA :Kiosk Substation | 0.2 | --> | 0.2 | 0 | 0 | Constrained, otherwise capacity available =178 kVA | --> | 0.19 | 0 | 0.012 | 0.184 | 0 |  | --> | C15 ex BALBRIGGAN | Balbriggan [T41] | GLASMORE |  | 53.6073 | -6.1911
MV/LV Substation HO***051 |  | 10 kV | _ | LV | 400 kVA :Kiosk Substation | 0.4 | --> | 0.4 | 0 | 0 | Constrained, otherwise capacity available =308 kVA | --> | 0.38 | 0 | 0.079 | 0 | 0 | Constrained, otherwise capacity available =334 kW | --> | C19 ex LOUGHSHINNY | Loughshinny [T41,T42] | GLASMORE |  | 53.5713 | -6.1046
MV/LV Substation AS***051Z |  | 10 kV | _ | LV | 400 kVA :Kiosk Substation | 0.4 | --> | 0.4 | 0 | 0 | Constrained, otherwise capacity available =275 kVA | --> | 0.38 | 0 | 0.034 | 0.372 | 0 |  | --> | C21 ex STEPHENSTOWN | Stephenstown [T101,T102] | FINGLAS |  | 53.6147 | -6.1947
MV/LV Substation KE***052Z |  | 10 kV | _ | LV | 630 kVA :Kiosk Substation | 0.63 | --> | 0.63 | 0 | 0 | Constrained, otherwise capacity available =463 kVA | --> | 0.598 | 0 | 0.04 | 0.5 | 0 |  | --> | C25 ex STEPHENSTOWN | Stephenstown [T101,T102] | FINGLAS |  | 53.5811 | -6.1298
MV/LV Substation SH***053 |  | 10 kV | _ | LV | 200 kVA :Pole Substation | 0.2 | --> | 0.2 | 0 | 0 | Constrained, otherwise capacity available =133 kVA | --> | 0.19 | 0 | 0.045 | 0 | 0 | Constrained, otherwise capacity available =166 kW | --> | C19 ex LOUGHSHINNY | Loughshinny [T41,T42] | GLASMORE |  | 53.5724 | -6.1105
MV/LV Substation KE***053Z |  | 10 kV | _ | LV | 400 kVA :Kiosk Substation | 0.4 | --> | 0.4 | 0 | 0 | Constrained, otherwise capacity available =228 kVA | --> | 0.38 | 0 | 0.054 | 0.363 | 0 |  | --> | C25 ex STEPHENSTOWN | Stephenstown [T101,T102] | FINGLAS |  | 53.5827 | -6.1298
MV/LV Substation KE***054Z |  | 10 kV | _ | LV | 400 kVA :Kiosk Substation | 0.4 | --> | 0.4 | 0 | 0 | Constrained, otherwise capacity available =302 kVA | --> | 0.38 | 0 | 0.042 | 0.362 | 0 |  | --> | C25 ex STEPHENSTOWN | Stephenstown [T101,T102] | FINGLAS |  | 53.5838 | -6.1301
MV/LV Substation MO***056Z |  | 10 kV | _ | LV | 400 kVA :Kiosk Substation | 0.4 | --> | 0.4 | 0 | 0 | Constrained, otherwise capacity available =279 kVA | --> | 0.38 | 0 | 0.067 | 0.346 | 0 |  | --> | C25 ex STEPHENSTOWN | Stephenstown [T101,T102] | FINGLAS |  | 53.5823 | -6.1251
MV/LV Substation WA***057 |  | 10 kV | _ | LV | 50 kVA :Pole Substation | 0.05 | --> | 0.05 | 0 | 0 | Constrained, otherwise capacity available =41 kVA | --> | 0.048 | 0 | 0 | 0.049 | 0 |  | --> | E15 ex BATTER LANE TEMPORARY | Batter Lane Temporary 38kv [T421] | GLASMORE |  | 53.5156 | -6.1246
MV/LV Substation LO***058 |  | 10 kV | _ | LV | 200 kVA :Pole Substation | 0.2 | --> | 0.2 | 0 | 0 | Constrained, otherwise capacity available =113 kVA | --> | 0.19 | 0 | 0.055 | 0.161 | 0 |  | --> | E15 ex BATTER LANE TEMPORARY | Batter Lane Temporary 38kv [T421] | GLASMORE |  | 53.5155 | -6.117
MV/LV Substation RO***059 |  | 10 kV | _ | LV | 100 kVA :Pole Substation | 0.1 | --> | 0.1 | 0 | 0 | Constrained, otherwise capacity available =27 kVA | --> | 0.095 | 0 | 0.034 | 0.079 | 0 |  | --> | E15 ex BATTER LANE TEMPORARY | Batter Lane Temporary 38kv [T421] | GLASMORE |  | 53.5126 | -6.1165
MV/LV Substation BU***059Z |  | 10 kV | _ | LV | 400 kVA :Kiosk Substation | 0.4 | --> | 0.4 | 0 | 0 | Constrained, otherwise capacity available =376 kVA | --> | 0.38 | 0 | 0 | 0.383 | 0 |  | --> | C15 ex BALBRIGGAN | Balbriggan [T41] | GLASMORE |  | 53.6059 | -6.191
MV/LV Substation RO***060 |  | 10 kV | _ | LV | 200 kVA :Pole Substation | 0.2 | --> | 0.2 | 0 | 0 | Constrained, otherwise capacity available =120 kVA | --> | 0.19 | 0 | 0.059 | 0.157 | 0 |  | --> | E15 ex BATTER LANE TEMPORARY | Batter Lane Temporary 38kv [T421] | GLASMORE |  | 53.5121 | -6.1161
MV/LV Substation BU***060Z |  | 10 kV | _ | LV | 400 kVA :Building Structure | 0.4 | --> | 0.4 | 0 | 0 | Constrained, otherwise capacity available =357 kVA | --> | 0.38 | 0 | 0.02 | 0.371 | 0 |  | --> | C15 ex BALBRIGGAN | Balbriggan [T41] | GLASMORE |  | 53.6049 | -6.1893
MV/LV Substation FA***061 |  | 10 kV | _ | LV | 400 kVA :Kiosk Substation | 0.4 | --> | 0.4 | 0 | 0 | Constrained, otherwise capacity available =296 kVA | --> | 0.38 | 0 | 0.033 | 0.37 | 0 |  | --> | C24 ex STEPHENSTOWN | Stephenstown [T101,T102] | FINGLAS |  | 53.6061 | -6.1706
MV/LV Substation PE***061Z |  | 20 kV | _ | LV | 100 kVA :Pole Substation | 0.1 | --> | 0.1 | 0 | 0 | Constrained, otherwise capacity available =80 kVA | --> | 0.095 | 0 | 0.005 | 0.094 | 0 |  | --> | E15 ex BATTER LANE TEMPORARY | Batter Lane Temporary 38kv [T421] | GLASMORE |  | 53.5187 | -6.1667
MV/LV Substation BA***066Z |  | 20 kV | _ | LV | 400 kVA :Kiosk Substation | 0.4 | --> | 0.4 | 0 | 0 | Constrained, otherwise capacity available =399 kVA | --> | 0.38 | 0 | 0 | 0 | 0 | Constrained, otherwise capacity available =380 kW | --> | C11 ex LOUGHSHINNY | Loughshinny [T41,T42] | GLASMORE |  | 53.5089 | -6.1487
MV/LV Substation BR***067 |  | 10 kV | _ | LV | 400 kVA :Kiosk Substation | 0.4 | --> | 0.4 | 0 | 0 | Constrained, otherwise capacity available =282 kVA | --> | 0.38 | 0 | 0.009 | 0.389 | 0 |  | --> | C21 ex STEPHENSTOWN | Stephenstown [T101,T102] | FINGLAS |  | 53.6137 | -6.1916
MV/LV Substation HA***067Z |  | 10 kV | _ | LV | 400 kVA :Kiosk Substation | 0.4 | --> | 0.4 | 0 | 0 | Constrained, otherwise capacity available =314 kVA | --> | 0.38 | 0 | 0.005 | 0.388 | 0 |  | --> | C24 ex STEPHENSTOWN | Stephenstown [T101,T102] | FINGLAS |  | 53.607 | -6.1761
MV/LV Substation HA***068 |  | 10 kV | _ | LV | 630 kVA :Kiosk Substation | 0.63 | --> | 0.63 | 0 | 0 | Constrained, otherwise capacity available =545 kVA | --> | 0.598 | 0 | 0.034 | 0.5 | 0 |  | --> | C25 ex STEPHENSTOWN | Stephenstown [T101,T102] | FINGLAS |  | 53.6041 | -6.1659
MV/LV Substation BR***068Z |  | 10 kV | _ | LV | 630 kVA :Building Structure | 0.63 | --> | 0.63 | 0 | 0 | Constrained, otherwise capacity available =510 kVA | --> | 0.598 | 0 | 0.004 | 0.5 | 0 |  | --> | C16 ex BALBRIGGAN | Balbriggan [T42] | GLASMORE |  | 53.6092 | -6.1828
MV/LV Substation SO***070Z |  | 10 kV | _ | LV | 400 kVA :Kiosk Substation | 0.4 | --> | 0.4 | 0 | 0 | Constrained, otherwise capacity available =312 kVA | --> | 0.38 | 0 | 0.016 | 0 | 0 | Constrained, otherwise capacity available =380 kW | --> | C19 ex LOUGHSHINNY | Loughshinny [T41,T42] | GLASMORE |  | 53.578 | -6.1052
MV/LV Substation LA***072 |  | 10 kV | _ | LV | 400 kVA :Kiosk Substation | 0.4 | --> | 0.4 | 0 | 0 | Constrained, otherwise capacity available =345 kVA | --> | 0.38 | 0 | 0 | 0.388 | 0 |  | --> | C21 ex STEPHENSTOWN | Stephenstown [T101,T102] | FINGLAS |  | 53.6148 | -6.1871
MV/LV Substation CE***072Z |  | 10 kV | _ | LV | 400 kVA :Kiosk Substation | 0.4 | --> | 0.4 | 0 | 0 | Constrained, otherwise capacity available =384 kVA | --> | 0.38 | 0 | 0 | 0 | 0 | Constrained, otherwise capacity available =382 kW | --> | C15 ex LOUGHSHINNY | Loughshinny [T41,T42] | GLASMORE |  | 53.522 | -6.0863
MV/LV Substation LA***073 |  | 10 kV | _ | LV | 400 kVA :Kiosk Substation | 0.4 | --> | 0.4 | 0 | 0 | Constrained, otherwise capacity available =330 kVA | --> | 0.38 | 0 | 0.005 | 0.386 | 0 |  | --> | C21 ex STEPHENSTOWN | Stephenstown [T101,T102] | FINGLAS |  | 53.615 | -6.1885
MV/LV Substation LA***075 |  | 10 kV | _ | LV | 400 kVA :Kiosk Substation | 0.4 | --> | 0.4 | 0 | 0 | Constrained, otherwise capacity available =348 kVA | --> | 0.38 | 0 | 0.007 | 0.382 | 0 |  | --> | C21 ex STEPHENSTOWN | Stephenstown [T101,T102] | FINGLAS |  | 53.6135 | -6.1871
MV/LV Substation MI***080 |  | 10 kV | _ | LV | 400 kVA :Kiosk Substation | 0.4 | --> | 0.4 | 0 | 0 | Constrained, otherwise capacity available =313 kVA | --> | 0.38 | 0 | 0.013 | 0 | 0 | Constrained, otherwise capacity available =382 kW | --> | C19 ex LOUGHSHINNY | Loughshinny [T41,T42] | GLASMORE |  | 53.5761 | -6.1106
MV/LV Substation ST***081Z |  | 10 kV | _ | LV | 200 kVA :Pole Substation | 0.2 | --> | 0.2 | 0 | 0 | Constrained, otherwise capacity available =196 kVA | --> | 0.19 | 0 | 0 | 0.19 | 0 |  | --> | C29 ex STEPHENSTOWN | Stephenstown [T101,T102] | FINGLAS |  | 53.6018 | -6.1874
MV/LV Substation ST***083 |  | 10 kV | _ | LV | 630 kVA :Kiosk Substation | 0.63 | --> | 0.63 | 0 | 0 | Constrained, otherwise capacity available =540 kVA | --> | 0.598 | 0 | 0.026 | 0 | 0 | Constrained, otherwise capacity available =592 kW | --> | C15 ex LOUGHSHINNY | Loughshinny [T41,T42] | GLASMORE |  | 53.5294 | -6.0949
MV/LV Substation TA***084 |  | 10 kV | _ | LV | 400 kVA :Kiosk Substation | 0.4 | --> | 0.4 | 0 | 0 | Constrained, otherwise capacity available =321 kVA | --> | 0.38 | 0 | 0.041 | 0.36 | 0 |  | --> | C16 ex BALBRIGGAN | Balbriggan [T42] | GLASMORE |  | 53.6094 | -6.1897
MV/LV Substation HA***087 |  | 10 kV | _ | LV | 400 kVA :Kiosk Substation | 0.4 | --> | 0.4 | 0 | 0 | Constrained, otherwise capacity available =295 kVA | --> | 0.38 | 0 | 0.078 | 0.336 | 0 |  | --> | C25 ex STEPHENSTOWN | Stephenstown [T101,T102] | FINGLAS |  | 53.6056 | -6.1666
MV/LV Substation PI***088 |  | 10 kV | _ | LV | 400 kVA :Kiosk Substation | 0.4 | --> | 0.4 | 0 | 0 | Constrained, otherwise capacity available =302 kVA | --> | 0.38 | 0 | 0.012 | 0.384 | 0 |  | --> | C25 ex STEPHENSTOWN | Stephenstown [T101,T102] | FINGLAS |  | 53.6028 | -6.1699
MV/LV Substation DO***089 |  | 10 kV | _ | LV | 400 kVA :Kiosk Substation | 0.4 | --> | 0.4 | 0 | 0 | Constrained, otherwise capacity available =299 kVA | --> | 0.38 | 0 | 0.071 | 0 | 0 | Constrained, otherwise capacity available =341 kW | --> | C19 ex LOUGHSHINNY | Loughshinny [T41,T42] | GLASMORE |  | 53.569 | -6.1056
MV/LV Substation CL***090 |  | 10 kV | _ | LV | 400 kVA :Kiosk Substation | 0.4 | --> | 0.4 | 0 | 0 | Constrained, otherwise capacity available =314 kVA | --> | 0.38 | 0 | 0.028 | 0.371 | 0 |  | --> | C16 ex BALBRIGGAN | Balbriggan [T42] | GLASMORE |  | 53.6072 | -6.1871
MV/LV Substation TA***091 |  | 10 kV | _ | LV | 400 kVA :Kiosk Substation | 0.4 | --> | 0.4 | 0 | 0 | Constrained, otherwise capacity available =338 kVA | --> | 0.38 | 0 | 0.025 | 0.37 | 0 |  | --> | C15 ex BALBRIGGAN | Balbriggan [T41] | GLASMORE |  | 53.6064 | -6.1905
MV/LV Substation KI***091Z |  | 10 kV | _ | LV | 50 kVA :Pole Substation | 0.05 | --> | 0.05 | 0 | 0 | Constrained, otherwise capacity available =43 kVA | --> | 0.048 | 0 | 0.011 | 0 | 0 | Constrained, otherwise capacity available =40 kW | --> | C16 ex LOUGHSHINNY | Loughshinny [T41,T42] | GLASMORE |  | 53.5643 | -6.1672
MV/LV Substation OR***092 |  | 20 kV | _ | LV | 400 kVA :Kiosk Substation | 0.4 | --> | 0.4 | 0 | 0 | Constrained, otherwise capacity available =267 kVA | --> | 0.38 | 0 | 0.068 | 0.347 | 0 |  | --> | E15 ex BATTER LANE TEMPORARY | Batter Lane Temporary 38kv [T421] | GLASMORE |  | 53.5237 | -6.1606
MV/LV Substation HA***092Z |  | 10 kV | _ | LV | 400 kVA :Kiosk Substation | 0.4 | --> | 0.4 | 0 | 0 | Constrained, otherwise capacity available =308 kVA | --> | 0.38 | 0 | 0.056 | 0 | 0 | Constrained, otherwise capacity available =351 kW | --> | C18 ex LOUGHSHINNY | Loughshinny [T41,T42] | GLASMORE |  | 53.5234 | -6.1086
MV/LV Substation SA***093Z |  | 10 kV | _ | LV | 200 kVA :Kiosk Substation | 0.2 | --> | 0.2 | 0 | 0 | Constrained, otherwise capacity available =192 kVA | --> | 0.19 | 0 | 0.006 | 0 | 0 | Constrained, otherwise capacity available =187 kW | --> | C15 ex LOUGHSHINNY | Loughshinny [T41,T42] | GLASMORE |  | 53.521 | -6.0986
MV/LV Substation SE***094 |  | 10 kV | _ | LV | 400 kVA :Kiosk Substation | 0.4 | --> | 0.4 | 0 | 0 | Constrained, otherwise capacity available =264 kVA | --> | 0.38 | 0 | 0.092 | 0 | 0 | Constrained, otherwise capacity available =330 kW | --> | C16 ex LOUGHSHINNY | Loughshinny [T41,T42] | GLASMORE |  | 53.578 | -6.1203
MV/LV Substation BA***094Z |  | 10 kV | _ | LV | 50 kVA :Pole Substation | 0.05 | --> | 0.05 | 0 | 0 | Constrained, otherwise capacity available =50 kVA | --> | 0.048 | 0 | 0 | 0 | 0 | Constrained, otherwise capacity available =48 kW | --> | C18 ex LOUGHSHINNY | Loughshinny [T41,T42] | GLASMORE |  | 53.5421 | -6.12
MV/LV Substation KE***095 |  | 10 kV | _ | LV | 400 kVA :Kiosk Substation | 0.4 | --> | 0.4 | 0 | 0 | Constrained, otherwise capacity available =312 kVA | --> | 0.38 | 0 | 0.036 | 0 | 0 | Constrained, otherwise capacity available =365 kW | --> | C15 ex LOUGHSHINNY | Loughshinny [T41,T42] | GLASMORE |  | 53.5294 | -6.0997
MV/LV Substation SH***096 |  | 10 kV | _ | LV | 630 kVA :Kiosk Substation | 0.63 | --> | 0.63 | 0 | 0 | Constrained, otherwise capacity available =590 kVA | --> | 0.598 | 0 | 0 | 0.5 | 0 |  | --> | C16 ex BALBRIGGAN | Balbriggan [T42] | GLASMORE |  | 53.6092 | -6.1818
MV/LV Substation HO***098 |  | 10 kV | _ | LV | 400 kVA :Kiosk Substation | 0.4 | --> | 0.4 | 0 | 0 | Constrained, otherwise capacity available =334 kVA | --> | 0.38 | 0 | 0.021 | 0 | 0 | Constrained, otherwise capacity available =373 kW | --> | C16 ex LOUGHSHINNY | Loughshinny [T41,T42] | GLASMORE |  | 53.5808 | -6.1128
MV/LV Substation P+***099 |  | 10 kV | _ | LV | 100 kVA :Kiosk Substation | 0.1 | --> | 0.1 | 0 | 0 | Constrained, otherwise capacity available =50 kVA | --> | 0.095 | 0 | 0 | 0 | 0 | Constrained, otherwise capacity available =102 kW | --> | C19 ex LOUGHSHINNY | Loughshinny [T41,T42] | GLASMORE |  | 53.5751 | -6.1128
MV/LV Substation PI***101 |  | 10 kV | _ | LV | 400 kVA :Kiosk Substation | 0.4 | --> | 0.4 | 0 | 0 | Constrained, otherwise capacity available =284 kVA | --> | 0.38 | 0 | 0.005 | 0.392 | 0 |  | --> | C25 ex STEPHENSTOWN | Stephenstown [T101,T102] | FINGLAS |  | 53.6022 | -6.1713
MV/LV Substation ID***101Z |  | 10 kV | _ | LV | 630 kVA :Building Structure | 0.63 | --> | 0.63 | 0 | 0 | Constrained, otherwise capacity available =452 kVA | --> | 0.598 | 0 | 0 | 0.5 | 0 |  | --> | C14 ex BALBRIGGAN | Balbriggan [T42] | GLASMORE |  | 53.6052 | -6.1875
MV/LV Substation KE***102Z |  | 10 kV | _ | LV | 630 kVA :Kiosk Substation | 0.63 | --> | 0.63 | 0 | 0 | Constrained, otherwise capacity available =500 kVA | --> | 0.598 | 0 | 0.008 | 0.5 | 0 |  | --> | C25 ex STEPHENSTOWN | Stephenstown [T101,T102] | FINGLAS |  | 53.5826 | -6.1329
MV/LV Substation MO***104 |  | 10 kV | _ | LV | 400 kVA :Kiosk Substation | 0.4 | --> | 0.4 | 0 | 0 | Constrained, otherwise capacity available =293 kVA | --> | 0.38 | 0 | 0.034 | 0.369 | 0 |  | --> | C25 ex STEPHENSTOWN | Stephenstown [T101,T102] | FINGLAS |  | 53.58 | -6.1259
MV/LV Substation TO***105 |  | 10 kV | _ | LV | 200 kVA :Kiosk Substation | 0.2 | --> | 0.2 | 0 | 0 | Constrained, otherwise capacity available =180 kVA | --> | 0.19 | 0 | 0.035 | 0 | 0 | Constrained, otherwise capacity available =167 kW | --> | C16 ex LOUGHSHINNY | Loughshinny [T41,T42] | GLASMORE |  | 53.5775 | -6.1236
MV/LV Substation GO***106Z |  | 10 kV | _ | LV | 50 kVA :Pole Substation | 0.05 | --> | 0.05 | 0 | 0 | Constrained, otherwise capacity available =30 kVA | --> | 0.048 | 0 | 0 | 0 | 0 | Constrained, otherwise capacity available =50 kW | --> | C15 ex LOUGHSHINNY | Loughshinny [T41,T42] | GLASMORE |  | 53.5169 | -6.1024
MV/LV Substation HI***111 |  | 10 kV | _ | LV | 200 kVA :Kiosk Substation | 0.2 | --> | 0.2 | 0 | 0 | Constrained, otherwise capacity available =105 kVA | --> | 0.19 | 0 | 0.074 | 0 | 0 | Constrained, otherwise capacity available =148 kW | --> | C16 ex LOUGHSHINNY | Loughshinny [T41,T42] | GLASMORE |  | 53.5705 | -6.1129
MV/LV Substation RO***111Z |  | 20 kV | _ | LV | 100 kVA :Pole Substation | 0.1 | --> | 0.1 | 0 | 0 | Constrained, otherwise capacity available =100 kVA | --> | 0.095 | 0 | 0 | 0.095 | 0 |  | --> | E18 ex GLASMORE | Glasmore [T421,T422] | GLASMORE |  | 53.5633 | -6.2124
MV/LV Substation TO***112 |  | 10 kV | _ | LV | 400 kVA :Kiosk Substation | 0.4 | --> | 0.4 | 0 | 0 | Constrained, otherwise capacity available =264 kVA | --> | 0.38 | 0 | 0.135 | 0 | 0 | Constrained, otherwise capacity available =298 kW | --> | C16 ex LOUGHSHINNY | Loughshinny [T41,T42] | GLASMORE |  | 53.5774 | -6.1157
MV/LV Substation SA***112Z |  | 10 kV | _ | LV | 100 kVA :Pole Substation | 0.1 | --> | 0.1 | 0 | 0 | Constrained, otherwise capacity available =97 kVA | --> | 0.095 | 0 | 0 | 0 | 0 | Constrained, otherwise capacity available =96 kW | --> | C16 ex LOUGHSHINNY | Loughshinny [T41,T42] | GLASMORE |  | 53.5747 | -6.1776
MV/LV Substation GR***113 |  | 10 kV | _ | LV | 200 kVA :Kiosk Substation | 0.2 | --> | 0.2 | 0 | 0 | Constrained, otherwise capacity available =151 kVA | --> | 0.19 | 0 | 0.027 | 0 | 0 | Constrained, otherwise capacity available =176 kW | --> | C19 ex LOUGHSHINNY | Loughshinny [T41,T42] | GLASMORE |  | 53.5733 | -6.1136
MV/LV Substation ST***114 |  | 10 kV | _ | LV | 630 kVA :Kiosk Substation | 0.63 | --> | 0.63 | 0 | 0 | Constrained, otherwise capacity available =472 kVA | --> | 0.598 | 0 | 0.07 | 0 | 0 | Constrained, otherwise capacity available =568 kW | --> | C19 ex LOUGHSHINNY | Loughshinny [T41,T42] | GLASMORE |  | 53.5741 | -6.1162
MV/LV Substation KN***115 |  | 10 kV | _ | LV | 400 kVA :Kiosk Substation | 0.4 | --> | 0.4 | 0 | 0 | Constrained, otherwise capacity available =255 kVA | --> | 0.38 | 0 | 0.066 | 0 | 0 | Constrained, otherwise capacity available =350 kW | --> | C15 ex LOUGHSHINNY | Loughshinny [T41,T42] | GLASMORE |  | 53.521 | -6.0805
MV/LV Substation PA***115Z |  | 10 kV | _ | LV | 400 kVA :Kiosk Substation | 0.4 | --> | 0.4 | 0 | 0 | Constrained, otherwise capacity available =368 kVA | --> | 0.38 | 0 | 0.013 | 0 | 0 | Constrained, otherwise capacity available =375 kW | --> | C15 ex LOUGHSHINNY | Loughshinny [T41,T42] | GLASMORE |  | 53.5282 | -6.0988
MV/LV Substation DA***116Z |  | 20 kV | _ | LV | 50 kVA :Pole Substation | 0.05 | --> | 0.05 | 0 | 0 | Constrained, otherwise capacity available =38 kVA | --> | 0.048 | 0 | 0.026 | 0.03 | 0 |  | --> | C26 ex STEPHENSTOWN | Stephenstown [T101,T102] | FINGLAS |  | 53.5965 | -6.2307
MV/LV Substation TH***118Z |  | 10 kV | _ | LV | 400 kVA :Kiosk Substation | 0.4 | --> | 0.4 | 0 | 0 | Constrained, otherwise capacity available =343 kVA | --> | 0.38 | 0 | 0.02 | 0 | 0 | Constrained, otherwise capacity available =373 kW | --> | C19 ex LOUGHSHINNY | Loughshinny [T41,T42] | GLASMORE |  | 53.5787 | -6.1126
MV/LV Substation CA***120 |  | 10 kV | _ | LV | 200 kVA :Kiosk Substation | 0.2 | --> | 0.2 | 0 | 0 | Constrained, otherwise capacity available =121 kVA | --> | 0.19 | 0 | 0.061 | 0.155 | 0 |  | --> | C29 ex STEPHENSTOWN | Stephenstown [T101,T102] | FINGLAS |  | 53.5977 | -6.1822
MV/LV Substation WE***123Z |  | 20 kV | _ | LV | 400 kVA :Kiosk Substation | 0.4 | --> | 0.4 | 0 | 0 | Constrained, otherwise capacity available =285 kVA | --> | 0.38 | 0 | 0.066 | 0.347 | 0 |  | --> | C26 ex STEPHENSTOWN | Stephenstown [T101,T102] | FINGLAS |  | 53.6093 | -6.1987
MV/LV Substation TA***124 |  | 10 kV | _ | LV | 400 kVA :Kiosk Substation | 0.4 | --> | 0.4 | 0 | 0 | Constrained, otherwise capacity available =234 kVA | --> | 0.38 | 0 | 0.07 | 0.35 | 0 |  | --> | C21 ex STEPHENSTOWN | Stephenstown [T101,T102] | FINGLAS |  | 53.6122 | -6.1932
MV/LV Substation SU***125 |  | 10 kV | _ | LV | 400 kVA :Kiosk Substation | 0.4 | --> | 0.4 | 0 | 0 | Constrained, otherwise capacity available =259 kVA | --> | 0.38 | 0 | 0 | 0.399 | 0 |  | --> | C16 ex BALBRIGGAN | Balbriggan [T42] | GLASMORE |  | 53.6119 | -6.1854
MV/LV Substation NA***125Z |  | 20 kV | _ | LV | 200 kVA :Pole Substation | 0.2 | --> | 0.2 | 0 | 0 | Constrained, otherwise capacity available =200 kVA | --> | 0.19 | 0 | 0 | 0.19 | 0 |  | --> | C26 ex STEPHENSTOWN | Stephenstown [T101,T102] | FINGLAS |  | 53.5891 | -6.2927
MV/LV Substation NO***127Z |  | 10 kV | _ | LV | 200 kVA :Pole Substation | 0.2 | --> | 0.2 | 0 | 0 | Constrained, otherwise capacity available =192 kVA | --> | 0.19 | 0 | 0 | 0.191 | 0 |  | --> | C26 ex STEPHENSTOWN | Stephenstown [T101,T102] | FINGLAS |  | 53.5884 | -6.1938
MV/LV Substation OL***128 |  | 10 kV | _ | LV | 400 kVA :Kiosk Substation | 0.4 | --> | 0.4 | 0 | 0 | Constrained, otherwise capacity available =252 kVA | --> | 0.38 | 0 | 0.09 | 0 | 0 | Constrained, otherwise capacity available =333 kW | --> | C18 ex LOUGHSHINNY | Loughshinny [T41,T42] | GLASMORE |  | 53.523 | -6.1046
MV/LV Substation CH***129 |  | 10 kV | _ | LV | 400 kVA :Kiosk Substation | 0.4 | --> | 0.4 | 0 | 0 | Constrained, otherwise capacity available =262 kVA | --> | 0.38 | 0 | 0.068 | 0.348 | 0 |  | --> | C21 ex STEPHENSTOWN | Stephenstown [T101,T102] | FINGLAS |  | 53.6104 | -6.1921
MV/LV Substation LA***129Z |  | 20 kV | _ | LV | 630 kVA :Kiosk Substation | 0.63 | --> | 0.63 | 0 | 0 | Constrained, otherwise capacity available =552 kVA | --> | 0.598 | 0 | 0 | 0.5 | 0 |  | --> | E17 ex BALTRASNA | Baltrasna [T121,T122] | BALTRASNA |  | 53.5418 | -6.4629
MV/LV Substation HI***130 |  | 10 kV | _ | LV | 50 kVA :Pole Substation | 0.05 | --> | 0.05 | 0 | 0 | Constrained, otherwise capacity available =40 kVA | --> | 0.048 | 0 | 0 | 0 | 0 | Constrained, otherwise capacity available =49 kW | --> | C15 ex LOUGHSHINNY | Loughshinny [T41,T42] | GLASMORE |  | 53.5169 | -6.1035
MV/LV Substation GA***130Z |  | 20 kV | _ | LV | 100 kVA :Pole Substation | 0.1 | --> | 0.1 | 0 | 0 | Constrained, otherwise capacity available =81 kVA | --> | 0.095 | 0 | 0.005 | 0.094 | 0 |  | --> | E23 ex BALTRASNA | Baltrasna [T121,T122] | BALTRASNA |  | 53.5667 | -6.3847
MV/LV Substation TH***131 |  | 10 kV | _ | LV | 400 kVA :Kiosk Substation | 0.4 | --> | 0.4 | 0 | 0 | Constrained, otherwise capacity available =329 kVA | --> | 0.38 | 0 | 0.027 | 0 | 0 | Constrained, otherwise capacity available =370 kW | --> | C15 ex LOUGHSHINNY | Loughshinny [T41,T42] | GLASMORE |  | 53.5229 | -6.0894
MV/LV Substation RA***131Z |  | 20 kV | _ | LV | 100 kVA :Pole Substation | 0.1 | --> | 0.1 | 0 | 0 | Constrained, otherwise capacity available =98 kVA | --> | 0.095 | 0 | 0 | 0 | 0 | Constrained, otherwise capacity available =95 kW | --> | C11 ex LOUGHSHINNY | Loughshinny [T41,T42] | GLASMORE |  | 53.5289 | -6.1525
MV/LV Substation SC***132Z |  | 20 kV | _ | LV | 400 kVA :Kiosk Substation | 0.4 | --> | 0.4 | 0 | 0 | Constrained, otherwise capacity available =240 kVA | --> | 0.38 | 0 | 0.034 | 0 | 0 | Constrained, otherwise capacity available =376 kW | --> | C11 ex LOUGHSHINNY | Loughshinny [T41,T42] | GLASMORE |  | 53.5296 | -6.1643
MV/LV Substation CU***135Z |  | 20 kV | _ | LV | 50 kVA :Pole Substation | 0.05 | --> | 0.05 | 0 | 0 | Constrained, otherwise capacity available =44 kVA | --> | 0.048 | 0 | 0 | 0.048 | 0 |  | --> | E23 ex BALTRASNA | Baltrasna [T121,T122] | BALTRASNA |  | 53.571 | -6.3152
MV/LV Substation SU***136 |  | 10 kV | _ | LV | 630 kVA :Kiosk Substation | 0.63 | --> | 0.63 | 0 | 0 | Constrained, otherwise capacity available =365 kVA | --> | 0.598 | 0 | 0.032 | 0 | 0 | Constrained, otherwise capacity available =610 kW | --> | C19 ex LOUGHSHINNY | Loughshinny [T41,T42] | GLASMORE |  | 53.5777 | -6.1079
MV/LV Substation BR***137 |  | 10 kV | _ | LV | 400 kVA :Kiosk Substation | 0.4 | --> | 0.4 | 0 | 0 | Constrained, otherwise capacity available =305 kVA | --> | 0.38 | 0 | 0 | 0.393 | 0 |  | --> | C21 ex STEPHENSTOWN | Stephenstown [T101,T102] | FINGLAS |  | 53.6117 | -6.1897
MV/LV Substation SK***138 |  | 10 kV | _ | LV | 400 kVA :Kiosk Substation | 0.4 | --> | 0.4 | 0 | 0 | Constrained, otherwise capacity available =291 kVA | --> | 0.38 | 0 | 0.047 | 0.36 | 0 |  | --> | C25 ex STEPHENSTOWN | Stephenstown [T101,T102] | FINGLAS |  | 53.5803 | -6.1199
MV/LV Substation BA***140 |  | 10 kV | _ | LV | 400 kVA :Kiosk Substation | 0.4 | --> | 0.4 | 0 | 0 | Constrained, otherwise capacity available =286 kVA | --> | 0.38 | 0 | 0.033 | 0.371 | 0 |  | --> | C25 ex STEPHENSTOWN | Stephenstown [T101,T102] | FINGLAS |  | 53.5823 | -6.1207
MV/LV Substation JO***140Z |  | 20 kV | _ | LV | 100 kVA :Pole Substation | 0.1 | --> | 0.1 | 0 | 0 | Constrained, otherwise capacity available =82 kVA | --> | 0.095 | 0 | 0 | 0.097 | 0 |  | --> | E15 ex BATTER LANE TEMPORARY | Batter Lane Temporary 38kv [T421] | GLASMORE |  | 53.5173 | -6.1319
MV/LV Substation MI***141 |  | 10 kV | _ | LV | 400 kVA :Kiosk Substation | 0.4 | --> | 0.4 | 0 | 0 | Constrained, otherwise capacity available =302 kVA | --> | 0.38 | 0 | 0.018 | 0.38 | 0 |  | --> | C16 ex BALBRIGGAN | Balbriggan [T42] | GLASMORE |  | 53.6093 | -6.1852
MV/LV Substation KI***142Z |  | 10 kV | _ | LV | 400 kVA :Kiosk Substation | 0.4 | --> | 0.4 | 0 | 0 | Constrained, otherwise capacity available =275 kVA | --> | 0.38 | 0 | 0.045 | 0 | 0 | Constrained, otherwise capacity available =363 kW | --> | C15 ex LOUGHSHINNY | Loughshinny [T41,T42] | GLASMORE |  | 53.5225 | -6.0876
MV/LV Substation HE***146Z |  | 20 kV | _ | LV | 200 kVA :Pole Substation | 0.2 | --> | 0.2 | 0 | 0 | Constrained, otherwise capacity available =186 kVA | --> | 0.19 | 0 | 0.036 | 0.165 | 0 |  | --> | E18 ex GLASMORE | Glasmore [T421,T422] | GLASMORE |  | 53.5487 | -6.2081
MV/LV Substation WH***150Z |  | 10 kV | _ | LV | 50 kVA :Pole Substation | 0.05 | --> | 0.05 | 0 | 0 | Constrained, otherwise capacity available =30 kVA | --> | 0.048 | 0 | 0.009 | 0.043 | 0 |  | --> | E15 ex BATTER LANE TEMPORARY | Batter Lane Temporary 38kv [T421] | GLASMORE |  | 53.5205 | -6.1108
MV/LV Substation RO***153Z |  | 10 kV | _ | LV | 400 kVA :Kiosk Substation | 0.4 | --> | 0.4 | 0 | 0 | Constrained, otherwise capacity available =344 kVA | --> | 0.38 | 0 | 0.005 | 0 | 0 | Constrained, otherwise capacity available =384 kW | --> | C19 ex LOUGHSHINNY | Loughshinny [T41,T42] | GLASMORE |  | 53.5757 | -6.1039
MV/LV Substation BA***154Z |  | 20 kV | _ | LV | 100 kVA :Pole Substation | 0.1 | --> | 0.1 | 0 | 0 | Constrained, otherwise capacity available =99 kVA | --> | 0.095 | 0 | 0 | 0 | 0 | Constrained, otherwise capacity available =95 kW | --> | C11 ex LOUGHSHINNY | Loughshinny [T41,T42] | GLASMORE |  | 53.5564 | -6.1592
MV/LV Substation RO***155Z |  | 10 kV | _ | LV | 400 kVA :Kiosk Substation | 0.4 | --> | 0.4 | 0 | 0 | Constrained, otherwise capacity available =277 kVA | --> | 0.38 | 0 | 0.063 | 0.35 | 0 |  | --> | C26 ex STEPHENSTOWN | Stephenstown [T101,T102] | FINGLAS |  | 53.5855 | -6.1859
MV/LV Substation LI***158Z |  | 10 kV | _ | LV | 200 kVA :Kiosk Substation | 0.2 | --> | 0.2 | 0 | 0 | Constrained, otherwise capacity available =135 kVA | --> | 0.19 | 0 | 0.012 | 0 | 0 | Constrained, otherwise capacity available =190 kW | --> | C18 ex LOUGHSHINNY | Loughshinny [T41,T42] | GLASMORE |  | 53.5223 | -6.1067
MV/LV Substation FO***160Z |  | 20 kV | _ | LV | 100 kVA :Pole Substation | 0.1 | --> | 0.1 | 0 | 0 | Constrained, otherwise capacity available =77 kVA | --> | 0.095 | 0 | 0 | 0.098 | 0 |  | --> | C26 ex STEPHENSTOWN | Stephenstown [T101,T102] | FINGLAS |  | 53.5991 | -6.2138
MV/LV Substation CA***163Z |  | 10 kV | _ | LV | 400 kVA :Kiosk Substation | 0.4 | --> | 0.4 | 0 | 0 | Constrained, otherwise capacity available =265 kVA | --> | 0.38 | 0 | 0.014 | 0.388 | 0 |  | --> | C21 ex STEPHENSTOWN | Stephenstown [T101,T102] | FINGLAS |  | 53.6176 | -6.1932
MV/LV Substation CA***164Z |  | 10 kV | _ | LV | 400 kVA :Kiosk Substation | 0.4 | --> | 0.4 | 0 | 0 | Constrained, otherwise capacity available =325 kVA | --> | 0.38 | 0 | 0.013 | 0.38 | 0 |  | --> | C21 ex STEPHENSTOWN | Stephenstown [T101,T102] | FINGLAS |  | 53.6189 | -6.193
MV/LV Substation TR***167Z |  | 20 kV | _ | LV | 100 kVA :Pole Substation | 0.1 | --> | 0.1 | 0 | 0 | Constrained, otherwise capacity available =90 kVA | --> | 0.095 | 0 | 0 | 0.096 | 0 |  | --> | C26 ex STEPHENSTOWN | Stephenstown [T101,T102] | FINGLAS |  | 53.5947 | -6.2182
MV/LV Substation WA***168Z |  | 10 kV | _ | LV | 50 kVA :Pole Substation | 0.05 | --> | 0.05 | 0 | 0 | Constrained, otherwise capacity available =37 kVA | --> | 0.048 | 0 | 0.009 | 0.043 | 0 |  | --> | E15 ex BATTER LANE TEMPORARY | Batter Lane Temporary 38kv [T421] | GLASMORE |  | 53.5196 | -6.1062
MV/LV Substation LA***172Z |  | 10 kV | _ | LV | 200 kVA :Kiosk Substation | 0.2 | --> | 0.2 | 0 | 0 | Constrained, otherwise capacity available =116 kVA | --> | 0.19 | 0 | 0.01 | 0 | 0 | Constrained, otherwise capacity available =194 kW | --> | C15 ex LOUGHSHINNY | Loughshinny [T41,T42] | GLASMORE |  | 53.5312 | -6.0924
MV/LV Substation PA***174Z |  | 10 kV | _ | LV | 400 kVA :Kiosk Substation | 0.4 | --> | 0.4 | 0 | 0 | Constrained, otherwise capacity available =345 kVA | --> | 0.38 | 0 | 0.019 | 0 | 0 | Constrained, otherwise capacity available =373 kW | --> | C15 ex LOUGHSHINNY | Loughshinny [T41,T42] | GLASMORE |  | 53.5318 | -6.0958
MV/LV Substation EH***175Z |  | 20 kV | _ | LV | 400 kVA :Kiosk Substation | 0.4 | --> | 0.4 | 0 | 0 | Constrained, otherwise capacity available =361 kVA | --> | 0.38 | 0 | 0 | 0 | 0 | Constrained, otherwise capacity available =385 kW | --> | C11 ex LOUGHSHINNY | Loughshinny [T41,T42] | GLASMORE |  | 53.5233 | -6.1583
MV/LV Substation KN***182Z |  | 20 kV | _ | LV | 50 kVA :Pole Substation | 0.05 | --> | 0.05 | 0 | 0 | Constrained, otherwise capacity available =50 kVA | --> | 0.048 | 0 | 0 | 0.048 | 0 |  | --> | C22 ex STEPHENSTOWN | Stephenstown [T101,T102] | FINGLAS |  | 53.626 | -6.2134
MV/LV Substation CL***189Z |  | 10 kV | _ | LV | 400 kVA :Kiosk Substation | 0.4 | --> | 0.4 | 0 | 0 | Constrained, otherwise capacity available =343 kVA | --> | 0.38 | 0 | 0.023 | 0.371 | 0 |  | --> | C26 ex STEPHENSTOWN | Stephenstown [T101,T102] | FINGLAS |  | 53.5871 | -6.187
MV/LV Substation HE***193Z |  | 20 kV | _ | LV | 50 kVA :Pole Substation | 0.05 | --> | 0.05 | 0 | 0 | Constrained, otherwise capacity available =48 kVA | --> | 0.048 | 0 | 0 | 0 | 0 | Constrained, otherwise capacity available =48 kW | --> | C11 ex LOUGHSHINNY | Loughshinny [T41,T42] | GLASMORE |  | 53.5623 | -6.1454
MV/LV Substation DU***196Z |  | 20 kV | _ | LV | 400 kVA :Kiosk Substation | 0.4 | --> | 0.4 | 0 | 0 | Constrained, otherwise capacity available =268 kVA | --> | 0.38 | 0 | 0.015 | 0.386 | 0 |  | --> | E15 ex BATTER LANE TEMPORARY | Batter Lane Temporary 38kv [T421] | GLASMORE |  | 53.5246 | -6.174
MV/LV Substation DU***197Z |  | 20 kV | _ | LV | 200 kVA :Kiosk Substation | 0.2 | --> | 0.2 | 0 | 0 | Constrained, otherwise capacity available =37 kVA | --> | 0.19 | 0 | 0.039 | 0.182 | 0 |  | --> | E15 ex BATTER LANE TEMPORARY | Batter Lane Temporary 38kv [T421] | GLASMORE |  | 53.5257 | -6.1756
MV/LV Substation TH***203Z |  | 10 kV | _ | LV | 400 kVA :Kiosk Substation | 0.4 | --> | 0.4 | 0 | 0 | Constrained, otherwise capacity available =324 kVA | --> | 0.38 | 0 | 0.053 | 0 | 0 | Constrained, otherwise capacity available =351 kW | --> | C15 ex LOUGHSHINNY | Loughshinny [T41,T42] | GLASMORE |  | 53.5341 | -6.0934
MV/LV Substation RA***204Z |  | 10 kV | _ | LV | 400 kVA :Kiosk Substation | 0.4 | --> | 0.4 | 0 | 0 | Constrained, otherwise capacity available =400 kVA | --> | 0.38 | 0 | 0 | 0 | 0 | Constrained, otherwise capacity available =380 kW | --> | C15 ex LOUGHSHINNY | Loughshinny [T41,T42] | GLASMORE |  | 53.5332 | -6.0958
MV/LV Substation HA***208Z |  | 10 kV | _ | LV | 50 kVA :Pole Substation | 0.05 | --> | 0.05 | 0 | 0 | Constrained, otherwise capacity available =43 kVA | --> | 0.048 | 0 | 0.005 | 0 | 0 | Constrained, otherwise capacity available =45 kW | --> | C16 ex LOUGHSHINNY | Loughshinny [T41,T42] | GLASMORE |  | 53.5654 | -6.1126
MV/LV Substation BA***212Z |  | 10 kV | _ | LV | 50 kVA :Pole Substation | 0.05 | --> | 0.05 | 0 | 0 | Constrained, otherwise capacity available =47 kVA | --> | 0.048 | 0 | 0 | 0 | 0 | Constrained, otherwise capacity available =48 kW | --> | C19 ex LOUGHSHINNY | Loughshinny [T41,T42] | GLASMORE |  | 53.5488 | -6.1051
MV/LV Substation CA***213Z |  | 10 kV | _ | LV | 400 kVA :Kiosk Substation | 0.4 | --> | 0.4 | 0 | 0 | Constrained, otherwise capacity available =295 kVA | --> | 0.38 | 0 | 0.028 | 0.373 | 0 |  | --> | C24 ex STEPHENSTOWN | Stephenstown [T101,T102] | FINGLAS |  | 53.603 | -6.1779
MV/LV Substation AD***217Z |  | 20 kV | _ | LV | 50 kVA :Pole Substation | 0.05 | --> | 0.05 | 0 | 0 | Constrained, otherwise capacity available =46 kVA | --> | 0.048 | 0 | 0.004 | 0.045 | 0 |  | --> | E21 ex ASHBOURNE | Ashbourne [T421,T422] | FINGLAS |  | 53.5566 | -6.3642
MV/LV Substation RO***218Z |  | 20 kV | _ | LV | 50 kVA :Pole Substation | 0.05 | --> | 0.05 | 0 | 0 | Constrained, otherwise capacity available =50 kVA | --> | 0.048 | 0 | 0 | 0.048 | 0 |  | --> | E15 ex BATTER LANE TEMPORARY | Batter Lane Temporary 38kv [T421] | GLASMORE |  | 53.5157 | -6.1516
MV/LV Substation TA***225Z |  | 10 kV | _ | LV | 400 kVA :Kiosk Substation | 0.4 | --> | 0.4 | 0 | 0 | Constrained, otherwise capacity available =309 kVA | --> | 0.38 | 0 | 0.028 | 0 | 0 | Constrained, otherwise capacity available =372 kW | --> | C15 ex LOUGHSHINNY | Loughshinny [T41,T42] | GLASMORE |  | 53.5206 | -6.0823
MV/LV Substation WA***228Z |  | 20 kV | _ | LV | 50 kVA :Pole Substation | 0.05 | --> | 0.05 | 0 | 0 | Constrained, otherwise capacity available =38 kVA | --> | 0.048 | 0 | 0 | 0.049 | 0 |  | --> | C26 ex STEPHENSTOWN | Stephenstown [T101,T102] | FINGLAS |  | 53.5802 | -6.2282
MV/LV Substation WA***229Z |  | 20 kV | _ | LV | 50 kVA :Pole Substation | 0.05 | --> | 0.05 | 0 | 0 | Constrained, otherwise capacity available =50 kVA | --> | 0.048 | 0 | 0 | 0.048 | 0 |  | --> | C26 ex STEPHENSTOWN | Stephenstown [T101,T102] | FINGLAS |  | 53.5833 | -6.2338
MV/LV Substation CO***230Z |  | 20 kV | _ | LV | 50 kVA :Pole Substation | 0.05 | --> | 0.05 | 0 | 0 | Constrained, otherwise capacity available =50 kVA | --> | 0.048 | 0 | 0 | 0.048 | 0 |  | --> | C26 ex STEPHENSTOWN | Stephenstown [T101,T102] | FINGLAS |  | 53.5894 | -6.2537
MV/LV Substation WA***231Z |  | 20 kV | _ | LV | 50 kVA :Pole Substation | 0.05 | --> | 0.05 | 0 | 0 | Constrained, otherwise capacity available =12 kVA | --> | 0.048 | 0 | 0 | 0.052 | 0 |  | --> | C26 ex STEPHENSTOWN | Stephenstown [T101,T102] | FINGLAS |  | 53.5782 | -6.2227
MV/LV Substation CO***232Z |  | 10 kV | _ | LV | 200 kVA :Pole Substation | 0.2 | --> | 0.2 | 0 | 0 | Constrained, otherwise capacity available =174 kVA | --> | 0.19 | 0 | 0 | 0 | 0 | Constrained, otherwise capacity available =194 kW | --> | C16 ex LOUGHSHINNY | Loughshinny [T41,T42] | GLASMORE |  | 53.5781 | -6.2094
MV/LV Substation MO***233Z |  | 10 kV | _ | LV | 400 kVA :Kiosk Substation | 0.4 | --> | 0.4 | 0 | 0 | Constrained, otherwise capacity available =365 kVA | --> | 0.38 | 0 | 0 | 0.385 | 0 |  | --> | C21 ex STEPHENSTOWN | Stephenstown [T101,T102] | FINGLAS |  | 53.6112 | -6.1979
MV/LV Substation MO***234Z |  | 10 kV | _ | LV | 400 kVA :Kiosk Substation | 0.4 | --> | 0.4 | 0 | 0 | Constrained, otherwise capacity available =233 kVA | --> | 0.38 | 0 | 0.053 | 0.363 | 0 |  | --> | C21 ex STEPHENSTOWN | Stephenstown [T101,T102] | FINGLAS |  | 53.6112 | -6.2001
MV/LV Substation PL***235Z |  | 10 kV | _ | LV | 50 kVA :Pole Substation | 0.05 | --> | 0.05 | 0 | 0 | Constrained, otherwise capacity available =49 kVA | --> | 0.048 | 0 | 0 | 0 | 0 | Constrained, otherwise capacity available =48 kW | --> | C15 ex LOUGHSHINNY | Loughshinny [T41,T42] | GLASMORE |  | 53.5342 | -6.0902
MV/LV Substation ME***237Z |  | 10 kV | _ | LV | 400 kVA :Kiosk Substation | 0.4 | --> | 0.4 | 0 | 0 | Constrained, otherwise capacity available =343 kVA | --> | 0.38 | 0 | 0.025 | 0 | 0 | Constrained, otherwise capacity available =369 kW | --> | C15 ex LOUGHSHINNY | Loughshinny [T41,T42] | GLASMORE |  | 53.5212 | -6.0872
MV/LV Substation FE***239Z |  | 20 kV | _ | LV | 50 kVA :Pole Substation | 0.05 | --> | 0.05 | 0 | 0 | Constrained, otherwise capacity available =21 kVA | --> | 0.048 | 0 | 0 | 0.051 | 0 |  | --> | E23 ex BALTRASNA | Baltrasna [T121,T122] | BALTRASNA |  | 53.623 | -6.397
MV/LV Substation BR***240Z |  | 10 kV | _ | LV | 400 kVA :Kiosk Substation | 0.4 | --> | 0.4 | 0 | 0 | Constrained, otherwise capacity available =304 kVA | --> | 0.38 | 0 | 0.016 | 0.381 | 0 |  | --> | C21 ex STEPHENSTOWN | Stephenstown [T101,T102] | FINGLAS |  | 53.6146 | -6.1996
MV/LV Substation MO***243Z |  | 10 kV | _ | LV | 630 kVA :Kiosk Substation | 0.63 | --> | 0.63 | 0 | 0 | Constrained, otherwise capacity available =455 kVA | --> | 0.598 | 0 | 0.059 | 0.5 | 0 |  | --> | C22 ex STEPHENSTOWN | Stephenstown [T101,T102] | FINGLAS |  | 53.6178 | -6.1995
MV/LV Substation MC***246Z |  | 20 kV | _ | LV | 630 kVA :Building Structure | 0.63 | --> | 0.63 | 0 | 0 | Constrained, otherwise capacity available =502 kVA | --> | 0.598 | 0 | 0.1 | 0.5 | 0 |  | --> | C26 ex STEPHENSTOWN | Stephenstown [T101,T102] | FINGLAS |  | 53.557 | -6.2326
MV/LV Substation SU***248Z |  | 10 kV | _ | LV | 200 kVA :Kiosk Substation | 0.2 | --> | 0.2 | 0 | 0 | Constrained, otherwise capacity available =186 kVA | --> | 0.19 | 0 | 0.011 | 0 | 0 | Constrained, otherwise capacity available =184 kW | --> | C15 ex LOUGHSHINNY | Loughshinny [T41,T42] | GLASMORE |  | 53.5191 | -6.0997
MV/LV Substation BA***249Z |  | 10 kV | _ | LV | 50 kVA :Pole Substation | 0.05 | --> | 0.05 | 0 | 0 | Constrained, otherwise capacity available =47 kVA | --> | 0.048 | 0 | 0 | 0 | 0 | Constrained, otherwise capacity available =48 kW | --> | C18 ex LOUGHSHINNY | Loughshinny [T41,T42] | GLASMORE |  | 53.5414 | -6.1222
MV/LV Substation BA***250Z |  | 10 kV | _ | LV | 400 kVA :Kiosk Substation | 0.4 | --> | 0.4 | 0 | 0 | Constrained, otherwise capacity available =349 kVA | --> | 0.38 | 0 | 0.005 | 0.383 | 0 |  | --> | C22 ex STEPHENSTOWN | Stephenstown [T101,T102] | FINGLAS |  | 53.6138 | -6.2047
MV/LV Substation BA***251Z |  | 10 kV | _ | LV | 400 kVA :Kiosk Substation | 0.4 | --> | 0.4 | 0 | 0 | Constrained, otherwise capacity available =318 kVA | --> | 0.38 | 0 | 0.004 | 0.388 | 0 |  | --> | C22 ex STEPHENSTOWN | Stephenstown [T101,T102] | FINGLAS |  | 53.6125 | -6.2045
MV/LV Substation NE***258Z |  | 10 kV | _ | LV | 400 kVA :Kiosk Substation | 0.4 | --> | 0.4 | 0 | 0 | Constrained, otherwise capacity available =273 kVA | --> | 0.38 | 0 | 0.069 | 0.346 | 0 |  | --> | C22 ex STEPHENSTOWN | Stephenstown [T101,T102] | FINGLAS |  | 53.6161 | -6.2084
MV/LV Substation GO***259Z |  | 10 kV | _ | LV | 400 kVA :Kiosk Substation | 0.4 | --> | 0.4 | 0 | 0 | Constrained, otherwise capacity available =238 kVA | --> | 0.38 | 0 | 0.066 | 0 | 0 | Constrained, otherwise capacity available =353 kW | --> | C15 ex LOUGHSHINNY | Loughshinny [T41,T42] | GLASMORE |  | 53.5183 | -6.1029
MV/LV Substation ES***260Z |  | 10 kV | _ | LV | 50 kVA :Pole Substation | 0.05 | --> | 0.05 | 0 | 0 | Constrained, otherwise capacity available =40 kVA | --> | 0.048 | 0 | 0 | 0 | 0 | Constrained, otherwise capacity available =49 kW | --> | C18 ex LOUGHSHINNY | Loughshinny [T41,T42] | GLASMORE |  | 53.5338 | -6.1137
MV/LV Substation PA***262Z |  | 10 kV | _ | LV | 630 kVA :Kiosk Substation | 0.63 | --> | 0.63 | 0 | 0 | Constrained, otherwise capacity available =542 kVA | --> | 0.598 | 0 | 0 | 0.5 | 0 |  | --> | C31 ex STEPHENSTOWN | Stephenstown [T101,T102] | FINGLAS |  | 53.6034 | -6.1896
MV/LV Substation FI***263Z |  | 10 kV | _ | LV | 630 kVA :Building Structure | 0.63 | --> | 0.63 | 0 | 0 | Constrained, otherwise capacity available =614 kVA | --> | 0.598 | 0 | 0 | 0.5 | 0 |  | --> | C31 ex STEPHENSTOWN | Stephenstown [T101,T102] | FINGLAS |  | 53.603 | -6.1908
MV/LV Substation HA***264Z |  | 20 kV | _ | LV | 50 kVA :Pole Substation | 0.05 | --> | 0.05 | 0 | 0 | Constrained, otherwise capacity available =47 kVA | --> | 0.048 | 0 | 0 | 0.048 | 0 |  | --> | C26 ex STEPHENSTOWN | Stephenstown [T101,T102] | FINGLAS |  | 53.5889 | -6.2755
MV/LV Substation GE***266Z |  | 10 kV | _ | LV | 630 kVA :Building Structure | 0.63 | --> | 0.63 | 0 | 0 | Constrained, otherwise capacity available =587 kVA | --> | 0.598 | 0 | 0 | 0.5 | 0 |  | --> | C16 ex BALBRIGGAN | Balbriggan [T42] | GLASMORE |  | 53.6111 | -6.1833
MV/LV Substation HO***269Z |  | 20 kV | _ | LV | 50 kVA :Pole Substation | 0.05 | --> | 0.05 | 0 | 0 | Constrained, otherwise capacity available =46 kVA | --> | 0.048 | 0 | 0.005 | 0.044 | 0 |  | --> | C26 ex STEPHENSTOWN | Stephenstown [T101,T102] | FINGLAS |  | 53.559 | -6.2659
MV/LV Substation ST***270Z |  | 20 kV | _ | LV | 400 kVA :Kiosk Substation | 0.4 | --> | 0.4 | 0 | 0 | Constrained, otherwise capacity available =240 kVA | --> | 0.38 | 0 | 0.06 | 0 | 0 | Constrained, otherwise capacity available =357 kW | --> | C11 ex LOUGHSHINNY | Loughshinny [T41,T42] | GLASMORE |  | 53.5277 | -6.1626
MV/LV Substation HU***271Z |  | 20 kV | _ | LV | 630 kVA :Kiosk Substation | 0.63 | --> | 0.63 | 0 | 0 | Constrained, otherwise capacity available =503 kVA | --> | 0.598 | 0 | 0.049 | 0 | 0 | Constrained, otherwise capacity available =579 kW | --> | C11 ex LOUGHSHINNY | Loughshinny [T41,T42] | GLASMORE |  | 53.5283 | -6.1604
MV/LV Substation RA***272Z |  | 10 kV | _ | LV | 400 kVA :Kiosk Substation | 0.4 | --> | 0.4 | 0 | 0 | Constrained, otherwise capacity available =348 kVA | --> | 0.38 | 0 | 0.003 | 0 | 0 | Constrained, otherwise capacity available =385 kW | --> | C15 ex LOUGHSHINNY | Loughshinny [T41,T42] | GLASMORE |  | 53.5328 | -6.0948
MV/LV Substation CH***273Z |  | 10 kV | _ | LV | 400 kVA :Kiosk Substation | 0.4 | --> | 0.4 | 0 | 0 | Constrained, otherwise capacity available =343 kVA | --> | 0.38 | 0 | 0.033 | 0.363 | 0 |  | --> | C21 ex STEPHENSTOWN | Stephenstown [T101,T102] | FINGLAS |  | 53.6132 | -6.2012
MV/LV Substation CH***278Z |  | 20 kV | _ | LV | 200 kVA :Kiosk Substation | 0.2 | --> | 0.2 | 0 | 0 | Constrained, otherwise capacity available =186 kVA | --> | 0.19 | 0 | 0 | 0.192 | 0 |  | --> | E23 ex BALTRASNA | Baltrasna [T121,T122] | BALTRASNA |  | 53.5866 | -6.2941
MV/LV Substation CL***279Z |  | 20 kV | _ | LV | 200 kVA :Pole Substation | 0.2 | --> | 0.2 | 0 | 0 | Constrained, otherwise capacity available =91 kVA | --> | 0.19 | 0 | 0 | 0.204 | 0 |  | --> | E15 ex JULIANSTOWN | Julianstown [T421,T422] | DRYBRIDGE |  | 53.6209 | -6.2871
MV/LV Substation BR***280Z |  | 10 kV | _ | LV | 400 kVA :Kiosk Substation | 0.4 | --> | 0.4 | 0 | 0 | Constrained, otherwise capacity available =319 kVA | --> | 0.38 | 0 | 0 | 0.391 | 0 |  | --> | C22 ex STEPHENSTOWN | Stephenstown [T101,T102] | FINGLAS |  | 53.6151 | -6.2029
MV/LV Substation BR***283Z |  | 10 kV | _ | LV | 200 kVA :Kiosk Substation | 0.2 | --> | 0.2 | 0 | 0 | Constrained, otherwise capacity available =148 kVA | --> | 0.19 | 0 | 0.02 | 0.182 | 0 |  | --> | C21 ex STEPHENSTOWN | Stephenstown [T101,T102] | FINGLAS |  | 53.6152 | -6.1969
MV/LV Substation MO***284Z |  | 10 kV | _ | LV | 400 kVA :Kiosk Substation | 0.4 | --> | 0.4 | 0 | 0 | Constrained, otherwise capacity available =276 kVA | --> | 0.38 | 0 | 0.024 | 0.379 | 0 |  | --> | C22 ex STEPHENSTOWN | Stephenstown [T101,T102] | FINGLAS |  | 53.6157 | -6.1996
MV/LV Substation DU***285Z |  | 20 kV | _ | LV | 200 kVA :Kiosk Substation | 0.2 | --> | 0.2 | 0 | 0 | Constrained, otherwise capacity available =200 kVA | --> | 0.19 | 0 | 0 | 0.19 | 0 |  | --> | E15 ex BATTER LANE TEMPORARY | Batter Lane Temporary 38kv [T421] | GLASMORE |  | 53.525 | -6.1769
MV/LV Substation DU***286Z |  | 20 kV | _ | LV | 400 kVA :Kiosk Substation | 0.4 | --> | 0.4 | 0 | 0 | Constrained, otherwise capacity available =400 kVA | --> | 0.38 | 0 | 0 | 0.38 | 0 |  | --> | E15 ex BATTER LANE TEMPORARY | Batter Lane Temporary 38kv [T421] | GLASMORE |  | 53.5257 | -6.1809
MV/LV Substation MO***288Z |  | 10 kV | _ | LV | 400 kVA :Kiosk Substation | 0.4 | --> | 0.4 | 0 | 0 | Constrained, otherwise capacity available =312 kVA | --> | 0.38 | 0 | 0.01 | 0.384 | 0 |  | --> | C21 ex STEPHENSTOWN | Stephenstown [T101,T102] | FINGLAS |  | 53.6095 | -6.2015
MV/LV Substation MO***289Z |  | 10 kV | _ | LV | 400 kVA :Kiosk Substation | 0.4 | --> | 0.4 | 0 | 0 | Constrained, otherwise capacity available =327 kVA | --> | 0.38 | 0 | 0 | 0.39 | 0 |  | --> | C21 ex STEPHENSTOWN | Stephenstown [T101,T102] | FINGLAS |  | 53.611 | -6.204
MV/LV Substation MA***290Z |  | 10 kV | _ | LV | 50 kVA :Pole Substation | 0.05 | --> | 0.05 | 0 | 0 | Constrained, otherwise capacity available =42 kVA | --> | 0.048 | 0 | 0 | 0 | 0 | Constrained, otherwise capacity available =49 kW | --> | C16 ex LOUGHSHINNY | Loughshinny [T41,T42] | GLASMORE |  | 53.5596 | -6.1869
MV/LV Substation TR***294Z |  | 10 kV | _ | LV | 200 kVA :Kiosk Substation | 0.2 | --> | 0.2 | 0 | 0 | Constrained, otherwise capacity available =137 kVA | --> | 0.19 | 0 | 0.015 | 0.187 | 0 |  | --> | C22 ex STEPHENSTOWN | Stephenstown [T101,T102] | FINGLAS |  | 53.6147 | -6.2063
MV/LV Substation EU***296Z |  | 10 kV | _ | LV | 400 kVA :Building Structure | 0.4 | --> | 0.4 | 0 | 0 | Constrained, otherwise capacity available =344 kVA | --> | 0.38 | 0 | 0 | 0 | 0 | Constrained, otherwise capacity available =388 kW | --> | C15 ex LOUGHSHINNY | Loughshinny [T41,T42] | GLASMORE |  | 53.5221 | -6.0961
MV/LV Substation CH***300Z |  | 10 kV | _ | LV | 200 kVA :Kiosk Substation | 0.2 | --> | 0.2 | 0 | 0 | Constrained, otherwise capacity available =148 kVA | --> | 0.19 | 0 | 0.009 | 0.19 | 0 |  | --> | C21 ex STEPHENSTOWN | Stephenstown [T101,T102] | FINGLAS |  | 53.6142 | -6.2014
MV/LV Substation CH***301Z |  | 10 kV | _ | LV | 200 kVA :Kiosk Substation | 0.2 | --> | 0.2 | 0 | 0 | Constrained, otherwise capacity available =141 kVA | --> | 0.19 | 0 | 0.021 | 0.182 | 0 |  | --> | C22 ex STEPHENSTOWN | Stephenstown [T101,T102] | FINGLAS |  | 53.6136 | -6.2025
MV/LV Substation GE***302Z |  | 10 kV | _ | LV | 630 kVA :Kiosk Substation | 0.63 | --> | 0.63 | 0 | 0 | Constrained, otherwise capacity available =552 kVA | --> | 0.598 | 0 | 0 | 0.5 | 0 |  | --> | C16 ex BALBRIGGAN | Balbriggan [T42] | GLASMORE |  | 53.6112 | -6.1817
MV/LV Substation FI***305Z |  | 10 kV | _ | LV | 630 kVA :Building Structure | 0.63 | --> | 0.63 | 0 | 0 | Constrained, otherwise capacity available =575 kVA | --> | 0.598 | 0 | 0.01 | 0.5 | 0 |  | --> | C31 ex STEPHENSTOWN | Stephenstown [T101,T102] | FINGLAS |  | 53.6046 | -6.1902
MV/LV Substation M1***309Z |  | 10 kV | _ | LV | 630 kVA :Building Structure | 0.63 | --> | 0.63 | 0 | 0 | Constrained, otherwise capacity available =621 kVA | --> | 0.598 | 0 | 0 | 0 | 0 | Constrained, otherwise capacity available =600 kW | --> | C16 ex LOUGHSHINNY | Loughshinny [T41,T42] | GLASMORE |  | 53.5731 | -6.209
MV/LV Substation M1***310Z |  | 10 kV | _ | LV | 1000 kVA :Building Structure | 1 | --> | 1 | 0 | 0 | Constrained, otherwise capacity available =882 kVA | --> | 0.95 | 0 | 0 | 0 | 0 | Constrained, otherwise capacity available =966 kW | --> | C16 ex LOUGHSHINNY | Loughshinny [T41,T42] | GLASMORE |  | 53.57 | -6.211
MV/LV Substation HA***311Z |  | 10 kV | _ | LV | 400 kVA :Kiosk Substation | 0.4 | --> | 0.4 | 0 | 0 | Constrained, otherwise capacity available =339 kVA | --> | 0.38 | 0 | 0.022 | 0.372 | 0 |  | --> | C21 ex STEPHENSTOWN | Stephenstown [T101,T102] | FINGLAS |  | 53.6134 | -6.197
MV/LV Substation CO***313Z |  | 20 kV | _ | LV | 200 kVA :Kiosk Substation | 0.2 | --> | 0.2 | 0 | 0 | Constrained, otherwise capacity available =168 kVA | --> | 0.19 | 0 | 0 | 0.194 | 0 |  | --> | E23 ex BALTRASNA | Baltrasna [T121,T122] | BALTRASNA |  | 53.5528 | -6.4351
MV/LV Substation KI***316Z |  | 20 kV | _ | LV | 200 kVA :Building Structure | 0.2 | --> | 0.2 | 0 | 0 | Constrained, otherwise capacity available =163 kVA | --> | 0.19 | 0 | 0 | 0.195 | 0 |  | --> | E14 ex BALTRASNA | Baltrasna [T121,T122] | BALTRASNA |  | 53.5473 | -6.447
MV/LV Substation TH***317Z |  | 10 kV | _ | LV | 200 kVA :Kiosk Substation | 0.2 | --> | 0.2 | 0 | 0 | Constrained, otherwise capacity available =189 kVA | --> | 0.19 | 0 | 0 | 0.192 | 0 |  | --> | C26 ex STEPHENSTOWN | Stephenstown [T101,T102] | FINGLAS |  | 53.5911 | -6.1879
MV/LV Substation CO***319Z |  | 10 kV | _ | LV | 100 kVA :Pole Substation | 0.1 | --> | 0.1 | 0 | 0 | Constrained, otherwise capacity available =74 kVA | --> | 0.095 | 0 | 0.016 | 0.087 | 0 |  | --> | C26 ex STEPHENSTOWN | Stephenstown [T101,T102] | FINGLAS |  | 53.5904 | -6.1868
MV/LV Substation CE***323Z |  | 10 kV | _ | LV | 400 kVA :Kiosk Substation | 0.4 | --> | 0.4 | 0 | 0 | Constrained, otherwise capacity available =383 kVA | --> | 0.38 | 0 | 0 | 0 | 0 | Constrained, otherwise capacity available =382 kW | --> | C18 ex LOUGHSHINNY | Loughshinny [T41,T42] | GLASMORE |  | 53.5212 | -6.1067
MV/LV Substation RO***324Z |  | 10 kV | _ | LV | 200 kVA :Pole Substation | 0.2 | --> | 0.2 | 0 | 0 | Constrained, otherwise capacity available =200 kVA | --> | 0.19 | 0 | 0 | 0 | 0 | Constrained, otherwise capacity available =190 kW | --> | C16 ex LOUGHSHINNY | Loughshinny [T41,T42] | GLASMORE |  | 53.565 | -6.2198
MV/LV Substation PA***328Z |  | 20 kV | _ | LV | 100 kVA :Pole Substation | 0.1 | --> | 0.1 | 0 | 0 | Constrained, otherwise capacity available =78 kVA | --> | 0.095 | 0 | 0 | 0.098 | 0 |  | --> | E23 ex BALTRASNA | Baltrasna [T121,T122] | BALTRASNA |  | 53.5652 | -6.4674
MV/LV Substation GE***329Z |  | 10 kV | _ | LV | 1000 kVA :Building Structure | 1 | --> | 1 | 0 | 0 | Constrained, otherwise capacity available =912 kVA | --> | 0.95 | 0 | 0 | 0.5 | 0 |  | --> | C16 ex BALBRIGGAN | Balbriggan [T42] | GLASMORE |  | 53.6107 | -6.1824
MV/LV Substation MI***330Z |  | 10 kV | _ | LV | 1000 kVA :Building Structure | 1 | --> | 1 | 0 | 0 | Constrained, otherwise capacity available =796 kVA | --> | 0.95 | 0 | 0 | 0.5 | 0 |  | --> | C16 ex BALBRIGGAN | Balbriggan [T42] | GLASMORE |  | 53.6101 | -6.1834
MV/LV Substation BA***332Z |  | 10 kV | _ | LV | 400 kVA :Kiosk Substation | 0.4 | --> | 0.4 | 0 | 0 | Constrained, otherwise capacity available =341 kVA | --> | 0.38 | 0 | 0.017 | 0.375 | 0 |  | --> | C26 ex STEPHENSTOWN | Stephenstown [T101,T102] | FINGLAS |  | 53.5843 | -6.1888
MV/LV Substation BA***333Z |  | 10 kV | _ | LV | 400 kVA :Kiosk Substation | 0.4 | --> | 0.4 | 0 | 0 | Constrained, otherwise capacity available =336 kVA | --> | 0.38 | 0 | 0.043 | 0.357 | 0 |  | --> | C26 ex STEPHENSTOWN | Stephenstown [T101,T102] | FINGLAS |  | 53.5835 | -6.1872
MV/LV Substation DU***334Z |  | 10 kV | _ | LV | 630 kVA :Kiosk Substation | 0.63 | --> | 0.63 | 0 | 0 | Constrained, otherwise capacity available =501 kVA | --> | 0.598 | 0 | 0.015 | 0.5 | 0 |  | --> | C22 ex STEPHENSTOWN | Stephenstown [T101,T102] | FINGLAS |  | 53.6168 | -6.2038
MV/LV Substation DU***335Z |  | 10 kV | _ | LV | 200 kVA :Kiosk Substation | 0.2 | --> | 0.2 | 0 | 0 | Constrained, otherwise capacity available =158 kVA | --> | 0.19 | 0 | 0.011 | 0.188 | 0 |  | --> | C22 ex STEPHENSTOWN | Stephenstown [T101,T102] | FINGLAS |  | 53.6161 | -6.2068
MV/LV Substation PR***338Z |  | 20 kV | _ | LV | 50 kVA :Pole Substation | 0.05 | --> | 0.05 | 0 | 0 | Constrained, otherwise capacity available =50 kVA | --> | 0.048 | 0 | 0 | 0.048 | 0 |  | --> | E23 ex BALTRASNA | Baltrasna [T121,T122] | BALTRASNA |  | 53.5579 | -6.4378
MV/LV Substation CO***339Z |  | 20 kV | _ | LV | 200 kVA :Pole Substation | 0.2 | --> | 0.2 | 0 | 0 | Constrained, otherwise capacity available =111 kVA | --> | 0.19 | 0 | 0.12 | 0.107 | 0 |  | --> | E23 ex BALTRASNA | Baltrasna [T121,T122] | BALTRASNA |  | 53.5551 | -6.4392
MV/LV Substation HO***340Z |  | 20 kV | _ | LV | 50 kVA :Pole Substation | 0.05 | --> | 0.05 | 0 | 0 | Constrained, otherwise capacity available =50 kVA | --> | 0.048 | 0 | 0 | 0.048 | 0 |  | --> | C26 ex STEPHENSTOWN | Stephenstown [T101,T102] | FINGLAS |  | 53.5618 | -6.2572
MV/LV Substation RU***341Z |  | 10 kV | _ | LV | 200 kVA :Kiosk Substation | 0.2 | --> | 0.2 | 0 | 0 | Constrained, otherwise capacity available =182 kVA | --> | 0.19 | 0 | 0.011 | 0 | 0 | Constrained, otherwise capacity available =184 kW | --> | C15 ex LOUGHSHINNY | Loughshinny [T41,T42] | GLASMORE |  | 53.5299 | -6.0942
MV/LV Substation CH***343Z |  | 10 kV | _ | LV | 400 kVA :Kiosk Substation | 0.4 | --> | 0.4 | 0 | 0 | Constrained, otherwise capacity available =304 kVA | --> | 0.38 | 0 | 0 | 0.393 | 0 |  | --> | C16 ex BALBRIGGAN | Balbriggan [T42] | GLASMORE |  | 53.6105 | -6.1856
MV/LV Substation TH***345Z |  | 10 kV | _ | LV | 200 kVA :Kiosk Substation | 0.2 | --> | 0.2 | 0 | 0 | Constrained, otherwise capacity available =169 kVA | --> | 0.19 | 0 | 0 | 0.194 | 0 |  | --> | C16 ex BALBRIGGAN | Balbriggan [T42] | GLASMORE |  | 53.6104 | -6.1799
MV/LV Substation NE***348Z |  | 10 kV | _ | LV | 630 kVA :Kiosk Substation | 0.63 | --> | 0.63 | 0 | 0 | Constrained, otherwise capacity available =524 kVA | --> | 0.598 | 0 | 0.045 | 0.5 | 0 |  | --> | C22 ex STEPHENSTOWN | Stephenstown [T101,T102] | FINGLAS |  | 53.6148 | -6.2086
MV/LV Substation NA***349Z |  | 20 kV | _ | LV | 200 kVA :Pole Substation | 0.2 | --> | 0.2 | 0 | 0 | Constrained, otherwise capacity available =188 kVA | --> | 0.19 | 0 | 0 | 0.192 | 0 |  | --> | C26 ex STEPHENSTOWN | Stephenstown [T101,T102] | FINGLAS |  | 53.5888 | -6.2929
MV/LV Substation WE***350Z |  | 20 kV | _ | LV | 400 kVA :Kiosk Substation | 0.4 | --> | 0.4 | 0 | 0 | Constrained, otherwise capacity available =303 kVA | --> | 0.38 | 0 | 0.049 | 0 | 0 | Constrained, otherwise capacity available =357 kW | --> | C11 ex LOUGHSHINNY | Loughshinny [T41,T42] | GLASMORE |  | 53.5264 | -6.1589
MV/LV Substation FO***351Z |  | 20 kV | _ | LV | 200 kVA :Kiosk Substation | 0.2 | --> | 0.2 | 0 | 0 | Constrained, otherwise capacity available =189 kVA | --> | 0.19 | 0 | 0.01 | 0 | 0 | Constrained, otherwise capacity available =184 kW | --> | C11 ex LOUGHSHINNY | Loughshinny [T41,T42] | GLASMORE |  | 53.5291 | -6.1612
MV/LV Substation CA***353Z |  | 10 kV | _ | LV | 630 kVA :Building Structure | 0.63 | --> | 0.63 | 0 | 0 | Constrained, otherwise capacity available =563 kVA | --> | 0.598 | 0 | 0 | 0.5 | 0 |  | --> | C22 ex STEPHENSTOWN | Stephenstown [T101,T102] | FINGLAS |  | 53.6128 | -6.207
MV/LV Substation CA***354Z |  | 10 kV | _ | LV | 630 kVA :Building Structure | 0.63 | --> | 0.63 | 0 | 0 | Constrained, otherwise capacity available =536 kVA | --> | 0.598 | 0 | 0 | 0.5 | 0 |  | --> | C22 ex STEPHENSTOWN | Stephenstown [T101,T102] | FINGLAS |  | 53.6128 | -6.2071
MV/LV Substation CA***355Z |  | 10 kV | _ | LV | 400 kVA :Building Structure | 0.4 | --> | 0.4 | 0 | 0 | Constrained, otherwise capacity available =255 kVA | --> | 0.38 | 0 | 0 | 0.399 | 0 |  | --> | C22 ex STEPHENSTOWN | Stephenstown [T101,T102] | FINGLAS |  | 53.6133 | -6.207
MV/LV Substation BR***356Z |  | 10 kV | _ | LV | 400 kVA :Kiosk Substation | 0.4 | --> | 0.4 | 0 | 0 | Constrained, otherwise capacity available =306 kVA | --> | 0.38 | 0 | 0 | 0.393 | 0 |  | --> | C22 ex STEPHENSTOWN | Stephenstown [T101,T102] | FINGLAS |  | 53.6132 | -6.208
MV/LV Substation CO***357Z |  | 20 kV | _ | LV | 50 kVA :Pole Substation | 0.05 | --> | 0.05 | 0 | 0 | Constrained, otherwise capacity available =48 kVA | --> | 0.048 | 0 | 0 | 0.048 | 0 |  | --> | E23 ex BALTRASNA | Baltrasna [T121,T122] | BALTRASNA |  | 53.5582 | -6.4327
MV/LV Substation BR***358Z |  | 10 kV | _ | LV | 400 kVA :Kiosk Substation | 0.4 | --> | 0.4 | 0 | 0 | Constrained, otherwise capacity available =320 kVA | --> | 0.38 | 0 | 0.031 | 0 | 0 | Constrained, otherwise capacity available =368 kW | --> | C18 ex LOUGHSHINNY | Loughshinny [T41,T42] | GLASMORE |  | 53.5243 | -6.1053
MV/LV Substation MA***360Z |  | 10 kV | _ | LV | 400 kVA :Kiosk Substation | 0.4 | --> | 0.4 | 0 | 0 | Constrained, otherwise capacity available =320 kVA | --> | 0.38 | 0 | 0.021 | 0.375 | 0 |  | --> | C21 ex STEPHENSTOWN | Stephenstown [T101,T102] | FINGLAS |  | 53.6109 | -6.209
MV/LV Substation LO***361Z |  | 10 kV | _ | LV | 400 kVA :Building Structure | 0.4 | --> | 0.4 | 0 | 0 | Constrained, otherwise capacity available =342 kVA | --> | 0.38 | 0 | 0.005 | 0.384 | 0 |  | --> | C16 ex BALBRIGGAN | Balbriggan [T42] | GLASMORE |  | 53.6126 | -6.1858
MV/LV Substation KI***363Z |  | 10 kV | _ | LV | 200 kVA :Kiosk Substation | 0.2 | --> | 0.2 | 0 | 0 | Constrained, otherwise capacity available =182 kVA | --> | 0.19 | 0 | 0.015 | 0.181 | 0 |  | --> | C29 ex STEPHENSTOWN | Stephenstown [T101,T102] | FINGLAS |  | 53.5958 | -6.1821
MV/LV Substation MI***364Z |  | 10 kV | _ | LV | 50 kVA :Pole Substation | 0.05 | --> | 0.05 | 0 | 0 | Constrained, otherwise capacity available =50 kVA | --> | 0.048 | 0 | 0 | 0 | 0 | Constrained, otherwise capacity available =48 kW | --> | C16 ex LOUGHSHINNY | Loughshinny [T41,T42] | GLASMORE |  | 53.5669 | -6.1338
MV/LV Substation BA***365Z |  | 20 kV | _ | LV | 50 kVA :Pole Substation | 0.05 | --> | 0.05 | 0 | 0 | Constrained, otherwise capacity available =35 kVA | --> | 0.048 | 0 | 0 | 0.05 | 0 |  | --> | E23 ex BALTRASNA | Baltrasna [T121,T122] | BALTRASNA |  | 53.6093 | -6.4192
MV/LV Substation HO***367Z |  | 20 kV | _ | LV | 50 kVA :Pole Substation | 0.05 | --> | 0.05 | 0 | 0 | Constrained, otherwise capacity available =50 kVA | --> | 0.048 | 0 | 0 | 0.048 | 0 |  | --> | C26 ex STEPHENSTOWN | Stephenstown [T101,T102] | FINGLAS |  | 53.5592 | -6.2598
MV/LV Substation WA***373Z |  | 10 kV | _ | LV | 630 kVA :Building Structure | 0.63 | --> | 0.63 | 0 | 0 | Constrained, otherwise capacity available =382 kVA | --> | 0.598 | 0 | 0 | 0.5 | 0 |  | --> | C25 ex STEPHENSTOWN | Stephenstown [T101,T102] | FINGLAS |  | 53.5819 | -6.1368
MV/LV Substation QU***374Z |  | 10 kV | _ | LV | 400 kVA :Kiosk Substation | 0.4 | --> | 0.4 | 0 | 0 | Constrained, otherwise capacity available =344 kVA | --> | 0.38 | 0 | 0 | 0.388 | 0 |  | --> | C16 ex BALBRIGGAN | Balbriggan [T42] | GLASMORE |  | 53.6102 | -6.1803
MV/LV Substation BA***379Z |  | 20 kV | _ | LV | 400 kVA :Building Structure | 0.4 | --> | 0.4 | 0 | 0 | Constrained, otherwise capacity available =384 kVA | --> | 0.38 | 0 | 0.01 | 0.375 | 0 |  | --> | E15 ex BATTER LANE TEMPORARY | Batter Lane Temporary 38kv [T421] | GLASMORE |  | 53.5064 | -6.1628
MV/LV Substation GO***381Z |  | 10 kV | _ | LV | 400 kVA :Kiosk Substation | 0.4 | --> | 0.4 | 0 | 0 | Constrained, otherwise capacity available =284 kVA | --> | 0.38 | 0 | 0.021 | 0 | 0 | Constrained, otherwise capacity available =380 kW | --> | C15 ex LOUGHSHINNY | Loughshinny [T41,T42] | GLASMORE |  | 53.5256 | -6.092
MV/LV Substation HA***384Z |  | 10 kV | _ | LV | 400 kVA :Kiosk Substation | 0.4 | --> | 0.4 | 0 | 0 | Constrained, otherwise capacity available =307 kVA | --> | 0.38 | 0 | 0 | 0.392 | 0 |  | --> | C24 ex STEPHENSTOWN | Stephenstown [T101,T102] | FINGLAS |  | 53.602 | -6.1749
MV/LV Substation BA***385Z |  | 10 kV | _ | LV | 400 kVA :Kiosk Substation | 0.4 | --> | 0.4 | 0 | 0 | Constrained, otherwise capacity available =343 kVA | --> | 0.38 | 0 | 0.005 | 0.384 | 0 |  | --> | C21 ex STEPHENSTOWN | Stephenstown [T101,T102] | FINGLAS |  | 53.6159 | -6.1951
MV/LV Substation KV***386Z |  | 10 kV | _ | LV | 400 kVA :Building Structure | 0.4 | --> | 0.4 | 0 | 0 | Constrained, otherwise capacity available =346 kVA | --> | 0.38 | 0 | 0 | 0.387 | 0 |  | --> | C14 ex BALBRIGGAN | Balbriggan [T42] | GLASMORE |  | 53.6052 | -6.1886
MV/LV Substation DU***387Z |  | 20 kV | _ | LV | 400 kVA :Kiosk Substation | 0.4 | --> | 0.4 | 0 | 0 | Constrained, otherwise capacity available =325 kVA | --> | 0.38 | 0 | 0.018 | 0.377 | 0 |  | --> | E15 ex BATTER LANE TEMPORARY | Batter Lane Temporary 38kv [T421] | GLASMORE |  | 53.5241 | -6.1787
MV/LV Substation RI***389Z |  | 10 kV | _ | LV | 630 kVA :Kiosk Substation | 0.63 | --> | 0.63 | 0 | 0 | Constrained, otherwise capacity available =505 kVA | --> | 0.598 | 0 | 0.008 | 0.5 | 0 |  | --> | C26 ex STEPHENSTOWN | Stephenstown [T101,T102] | FINGLAS |  | 53.5838 | -6.1839
MV/LV Substation KI***391Z |  | 20 kV | _ | LV | 100 kVA :Pole Substation | 0.1 | --> | 0.1 | 0 | 0 | Constrained, otherwise capacity available =89 kVA | --> | 0.095 | 0 | 0 | 0.096 | 0 |  | --> | E14 ex BALTRASNA | Baltrasna [T121,T122] | BALTRASNA |  | 53.5503 | -6.4482
MV/LV Substation RU***393Z |  | 10 kV | _ | LV | 50 kVA :Pole Substation | 0.05 | --> | 0.05 | 0 | 0 | Constrained, otherwise capacity available =50 kVA | --> | 0.048 | 0 | 0 | 0 | 0 | Constrained, otherwise capacity available =48 kW | --> | C18 ex LOUGHSHINNY | Loughshinny [T41,T42] | GLASMORE |  | 53.5335 | -6.1123
MV/LV Substation ST***394Z |  | 10 kV | _ | LV | 630 kVA :Building Structure | 0.63 | --> | 0.63 | 0 | 0 | Constrained, otherwise capacity available =490 kVA | --> | 0.598 | 0 | 0.04 | 0.5 | 0 |  | --> | C31 ex STEPHENSTOWN | Stephenstown [T101,T102] | FINGLAS |  | 53.6007 | -6.1932
MV/LV Substation PR***395Z |  | 20 kV | _ | LV | 400 kVA :Kiosk Substation | 0.4 | --> | 0.4 | 0 | 0 | Constrained, otherwise capacity available =368 kVA | --> | 0.38 | 0 | 0.005 | 0.381 | 0 |  | --> | C26 ex STEPHENSTOWN | Stephenstown [T101,T102] | FINGLAS |  | 53.6095 | -6.1944
MV/LV Substation WY***397Z |  | 20 kV | _ | LV | 50 kVA :Pole Substation | 0.05 | --> | 0.05 | 0 | 0 | Constrained, otherwise capacity available =46 kVA | --> | 0.048 | 0 | 0 | 0.048 | 0 |  | --> | E21 ex ASHBOURNE | Ashbourne [T421,T422] | FINGLAS |  | 53.5501 | -6.3602
MV/LV Substation WE***398Z |  | 20 kV | _ | LV | 50 kVA :Pole Substation | 0.05 | --> | 0.05 | 0 | 0 | Constrained, otherwise capacity available =50 kVA | --> | 0.048 | 0 | 0 | 0.048 | 0 |  | --> | E21 ex ASHBOURNE | Ashbourne [T421,T422] | FINGLAS |  | 53.5522 | -6.3626
MV/LV Substation HY***4007 |  | 20 kV | _ | LV | 100 kVA :Pole Substation | 0.1 | --> | 0.1 | 0 | 0 | Constrained, otherwise capacity available =100 kVA | --> | 0.095 | 0 | 0 | 0.095 | 0 |  | --> | C26 ex STEPHENSTOWN | Stephenstown [T101,T102] | FINGLAS |  | 53.5763 | -6.2823
MV/LV Substation RU***4008 |  | 20 kV | _ | LV | 50 kVA :Pole Substation | 0.05 | --> | 0.05 | 0 | 0 | Constrained, otherwise capacity available =28 kVA | --> | 0.048 | 0 | 0.03 | 0.028 | 0 |  | --> | E15 ex BATTER LANE TEMPORARY | Batter Lane Temporary 38kv [T421] | GLASMORE |  | 53.5158 | -6.1311
MV/LV Substation IN***4009 |  | 10 kV | _ | LV | 50 kVA :Pole Substation | 0.05 | --> | 0.05 | 0 | 0 | Constrained, otherwise capacity available =50 kVA | --> | 0.048 | 0 | 0 | 0.048 | 0 |  | --> | C26 ex STEPHENSTOWN | Stephenstown [T101,T102] | FINGLAS |  | 53.5904 | -6.198
MV/LV Substation GA***4011 |  | 20 kV | _ | LV | 50 kVA :Pole Substation | 0.05 | --> | 0.05 | 0 | 0 | Constrained, otherwise capacity available =45 kVA | --> | 0.048 | 0 | 0.007 | 0.043 | 0 |  | --> | E23 ex BALTRASNA | Baltrasna [T121,T122] | BALTRASNA |  | 53.5636 | -6.3856
MV/LV Substation WE***4012 |  | 20 kV | _ | LV | 50 kVA :Pole Substation | 0.05 | --> | 0.05 | 0 | 0 | Constrained, otherwise capacity available =46 kVA | --> | 0.048 | 0 | 0 | 0.048 | 0 |  | --> | E23 ex BALTRASNA | Baltrasna [T121,T122] | BALTRASNA |  | 53.5807 | -6.3054
MV/LV Substation MI***4024 |  | 10 kV | _ | LV | 400 kVA :Building Structure | 0.4 | --> | 0.4 | 0 | 0 | Constrained, otherwise capacity available =331 kVA | --> | 0.38 | 0 | 0 | 0.389 | 0 |  | --> | C13 ex STEPHENSTOWN | Stephenstown [T101,T102] | FINGLAS |  | 53.607 | -6.1958
MV/LV Substation MI***4025 |  | 10 kV | _ | LV | 630 kVA :Building Structure | 0.63 | --> | 0.63 | 0 | 0 | Constrained, otherwise capacity available =539 kVA | --> | 0.598 | 0 | 0 | 0.5 | 0 |  | --> | C13 ex STEPHENSTOWN | Stephenstown [T101,T102] | FINGLAS |  | 53.6076 | -6.1973
MV/LV Substation MI***4026 |  | 10 kV | _ | LV | 630 kVA :Building Structure | 0.63 | --> | 0.63 | 0 | 0 |  | --> | 0.598 | 0 | 0 | 0.5 | 0 |  | --> | C13 ex STEPHENSTOWN | Stephenstown [T101,T102] | FINGLAS |  | 53.6072 | -6.1979
MV/LV Substation CR***402Z |  | 20 kV | _ | LV | 100 kVA :Pole Substation | 0.1 | --> | 0.1 | 0 | 0 | Constrained, otherwise capacity available =100 kVA | --> | 0.095 | 0 | 0 | 0.095 | 0 |  | --> | E19 ex BALTRASNA | Baltrasna [T121,T122] | BALTRASNA |  | 53.5347 | -6.4328
MV/LV Substation BR***4030 |  | 20 kV | _ | LV | 200 kVA :Kiosk Substation | 0.2 | --> | 0.2 | 0 | 0 | Constrained, otherwise capacity available =200 kVA | --> | 0.19 | 0 | 0 | 0.19 | 0 |  | --> | E15 ex BATTER LANE TEMPORARY | Batter Lane Temporary 38kv [T421] | GLASMORE |  | 53.5192 | -6.1309
MV/LV Substation WE***4031 |  | 20 kV | _ | LV | 50 kVA :Pole Substation | 0.05 | --> | 0.05 | 0 | 0 | Constrained, otherwise capacity available =47 kVA | --> | 0.048 | 0 | 0 | 0.048 | 0 |  | --> | E23 ex BALTRASNA | Baltrasna [T121,T122] | BALTRASNA |  | 53.5764 | -6.31
MV/LV Substation KI***4047 |  | 20 kV | _ | LV | 200 kVA :Pole Substation | 0.2 | --> | 0.2 | 0 | 0 | Constrained, otherwise capacity available =179 kVA | --> | 0.19 | 0 | 0 | 0.193 | 0 |  | --> | E23 ex BALTRASNA | Baltrasna [T121,T122] | BALTRASNA |  | 53.5682 | -6.4602
MV/LV Substation WH***4054 |  | 20 kV | _ | LV | 400 kVA :Building Structure | 0.4 | --> | 0.4 | 0 | 0 | Constrained, otherwise capacity available =333 kVA | --> | 0.38 | 0 | 0 | 0.389 | 0 |  | --> | E15 ex BATTER LANE TEMPORARY | Batter Lane Temporary 38kv [T421] | GLASMORE |  | 53.5138 | -6.127
MV/LV Substation CA***4056 |  | 20 kV | _ | LV | 50 kVA :Pole Substation | 0.05 | --> | 0.05 | 0 | 0 | Constrained, otherwise capacity available =38 kVA | --> | 0.048 | 0 | 0 | 0.049 | 0 |  | --> | E23 ex BALTRASNA | Baltrasna [T121,T122] | BALTRASNA |  | 53.58 | -6.2984
MV/LV Substation BR***405Z |  | 10 kV | _ | LV | 630 kVA :Kiosk Substation | 0.63 | --> | 0.63 | 0 | 0 | Constrained, otherwise capacity available =483 kVA | --> | 0.598 | 0 | 0.022 | 0.5 | 0 |  | --> | C22 ex STEPHENSTOWN | Stephenstown [T101,T102] | FINGLAS |  | 53.6122 | -6.21
MV/LV Substation CO***406 |  | 20 kV | _ | LV | 50 kVA :Pole Substation | 0.05 | --> | 0.05 | 0 | 0 | Constrained, otherwise capacity available =48 kVA | --> | 0.048 | 0 | 0 | 0.048 | 0 |  | --> | C22 ex STEPHENSTOWN | Stephenstown [T101,T102] | FINGLAS |  | 53.6237 | -6.2106
MV/LV Substation KE***4060 |  | 10 kV | _ | LV | 200 kVA :Kiosk Substation | 0.2 | --> | 0.2 | 0 | 0 | Constrained, otherwise capacity available =200 kVA | --> | 0.19 | 0 | 0 | 0.19 | 0 |  | --> | C25 ex STEPHENSTOWN | Stephenstown [T101,T102] | FINGLAS |  | 53.5843 | -6.127
MV/LV Substation NO***4061 |  | 10 kV | _ | LV | 200 kVA :Pole Substation | 0.2 | --> | 0.2 | 0 | 0 | Constrained, otherwise capacity available =176 kVA | --> | 0.19 | 0 | 0 | 0 | 0 | Constrained, otherwise capacity available =193 kW | --> | C18 ex LOUGHSHINNY | Loughshinny [T41,T42] | GLASMORE |  | 53.5402 | -6.1123
MV/LV Substation BR***4064 |  | 10 kV | _ | LV | 50 kVA :Pole Substation | 0.05 | --> | 0.05 | 0 | 0 | Constrained, otherwise capacity available =49 kVA | --> | 0.048 | 0 | 0 | 0 | 0 | Constrained, otherwise capacity available =48 kW | --> | C15 ex LOUGHSHINNY | Loughshinny [T41,T42] | GLASMORE |  | 53.5358 | -6.09
MV/LV Substation HA***4069 |  | 20 kV | _ | LV | 400 kVA :Building Structure | 0.4 | --> | 0.4 | 0 | 0 | Constrained, otherwise capacity available =340 kVA | --> | 0.38 | 0 | 0 | 0.388 | 0 |  | --> | C26 ex STEPHENSTOWN | Stephenstown [T101,T102] | FINGLAS |  | 53.609 | -6.2048
MV/LV Substation AR***4073 |  | 10 kV | _ | LV | 400 kVA :Building Structure | 0.4 | --> | 0.4 | 0 | 0 | Constrained, otherwise capacity available =367 kVA | --> | 0.38 | 0 | 0 | 0.384 | 0 |  | --> | C24 ex STEPHENSTOWN | Stephenstown [T101,T102] | FINGLAS |  | 53.6003 | -6.179
MV/LV Substation BR***4079 |  | 10 kV | _ | LV | 200 kVA :Kiosk Substation | 0.2 | --> | 0.2 | 0 | 0 | Constrained, otherwise capacity available =172 kVA | --> | 0.19 | 0 | 0 | 0.194 | 0 |  | --> | C21 ex STEPHENSTOWN | Stephenstown [T101,T102] | FINGLAS |  | 53.618 | -6.1907
MV/LV Substation WY***407X |  | 20 kV | _ | LV | 50 kVA :Pole Substation | 0.05 | --> | 0.05 | 0 | 0 | Constrained, otherwise capacity available =44 kVA | --> | 0.048 | 0 | 0.01 | 0.041 | 0 |  | --> | E21 ex ASHBOURNE | Ashbourne [T421,T422] | FINGLAS |  | 53.5472 | -6.3597
MV/LV Substation BA***407Z |  | 10 kV | _ | LV | 400 kVA :Building Structure | 0.4 | --> | 0.4 | 0 | 0 | Constrained, otherwise capacity available =354 kVA | --> | 0.38 | 0 | 0.02 | 0.371 | 0 |  | --> | C29 ex STEPHENSTOWN | Stephenstown [T101,T102] | FINGLAS |  | 53.5991 | -6.1834
MV/LV Substation MO***4081 |  | 20 kV | _ | LV | 200 kVA :Pole Substation | 0.2 | --> | 0.2 | 0 | 0 | Constrained, otherwise capacity available =129 kVA | --> | 0.19 | 0 | 0 | 0.2 | 0 |  | --> | C26 ex STEPHENSTOWN | Stephenstown [T101,T102] | FINGLAS |  | 53.5728 | -6.2409
MV/LV Substation BA***4092 |  | 10 kV | _ | LV | 400 kVA :Kiosk Substation | 0.4 | --> | 0.4 | 0 | 0 | Constrained, otherwise capacity available =316 kVA | --> | 0.38 | 0 | 0.026 | 0 | 0 | Constrained, otherwise capacity available =372 kW | --> | C16 ex LOUGHSHINNY | Loughshinny [T41,T42] | GLASMORE |  | 53.5695 | -6.1109
MV/LV Substation GA***4097 |  | 20 kV | _ | LV | 200 kVA :Pole Substation | 0.2 | --> | 0.2 | 0 | 0 | Constrained, otherwise capacity available =74 kVA | --> | 0.19 | 0 | 0 | 0.206 | 0 |  | --> | E23 ex BALTRASNA | Baltrasna [T121,T122] | BALTRASNA |  | 53.5659 | -6.4558
MV/LV Substation CL***4100 |  | 20 kV | _ | LV | 50 kVA :Pole Substation | 0.05 | --> | 0.05 | 0 | 0 | Constrained, otherwise capacity available =50 kVA | --> | 0.048 | 0 | 0 | 0.048 | 0 |  | --> | C26 ex STEPHENSTOWN | Stephenstown [T101,T102] | FINGLAS |  | 53.5917 | -6.2861
MV/LV Substation DU***4102 |  | 10 kV | _ | LV | 630 kVA :Building Structure | 0.63 | --> | 0.63 | 0 | 0 | Constrained, otherwise capacity available =491 kVA | --> | 0.598 | 0 | 0 | 0.5 | 0 |  | --> | C14 ex BALBRIGGAN | Balbriggan [T42] | GLASMORE |  | 53.6038 | -6.1856
MV/LV Substation BA***4104 |  | 10 kV | _ | LV | 400 kVA :Kiosk Substation | 0.4 | --> | 0.4 | 0 | 0 | Constrained, otherwise capacity available =305 kVA | --> | 0.38 | 0 | 0.05 | 0.356 | 0 |  | --> | C25 ex STEPHENSTOWN | Stephenstown [T101,T102] | FINGLAS |  | 53.5841 | -6.1402
MV/LV Substation HO***4107 |  | 10 kV | _ | LV | 400 kVA :Building Structure | 0.4 | --> | 0.4 | 0 | 0 | Constrained, otherwise capacity available =400 kVA | --> | 0.38 | 0 | 0 | 0 | 0 | Constrained, otherwise capacity available =380 kW | --> | C19 ex LOUGHSHINNY | Loughshinny [T41,T42] | GLASMORE |  | 53.5713 | -6.1007
MV/LV Substation PR***4108 |  | 10 kV | _ | LV | 630 kVA :Building Structure | 0.63 | --> | 0.63 | 0 | 0 | Constrained, otherwise capacity available =516 kVA | --> | 0.598 | 0 | 0.05 | 0.5 | 0 |  | --> | C24 ex STEPHENSTOWN | Stephenstown [T101,T102] | FINGLAS |  | 53.6051 | -6.1834
MV/LV Substation ST***4109 |  | 10 kV | _ | LV | 630 kVA :Building Structure | 0.63 | --> | 0.63 | 0 | 0 | Constrained, otherwise capacity available =609 kVA | --> | 0.598 | 0 | 0 | 0.5 | 0 |  | --> | C31 ex STEPHENSTOWN | Stephenstown [T101,T102] | FINGLAS |  | 53.5996 | -6.2018
MV/LV Substation CU***410X |  | 20 kV | _ | LV | 50 kVA :Pole Substation | 0.05 | --> | 0.05 | 0 | 0 | Constrained, otherwise capacity available =21 kVA | --> | 0.048 | 0 | 0 | 0.051 | 0 |  | --> | E17 ex BALTRASNA | Baltrasna [T121,T122] | BALTRASNA |  | 53.5401 | -6.4464
MV/LV Substation CA***410Z |  | 10 kV | _ | LV | 630 kVA :Kiosk Substation | 0.63 | --> | 0.63 | 0 | 0 | Constrained, otherwise capacity available =526 kVA | --> | 0.598 | 0 | 0.035 | 0.5 | 0 |  | --> | C24 ex STEPHENSTOWN | Stephenstown [T101,T102] | FINGLAS |  | 53.6004 | -6.1766
MV/LV Substation CO***4111 |  | 10 kV | _ | LV | 400 kVA :Building Structure | 0.4 | --> | 0.4 | 0 | 0 | Constrained, otherwise capacity available =392 kVA | --> | 0.38 | 0 | 0 | 0.381 | 0 |  | --> | C16 ex BALBRIGGAN | Balbriggan [T42] | GLASMORE |  | 53.6106 | -6.1899
MV/LV Substation SC***4114 |  | 10 kV | _ | LV | 400 kVA :Building Structure | 0.4 | --> | 0.4 | 0 | 0 | Constrained, otherwise capacity available =324 kVA | --> | 0.38 | 0 | 0.005 | 0.386 | 0 |  | --> | C13 ex STEPHENSTOWN | Stephenstown [T101,T102] | FINGLAS |  | 53.6056 | -6.2021
MV/LV Substation ST***4115 |  | 20 kV | _ | LV | 400 kVA :Kiosk Substation | 0.4 | --> | 0.4 | 0 | 0 | Constrained, otherwise capacity available =360 kVA | --> | 0.38 | 0 | 0 | 0.385 | 0 |  | --> | C26 ex STEPHENSTOWN | Stephenstown [T101,T102] | FINGLAS |  | 53.6068 | -6.2066
MV/LV Substation CL***412 |  | 20 kV | _ | LV | 50 kVA :Pole Substation | 0.05 | --> | 0.05 | 0 | 0 | Constrained, otherwise capacity available =38 kVA | --> | 0.048 | 0 | 0.005 | 0.045 | 0 |  | --> | C26 ex STEPHENSTOWN | Stephenstown [T101,T102] | FINGLAS |  | 53.6045 | -6.2084
MV/LV Substation CH***4120 |  | 10 kV | _ | LV | 400 kVA :Kiosk Substation | 0.4 | --> | 0.4 | 0 | 0 | Constrained, otherwise capacity available =312 kVA | --> | 0.38 | 0 | 0.063 | 0 | 0 | Constrained, otherwise capacity available =345 kW | --> | C19 ex LOUGHSHINNY | Loughshinny [T41,T42] | GLASMORE |  | 53.573 | -6.1078
MV/LV Substation CA***4121 |  | 10 kV | _ | LV | 400 kVA :Kiosk Substation | 0.4 | --> | 0.4 | 0 | 0 | Constrained, otherwise capacity available =277 kVA | --> | 0.38 | 0 | 0.189 | 0.256 | 0 |  | --> | C29 ex STEPHENSTOWN | Stephenstown [T101,T102] | FINGLAS |  | 53.598 | -6.1801
MV/LV Substation AS***412X |  | 20 kV | _ | LV | 50 kVA :Pole Substation | 0.05 | --> | 0.05 | 0 | 0 | Constrained, otherwise capacity available =44 kVA | --> | 0.048 | 0 | 0 | 0.048 | 0 |  | --> | E16 ex ASHBOURNE | Ashbourne [T421,T422] | FINGLAS |  | 53.5118 | -6.38
MV/LV Substation DE***412Z |  | 20 kV | _ | LV | 630 kVA :Kiosk Substation | 0.63 | --> | 0.63 | 0 | 0 | Constrained, otherwise capacity available =453 kVA | --> | 0.598 | 0 | 0.047 | 0.5 | 0 |  | --> | C26 ex STEPHENSTOWN | Stephenstown [T101,T102] | FINGLAS |  | 53.5863 | -6.2884
MV/LV Substation CO***413Z |  | 10 kV | _ | LV | 630 kVA :Building Structure | 0.63 | --> | 0.63 | 0 | 0 | Constrained, otherwise capacity available =404 kVA | --> | 0.598 | 0 | 0 | 0.5 | 0 |  | --> | C16 ex BALBRIGGAN | Balbriggan [T42] | GLASMORE |  | 53.6114 | -6.1852
MV/LV Substation DA***414 |  | 20 kV | _ | LV | 100 kVA :Pole Substation | 0.1 | --> | 0.1 | 0 | 0 | Constrained, otherwise capacity available =75 kVA | --> | 0.095 | 0 | 0.02 | 0.084 | 0 |  | --> | C26 ex STEPHENSTOWN | Stephenstown [T101,T102] | FINGLAS |  | 53.5974 | -6.2312
MV/LV Substation PA***4142 |  | 10 kV | _ | LV | 50 kVA :Pole Substation | 0.05 | --> | 0.05 | 0 | 0 | Constrained, otherwise capacity available =50 kVA | --> | 0.048 | 0 | 0 | 0 | 0 | Constrained, otherwise capacity available =48 kW | --> | C16 ex LOUGHSHINNY | Loughshinny [T41,T42] | GLASMORE |  | 53.56 | -6.1728
MV/LV Substation KE***4143 |  | 10 kV | _ | LV | 400 kVA :Kiosk Substation | 0.4 | --> | 0.4 | 0 | 0 | Constrained, otherwise capacity available =374 kVA | --> | 0.38 | 0 | 0.028 | 0 | 0 | Constrained, otherwise capacity available =363 kW | --> | C18 ex LOUGHSHINNY | Loughshinny [T41,T42] | GLASMORE |  | 53.5258 | -6.099
MV/LV Substation PI***4144 |  | 10 kV | _ | LV | 400 kVA :Kiosk Substation | 0.4 | --> | 0.4 | 0 | 0 | Constrained, otherwise capacity available =385 kVA | --> | 0.38 | 0 | 0.02 | 0.367 | 0 |  | --> | C25 ex STEPHENSTOWN | Stephenstown [T101,T102] | FINGLAS |  | 53.6013 | -6.1675
MV/LV Substation CL***4147 |  | 20 kV | _ | LV | 400 kVA :Kiosk Substation | 0.4 | --> | 0.4 | 0 | 0 | Constrained, otherwise capacity available =372 kVA | --> | 0.38 | 0 | 0.039 | 0 | 0 | Constrained, otherwise capacity available =355 kW | --> | C11 ex LOUGHSHINNY | Loughshinny [T41,T42] | GLASMORE |  | 53.5311 | -6.1631
MV/LV Substation CO***4149 |  | 10 kV | _ | LV | 200 kVA :Kiosk Substation | 0.2 | --> | 0.2 | 0 | 0 | Constrained, otherwise capacity available =198 kVA | --> | 0.19 | 0 | 0 | 0 | 0 | Constrained, otherwise capacity available =190 kW | --> | C15 ex LOUGHSHINNY | Loughshinny [T41,T42] | GLASMORE |  | 53.5188 | -6.0916
MV/LV Substation NO***4157 |  | 10 kV | _ | LV | 400 kVA :Kiosk Substation | 0.4 | --> | 0.4 | 0 | 0 | Constrained, otherwise capacity available =400 kVA | --> | 0.38 | 0 | 0 | 0 | 0 | Constrained, otherwise capacity available =380 kW | --> | C15 ex LOUGHSHINNY | Loughshinny [T41,T42] | GLASMORE |  | 53.5245 | -6.0915
MV/LV Substation TA***4158 |  | 20 kV | _ | LV | 400 kVA :Kiosk Substation | 0.4 | --> | 0.4 | 0 | 0 | Constrained, otherwise capacity available =244 kVA | --> | 0.38 | 0 | 0.197 | 0.255 | 0 |  | --> | C26 ex STEPHENSTOWN | Stephenstown [T101,T102] | FINGLAS |  | 53.6106 | -6.2059
MV/LV Substation ST***4159 |  | 10 kV | _ | LV | 400 kVA :Kiosk Substation | 0.4 | --> | 0.4 | 0 | 0 | Constrained, otherwise capacity available =395 kVA | --> | 0.38 | 0 | 0 | 0 | 0 | Constrained, otherwise capacity available =381 kW | --> | C17 ex STEPHENSTOWN |  |  |  | 53.6013 | -6.1893
MV/LV Substation RI***416 |  | 20 kV | _ | LV | 50 kVA :Pole Substation | 0.05 | --> | 0.05 | 0 | 0 | Constrained, otherwise capacity available =39 kVA | --> | 0.048 | 0 | 0.005 | 0.045 | 0 |  | --> | C26 ex STEPHENSTOWN | Stephenstown [T101,T102] | FINGLAS |  | 53.5824 | -6.2305
MV/LV Substation PA***4161 |  | 20 kV | _ | LV | 50 kVA :Pole Substation | 0.05 | --> | 0.05 | 0 | 0 | Constrained, otherwise capacity available =50 kVA | --> | 0.048 | 0 | 0 | 0.048 | 0 |  | --> | E23 ex BALTRASNA | Baltrasna [T121,T122] | BALTRASNA |  | 53.5636 | -6.4663
MV/LV Substation SU***4162 |  | 10 kV | _ | LV | 400 kVA :Kiosk Substation | 0.4 | --> | 0.4 | 0 | 0 | Constrained, otherwise capacity available =396 kVA | --> | 0.38 | 0 | 0 | 0.38 | 0 |  | --> | C14 ex BALBRIGGAN | Balbriggan [T42] | GLASMORE |  | 53.6056 | -6.1847
MV/LV Substation LO***4166 |  | 10 kV | _ | LV | 400 kVA :Building Structure | 0.4 | --> | 0.4 | 0 | 0 | Constrained, otherwise capacity available =344 kVA | --> | 0.38 | 0 | 0.011 | 0 | 0 | Constrained, otherwise capacity available =380 kW | --> | C15 ex LOUGHSHINNY | Loughshinny [T41,T42] | GLASMORE |  | 53.5469 | -6.1044
MV/LV Substation KN***4170 |  | 10 kV | _ | LV | 400 kVA :Kiosk Substation | 0.4 | --> | 0.4 | 0 | 0 | Constrained, otherwise capacity available =207 kVA | --> | 0.38 | 0 | 0.099 | 0 | 0 | Constrained, otherwise capacity available =332 kW | --> | C18 ex LOUGHSHINNY | Loughshinny [T41,T42] | GLASMORE |  | 53.5264 | -6.1025
MV/LV Substation BA***4173 |  | 10 kV | _ | LV | 50 kVA :Pole Substation | 0.05 | --> | 0.05 | 0 | 0 | Constrained, otherwise capacity available =50 kVA | --> | 0.048 | 0 | 0 | 0 | 0 | Constrained, otherwise capacity available =48 kW | --> | C15 ex LOUGHSHINNY | Loughshinny [T41,T42] | GLASMORE |  | 53.5459 | -6.0892
MV/LV Substation JS***4180 |  | 20 kV | _ | LV | 50 kVA :Pole Substation | 0.05 | --> | 0.05 | 0 | 0 | Constrained, otherwise capacity available =50 kVA | --> | 0.048 | 0 | 0 | 0.048 | 0 |  | --> | E14 ex BALTRASNA | Baltrasna [T121,T122] | BALTRASNA |  | 53.5548 | -6.4939
MV/LV Substation CA***4181 |  | 20 kV | _ | LV | 400 kVA :Kiosk Substation | 0.4 | --> | 0.4 | 0 | 0 | Constrained, otherwise capacity available =375 kVA | --> | 0.38 | 0 | 0.016 | 0.372 | 0 |  | --> | E23 ex BALTRASNA | Baltrasna [T121,T122] | BALTRASNA |  | 53.5833 | -6.2907
MV/LV Substation ST***4182 |  | 20 kV | _ | LV | 400 kVA :Kiosk Substation | 0.4 | --> | 0.4 | 0 | 0 | Constrained, otherwise capacity available =338 kVA | --> | 0.38 | 0 | 0.135 | 0.288 | 0 |  | --> | E15 ex BATTER LANE TEMPORARY | Batter Lane Temporary 38kv [T421] | GLASMORE |  | 53.5256 | -6.1621
MV/LV Substation TA***4186 |  | 20 kV | _ | LV | 400 kVA :Kiosk Substation | 0.4 | --> | 0.4 | 0 | 0 | Constrained, otherwise capacity available =400 kVA | --> | 0.38 | 0 | 0 | 0.38 | 0 |  | --> | C26 ex STEPHENSTOWN | Stephenstown [T101,T102] | FINGLAS |  | 53.6089 | -6.2083
MV/LV Substation KI***4189 |  | 20 kV | _ | LV | 50 kVA :Pole Substation | 0.05 | --> | 0.05 | 0 | 0 | Constrained, otherwise capacity available =50 kVA | --> | 0.048 | 0 | 0 | 0.048 | 0 |  | --> | E17 ex BALTRASNA | Baltrasna [T121,T122] | BALTRASNA |  | 53.5431 | -6.4585
MV/LV Substation BL***418Z |  | 10 kV | _ | LV | 400 kVA :Kiosk Substation | 0.4 | --> | 0.4 | 0 | 0 | Constrained, otherwise capacity available =333 kVA | --> | 0.38 | 0 | 0.13 | 0.293 | 0 |  | --> | C26 ex STEPHENSTOWN | Stephenstown [T101,T102] | FINGLAS |  | 53.593 | -6.1871
MV/LV Substation GO***419Z |  | 10 kV | _ | LV | 400 kVA :Kiosk Substation | 0.4 | --> | 0.4 | 0 | 0 | Constrained, otherwise capacity available =376 kVA | --> | 0.38 | 0 | 0.008 | 0 | 0 | Constrained, otherwise capacity available =377 kW | --> | C15 ex LOUGHSHINNY | Loughshinny [T41,T42] | GLASMORE |  | 53.5276 | -6.0924
MV/LV Substation TA***4203 |  | 20 kV | _ | LV | 630 kVA :Kiosk Substation | 0.63 | --> | 0.63 | 0 | 0 | Constrained, otherwise capacity available =541 kVA | --> | 0.598 | 0 | 0.125 | 0.5 | 0 |  | --> | C26 ex STEPHENSTOWN | Stephenstown [T101,T102] | FINGLAS |  | 53.6091 | -6.2109
MV/LV Substation TA***4206 |  | 20 kV | _ | LV | 200 kVA :Pole Substation | 0.2 | --> | 0.2 | 0 | 0 | Constrained, otherwise capacity available =177 kVA | --> | 0.19 | 0 | 0.132 | 0.093 | 0 |  | --> | E23 ex BALTRASNA | Baltrasna [T121,T122] | BALTRASNA |  | 53.6213 | -6.3976
MV/LV Substation ST***4207 |  | 20 kV | _ | LV | 630 kVA :Kiosk Substation | 0.63 | --> | 0.63 | 0 | 0 | Constrained, otherwise capacity available =494 kVA | --> | 0.598 | 0 | 0.159 | 0 | 0 | Constrained, otherwise capacity available =499 kW | --> | C11 ex LOUGHSHINNY | Loughshinny [T41,T42] | GLASMORE |  | 53.5253 | -6.1587
MV/LV Substation GO***420Z |  | 10 kV | _ | LV | 400 kVA :Kiosk Substation | 0.4 | --> | 0.4 | 0 | 0 | Constrained, otherwise capacity available =348 kVA | --> | 0.38 | 0 | 0.019 | 0 | 0 | Constrained, otherwise capacity available =373 kW | --> | C15 ex LOUGHSHINNY | Loughshinny [T41,T42] | GLASMORE |  | 53.5275 | -6.0942
MV/LV Substation HO***4210 |  | 10 kV | _ | LV | 400 kVA :Kiosk Substation | 0.4 | --> | 0.4 | 0 | 0 | Constrained, otherwise capacity available =342 kVA | --> | 0.38 | 0 | 0.029 | 0 | 0 | Constrained, otherwise capacity available =366 kW | --> | C19 ex LOUGHSHINNY | Loughshinny [T41,T42] | GLASMORE |  | 53.5715 | -6.1006
MV/LV Substation SK***4211 |  | 10 kV | _ | LV | 400 kVA :Kiosk Substation | 0.4 | --> | 0.4 | 0 | 0 | Constrained, otherwise capacity available =367 kVA | --> | 0.38 | 0 | 0 | 0 | 0 | Constrained, otherwise capacity available =384 kW | --> | C19 ex LOUGHSHINNY | Loughshinny [T41,T42] | GLASMORE |  | 53.5749 | -6.1079
MV/LV Substation MA***4220 |  | 10 kV | _ | LV | 630 kVA :Kiosk Substation | 0.63 | --> | 0.63 | 0 | 0 | Constrained, otherwise capacity available =572 kVA | --> | 0.598 | 0 | 0.234 | 0 | 0 | Constrained, otherwise capacity available =433 kW | --> | C15 ex LOUGHSHINNY | Loughshinny [T41,T42] | GLASMORE |  | 53.5306 | -6.0916
MV/LV Substation MA***4221 |  | 10 kV | _ | LV | 630 kVA :Kiosk Substation | 0.63 | --> | 0.63 | 0 | 0 | Constrained, otherwise capacity available =626 kVA | --> | 0.598 | 0 | 0.009 | 0 | 0 | Constrained, otherwise capacity available =592 kW | --> | C15 ex LOUGHSHINNY | Loughshinny [T41,T42] | GLASMORE |  | 53.5302 | -6.0961
MV/LV Substation DE***4224 |  | 10 kV | _ | LV | 50 kVA :Pole Substation | 0.05 | --> | 0.05 | 0 | 0 | Constrained, otherwise capacity available =50 kVA | --> | 0.048 | 0 | 0 | 0 | 0 | Constrained, otherwise capacity available =48 kW | --> | C16 ex LOUGHSHINNY | Loughshinny [T41,T42] | GLASMORE |  | 53.5732 | -6.1896
MV/LV Substation TA***4226 |  | 20 kV | _ | LV | 630 kVA :Kiosk Substation | 0.63 | --> | 0.63 | 0 | 0 | Constrained, otherwise capacity available =601 kVA | --> | 0.598 | 0 | 0.045 | 0.5 | 0 |  | --> | C26 ex STEPHENSTOWN | Stephenstown [T101,T102] | FINGLAS |  | 53.6097 | -6.2121
MV/LV Substation CL***4227 |  | 20 kV | _ | LV | 400 kVA :Kiosk Substation | 0.4 | --> | 0.4 | 0 | 0 | Constrained, otherwise capacity available =372 kVA | --> | 0.38 | 0 | 0.086 | 0 | 0 | Constrained, otherwise capacity available =320 kW | --> | C11 ex LOUGHSHINNY | Loughshinny [T41,T42] | GLASMORE |  | 53.532 | -6.1634
MV/LV Substation BA***4228 |  | 10 kV | _ | LV | 400 kVA :Kiosk Substation | 0.4 | --> | 0.4 | 0 | 0 | Constrained, otherwise capacity available =333 kVA | --> | 0.38 | 0 | 0.003 | 0.387 | 0 |  | --> | C25 ex STEPHENSTOWN | Stephenstown [T101,T102] | FINGLAS |  | 53.585 | -6.1366
MV/LV Substation CO***4229 |  | 20 kV | _ | LV | 50 kVA :Pole Substation | 0.05 | --> | 0.05 | 0 | 0 | Constrained, otherwise capacity available =50 kVA | --> | 0.048 | 0 | 0 | 0.048 | 0 |  | --> | E23 ex BALTRASNA | Baltrasna [T121,T122] | BALTRASNA |  | 53.5557 | -6.4393
MV/LV Substation BA***4230 |  | 10 kV | _ | LV | 50 kVA :Pole Substation | 0.05 | --> | 0.05 | 0 | 0 | Constrained, otherwise capacity available =50 kVA | --> | 0.048 | 0 | 0 | 0.048 | 0 |  | --> | C25 ex STEPHENSTOWN | Stephenstown [T101,T102] | FINGLAS |  | 53.5833 | -6.1515
MV/LV Substation RU***4232 |  | 10 kV | _ | LV | 50 kVA :Pole Substation | 0.05 | --> | 0.05 | 0 | 0 | Constrained, otherwise capacity available =50 kVA | --> | 0.048 | 0 | 0 | 0 | 0 | Constrained, otherwise capacity available =48 kW | --> | C18 ex LOUGHSHINNY | Loughshinny [T41,T42] | GLASMORE |  | 53.535 | -6.1082
MV/LV Substation BL***4233 |  | 10 kV | _ | LV | 50 kVA :Pole Substation | 0.05 | --> | 0.05 | 0 | 0 | Constrained, otherwise capacity available =50 kVA | --> | 0.048 | 0 | 0 | 0 | 0 | Constrained, otherwise capacity available =48 kW | --> | C16 ex LOUGHSHINNY | Loughshinny [T41,T42] | GLASMORE |  | 53.5474 | -6.1123
MV/LV Substation HA***4234 |  | 10 kV | _ | LV | 400 kVA :Kiosk Substation | 0.4 | --> | 0.4 | 0 | 0 | Constrained, otherwise capacity available =400 kVA | --> | 0.38 | 0 | 0 | 0.38 | 0 |  | --> | C24 ex STEPHENSTOWN | Stephenstown [T101,T102] | FINGLAS |  | 53.603 | -6.1831
MV/LV Substation BA***4238 |  | 20 kV | _ | LV | 100 kVA :Pole Substation | 0.1 | --> | 0.1 | 0 | 0 | Constrained, otherwise capacity available =100 kVA | --> | 0.095 | 0 | 0 | 0.095 | 0 |  | --> | E15 ex BATTER LANE TEMPORARY | Batter Lane Temporary 38kv [T421] | GLASMORE |  | 53.5105 | -6.1475
MV/LV Substation MA***424 |  | 10 kV | _ | LV | 50 kVA :Pole Substation | 0.05 | --> | 0.05 | 0 | 0 | Constrained, otherwise capacity available =8 kVA | --> | 0.048 | 0 | 0 | 0 | 0 | Constrained, otherwise capacity available =53 kW | --> | C16 ex LOUGHSHINNY | Loughshinny [T41,T42] | GLASMORE |  | 53.5623 | -6.1839
MV/LV Substation DU***4241 |  | 10 kV | _ | LV | 400 kVA :Kiosk Substation | 0.4 | --> | 0.4 | 0 | 0 | Constrained, otherwise capacity available =380 kVA | --> | 0.38 | 0 | 0.007 | 0.378 | 0 |  | --> | C24 ex STEPHENSTOWN | Stephenstown [T101,T102] | FINGLAS |  | 53.6029 | -6.1852
MV/LV Substation LI***4246 |  | 20 kV | _ | LV | 630 kVA :Building Structure | 0.63 | --> | 0.63 | 0 | 0 | Constrained, otherwise capacity available =538 kVA | --> | 0.598 | 0 | 0 | 0 | 0 | Constrained, otherwise capacity available =611 kW | --> | C11 ex LOUGHSHINNY | Loughshinny [T41,T42] | GLASMORE |  | 53.5251 | -6.159
MV/LV Substation TA***4248 |  | 20 kV | _ | LV | 630 kVA :Kiosk Substation | 0.63 | --> | 0.63 | 0 | 0 | Constrained, otherwise capacity available =630 kVA | --> | 0.598 | 0 | 0 | 0.5 | 0 |  | --> | C26 ex STEPHENSTOWN | Stephenstown [T101,T102] | FINGLAS |  | 53.6079 | -6.2093
MV/LV Substation RA***4249 |  | 20 kV | _ | LV | 630 kVA :Kiosk Substation | 0.63 | --> | 0.63 | 0 | 0 | Constrained, otherwise capacity available =586 kVA | --> | 0.598 | 0 | 0.12 | 0 | 0 | Constrained, otherwise capacity available =516 kW | --> | C11 ex LOUGHSHINNY | Loughshinny [T41,T42] | GLASMORE |  | 53.5321 | -6.1582
MV/LV Substation BO***4252 |  | 20 kV | _ | LV | 630 kVA :Building Structure | 0.63 | --> | 0.63 | 0 | 0 | Constrained, otherwise capacity available =483 kVA | --> | 0.598 | 0 | 0 | 0.5 | 0 |  | --> | E23 ex BALTRASNA | Baltrasna [T121,T122] | BALTRASNA |  | 53.6126 | -6.4109
MV/LV Substation LO***4257 |  | 10 kV | _ | LV | 50 kVA :Pole Substation | 0.05 | --> | 0.05 | 0 | 0 | Constrained, otherwise capacity available =50 kVA | --> | 0.048 | 0 | 0 | 0 | 0 | Constrained, otherwise capacity available =48 kW | --> | C16 ex LOUGHSHINNY | Loughshinny [T41,T42] | GLASMORE |  | 53.5625 | -6.1606
MV/LV Substation HO***425X |  | 20 kV | _ | LV | 200 kVA :Pole Substation | 0.2 | --> | 0.2 | 0 | 0 | Constrained, otherwise capacity available =171 kVA | --> | 0.19 | 0 | 0 | 0.194 | 0 |  | --> | C26 ex STEPHENSTOWN | Stephenstown [T101,T102] | FINGLAS |  | 53.5585 | -6.2583
MV/LV Substation RA***4267 |  | 20 kV | _ | LV | 50 kVA :Pole Substation | 0.05 | --> | 0.05 | 0 | 0 | Constrained, otherwise capacity available =50 kVA | --> | 0.048 | 0 | 0 | 0 | 0 | Constrained, otherwise capacity available =48 kW | --> | C11 ex LOUGHSHINNY | Loughshinny [T41,T42] | GLASMORE |  | 53.5295 | -6.1539
MV/LV Substation GR***4268 |  | 10 kV | _ | LV | 400 kVA :Kiosk Substation | 0.4 | --> | 0.4 | 0 | 0 | Constrained, otherwise capacity available =361 kVA | --> | 0.38 | 0 | 0.019 | 0 | 0 | Constrained, otherwise capacity available =371 kW | --> | C18 ex LOUGHSHINNY | Loughshinny [T41,T42] | GLASMORE |  | 53.5266 | -6.1137
MV/LV Substation HO***427 |  | 10 kV | _ | LV | 50 kVA :Pole Substation | 0.05 | --> | 0.05 | 0 | 0 | Constrained, otherwise capacity available =43 kVA | --> | 0.048 | 0 | 0.005 | 0 | 0 | Constrained, otherwise capacity available =45 kW | --> | C16 ex LOUGHSHINNY | Loughshinny [T41,T42] | GLASMORE |  | 53.5697 | -6.1562
MV/LV Substation BA***4271 |  | 10 kV | _ | LV | 400 kVA :Kiosk Substation | 0.4 | --> | 0.4 | 0 | 0 | Constrained, otherwise capacity available =352 kVA | --> | 0.38 | 0 | 0 | 0.386 | 0 |  | --> | C21 ex STEPHENSTOWN | Stephenstown [T101,T102] | FINGLAS |  | 53.6144 | -6.1853
MV/LV Substation PR***4274 |  | 20 kV | _ | LV | 50 kVA :Pole Substation | 0.05 | --> | 0.05 | 0 | 0 | Constrained, otherwise capacity available =50 kVA | --> | 0.048 | 0 | 0 | 0.048 | 0 |  | --> | E23 ex BALTRASNA | Baltrasna [T121,T122] | BALTRASNA |  | 53.5603 | -6.4339
MV/LV Substation TO***427X |  | 20 kV | _ | LV | 630 kVA :Building Structure | 0.63 | --> | 0.63 | 0 | 0 | Constrained, otherwise capacity available =560 kVA | --> | 0.598 | 0 | 0.005 | 0.5 | 0 |  | --> | C26 ex STEPHENSTOWN | Stephenstown [T101,T102] | FINGLAS |  | 53.555 | -6.2471
MV/LV Substation GE***4284 |  | 20 kV | _ | LV | 50 kVA :Pole Substation | 0.05 | --> | 0.05 | 0 | 0 | Constrained, otherwise capacity available =49 kVA | --> | 0.048 | 0 | 0 | 0.048 | 0 |  | --> | E18 ex GLASMORE | Glasmore [T421,T422] | GLASMORE |  | 53.5426 | -6.2758
MV/LV Substation GA***4285 |  | 10 kV | _ | LV | 200 kVA :Kiosk Substation | 0.2 | --> | 0.2 | 0 | 0 | Constrained, otherwise capacity available =176 kVA | --> | 0.19 | 0 | 0 | 0 | 0 | Constrained, otherwise capacity available =193 kW | --> | C15 ex LOUGHSHINNY | Loughshinny [T41,T42] | GLASMORE |  | 53.5398 | -6.0896
MV/LV Substation CH***4286 |  | 20 kV | _ | LV | 630 kVA :Kiosk Substation | 0.63 | --> | 0.63 | 0 | 0 | Constrained, otherwise capacity available =519 kVA | --> | 0.598 | 0 | 0.022 | 0.5 | 0 |  | --> | E23 ex BALTRASNA | Baltrasna [T121,T122] | BALTRASNA |  | 53.5647 | -6.3837
MV/LV Substation CA***4287 |  | 10 kV | _ | LV | 630 kVA :Kiosk Substation | 0.63 | --> | 0.63 | 0 | 0 | Constrained, otherwise capacity available =509 kVA | --> | 0.598 | 0 | 0.107 | 0.5 | 0 |  | --> | C29 ex STEPHENSTOWN | Stephenstown [T101,T102] | FINGLAS |  | 53.5975 | -6.1766
MV/LV Substation BA***428X |  | 10 kV | _ | LV | 400 kVA :Kiosk Substation | 0.4 | --> | 0.4 | 0 | 0 | Constrained, otherwise capacity available =284 kVA | --> | 0.38 | 0 | 0.048 | 0.36 | 0 |  | --> | C26 ex STEPHENSTOWN | Stephenstown [T101,T102] | FINGLAS |  | 53.589 | -6.1869
MV/LV Substation HA***428Z |  | 10 kV | _ | LV | 400 kVA :Kiosk Substation | 0.4 | --> | 0.4 | 0 | 0 | Constrained, otherwise capacity available =314 kVA | --> | 0.38 | 0 | 0.034 | 0.366 | 0 |  | --> | C22 ex STEPHENSTOWN | Stephenstown [T101,T102] | FINGLAS |  | 53.6135 | -6.2109
MV/LV Substation SE***4291 |  | 10 kV | _ | LV | 400 kVA :Kiosk Substation | 0.4 | --> | 0.4 | 0 | 0 | Constrained, otherwise capacity available =399 kVA | --> | 0.38 | 0 | 0 | 0 | 0 | Constrained, otherwise capacity available =380 kW | --> | C15 ex LOUGHSHINNY | Loughshinny [T41,T42] | GLASMORE |  | 53.518 | -6.0977
MV/LV Substation OR***4293 |  | 10 kV | _ | LV | 400 kVA :Kiosk Substation | 0.4 | --> | 0.4 | 0 | 0 | Constrained, otherwise capacity available =361 kVA | --> | 0.38 | 0 | 0 | 0 | 0 | Constrained, otherwise capacity available =385 kW | --> | C15 ex LOUGHSHINNY | Loughshinny [T41,T42] | GLASMORE |  | 53.5235 | -6.0957
MV/LV Substation GA***429Z |  | 20 kV | _ | LV | 100 kVA :Pole Substation | 0.1 | --> | 0.1 | 0 | 0 | Constrained, otherwise capacity available =62 kVA | --> | 0.095 | 0 | 0.005 | 0.096 | 0 |  | --> | E23 ex BALTRASNA | Baltrasna [T121,T122] | BALTRASNA |  | 53.568 | -6.3798
MV/LV Substation BA***430 |  | 20 kV | _ | LV | 200 kVA :Pole Substation | 0.2 | --> | 0.2 | 0 | 0 | Constrained, otherwise capacity available =176 kVA | --> | 0.19 | 0 | 0 | 0 | 0 | Constrained, otherwise capacity available =193 kW | --> | C11 ex LOUGHSHINNY | Loughshinny [T41,T42] | GLASMORE |  | 53.5595 | -6.1404
MV/LV Substation TO***4315 |  | 20 kV | _ | LV | 200 kVA :Pole Substation | 0.2 | --> | 0.2 | 0 | 0 | Constrained, otherwise capacity available =180 kVA | --> | 0.19 | 0 | 0.002 | 0.191 | 0 |  | --> | C26 ex STEPHENSTOWN | Stephenstown [T101,T102] | FINGLAS |  | 53.5559 | -6.2512
MV/LV Substation IN***4316 |  | 20 kV | _ | LV | 400 kVA :Kiosk Substation | 0.4 | --> | 0.4 | 0 | 0 | Constrained, otherwise capacity available =354 kVA | --> | 0.38 | 0 | 0.005 | 0 | 0 | Constrained, otherwise capacity available =382 kW | --> | C11 ex LOUGHSHINNY | Loughshinny [T41,T42] | GLASMORE |  | 53.5261 | -6.156
MV/LV Substation RA***431Z |  | 20 kV | _ | LV | 200 kVA :Pole Substation | 0.2 | --> | 0.2 | 0 | 0 | Constrained, otherwise capacity available =198 kVA | --> | 0.19 | 0 | 0.005 | 0 | 0 | Constrained, otherwise capacity available =187 kW | --> | C11 ex LOUGHSHINNY | Loughshinny [T41,T42] | GLASMORE |  | 53.5454 | -6.1538
MV/LV Substation OL***4320 |  | 10 kV | _ | LV | 630 kVA :Kiosk Substation | 0.63 | --> | 0.63 | 0 | 0 | Constrained, otherwise capacity available =560 kVA | --> | 0.598 | 0 | 0.023 | 0 | 0 | Constrained, otherwise capacity available =591 kW | --> | C18 ex LOUGHSHINNY | Loughshinny [T41,T42] | GLASMORE |  | 53.5228 | -6.1118
MV/LV Substation BA***4321 |  | 20 kV | _ | LV | 50 kVA :Pole Substation | 0.05 | --> | 0.05 | 0 | 0 | Constrained, otherwise capacity available =50 kVA | --> | 0.048 | 0 | 0 | 0 | 0 | Constrained, otherwise capacity available =48 kW | --> | C11 ex LOUGHSHINNY | Loughshinny [T41,T42] | GLASMORE |  | 53.5384 | -6.1255
MV/LV Substation GR***433 |  | 20 kV | _ | LV | 100 kVA :Pole Substation | 0.1 | --> | 0.1 | 0 | 0 | Constrained, otherwise capacity available =88 kVA | --> | 0.095 | 0 | 0.005 | 0 | 0 | Constrained, otherwise capacity available =93 kW | --> | C11 ex LOUGHSHINNY | Loughshinny [T41,T42] | GLASMORE |  | 53.539 | -6.1612
MV/LV Substation SK***433Z |  | 10 kV | _ | LV | 630 kVA :Kiosk Substation | 0.63 | --> | 0.63 | 0 | 0 | Constrained, otherwise capacity available =383 kVA | --> | 0.598 | 0 | 0.019 | 0 | 0 | Constrained, otherwise capacity available =613 kW | --> | C19 ex LOUGHSHINNY | Loughshinny [T41,T42] | GLASMORE |  | 53.5791 | -6.1051
MV/LV Substation MI***4348 |  | 10 kV | _ | LV | 400 kVA :Kiosk Substation | 0.4 | --> | 0.4 | 0 | 0 | Constrained, otherwise capacity available =400 kVA | --> | 0.38 | 0 | 0 | 0.38 | 0 |  | --> | C13 ex STEPHENSTOWN | Stephenstown [T101,T102] | FINGLAS |  | 53.6072 | -6.1988
MV/LV Substation CO***4350 |  | 20 kV | _ | LV | 400 kVA :Kiosk Substation | 0.4 | --> | 0.4 | 0 | 0 | Constrained, otherwise capacity available =350 kVA | --> | 0.38 | 0 | 0 | 0.387 | 0 |  | --> | E23 ex BALTRASNA | Baltrasna [T121,T122] | BALTRASNA |  | 53.5531 | -6.4362
MV/LV Substation BA***4351 |  | 10 kV | _ | LV | 630 kVA :Kiosk Substation | 0.63 | --> | 0.63 | 0 | 0 | Constrained, otherwise capacity available =588 kVA | --> | 0.598 | 0 | 0.005 | 0 | 0 | Constrained, otherwise capacity available =600 kW | --> | C16 ex LOUGHSHINNY | Loughshinny [T41,T42] | GLASMORE |  | 53.5688 | -6.1127
MV/LV Substation BA***4352 |  | 10 kV | _ | LV | 630 kVA :Kiosk Substation | 0.63 | --> | 0.63 | 0 | 0 | Constrained, otherwise capacity available =605 kVA | --> | 0.598 | 0 | 0.008 | 0 | 0 | Constrained, otherwise capacity available =596 kW | --> | C16 ex LOUGHSHINNY | Loughshinny [T41,T42] | GLASMORE |  | 53.5696 | -6.1152
MV/LV Substation CA***4354 |  | 20 kV | _ | LV | 630 kVA :Building Structure | 0.63 | --> | 0.63 | 0 | 0 | Constrained, otherwise capacity available =180 kVA | --> | 0.598 | 0 | 0 | 0.5 | 0 |  | --> | E23 ex BALTRASNA | Baltrasna [T121,T122] | BALTRASNA |  | 53.5824 | -6.2881
MV/LV Substation IR***4355 |  | 20 kV | _ | LV | 100 kVA :Pole Substation | 0.1 | --> | 0.1 | 0 | 0 | Constrained, otherwise capacity available =100 kVA | --> | 0.095 | 0 | 0 | 0.095 | 0 |  | --> | E23 ex BALTRASNA | Baltrasna [T121,T122] | BALTRASNA |  | 53.5621 | -6.4585
MV/LV Substation FO***435X |  | 20 kV | _ | LV | 50 kVA :Pole Substation | 0.05 | --> | 0.05 | 0 | 0 | Constrained, otherwise capacity available =28 kVA | --> | 0.048 | 0 | 0 | 0.05 | 0 |  | --> | C26 ex STEPHENSTOWN | Stephenstown [T101,T102] | FINGLAS |  | 53.5989 | -6.2174
MV/LV Substation HA***435Z |  | 20 kV | _ | LV | 400 kVA :Kiosk Substation | 0.4 | --> | 0.4 | 0 | 0 | Constrained, otherwise capacity available =298 kVA | --> | 0.38 | 0 | 0.07 | 0.342 | 0 |  | --> | C26 ex STEPHENSTOWN | Stephenstown [T101,T102] | FINGLAS |  | 53.6075 | -6.2014
MV/LV Substation GO***4365 |  | 10 kV | _ | LV | 200 kVA :Pole Substation | 0.2 | --> | 0.2 | 0 | 0 | Constrained, otherwise capacity available =200 kVA | --> | 0.19 | 0 | 0 | 0 | 0 | Constrained, otherwise capacity available =190 kW | --> | C15 ex LOUGHSHINNY | Loughshinny [T41,T42] | GLASMORE |  | 53.5242 | -6.093
MV/LV Substation PA***4367 |  | 10 kV | _ | LV | 200 kVA :Pole Substation | 0.2 | --> | 0.2 | 0 | 0 | Constrained, otherwise capacity available =200 kVA | --> | 0.19 | 0 | 0 | 0 | 0 | Constrained, otherwise capacity available =190 kW | --> | C15 ex LOUGHSHINNY | Loughshinny [T41,T42] | GLASMORE |  | 53.5311 | -6.0984
MV/LV Substation LO***436X |  | 10 kV | _ | LV | 50 kVA :Pole Substation | 0.05 | --> | 0.05 | 0 | 0 | Constrained, otherwise capacity available =43 kVA | --> | 0.048 | 0 | 0.01 | 0 | 0 | Constrained, otherwise capacity available =41 kW | --> | C15 ex LOUGHSHINNY | Loughshinny [T41,T42] | GLASMORE |  | 53.546 | -6.0894
MV/LV Substation FO***4372 |  | 20 kV | _ | LV | 630 kVA :Kiosk Substation | 0.63 | --> | 0.63 | 0 | 0 | Constrained, otherwise capacity available =589 kVA | --> | 0.598 | 0 | 0.092 | 0.5 | 0 |  | --> | C26 ex STEPHENSTOWN | Stephenstown [T101,T102] | FINGLAS |  | 53.6066 | -6.2101
MV/LV Substation FO***4373 |  | 20 kV | _ | LV | 630 kVA :Kiosk Substation | 0.63 | --> | 0.63 | 0 | 0 | Constrained, otherwise capacity available =557 kVA | --> | 0.598 | 0 | 0.095 | 0.5 | 0 |  | --> | C26 ex STEPHENSTOWN | Stephenstown [T101,T102] | FINGLAS |  | 53.6084 | -6.2125
MV/LV Substation FO***4374 |  | 20 kV | _ | LV | 630 kVA :Kiosk Substation | 0.63 | --> | 0.63 | 0 | 0 | Constrained, otherwise capacity available =616 kVA | --> | 0.598 | 0 | 0.02 | 0.5 | 0 |  | --> | C26 ex STEPHENSTOWN | Stephenstown [T101,T102] | FINGLAS |  | 53.6072 | -6.2126
MV/LV Substation BR***4378 |  | 10 kV | _ | LV | 630 kVA :Kiosk Substation | 0.63 | --> | 0.63 | 0 | 0 | Constrained, otherwise capacity available =630 kVA | --> | 0.598 | 0 | 0 | 0 | 0 | Constrained, otherwise capacity available =598 kW | --> | C15 ex LOUGHSHINNY | Loughshinny [T41,T42] | GLASMORE |  | 53.5238 | -6.0928
MV/LV Substation GO***4379 |  | 10 kV | _ | LV | 630 kVA :Kiosk Substation | 0.63 | --> | 0.63 | 0 | 0 | Constrained, otherwise capacity available =595 kVA | --> | 0.598 | 0 | 0.021 | 0 | 0 | Constrained, otherwise capacity available =588 kW | --> | C15 ex LOUGHSHINNY | Loughshinny [T41,T42] | GLASMORE |  | 53.5254 | -6.0941
MV/LV Substation KI***437X |  | 20 kV | _ | LV | 100 kVA :Kiosk Substation | 0.1 | --> | 0.1 | 0 | 0 | Constrained, otherwise capacity available =70 kVA | --> | 0.095 | 0 | 0 | 0.099 | 0 |  | --> | C26 ex STEPHENSTOWN | Stephenstown [T101,T102] | FINGLAS |  | 53.5889 | -6.2901
MV/LV Substation GO***4380 |  | 10 kV | _ | LV | 630 kVA :Kiosk Substation | 0.63 | --> | 0.63 | 0 | 0 | Constrained, otherwise capacity available =628 kVA | --> | 0.598 | 0 | 0 | 0 | 0 | Constrained, otherwise capacity available =599 kW | --> | C15 ex LOUGHSHINNY | Loughshinny [T41,T42] | GLASMORE |  | 53.5268 | -6.0955
MV/LV Substation RE***4381 |  | 20 kV | _ | LV | 630 kVA :Kiosk Substation | 0.63 | --> | 0.63 | 0 | 0 | Constrained, otherwise capacity available =615 kVA | --> | 0.598 | 0 | 0.004 | 0.5 | 0 |  | --> | E15 ex BATTER LANE TEMPORARY | Batter Lane Temporary 38kv [T421] | GLASMORE |  | 53.5272 | -6.1814
MV/LV Substation OB***4387 |  | 20 kV | _ | LV | 200 kVA :Pole Substation | 0.2 | --> | 0.2 | 0 | 0 | Constrained, otherwise capacity available =200 kVA | --> | 0.19 | 0 | 0 | 0.19 | 0 |  | --> | E18 ex GLASMORE | Glasmore [T421,T422] | GLASMORE |  | 53.5512 | -6.1891
MV/LV Substation PU***439X |  | 20 kV | _ | LV | 50 kVA :Pole Substation | 0.05 | --> | 0.05 | 0 | 0 | Constrained, otherwise capacity available =41 kVA | --> | 0.048 | 0 | 0 | 0.049 | 0 |  | --> | E23 ex BALTRASNA | Baltrasna [T121,T122] | BALTRASNA |  | 53.5638 | -6.3897
MV/LV Substation MI***440 |  | 10 kV | _ | LV | 400 kVA :Kiosk Substation | 0.4 | --> | 0.4 | 0 | 0 | Constrained, otherwise capacity available =400 kVA | --> | 0.38 | 0 | 0 | 0 | 0 | Constrained, otherwise capacity available =380 kW | --> | C16 ex LOUGHSHINNY | Loughshinny [T41,T42] | GLASMORE |  | 53.5667 | -6.1204
MV/LV Substation CL***4401 |  | 20 kV | _ | LV | 630 kVA :Kiosk Substation | 0.63 | --> | 0.63 | 0 | 0 | Constrained, otherwise capacity available =630 kVA | --> | 0.598 | 0 | 0 | 0 | 0 | Constrained, otherwise capacity available =598 kW | --> | C11 ex LOUGHSHINNY | Loughshinny [T41,T42] | GLASMORE |  | 53.533 | -6.1618
MV/LV Substation PA***440Z |  | 10 kV | _ | LV | 400 kVA :Kiosk Substation | 0.4 | --> | 0.4 | 0 | 0 | Constrained, otherwise capacity available =371 kVA | --> | 0.38 | 0 | 0.015 | 0 | 0 | Constrained, otherwise capacity available =373 kW | --> | C15 ex LOUGHSHINNY | Loughshinny [T41,T42] | GLASMORE |  | 53.5328 | -6.097
MV/LV Substation HO***441 |  | 10 kV | _ | LV | 100 kVA :Pole Substation | 0.1 | --> | 0.1 | 0 | 0 | Constrained, otherwise capacity available =65 kVA | --> | 0.095 | 0 | 0.039 | 0 | 0 | Constrained, otherwise capacity available =71 kW | --> | C19 ex LOUGHSHINNY | Loughshinny [T41,T42] | GLASMORE |  | 53.5626 | -6.1039
MV/LV Substation CO***442X |  | 20 kV | _ | LV | 50 kVA :Pole Substation | 0.05 | --> | 0.05 | 0 | 0 | Constrained, otherwise capacity available =22 kVA | --> | 0.048 | 0 | 0 | 0.051 | 0 |  | --> | E23 ex BALTRASNA | Baltrasna [T121,T122] | BALTRASNA |  | 53.5536 | -6.435
MV/LV Substation BL***443 |  | 10 kV | _ | LV | 100 kVA :Pole Substation | 0.1 | --> | 0.1 | 0 | 0 | Constrained, otherwise capacity available =86 kVA | --> | 0.095 | 0 | 0.01 | 0 | 0 | Constrained, otherwise capacity available =90 kW | --> | C16 ex LOUGHSHINNY | Loughshinny [T41,T42] | GLASMORE |  | 53.5473 | -6.114
MV/LV Substation BE***4431 |  | 10 kV | _ | LV | 630 kVA :Kiosk Substation | 0.63 | --> | 0.63 | 0 | 0 | Constrained, otherwise capacity available =630 kVA | --> | 0.598 | 0 | 0 | 0 | 0 | Constrained, otherwise capacity available =598 kW | --> | C15 ex LOUGHSHINNY | Loughshinny [T41,T42] | GLASMORE |  | 53.5295 | -6.1005
MV/LV Substation BE***4432 |  | 10 kV | _ | LV | 630 kVA :Kiosk Substation | 0.63 | --> | 0.63 | 0 | 0 | Constrained, otherwise capacity available =630 kVA | --> | 0.598 | 0 | 0 | 0 | 0 | Constrained, otherwise capacity available =598 kW | --> | C15 ex LOUGHSHINNY | Loughshinny [T41,T42] | GLASMORE |  | 53.5307 | -6.1024
MV/LV Substation CO***443Z |  | 20 kV | _ | LV | 50 kVA :Pole Substation | 0.05 | --> | 0.05 | 0 | 0 | Constrained, otherwise capacity available =50 kVA | --> | 0.048 | 0 | 0 | 0.048 | 0 |  | --> | E23 ex BALTRASNA | Baltrasna [T121,T122] | BALTRASNA |  | 53.5565 | -6.4378
MV/LV Substation CA***444 |  | 10 kV | _ | LV | 200 kVA :Pole Substation | 0.2 | --> | 0.2 | 0 | 0 | Constrained, otherwise capacity available =124 kVA | --> | 0.19 | 0 | 0.032 | 0 | 0 | Constrained, otherwise capacity available =176 kW | --> | C15 ex LOUGHSHINNY | Loughshinny [T41,T42] | GLASMORE |  | 53.5463 | -6.0966
MV/LV Substation ST***444X |  | 10 kV | _ | LV | 100 kVA :Pole Substation | 0.1 | --> | 0.1 | 0 | 0 | Constrained, otherwise capacity available =99 kVA | --> | 0.095 | 0 | 0 | 0.095 | 0 |  | --> | C26 ex STEPHENSTOWN | Stephenstown [T101,T102] | FINGLAS |  | 53.5928 | -6.2075
MV/LV Substation LO***446 |  | 10 kV | _ | LV | 100 kVA :Pole Substation | 0.1 | --> | 0.1 | 0 | 0 | Constrained, otherwise capacity available =44 kVA | --> | 0.095 | 0 | 0.009 | 0 | 0 | Constrained, otherwise capacity available =96 kW | --> | C15 ex LOUGHSHINNY | Loughshinny [T41,T42] | GLASMORE |  | 53.5462 | -6.0871
MV/LV Substation HA***446Z |  | 10 kV | _ | LV | 50 kVA :Pole Substation | 0.05 | --> | 0.05 | 0 | 0 | Constrained, otherwise capacity available =38 kVA | --> | 0.048 | 0 | 0.006 | 0 | 0 | Constrained, otherwise capacity available =45 kW | --> | C18 ex LOUGHSHINNY | Loughshinny [T41,T42] | GLASMORE |  | 53.527 | -6.1085
MV/LV Substation HA***447 |  | 10 kV | _ | LV | 50 kVA :Pole Substation | 0.05 | --> | 0.05 | 0 | 0 | Constrained, otherwise capacity available =45 kVA | --> | 0.048 | 0 | 0 | 0.048 | 0 |  | --> | C25 ex STEPHENSTOWN | Stephenstown [T101,T102] | FINGLAS |  | 53.594 | -6.1646
MV/LV Substation BR***447Z |  | 10 kV | _ | LV | 400 kVA :Kiosk Substation | 0.4 | --> | 0.4 | 0 | 0 | Constrained, otherwise capacity available =369 kVA | --> | 0.38 | 0 | 0.009 | 0.378 | 0 |  | --> | C22 ex STEPHENSTOWN | Stephenstown [T101,T102] | FINGLAS |  | 53.6124 | -6.2135
MV/LV Substation AR***448X |  | 10 kV | _ | LV | 400 kVA :Kiosk Substation | 0.4 | --> | 0.4 | 0 | 0 | Constrained, otherwise capacity available =331 kVA | --> | 0.38 | 0 | 0 | 0.389 | 0 |  | --> | C25 ex STEPHENSTOWN | Stephenstown [T101,T102] | FINGLAS |  | 53.5864 | -6.1593
MV/LV Substation BA***449 |  | 10 kV | _ | LV | 100 kVA :Pole Substation | 0.1 | --> | 0.1 | 0 | 0 | Constrained, otherwise capacity available =96 kVA | --> | 0.095 | 0 | 0.01 | 0.088 | 0 |  | --> | C25 ex STEPHENSTOWN | Stephenstown [T101,T102] | FINGLAS |  | 53.5852 | -6.1505
MV/LV Substation IR***449Z |  | 20 kV | _ | LV | 50 kVA :Pole Substation | 0.05 | --> | 0.05 | 0 | 0 | Constrained, otherwise capacity available =47 kVA | --> | 0.048 | 0 | 0 | 0.048 | 0 |  | --> | E23 ex BALTRASNA | Baltrasna [T121,T122] | BALTRASNA |  | 53.5613 | -6.4674
MV/LV Substation ST***450X |  | 10 kV | _ | LV | 50 kVA :Pole Substation | 0.05 | --> | 0.05 | 0 | 0 | Constrained, otherwise capacity available =46 kVA | --> | 0.048 | 0 | 0 | 0 | 0 | Constrained, otherwise capacity available =48 kW | --> | C16 ex LOUGHSHINNY | Loughshinny [T41,T42] | GLASMORE |  | 53.5814 | -6.1744
MV/LV Substation BE***450Z |  | 20 kV | _ | LV | 200 kVA :Pole Substation | 0.2 | --> | 0.2 | 0 | 0 | Constrained, otherwise capacity available =199 kVA | --> | 0.19 | 0 | 0 | 0.19 | 0 |  | --> | C26 ex STEPHENSTOWN | Stephenstown [T101,T102] | FINGLAS |  | 53.5677 | -6.258
MV/LV Substation HA***453X |  | 10 kV | _ | LV | 50 kVA :Pole Substation | 0.05 | --> | 0.05 | 0 | 0 | Constrained, otherwise capacity available =50 kVA | --> | 0.048 | 0 | 0 | 0 | 0 | Constrained, otherwise capacity available =48 kW | --> | C18 ex LOUGHSHINNY | Loughshinny [T41,T42] | GLASMORE |  | 53.5307 | -6.1168
MV/LV Substation PA***453Z |  | 10 kV | _ | LV | 630 kVA :Building Structure | 0.63 | --> | 0.63 | 0 | 0 | Constrained, otherwise capacity available =624 kVA | --> | 0.598 | 0 | 0 | 0.5 | 0 |  | --> | C31 ex STEPHENSTOWN | Stephenstown [T101,T102] | FINGLAS |  | 53.6004 | -6.1913
MV/LV Substation BA***459Z |  | 20 kV | _ | LV | 400 kVA :Kiosk Substation | 0.4 | --> | 0.4 | 0 | 0 | Constrained, otherwise capacity available =350 kVA | --> | 0.38 | 0 | 0.011 | 0.379 | 0 |  | --> | E23 ex BALTRASNA | Baltrasna [T121,T122] | BALTRASNA |  | 53.5661 | -6.386
MV/LV Substation BA***462X |  | 10 kV | _ | LV | 50 kVA :Pole Substation | 0.05 | --> | 0.05 | 0 | 0 | Constrained, otherwise capacity available =31 kVA | --> | 0.048 | 0 | 0.01 | 0 | 0 | Constrained, otherwise capacity available =43 kW | --> | C19 ex LOUGHSHINNY | Loughshinny [T41,T42] | GLASMORE |  | 53.5488 | -6.1024
MV/LV Substation WH***463X |  | 10 kV | _ | LV | 50 kVA :Pole Substation | 0.05 | --> | 0.05 | 0 | 0 | Constrained, otherwise capacity available =41 kVA | --> | 0.048 | 0 | 0 | 0.049 | 0 |  | --> | E15 ex BATTER LANE TEMPORARY | Batter Lane Temporary 38kv [T421] | GLASMORE |  | 53.5186 | -6.1196
MV/LV Substation DU***464Z |  | 10 kV | _ | LV | 400 kVA :Kiosk Substation | 0.4 | --> | 0.4 | 0 | 0 | Constrained, otherwise capacity available =315 kVA | --> | 0.38 | 0 | 0 | 0.392 | 0 |  | --> | C22 ex STEPHENSTOWN | Stephenstown [T101,T102] | FINGLAS |  | 53.6154 | -6.205
MV/LV Substation BA***465Z |  | 10 kV | _ | LV | 400 kVA :Kiosk Substation | 0.4 | --> | 0.4 | 0 | 0 | Constrained, otherwise capacity available =285 kVA | --> | 0.38 | 0 | 0.085 | 0.332 | 0 |  | --> | C25 ex STEPHENSTOWN | Stephenstown [T101,T102] | FINGLAS |  | 53.5849 | -6.1379
MV/LV Substation KI***466X |  | 20 kV | _ | LV | 50 kVA :Pole Substation | 0.05 | --> | 0.05 | 0 | 0 | Constrained, otherwise capacity available =42 kVA | --> | 0.048 | 0 | 0 | 0.049 | 0 |  | --> | E15 ex BATTER LANE TEMPORARY | Batter Lane Temporary 38kv [T421] | GLASMORE |  | 53.5258 | -6.1418
MV/LV Substation RA***466Z |  | 10 kV | _ | LV | 50 kVA :Pole Substation | 0.05 | --> | 0.05 | 0 | 0 | Constrained, otherwise capacity available =50 kVA | --> | 0.048 | 0 | 0 | 0 | 0 | Constrained, otherwise capacity available =48 kW | --> | C18 ex LOUGHSHINNY | Loughshinny [T41,T42] | GLASMORE |  | 53.5279 | -6.1224
MV/LV Substation SE***467Z |  | 10 kV | _ | LV | 400 kVA :Kiosk Substation | 0.4 | --> | 0.4 | 0 | 0 | Constrained, otherwise capacity available =350 kVA | --> | 0.38 | 0 | 0.116 | 0 | 0 | Constrained, otherwise capacity available =301 kW | --> | C18 ex LOUGHSHINNY | Loughshinny [T41,T42] | GLASMORE |  | 53.5265 | -6.1045
MV/LV Substation PI***468X |  | 10 kV | _ | LV | 50 kVA :Pole Substation | 0.05 | --> | 0.05 | 0 | 0 | Constrained, otherwise capacity available =39 kVA | --> | 0.048 | 0 | 0 | 0 | 0 | Constrained, otherwise capacity available =49 kW | --> | C19 ex LOUGHSHINNY | Loughshinny [T41,T42] | GLASMORE |  | 53.5585 | -6.1043
MV/LV Substation FE***469 |  | 20 kV | _ | LV | 50 kVA :Pole Substation | 0.05 | --> | 0.05 | 0 | 0 | Constrained, otherwise capacity available =38 kVA | --> | 0.048 | 0 | 0 | 0.049 | 0 |  | --> | E23 ex BALTRASNA | Baltrasna [T121,T122] | BALTRASNA |  | 53.6207 | -6.4066
MV/LV Substation HA***469X |  | 10 kV | _ | LV | 50 kVA :Pole Substation | 0.05 | --> | 0.05 | 0 | 0 | Constrained, otherwise capacity available =24 kVA | --> | 0.048 | 0 | 0.013 | 0 | 0 | Constrained, otherwise capacity available =41 kW | --> | C18 ex LOUGHSHINNY | Loughshinny [T41,T42] | GLASMORE |  | 53.5253 | -6.1136
MV/LV Substation AR***471 |  | 20 kV | _ | LV | 200 kVA :Pole Substation | 0.2 | --> | 0.2 | 0 | 0 | Constrained, otherwise capacity available =176 kVA | --> | 0.19 | 0 | 0.025 | 0.175 | 0 |  | --> | E23 ex BALTRASNA | Baltrasna [T121,T122] | BALTRASNA |  | 53.6081 | -6.3941
MV/LV Substation BO***475X |  | 20 kV | _ | LV | 100 kVA :Pole Substation | 0.1 | --> | 0.1 | 0 | 0 | Constrained, otherwise capacity available =87 kVA | --> | 0.095 | 0 | 0 | 0.097 | 0 |  | --> | E23 ex BALTRASNA | Baltrasna [T121,T122] | BALTRASNA |  | 53.5468 | -6.4147
MV/LV Substation HE***475Z |  | 20 kV | _ | LV | 50 kVA :Pole Substation | 0.05 | --> | 0.05 | 0 | 0 | Constrained, otherwise capacity available =20 kVA | --> | 0.048 | 0 | 0 | 0 | 0 | Constrained, otherwise capacity available =51 kW | --> | C11 ex LOUGHSHINNY | Loughshinny [T41,T42] | GLASMORE |  | 53.5526 | -6.1575
MV/LV Substation LO***477Z |  | 10 kV | _ | LV | 50 kVA :Pole Substation | 0.05 | --> | 0.05 | 0 | 0 | Constrained, otherwise capacity available =44 kVA | --> | 0.048 | 0 | 0 | 0 | 0 | Constrained, otherwise capacity available =48 kW | --> | C16 ex LOUGHSHINNY | Loughshinny [T41,T42] | GLASMORE |  | 53.5632 | -6.1597
MV/LV Substation CH***480Z |  | 10 kV | _ | LV | 50 kVA :Pole Substation | 0.05 | --> | 0.05 | 0 | 0 | Constrained, otherwise capacity available =50 kVA | --> | 0.048 | 0 | 0 | 0.048 | 0 |  | --> | E15 ex BATTER LANE TEMPORARY | Batter Lane Temporary 38kv [T421] | GLASMORE |  | 53.5164 | -6.1174
MV/LV Substation CA***481Z |  | 10 kV | _ | LV | 400 kVA :Kiosk Substation | 0.4 | --> | 0.4 | 0 | 0 | Constrained, otherwise capacity available =208 kVA | --> | 0.38 | 0 | 0.137 | 0.304 | 0 |  | --> | C24 ex STEPHENSTOWN | Stephenstown [T101,T102] | FINGLAS |  | 53.6004 | -6.1778
MV/LV Substation BA***484X |  | 20 kV | _ | LV | 50 kVA :Pole Substation | 0.05 | --> | 0.05 | 0 | 0 | Constrained, otherwise capacity available =46 kVA | --> | 0.048 | 0 | 0 | 0.048 | 0 |  | --> | E15 ex BATTER LANE TEMPORARY | Batter Lane Temporary 38kv [T421] | GLASMORE |  | 53.5091 | -6.1509
MV/LV Substation KE***484Z |  | 10 kV | _ | LV | 400 kVA :Kiosk Substation | 0.4 | --> | 0.4 | 0 | 0 | Constrained, otherwise capacity available =370 kVA | --> | 0.38 | 0 | 0.019 | 0.37 | 0 |  | --> | C25 ex STEPHENSTOWN | Stephenstown [T101,T102] | FINGLAS |  | 53.5825 | -6.1347
MV/LV Substation NA***485Z |  | 20 kV | _ | LV | 100 kVA :Pole Substation | 0.1 | --> | 0.1 | 0 | 0 | Constrained, otherwise capacity available =79 kVA | --> | 0.095 | 0 | 0.006 | 0.093 | 0 |  | --> | C26 ex STEPHENSTOWN | Stephenstown [T101,T102] | FINGLAS |  | 53.6077 | -6.2044
MV/LV Substation SK***486Z |  | 10 kV | _ | LV | 630 kVA :Building Structure | 0.63 | --> | 0.63 | 0 | 0 | Constrained, otherwise capacity available =379 kVA | --> | 0.598 | 0 | 0 | 0.5 | 0 |  | --> | C25 ex STEPHENSTOWN | Stephenstown [T101,T102] | FINGLAS |  | 53.5812 | -6.135
MV/LV Substation BA***487Z |  | 10 kV | _ | LV | 50 kVA :Pole Substation | 0.05 | --> | 0.05 | 0 | 0 | Constrained, otherwise capacity available =50 kVA | --> | 0.048 | 0 | 0 | 0 | 0 | Constrained, otherwise capacity available =48 kW | --> | C16 ex LOUGHSHINNY | Loughshinny [T41,T42] | GLASMORE |  | 53.5884 | -6.1826
MV/LV Substation HA***489Z |  | 10 kV | _ | LV | 630 kVA :Building Structure | 0.63 | --> | 0.63 | 0 | 0 | Constrained, otherwise capacity available =497 kVA | --> | 0.598 | 0 | 0 | 0.5 | 0 |  | --> | C14 ex BALBRIGGAN | Balbriggan [T42] | GLASMORE |  | 53.6042 | -6.1884
MV/LV Substation FO***490Z |  | 20 kV | _ | LV | 50 kVA :Pole Substation | 0.05 | --> | 0.05 | 0 | 0 | Constrained, otherwise capacity available =47 kVA | --> | 0.048 | 0 | 0 | 0.048 | 0 |  | --> | C26 ex STEPHENSTOWN | Stephenstown [T101,T102] | FINGLAS |  | 53.6015 | -6.2054
MV/LV Substation PE***491Z |  | 20 kV | _ | LV | 200 kVA :Pole Substation | 0.2 | --> | 0.2 | 0 | 0 | Constrained, otherwise capacity available =91 kVA | --> | 0.19 | 0 | 0 | 0.204 | 0 |  | --> | E18 ex GLASMORE | Glasmore [T421,T422] | GLASMORE |  | 53.564 | -6.2104
MV/LV Substation PR***495X |  | 20 kV | _ | LV | 100 kVA :Pole Substation | 0.1 | --> | 0.1 | 0 | 0 | Constrained, otherwise capacity available =94 kVA | --> | 0.095 | 0 | 0 | 0.096 | 0 |  | --> | E23 ex BALTRASNA | Baltrasna [T121,T122] | BALTRASNA |  | 53.557 | -6.4416
MV/LV Substation BA***495Z |  | 10 kV | _ | LV | 100 kVA :Pole Substation | 0.1 | --> | 0.1 | 0 | 0 | Constrained, otherwise capacity available =95 kVA | --> | 0.095 | 0 | 0 | 0.096 | 0 |  | --> | C26 ex STEPHENSTOWN | Stephenstown [T101,T102] | FINGLAS |  | 53.5888 | -6.1993
MV/LV Substation KI***496X |  | 20 kV | _ | LV | 100 kVA :Pole Substation | 0.1 | --> | 0.1 | 0 | 0 | Constrained, otherwise capacity available =77 kVA | --> | 0.095 | 0 | 0.01 | 0.091 | 0 |  | --> | E23 ex BALTRASNA | Baltrasna [T121,T122] | BALTRASNA |  | 53.5738 | -6.4492
MV/LV Substation CH***496Z |  | 20 kV | _ | LV | 100 kVA :Pole Substation | 0.1 | --> | 0.1 | 0 | 0 | Constrained, otherwise capacity available =94 kVA | --> | 0.095 | 0 | 0.006 | 0.091 | 0 |  | --> | C26 ex STEPHENSTOWN | Stephenstown [T101,T102] | FINGLAS |  | 53.6093 | -6.2226
MV/LV Substation FL***503X |  | 20 kV | _ | LV | 50 kVA :Pole Substation | 0.05 | --> | 0.05 | 0 | 0 | Constrained, otherwise capacity available =44 kVA | --> | 0.048 | 0 | 0 | 0.048 | 0 |  | --> | C22 ex STEPHENSTOWN | Stephenstown [T101,T102] | FINGLAS |  | 53.6176 | -6.2146
MV/LV Substation NE***505X |  | 20 kV | _ | LV | 50 kVA :Pole Substation | 0.05 | --> | 0.05 | 0 | 0 | Constrained, otherwise capacity available =50 kVA | --> | 0.048 | 0 | 0 | 0.048 | 0 |  | --> | C26 ex STEPHENSTOWN | Stephenstown [T101,T102] | FINGLAS |  | 53.5517 | -6.238
MV/LV Substation AR***510X |  | 20 kV | _ | LV | 50 kVA :Pole Substation | 0.05 | --> | 0.05 | 0 | 0 | Constrained, otherwise capacity available =23 kVA | --> | 0.048 | 0 | 0.006 | 0.047 | 0 |  | --> | E23 ex BALTRASNA | Baltrasna [T121,T122] | BALTRASNA |  | 53.6043 | -6.3874
MV/LV Substation DE***515X |  | 10 kV | _ | LV | 50 kVA :Pole Substation | 0.05 | --> | 0.05 | 0 | 0 | Constrained, otherwise capacity available =38 kVA | --> | 0.048 | 0 | 0 | 0 | 0 | Constrained, otherwise capacity available =49 kW | --> | C16 ex LOUGHSHINNY | Loughshinny [T41,T42] | GLASMORE |  | 53.5771 | -6.2142
MV/LV Substation PU***518X |  | 20 kV | _ | LV | 50 kVA :Pole Substation | 0.05 | --> | 0.05 | 0 | 0 | Constrained, otherwise capacity available =39 kVA | --> | 0.048 | 0 | 0 | 0.049 | 0 |  | --> | E23 ex BALTRASNA | Baltrasna [T121,T122] | BALTRASNA |  | 53.5883 | -6.4285
MV/LV Substation BA***522X |  | 10 kV | _ | LV | 100 kVA :Pole Substation | 0.1 | --> | 0.1 | 0 | 0 |  | --> | 0.095 | 0 | 0.03 | 0.086 | 0 |  | --> | C26 ex STEPHENSTOWN | Stephenstown [T101,T102] | FINGLAS |  | 53.5877 | -6.1898
MV/LV Substation NE***523 |  | 20 kV | _ | LV | 200 kVA :Pole Substation | 0.2 | --> | 0.2 | 0 | 0 | Constrained, otherwise capacity available =197 kVA | --> | 0.19 | 0 | 0 | 0.19 | 0 |  | --> | E23 ex BALTRASNA | Baltrasna [T121,T122] | BALTRASNA |  | 53.559 | -6.405
MV/LV Substation ST***525X |  | 10 kV | _ | LV | 200 kVA :Pole Substation | 0.2 | --> | 0.2 | 0 | 0 | Constrained, otherwise capacity available =129 kVA | --> | 0.19 | 0 | 0 | 0 | 0 | Constrained, otherwise capacity available =200 kW | --> | C18 ex LOUGHSHINNY | Loughshinny [T41,T42] | GLASMORE |  | 53.5319 | -6.1094
MV/LV Substation NO***543X |  | 10 kV | _ | LV | 50 kVA :Pole Substation | 0.05 | --> | 0.05 | 0 | 0 | Constrained, otherwise capacity available =44 kVA | --> | 0.048 | 0 | 0 | 0 | 0 | Constrained, otherwise capacity available =48 kW | --> | C15 ex LOUGHSHINNY | Loughshinny [T41,T42] | GLASMORE |  | 53.5297 | -6.0898
MV/LV Substation GA***549 |  | 20 kV | _ | LV | 100 kVA :Pole Substation | 0.1 | --> | 0.1 | 0 | 0 | Constrained, otherwise capacity available =22 kVA | --> | 0.095 | 0 | 0 | 0.105 | 0 |  | --> | E23 ex BALTRASNA | Baltrasna [T121,T122] | BALTRASNA |  | 53.5678 | -6.3844
MV/LV Substation GA***550 |  | 20 kV | _ | LV | 200 kVA :Pole Substation | 0.2 | --> | 0.2 | 0 | 0 | Constrained, otherwise capacity available =153 kVA | --> | 0.19 | 0 | 0.022 | 0.18 | 0 |  | --> | E23 ex BALTRASNA | Baltrasna [T121,T122] | BALTRASNA |  | 53.5681 | -6.3779
MV/LV Substation OB***552X |  | 20 kV | _ | LV | 100 kVA :Pole Substation | 0.1 | --> | 0.1 | 0 | 0 | Constrained, otherwise capacity available =90 kVA | --> | 0.095 | 0 | 0 | 0.096 | 0 |  | --> | E18 ex GLASMORE | Glasmore [T421,T422] | GLASMORE |  | 53.5415 | -6.1913
MV/LV Substation CU***557X |  | 20 kV | _ | LV | 50 kVA :Pole Substation | 0.05 | --> | 0.05 | 0 | 0 | Constrained, otherwise capacity available =42 kVA | --> | 0.048 | 0 | 0.004 | 0.046 | 0 |  | --> | E23 ex BALTRASNA | Baltrasna [T121,T122] | BALTRASNA |  | 53.575 | -6.4407
MV/LV Substation KI***567X |  | 20 kV | _ | LV | 50 kVA :Pole Substation | 0.05 | --> | 0.05 | 0 | 0 | Constrained, otherwise capacity available =42 kVA | --> | 0.048 | 0 | 0 | 0.048 | 0 |  | --> | E17 ex BALTRASNA | Baltrasna [T121,T122] | BALTRASNA |  | 53.5424 | -6.4605
MV/LV Substation NA***570 |  | 20 kV | _ | LV | 50 kVA :Pole Substation | 0.05 | --> | 0.05 | 0 | 0 |  | --> | 0.048 | 0 | 0.055 | 0.02 | 0 |  | --> | C26 ex STEPHENSTOWN | Stephenstown [T101,T102] | FINGLAS |  | 53.5892 | -6.2927
MV/LV Substation G ***578X |  | 20 kV | _ | LV | 200 kVA :Pole Substation | 0.2 | --> | 0.2 | 0 | 0 | Constrained, otherwise capacity available =133 kVA | --> | 0.19 | 0 | 0 | 0.199 | 0 |  | --> | E23 ex BALTRASNA | Baltrasna [T121,T122] | BALTRASNA |  | 53.5692 | -6.3832
MV/LV Substation NA***581 |  | 20 kV | _ | LV | 100 kVA :Pole Substation | 0.1 | --> | 0.1 | 0 | 0 | Constrained, otherwise capacity available =59 kVA | --> | 0.095 | 0 | 0.017 | 0.088 | 0 |  | --> | E23 ex BALTRASNA | Baltrasna [T121,T122] | BALTRASNA |  | 53.5843 | -6.2882
MV/LV Substation NA***582 |  | 20 kV | _ | LV | 50 kVA :Pole Substation | 0.05 | --> | 0.05 | 0 | 0 | Constrained, otherwise capacity available =31 kVA | --> | 0.048 | 0 | 0.005 | 0.046 | 0 |  | --> | C26 ex STEPHENSTOWN | Stephenstown [T101,T102] | FINGLAS |  | 53.5794 | -6.2845
MV/LV Substation KI***592 |  | 20 kV | _ | LV | 100 kVA :Pole Substation | 0.1 | --> | 0.1 | 0 | 0 | Constrained, otherwise capacity available =68 kVA | --> | 0.095 | 0 | 0 | 0.099 | 0 |  | --> | C26 ex STEPHENSTOWN | Stephenstown [T101,T102] | FINGLAS |  | 53.5877 | -6.2485
MV/LV Substation KN***594 |  | 20 kV | _ | LV | 100 kVA :Pole Substation | 0.1 | --> | 0.1 | 0 | 0 | Constrained, otherwise capacity available =84 kVA | --> | 0.095 | 0 | 0.004 | 0.094 | 0 |  | --> | C26 ex STEPHENSTOWN | Stephenstown [T101,T102] | FINGLAS |  | 53.5723 | -6.2422
MV/LV Substation FE***598 |  | 20 kV | _ | LV | 50 kVA :Pole Substation | 0.05 | --> | 0.05 | 0 | 0 | Constrained, otherwise capacity available =37 kVA | --> | 0.048 | 0 | 0.006 | 0.045 | 0 |  | --> | E23 ex BALTRASNA | Baltrasna [T121,T122] | BALTRASNA |  | 53.6229 | -6.4051
MV/LV Substation LO***599 |  | 10 kV | _ | LV | 50 kVA :Pole Substation | 0.05 | --> | 0.05 | 0 | 0 | Constrained, otherwise capacity available =38 kVA | --> | 0.048 | 0 | 0 | 0 | 0 | Constrained, otherwise capacity available =49 kW | --> | C16 ex LOUGHSHINNY | Loughshinny [T41,T42] | GLASMORE |  | 53.5595 | -6.1265
MV/LV Substation HE***612 |  | 20 kV | _ | LV | 100 kVA :Pole Substation | 0.1 | --> | 0.1 | 0 | 0 | Constrained, otherwise capacity available =22 kVA | --> | 0.095 | 0 | 0.026 | 0.086 | 0 |  | --> | E18 ex GLASMORE | Glasmore [T421,T422] | GLASMORE |  | 53.5524 | -6.2076
MV/LV Substation HE***613 |  | 20 kV | _ | LV | 200 kVA :Pole Substation | 0.2 | --> | 0.2 | 0 | 0 | Constrained, otherwise capacity available =118 kVA | --> | 0.19 | 0 | 0.05 | 0.164 | 0 |  | --> | E18 ex GLASMORE | Glasmore [T421,T422] | GLASMORE |  | 53.5558 | -6.2118
MV/LV Substation LO***616 |  | 10 kV | _ | LV | 100 kVA :Pole Substation | 0.1 | --> | 0.1 | 0 | 0 | Constrained, otherwise capacity available =86 kVA | --> | 0.095 | 0 | 0.006 | 0 | 0 | Constrained, otherwise capacity available =92 kW | --> | C15 ex LOUGHSHINNY | Loughshinny [T41,T42] | GLASMORE |  | 53.546 | -6.0845
MV/LV Substation CA***617 |  | 10 kV | _ | LV | 200 kVA :Pole Substation | 0.2 | --> | 0.2 | 0 | 0 | Constrained, otherwise capacity available =165 kVA | --> | 0.19 | 0 | 0.015 | 0 | 0 | Constrained, otherwise capacity available =184 kW | --> | C18 ex LOUGHSHINNY | Loughshinny [T41,T42] | GLASMORE |  | 53.5471 | -6.1069
MV/LV Substation MA***618 |  | 10 kV | _ | LV | 100 kVA :Pole Substation | 0.1 | --> | 0.1 | 0 | 0 | Constrained, otherwise capacity available =82 kVA | --> | 0.095 | 0 | 0.013 | 0 | 0 | Constrained, otherwise capacity available =88 kW | --> | C16 ex LOUGHSHINNY | Loughshinny [T41,T42] | GLASMORE |  | 53.5606 | -6.1786
MV/LV Substation AR***620 |  | 20 kV | _ | LV | 100 kVA :Pole Substation | 0.1 | --> | 0.1 | 0 | 0 | Constrained, otherwise capacity available =81 kVA | --> | 0.095 | 0 | 0.01 | 0.09 | 0 |  | --> | E23 ex BALTRASNA | Baltrasna [T121,T122] | BALTRASNA |  | 53.6026 | -6.3868
MV/LV Substation HE***621 |  | 20 kV | _ | LV | 50 kVA :Pole Substation | 0.05 | --> | 0.05 | 0 | 0 | Constrained, otherwise capacity available =37 kVA | --> | 0.048 | 0 | 0.01 | 0 | 0 | Constrained, otherwise capacity available =42 kW | --> | C11 ex LOUGHSHINNY | Loughshinny [T41,T42] | GLASMORE |  | 53.5512 | -6.1533
MV/LV Substation AR***630 |  | 10 kV | _ | LV | 50 kVA :Pole Substation | 0.05 | --> | 0.05 | 0 | 0 | Constrained, otherwise capacity available =29 kVA | --> | 0.048 | 0 | 0.005 | 0 | 0 | Constrained, otherwise capacity available =47 kW | --> | C15 ex LOUGHSHINNY | Loughshinny [T41,T42] | GLASMORE |  | 53.5286 | -6.0886
MV/LV Substation ST***633 |  | 10 kV | _ | LV | 50 kVA :Pole Substation | 0.05 | --> | 0.05 | 0 | 0 | Constrained, otherwise capacity available =38 kVA | --> | 0.048 | 0 | 0 | 0 | 0 | Constrained, otherwise capacity available =49 kW | --> | C16 ex LOUGHSHINNY | Loughshinny [T41,T42] | GLASMORE |  | 53.5783 | -6.1668
MV/LV Substation DE***638 |  | 10 kV | _ | LV | 50 kVA :Pole Substation | 0.05 | --> | 0.05 | 0 | 0 | Constrained, otherwise capacity available =49 kVA | --> | 0.048 | 0 | 0 | 0 | 0 | Constrained, otherwise capacity available =48 kW | --> | C16 ex LOUGHSHINNY | Loughshinny [T41,T42] | GLASMORE |  | 53.5731 | -6.1978
MV/LV Substation HA***640 |  | 10 kV | _ | LV | 50 kVA :Pole Substation | 0.05 | --> | 0.05 | 0 | 0 | Constrained, otherwise capacity available =38 kVA | --> | 0.048 | 0 | 0.005 | 0 | 0 | Constrained, otherwise capacity available =45 kW | --> | C18 ex LOUGHSHINNY | Loughshinny [T41,T42] | GLASMORE |  | 53.5313 | -6.119
MV/LV Substation HA***641 |  | 10 kV | _ | LV | 200 kVA :Pole Substation | 0.2 | --> | 0.2 | 0 | 0 | Constrained, otherwise capacity available =184 kVA | --> | 0.19 | 0 | 0 | 0 | 0 | Constrained, otherwise capacity available =192 kW | --> | C18 ex LOUGHSHINNY | Loughshinny [T41,T42] | GLASMORE |  | 53.5294 | -6.1125
MV/LV Substation KE***643 |  | 10 kV | _ | LV | 200 kVA :Pole Substation | 0.2 | --> | 0.2 | 0 | 0 | Constrained, otherwise capacity available =178 kVA | --> | 0.19 | 0 | 0.081 | 0 | 0 | Constrained, otherwise capacity available =133 kW | --> | C15 ex LOUGHSHINNY | Loughshinny [T41,T42] | GLASMORE |  | 53.5311 | -6.0987
MV/LV Substation HO***646 |  | 10 kV | _ | LV | 100 kVA :Pole Substation | 0.1 | --> | 0.1 | 0 | 0 | Constrained, otherwise capacity available =61 kVA | --> | 0.095 | 0 | 0.024 | 0 | 0 | Constrained, otherwise capacity available =82 kW | --> | C19 ex LOUGHSHINNY | Loughshinny [T41,T42] | GLASMORE |  | 53.5665 | -6.1037
MV/LV Substation JO***684 |  | 20 kV | _ | LV | 100 kVA :Pole Substation | 0.1 | --> | 0.1 | 0 | 0 | Constrained, otherwise capacity available =57 kVA | --> | 0.095 | 0 | 0 | 0.101 | 0 |  | --> | E18 ex GLASMORE | Glasmore [T421,T422] | GLASMORE |  | 53.5447 | -6.2034
MV/LV Substation CO***685 |  | 20 kV | _ | LV | 400 kVA :Building Structure | 0.4 | --> | 0.4 | 0 | 0 | Constrained, otherwise capacity available =400 kVA | --> | 0.38 | 0 | 0 | 0 | 0 | Constrained, otherwise capacity available =380 kW | --> | C11 ex LOUGHSHINNY | Loughshinny [T41,T42] | GLASMORE |  | 53.5481 | -6.1744
MV/LV Substation BA***690 |  | 10 kV | _ | LV | 50 kVA :Pole Substation | 0.05 | --> | 0.05 | 0 | 0 | Constrained, otherwise capacity available =43 kVA | --> | 0.048 | 0 | 0.01 | 0 | 0 | Constrained, otherwise capacity available =41 kW | --> | C16 ex LOUGHSHINNY | Loughshinny [T41,T42] | GLASMORE |  | 53.557 | -6.1294
MV/LV Substation KN***692 |  | 20 kV | _ | LV | 200 kVA :Pole Substation | 0.2 | --> | 0.2 | 0 | 0 | Constrained, otherwise capacity available =177 kVA | --> | 0.19 | 0 | 0 | 0.193 | 0 |  | --> | E15 ex JULIANSTOWN | Julianstown [T421,T422] | DRYBRIDGE |  | 53.6267 | -6.2228
MV/LV Substation OB***694 |  | 20 kV | _ | LV | 50 kVA :Pole Substation | 0.05 | --> | 0.05 | 0 | 0 | Constrained, otherwise capacity available =38 kVA | --> | 0.048 | 0 | 0 | 0.049 | 0 |  | --> | E18 ex GLASMORE | Glasmore [T421,T422] | GLASMORE |  | 53.544 | -6.1977
MV/LV Substation BA***709 |  | 10 kV | _ | LV | 50 kVA :Pole Substation | 0.05 | --> | 0.05 | 0 | 0 | Constrained, otherwise capacity available =38 kVA | --> | 0.048 | 0 | 0 | 0.049 | 0 |  | --> | C25 ex STEPHENSTOWN | Stephenstown [T101,T102] | FINGLAS |  | 53.5862 | -6.1411
MV/LV Substation BA***710 |  | 10 kV | _ | LV | 100 kVA :Pole Substation | 0.1 | --> | 0.1 | 0 | 0 | Constrained, otherwise capacity available =72 kVA | --> | 0.095 | 0 | 0.024 | 0 | 0 | Constrained, otherwise capacity available =81 kW | --> | C16 ex LOUGHSHINNY | Loughshinny [T41,T42] | GLASMORE |  | 53.5796 | -6.1521
MV/LV Substation LO***715 |  | 10 kV | _ | LV | 50 kVA :Pole Substation | 0.05 | --> | 0.05 | 0 | 0 | Constrained, otherwise capacity available =36 kVA | --> | 0.048 | 0 | 0.01 | 0 | 0 | Constrained, otherwise capacity available =42 kW | --> | C16 ex LOUGHSHINNY | Loughshinny [T41,T42] | GLASMORE |  | 53.5627 | -6.1294
MV/LV Substation BA***721 |  | 10 kV | _ | LV | 50 kVA :Pole Substation | 0.05 | --> | 0.05 | 0 | 0 | Constrained, otherwise capacity available =46 kVA | --> | 0.048 | 0 | 0 | 0 | 0 | Constrained, otherwise capacity available =48 kW | --> | C16 ex LOUGHSHINNY | Loughshinny [T41,T42] | GLASMORE |  | 53.5505 | -6.1254
MV/LV Substation GR***726 |  | 20 kV | _ | LV | 100 kVA :Pole Substation | 0.1 | --> | 0.1 | 0 | 0 | Constrained, otherwise capacity available =86 kVA | --> | 0.095 | 0 | 0 | 0 | 0 | Constrained, otherwise capacity available =97 kW | --> | C11 ex LOUGHSHINNY | Loughshinny [T41,T42] | GLASMORE |  | 53.5426 | -6.1481
MV/LV Substation TY***727 |  | 20 kV | _ | LV | 50 kVA :Pole Substation | 0.05 | --> | 0.05 | 0 | 0 | Constrained, otherwise capacity available =38 kVA | --> | 0.048 | 0 | 0.01 | 0 | 0 | Constrained, otherwise capacity available =42 kW | --> | C11 ex LOUGHSHINNY | Loughshinny [T41,T42] | GLASMORE |  | 53.5335 | -6.1551
MV/LV Substation SK***729 |  | 10 kV | _ | LV | 50 kVA :Pole Substation | 0.05 | --> | 0.05 | 0 | 0 | Constrained, otherwise capacity available =32 kVA | --> | 0.048 | 0 | 0 | 0 | 0 | Constrained, otherwise capacity available =50 kW | --> | C15 ex LOUGHSHINNY | Loughshinny [T41,T42] | GLASMORE |  | 53.5308 | -6.0906
MV/LV Substation RA***730 |  | 20 kV | _ | LV | 50 kVA :Pole Substation | 0.05 | --> | 0.05 | 0 | 0 | Constrained, otherwise capacity available =41 kVA | --> | 0.048 | 0 | 0 | 0 | 0 | Constrained, otherwise capacity available =49 kW | --> | C11 ex LOUGHSHINNY | Loughshinny [T41,T42] | GLASMORE |  | 53.5283 | -6.1525
MV/LV Substation RA***731 |  | 20 kV | _ | LV | 50 kVA :Pole Substation | 0.05 | --> | 0.05 | 0 | 0 | Constrained, otherwise capacity available =45 kVA | --> | 0.048 | 0 | 0.004 | 0.045 | 0 |  | --> | E15 ex BATTER LANE TEMPORARY | Batter Lane Temporary 38kv [T421] | GLASMORE |  | 53.5177 | -6.1655
MV/LV Substation RU***732 |  | 20 kV | _ | LV | 50 kVA :Pole Substation | 0.05 | --> | 0.05 | 0 | 0 | Constrained, otherwise capacity available =30 kVA | --> | 0.048 | 0 | 0 | 0 | 0 | Constrained, otherwise capacity available =50 kW | --> | C11 ex LOUGHSHINNY | Loughshinny [T41,T42] | GLASMORE |  | 53.5225 | -6.1543
MV/LV Substation RO***733 |  | 20 kV | _ | LV | 50 kVA :Pole Substation | 0.05 | --> | 0.05 | 0 | 0 | Constrained, otherwise capacity available =38 kVA | --> | 0.048 | 0 | 0 | 0.049 | 0 |  | --> | E15 ex BATTER LANE TEMPORARY | Batter Lane Temporary 38kv [T421] | GLASMORE |  | 53.517 | -6.1525
MV/LV Substation EF***734 |  | 20 kV | _ | LV | 50 kVA :Pole Substation | 0.05 | --> | 0.05 | 0 | 0 | Constrained, otherwise capacity available =43 kVA | --> | 0.048 | 0 | 0.005 | 0.045 | 0 |  | --> | E15 ex BATTER LANE TEMPORARY | Batter Lane Temporary 38kv [T421] | GLASMORE |  | 53.5244 | -6.14
MV/LV Substation EF***736 |  | 20 kV | _ | LV | 100 kVA :Pole Substation | 0.1 | --> | 0.1 | 0 | 0 | Constrained, otherwise capacity available =43 kVA | --> | 0.095 | 0 | 0.004 | 0.1 | 0 |  | --> | E15 ex BATTER LANE TEMPORARY | Batter Lane Temporary 38kv [T421] | GLASMORE |  | 53.5208 | -6.1451
MV/LV Substation RO***737 |  | 20 kV | _ | LV | 50 kVA :Pole Substation | 0.05 | --> | 0.05 | 0 | 0 | Constrained, otherwise capacity available =43 kVA | --> | 0.048 | 0 | 0 | 0.048 | 0 |  | --> | E15 ex BATTER LANE TEMPORARY | Batter Lane Temporary 38kv [T421] | GLASMORE |  | 53.5135 | -6.1521
MV/LV Substation RO***738 |  | 20 kV | _ | LV | 50 kVA :Pole Substation | 0.05 | --> | 0.05 | 0 | 0 | Constrained, otherwise capacity available =47 kVA | --> | 0.048 | 0 | 0 | 0.048 | 0 |  | --> | E15 ex BATTER LANE TEMPORARY | Batter Lane Temporary 38kv [T421] | GLASMORE |  | 53.5134 | -6.1415
MV/LV Substation WH***739 |  | 20 kV | _ | LV | 50 kVA :Pole Substation | 0.05 | --> | 0.05 | 0 | 0 | Constrained, otherwise capacity available =41 kVA | --> | 0.048 | 0 | 0.004 | 0.046 | 0 |  | --> | E15 ex BATTER LANE TEMPORARY | Batter Lane Temporary 38kv [T421] | GLASMORE |  | 53.5185 | -6.1282
MV/LV Substation RU***746 |  | 10 kV | _ | LV | 200 kVA :Kiosk Substation | 0.2 | --> | 0.2 | 0 | 0 | Constrained, otherwise capacity available =156 kVA | --> | 0.19 | 0 | 0 | 0 | 0 | Constrained, otherwise capacity available =196 kW | --> | C15 ex LOUGHSHINNY | Loughshinny [T41,T42] | GLASMORE |  | 53.5148 | -6.1028
MV/LV Substation CH***747 |  | 10 kV | _ | LV | 200 kVA :Pole Substation | 0.2 | --> | 0.2 | 0 | 0 | Constrained, otherwise capacity available =96 kVA | --> | 0.19 | 0 | 0.045 | 0.17 | 0 |  | --> | E15 ex BATTER LANE TEMPORARY | Batter Lane Temporary 38kv [T421] | GLASMORE |  | 53.5149 | -6.1112
MV/LV Substation BL***751 |  | 10 kV | _ | LV | 100 kVA :Pole Substation | 0.1 | --> | 0.1 | 0 | 0 | Constrained, otherwise capacity available =90 kVA | --> | 0.095 | 0 | 0.009 | 0 | 0 | Constrained, otherwise capacity available =90 kW | --> | C16 ex LOUGHSHINNY | Loughshinny [T41,T42] | GLASMORE |  | 53.5796 | -6.1572
MV/LV Substation MA***752 |  | 10 kV | _ | LV | 100 kVA :Pole Substation | 0.1 | --> | 0.1 | 0 | 0 | Constrained, otherwise capacity available =76 kVA | --> | 0.095 | 0 | 0.005 | 0 | 0 | Constrained, otherwise capacity available =94 kW | --> | C16 ex LOUGHSHINNY | Loughshinny [T41,T42] | GLASMORE |  | 53.5578 | -6.1863
MV/LV Substation HY***763 |  | 10 kV | _ | LV | 100 kVA :Pole Substation | 0.1 | --> | 0.1 | 0 | 0 | Constrained, otherwise capacity available =50 kVA | --> | 0.095 | 0 | 0.1 | 0 | 0 | Constrained, otherwise capacity available =28 kW | --> | C16 ex LOUGHSHINNY | Loughshinny [T41,T42] | GLASMORE |  | 53.5727 | -6.2068
MV/LV Substation RO***769 |  | 20 kV | _ | LV | 100 kVA :Pole Substation | 0.1 | --> | 0.1 | 0 | 0 | Constrained, otherwise capacity available =80 kVA | --> | 0.095 | 0 | 0 | 0.098 | 0 |  | --> | E23 ex BALTRASNA | Baltrasna [T121,T122] | BALTRASNA |  | 53.6104 | -6.3585
MV/LV Substation NA***798 |  | 20 kV | _ | LV | 50 kVA :Pole Substation | 0.05 | --> | 0.05 | 0 | 0 | Constrained, otherwise capacity available =24 kVA | --> | 0.048 | 0 | 0 | 0.051 | 0 |  | --> | C26 ex STEPHENSTOWN | Stephenstown [T101,T102] | FINGLAS |  | 53.5827 | -6.284
MV/LV Substation ST***807 |  | 10 kV | _ | LV | 630 kVA :Kiosk Substation | 0.63 | --> | 0.63 | 0 | 0 | Constrained, otherwise capacity available =487 kVA | --> | 0.598 | 0 | 0.027 | 0 | 0 | Constrained, otherwise capacity available =598 kW | --> | C15 ex LOUGHSHINNY | Loughshinny [T41,T42] | GLASMORE |  | 53.5368 | -6.0966
MV/LV Substation RA***808 |  | 10 kV | _ | LV | 50 kVA :Pole Substation | 0.05 | --> | 0.05 | 0 | 0 | Constrained, otherwise capacity available =36 kVA | --> | 0.048 | 0 | 0 | 0 | 0 | Constrained, otherwise capacity available =49 kW | --> | C18 ex LOUGHSHINNY | Loughshinny [T41,T42] | GLASMORE |  | 53.5286 | -6.1171
MV/LV Substation CU***814 |  | 20 kV | _ | LV | 50 kVA :Pole Substation | 0.05 | --> | 0.05 | 0 | 0 | Constrained, otherwise capacity available =20 kVA | --> | 0.048 | 0 | 0.011 | 0.043 | 0 |  | --> | E19 ex BALTRASNA | Baltrasna [T121,T122] | BALTRASNA |  | 53.5394 | -6.442
MV/LV Substation RE***838 |  | 20 kV | _ | LV | 50 kVA :Pole Substation | 0.05 | --> | 0.05 | 0 | 0 | Constrained, otherwise capacity available =31 kVA | --> | 0.048 | 0 | 0 | 0.05 | 0 |  | --> | E14 ex BALTRASNA | Baltrasna [T121,T122] | BALTRASNA |  | 53.5491 | -6.502
MV/LV Substation BA***844 |  | 20 kV | _ | LV | 200 kVA :Pole Substation | 0.2 | --> | 0.2 | 0 | 0 | Constrained, otherwise capacity available =183 kVA | --> | 0.19 | 0 | 0.01 | 0.185 | 0 |  | --> | E23 ex BALTRASNA | Baltrasna [T121,T122] | BALTRASNA |  | 53.5632 | -6.3556
MV/LV Substation BL***848 |  | 10 kV | _ | LV | 200 kVA :Pole Substation | 0.2 | --> | 0.2 | 0 | 0 | Constrained, otherwise capacity available =143 kVA | --> | 0.19 | 0 | 0.027 | 0 | 0 | Constrained, otherwise capacity available =178 kW | --> | C18 ex LOUGHSHINNY | Loughshinny [T41,T42] | GLASMORE |  | 53.5422 | -6.1166
MV/LV Substation RA***851 |  | 10 kV | _ | LV | 50 kVA :Pole Substation | 0.05 | --> | 0.05 | 0 | 0 | Constrained, otherwise capacity available =33 kVA | --> | 0.048 | 0 | 0 | 0 | 0 | Constrained, otherwise capacity available =50 kW | --> | C18 ex LOUGHSHINNY | Loughshinny [T41,T42] | GLASMORE |  | 53.5273 | -6.1181
MV/LV Substation CO***852 |  | 20 kV | _ | LV | 50 kVA :Pole Substation | 0.05 | --> | 0.05 | 0 | 0 | Constrained, otherwise capacity available =42 kVA | --> | 0.048 | 0 | 0.008 | 0.043 | 0 |  | --> | E23 ex BALTRASNA | Baltrasna [T121,T122] | BALTRASNA |  | 53.5574 | -6.4347
MV/LV Substation HA***865 |  | 10 kV | _ | LV | 50 kVA :Pole Substation | 0.05 | --> | 0.05 | 0 | 0 | Constrained, otherwise capacity available =50 kVA | --> | 0.048 | 0 | 0 | 0 | 0 | Constrained, otherwise capacity available =48 kW | --> | C16 ex LOUGHSHINNY | Loughshinny [T41,T42] | GLASMORE |  | 53.5638 | -6.1114
MV/LV Substation ST***872 |  | 10 kV | _ | LV | 50 kVA :Pole Substation | 0.05 | --> | 0.05 | 0 | 0 | Constrained, otherwise capacity available =22 kVA | --> | 0.048 | 0 | 0.018 | 0 | 0 | Constrained, otherwise capacity available =38 kW | --> | C16 ex LOUGHSHINNY | Loughshinny [T41,T42] | GLASMORE |  | 53.5782 | -6.1582
MV/LV Substation BE***881 |  | 20 kV | _ | LV | 100 kVA :Pole Substation | 0.1 | --> | 0.1 | 0 | 0 |  | --> | 0.095 | 0 | 0 | 0.111 | 0 |  | --> | E15 ex BATTER LANE TEMPORARY | Batter Lane Temporary 38kv [T421] | GLASMORE |  | 53.5188 | -6.13
MV/LV Substation KE***883 |  | 10 kV | _ | LV | 50 kVA :Pole Substation | 0.05 | --> | 0.05 | 0 | 0 | Constrained, otherwise capacity available =25 kVA | --> | 0.048 | 0 | 0 | 0 | 0 | Constrained, otherwise capacity available =51 kW | --> | C15 ex LOUGHSHINNY | Loughshinny [T41,T42] | GLASMORE |  | 53.5378 | -6.0994
MV/LV Substation MO***884 |  | 20 kV | _ | LV | 100 kVA :Pole Substation | 0.1 | --> | 0.1 | 0 | 0 | Constrained, otherwise capacity available =88 kVA | --> | 0.095 | 0 | 0 | 0.097 | 0 |  | --> | E23 ex BALTRASNA | Baltrasna [T121,T122] | BALTRASNA |  | 53.6015 | -6.3603
MV/LV Substation HY***893 |  | 10 kV | _ | LV | 50 kVA :Pole Substation | 0.05 | --> | 0.05 | 0 | 0 | Constrained, otherwise capacity available =49 kVA | --> | 0.048 | 0 | 0.005 | 0 | 0 | Constrained, otherwise capacity available =44 kW | --> | C16 ex LOUGHSHINNY | Loughshinny [T41,T42] | GLASMORE |  | 53.5732 | -6.2004
MV/LV Substation BA***895 |  | 20 kV | _ | LV | 50 kVA :Pole Substation | 0.05 | --> | 0.05 | 0 | 0 | Constrained, otherwise capacity available =40 kVA | --> | 0.048 | 0 | 0 | 0.049 | 0 |  | --> | C22 ex STEPHENSTOWN | Stephenstown [T101,T102] | FINGLAS |  | 53.6206 | -6.2256
MV/LV Substation CU***904 |  | 20 kV | _ | LV | 50 kVA :Pole Substation | 0.05 | --> | 0.05 | 0 | 0 | Constrained, otherwise capacity available =44 kVA | --> | 0.048 | 0 | 0.005 | 0.045 | 0 |  | --> | E23 ex BALTRASNA | Baltrasna [T121,T122] | BALTRASNA |  | 53.5743 | -6.4463
MV/LV Substation HY***905 |  | 10 kV | _ | LV | 50 kVA :Pole Substation | 0.05 | --> | 0.05 | 0 | 0 | Constrained, otherwise capacity available =46 kVA | --> | 0.048 | 0 | 0.006 | 0 | 0 | Constrained, otherwise capacity available =44 kW | --> | C16 ex LOUGHSHINNY | Loughshinny [T41,T42] | GLASMORE |  | 53.5757 | -6.1987
MV/LV Substation RU***906 |  | 10 kV | _ | LV | 50 kVA :Pole Substation | 0.05 | --> | 0.05 | 0 | 0 | Constrained, otherwise capacity available =49 kVA | --> | 0.048 | 0 | 0 | 0 | 0 | Constrained, otherwise capacity available =48 kW | --> | C18 ex LOUGHSHINNY | Loughshinny [T41,T42] | GLASMORE |  | 53.5392 | -6.1112
MV/LV Substation FA***907 |  | 10 kV | _ | LV | 50 kVA :Pole Substation | 0.05 | --> | 0.05 | 0 | 0 | Constrained, otherwise capacity available =50 kVA | --> | 0.048 | 0 | 0 | 0 | 0 | Constrained, otherwise capacity available =48 kW | --> | C18 ex LOUGHSHINNY | Loughshinny [T41,T42] | GLASMORE |  | 53.536 | -6.1055
MV/LV Substation LO***912 |  | 10 kV | _ | LV | 200 kVA :Pole Substation | 0.2 | --> | 0.2 | 0 | 0 | Constrained, otherwise capacity available =146 kVA | --> | 0.19 | 0 | 0.033 | 0 | 0 | Constrained, otherwise capacity available =173 kW | --> | C15 ex LOUGHSHINNY | Loughshinny [T41,T42] | GLASMORE |  | 53.5468 | -6.0913
MV/LV Substation TH***915 |  | 10 kV | _ | LV | 200 kVA :Kiosk Substation | 0.2 | --> | 0.2 | 0 | 0 | Constrained, otherwise capacity available =102 kVA | --> | 0.19 | 0 | 0.08 | 0.144 | 0 |  | --> | C29 ex STEPHENSTOWN | Stephenstown [T101,T102] | FINGLAS |  | 53.5966 | -6.1802
MV/LV Substation BA***917 |  | 20 kV | _ | LV | 50 kVA :Pole Substation | 0.05 | --> | 0.05 | 0 | 0 | Constrained, otherwise capacity available =50 kVA | --> | 0.048 | 0 | 0 | 0 | 0 | Constrained, otherwise capacity available =48 kW | --> | C11 ex LOUGHSHINNY | Loughshinny [T41,T42] | GLASMORE |  | 53.5443 | -6.1754
MV/LV Substation HE***918 |  | 20 kV | _ | LV | 50 kVA :Pole Substation | 0.05 | --> | 0.05 | 0 | 0 | Constrained, otherwise capacity available =31 kVA | --> | 0.048 | 0 | 0.005 | 0.046 | 0 |  | --> | E18 ex GLASMORE | Glasmore [T421,T422] | GLASMORE |  | 53.551 | -6.2076
MV/LV Substation LO***923 |  | 10 kV | _ | LV | 100 kVA :Pole Substation | 0.1 | --> | 0.1 | 0 | 0 | Constrained, otherwise capacity available =95 kVA | --> | 0.095 | 0 | 0.004 | 0 | 0 | Constrained, otherwise capacity available =93 kW | --> | C16 ex LOUGHSHINNY | Loughshinny [T41,T42] | GLASMORE |  | 53.5609 | -6.1609
MV/LV Substation ST***925 |  | 10 kV | _ | LV | 200 kVA :Pole Substation | 0.2 | --> | 0.2 | 0 | 0 | Constrained, otherwise capacity available =148 kVA | --> | 0.19 | 0 | 0.029 | 0 | 0 | Constrained, otherwise capacity available =176 kW | --> | C15 ex LOUGHSHINNY | Loughshinny [T41,T42] | GLASMORE |  | 53.5346 | -6.096
MV/LV Substation GR***927 |  | 20 kV | _ | LV | 50 kVA :Pole Substation | 0.05 | --> | 0.05 | 0 | 0 | Constrained, otherwise capacity available =34 kVA | --> | 0.048 | 0 | 0 | 0.05 | 0 |  | --> | C26 ex STEPHENSTOWN | Stephenstown [T101,T102] | FINGLAS |  | 53.6093 | -6.2225
MV/LV Substation NA***931 |  | 20 kV | _ | LV | 50 kVA :Pole Substation | 0.05 | --> | 0.05 | 0 | 0 | Constrained, otherwise capacity available =50 kVA | --> | 0.048 | 0 | 0 | 0.048 | 0 |  | --> | C26 ex STEPHENSTOWN | Stephenstown [T101,T102] | FINGLAS |  | 53.5889 | -6.288
MV/LV Substation OB***936 |  | 20 kV | _ | LV | 100 kVA :Pole Substation | 0.1 | --> | 0.1 | 0 | 0 | Constrained, otherwise capacity available =93 kVA | --> | 0.095 | 0 | 0 | 0.096 | 0 |  | --> | E18 ex GLASMORE | Glasmore [T421,T422] | GLASMORE |  | 53.5497 | -6.1899
MV/LV Substation GT***943 |  | 20 kV | _ | LV | 50 kVA :Pole Substation | 0.05 | --> | 0.05 | 0 | 0 | Constrained, otherwise capacity available =34 kVA | --> | 0.048 | 0 | 0 | 0.05 | 0 |  | --> | E23 ex BALTRASNA | Baltrasna [T121,T122] | BALTRASNA |  | 53.5686 | -6.3742
MV/LV Substation KI***950 |  | 10 kV | _ | LV | 50 kVA :Pole Substation | 0.05 | --> | 0.05 | 0 | 0 | Constrained, otherwise capacity available =40 kVA | --> | 0.048 | 0 | 0 | 0 | 0 | Constrained, otherwise capacity available =49 kW | --> | C16 ex LOUGHSHINNY | Loughshinny [T41,T42] | GLASMORE |  | 53.5687 | -6.1653
MV/LV Substation TO***956 |  | 20 kV | _ | LV | 50 kVA :Pole Substation | 0.05 | --> | 0.05 | 0 | 0 | Constrained, otherwise capacity available =41 kVA | --> | 0.048 | 0 | 0 | 0.049 | 0 |  | --> | E23 ex BALTRASNA | Baltrasna [T121,T122] | BALTRASNA |  | 53.5545 | -6.3977
MV/LV Substation DE***961 |  | 20 kV | _ | LV | 50 kVA :Pole Substation | 0.05 | --> | 0.05 | 0 | 0 | Constrained, otherwise capacity available =49 kVA | --> | 0.048 | 0 | 0 | 0.048 | 0 |  | --> | E23 ex BALTRASNA | Baltrasna [T121,T122] | BALTRASNA |  | 53.5709 | -6.382
MV/LV Substation NA***965 |  | 20 kV | _ | LV | 50 kVA :Pole Substation | 0.05 | --> | 0.05 | 0 | 0 | Constrained, otherwise capacity available =43 kVA | --> | 0.048 | 0 | 0 | 0.048 | 0 |  | --> | C26 ex STEPHENSTOWN | Stephenstown [T101,T102] | FINGLAS |  | 53.5881 | -6.2906
MV/LV Substation KE***970 |  | 10 kV | _ | LV | 200 kVA :Pole Substation | 0.2 | --> | 0.2 | 0 | 0 | Constrained, otherwise capacity available =153 kVA | --> | 0.19 | 0 | 0.012 | 0 | 0 | Constrained, otherwise capacity available =187 kW | --> | C15 ex LOUGHSHINNY | Loughshinny [T41,T42] | GLASMORE |  | 53.5354 | -6.1
MV/LV Substation KN***971 |  | 20 kV | _ | LV | 100 kVA :Pole Substation | 0.1 | --> | 0.1 | 0 | 0 | Constrained, otherwise capacity available =74 kVA | --> | 0.095 | 0 | 0 | 0.099 | 0 |  | --> | E14 ex BALTRASNA | Baltrasna [T121,T122] | BALTRASNA |  | 53.5414 | -6.4424
MV/LV Substation ST***974 |  | 10 kV | _ | LV | 50 kVA :Pole Substation | 0.05 | --> | 0.05 | 0 | 0 | Constrained, otherwise capacity available =35 kVA | --> | 0.048 | 0 | 0 | 0 | 0 | Constrained, otherwise capacity available =49 kW | --> | C18 ex LOUGHSHINNY | Loughshinny [T41,T42] | GLASMORE |  | 53.5292 | -6.103
MV/LV Substation TH***984 |  | 20 kV | _ | LV | 50 kVA :Pole Substation | 0.05 | --> | 0.05 | 0 | 0 | Constrained, otherwise capacity available =45 kVA | --> | 0.048 | 0 | 0 | 0.048 | 0 |  | --> | E18 ex GLASMORE | Glasmore [T421,T422] | GLASMORE |  | 53.5523 | -6.2098
MV/LV Substation PR***988 |  | 20 kV | _ | LV | 100 kVA :Pole Substation | 0.1 | --> | 0.1 | 0 | 0 | Constrained, otherwise capacity available =83 kVA | --> | 0.095 | 0 | 0.015 | 0.086 | 0 |  | --> | E23 ex BALTRASNA | Baltrasna [T121,T122] | BALTRASNA |  | 53.5587 | -6.4402
MV/LV Substation KI***995 |  | 20 kV | _ | LV | 50 kVA :Pole Substation | 0.05 | --> | 0.05 | 0 | 0 | Constrained, otherwise capacity available =29 kVA | --> | 0.048 | 0 | 0 | 0.05 | 0 |  | --> | E23 ex BALTRASNA | Baltrasna [T121,T122] | BALTRASNA |  | 53.5735 | -6.4454
MV/LV Substation TH***001 |  | 10 kV | _ | LV | 630 kVA :Kiosk Substation | 0.63 | --> | 0.63 | 0 | 0 | Constrained, otherwise capacity available =90 kVA | --> | 0.598 | 0 | 0.002 | 0.5 | 0 |  | --> | C21 ex MALAHIDE | Malahide [T41,T42] | GLASMORE |  | 53.4512 | -6.1525
MV/LV Substation HI***001Y |  | 10 kV | _ | LV | 400 kVA :Kiosk Substation | 0.4 | --> | 0.4 | 0 | 0 | Constrained, otherwise capacity available =270 kVA | --> | 0.38 | 0 | 0.056 | 0.356 | 0 |  | --> | C23 ex SWORDS | Swords [T41,T42] | GLASMORE |  | 53.4541 | -6.2268
MV/LV Substation ST***003 |  | 10 kV | _ | LV | 400 kVA :Kiosk Substation | 0.4 | --> | 0.4 | 0 | 0 | Constrained, otherwise capacity available =245 kVA | --> | 0.38 | 0 | 0.005 | 0.397 | 0 |  | --> | C11 ex SUTTON | Sutton [T41,T42] | GRANGE (DR) |  | 53.3858 | -6.0677
MV/LV Substation SE***003Y |  | 10 kV | _ | LV | 200 kVA :Kiosk Substation | 0.2 | --> | 0.2 | 0 | 0 | Constrained, otherwise capacity available =149 kVA | --> | 0.19 | 0 | 0.035 | 0.171 | 0 |  | --> | C17 ex SWORDS | Swords [T41,T42] | GLASMORE |  | 53.463 | -6.2124
MV/LV Substation LI***004Y |  | 10 kV | _ | LV | 200 kVA :Kiosk Substation | 0.2 | --> | 0.2 | 0 | 0 | Constrained, otherwise capacity available =134 kVA | --> | 0.19 | 0 | 0.03 | 0.177 | 0 |  | --> | C18 ex MOUNTGORRY | Mountgorry [T41,T42] | GRANGE (DR) |  | 53.4525 | -6.1871
MV/LV Substation LU***005 |  | 20 kV | _ | LV | 400 kVA :Kiosk Substation | 0.4 | --> | 0.4 | 0 | 0 | Constrained, otherwise capacity available =287 kVA | --> | 0.38 | 0 | 0.003 | 0.393 | 0 |  | --> | E15 ex BATTER LANE TEMPORARY | Batter Lane Temporary 38kv [T421] | GLASMORE |  | 53.5266 | -6.1672
MV/LV Substation TH***005Y |  | 10 kV | _ | LV | 200 kVA :Kiosk Substation | 0.2 | --> | 0.2 | 0 | 0 | Constrained, otherwise capacity available =129 kVA | --> | 0.19 | 0 | 0.024 | 0.182 | 0 |  | --> | C18 ex MOUNTGORRY | Mountgorry [T41,T42] | GRANGE (DR) |  | 53.4509 | -6.1829
MV/LV Substation ST***008 |  | 10 kV | _ | LV | 630 kVA :Kiosk Substation | 0.63 | --> | 0.63 | 0 | 0 | Constrained, otherwise capacity available =395 kVA | --> | 0.598 | 0 | 0.079 | 0.5 | 0 |  | --> | C22 ex HOWTH JUNCTION | Howth Junction [T41,T42] | GRANGE (DR) |  | 53.3809 | -6.1723
MV/LV Substation TU***008Z |  | 20 kV | _ | LV | 200 kVA :Kiosk Substation | 0.2 | --> | 0.2 | 0 | 0 | Constrained, otherwise capacity available =173 kVA | --> | 0.19 | 0 | 0 | 0.194 | 0 |  | --> | E15 ex BATTER LANE TEMPORARY | Batter Lane Temporary 38kv [T421] | GLASMORE |  | 53.493 | -6.175
MV/LV Substation MI***009Y |  | 10 kV | _ | LV | 200 kVA :Kiosk Substation | 0.2 | --> | 0.2 | 0 | 0 | Constrained, otherwise capacity available =114 kVA | --> | 0.19 | 0 | 0.021 | 0.186 | 0 |  | --> | C18 ex MOUNTGORRY | Mountgorry [T41,T42] | GRANGE (DR) |  | 53.4521 | -6.2056
MV/LV Substation SU***011Z |  | 10 kV | _ | LV | 400 kVA :Kiosk Substation | 0.4 | --> | 0.4 | 0 | 0 | Constrained, otherwise capacity available =400 kVA | --> | 0.38 | 0 | 0 | 0.38 | 0 |  | --> | C11 ex SUTTON | Sutton [T41,T42] | GRANGE (DR) |  | 53.3891 | -6.1073
MV/LV Substation SE***012Y |  | 10 kV | _ | LV | 400 kVA :Kiosk Substation | 0.4 | --> | 0.4 | 0 | 0 | Constrained, otherwise capacity available =332 kVA | --> | 0.38 | 0 | 0.014 | 0.379 | 0 |  | --> | C17 ex MOUNTGORRY | Mountgorry [T41,T42] | GRANGE (DR) |  | 53.4552 | -6.1799
MV/LV Substation BA***013 |  | 10 kV | _ | LV | 400 kVA :Kiosk Substation | 0.4 | --> | 0.4 | 0 | 0 | Constrained, otherwise capacity available =239 kVA | --> | 0.38 | 0 | 0.044 | 0.369 | 0 |  | --> | C14 ex SUTTON | Sutton [T41,T42] | GRANGE (DR) |  | 53.3891 | -6.1243
MV/LV Substation GR***013Y |  | 10 kV | _ | LV | 630 kVA :Building Structure | 0.63 | --> | 0.63 | 0 | 0 | Constrained, otherwise capacity available =414 kVA | --> | 0.598 | 0 | 0 | 0.5 | 0 |  | --> | C18 ex MALAHIDE | Malahide [T41,T42] | GLASMORE |  | 53.4505 | -6.1478
MV/LV Substation ST***014 |  | 10 kV | _ | LV | 400 kVA :Kiosk Substation | 0.4 | --> | 0.4 | 0 | 0 | Constrained, otherwise capacity available =229 kVA | --> | 0.38 | 0 | 0.032 | 0.379 | 0 |  | --> | C11 ex HOWTH JUNCTION | Howth Junction [T41,T42] | GRANGE (DR) |  | 53.3831 | -6.1502
MV/LV Substation CH***014X |  | 10 kV | _ | LV | 400 kVA :Kiosk Substation | 0.4 | --> | 0.4 | 0 | 0 | Constrained, otherwise capacity available =202 kVA | --> | 0.38 | 0 | 0.086 | 0.342 | 0 |  | --> | C19 ex MALAHIDE | Malahide [T41,T42] | GLASMORE |  | 53.4517 | -6.1651
MV/LV Substation GR***014Z |  | 20 kV | _ | LV | 50 kVA :Pole Substation | 0.05 | --> | 0.05 | 0 | 0 | Constrained, otherwise capacity available =41 kVA | --> | 0.048 | 0 | 0.005 | 0.045 | 0 |  | --> | E21 ex ASHBOURNE | Ashbourne [T421,T422] | FINGLAS |  | 53.5136 | -6.2783
MV/LV Substation SU***015 |  | 10 kV | _ | LV | 400 kVA :Kiosk Substation | 0.4 | --> | 0.4 | 0 | 0 | Constrained, otherwise capacity available =138 kVA | --> | 0.38 | 0 | 0.037 | 0.387 | 0 |  | --> | C19 ex SUTTON | Sutton [T41,T42] | GRANGE (DR) |  | 53.3895 | -6.111
MV/LV Substation BE***017 |  | 10 kV | _ | LV | 400 kVA :Kiosk Substation | 0.4 | --> | 0.4 | 0 | 0 | Constrained, otherwise capacity available =323 kVA | --> | 0.38 | 0 | 0.03 | 0.368 | 0 |  | --> | C20 ex SUTTON | Sutton [T41,T42] | GRANGE (DR) |  | 53.3742 | -6.0952
MV/LV Substation HI***018Y |  | 10 kV | _ | LV | 200 kVA :Kiosk Substation | 0.2 | --> | 0.2 | 0 | 0 | Constrained, otherwise capacity available =115 kVA | --> | 0.19 | 0 | 0.014 | 0.191 | 0 |  | --> | C23 ex SWORDS | Swords [T41,T42] | GLASMORE |  | 53.4548 | -6.2291
MV/LV Substation HO***019 |  | 10 kV | _ | LV | 400 kVA :Kiosk Substation | 0.4 | --> | 0.4 | 0 | 0 | Constrained, otherwise capacity available =267 kVA | --> | 0.38 | 0 | 0.051 | 0.36 | 0 |  | --> | C11 ex SUTTON | Sutton [T41,T42] | GRANGE (DR) |  | 53.3907 | -6.0852
MV/LV Substation LA***019Z |  | 20 kV | _ | LV | 50 kVA :Pole Substation | 0.05 | --> | 0.05 | 0 | 0 | Constrained, otherwise capacity available =49 kVA | --> | 0.048 | 0 | 0 | 0.048 | 0 |  | --> | E17 ex BALTRASNA | Baltrasna [T121,T122] | BALTRASNA |  | 53.5033 | -6.5096
MV/LV Substation DU***020 |  | 10 kV | _ | LV | 400 kVA :Kiosk Substation | 0.4 | --> | 0.4 | 0 | 0 | Constrained, otherwise capacity available =254 kVA | --> | 0.38 | 0 | 0.066 | 0.35 | 0 |  | --> | C20 ex SUTTON | Sutton [T41,T42] | GRANGE (DR) |  | 53.3805 | -6.0628
MV/LV Substation EV***020X |  | 10 kV | _ | LV | 200 kVA :Kiosk Substation | 0.2 | --> | 0.2 | 0 | 0 | Constrained, otherwise capacity available =97 kVA | --> | 0.19 | 0 | 0.023 | 0.187 | 0 |  | --> | C11 ex SUTTON | Sutton [T41,T42] | GRANGE (DR) |  | 53.3867 | -6.0689
MV/LV Substation MA***020Y |  | 10 kV | _ | LV | 200 kVA :Kiosk Substation | 0.2 | --> | 0.2 | 0 | 0 | Constrained, otherwise capacity available =167 kVA | --> | 0.19 | 0 | 0 | 0.194 | 0 |  | --> | C15 ex MALAHIDE | Malahide [T41,T42] | GLASMORE |  | 53.4317 | -6.1434
MV/LV Substation SU***021 |  | 10 kV | _ | LV | 200 kVA :Pole Substation | 0.2 | --> | 0.2 | 0 | 0 |  | --> | 0.19 | 0 | 0.061 | 0.171 | 0 |  | --> | C20 ex SUTTON | Sutton [T41,T42] | GRANGE (DR) |  | 53.3728 | -6.0585
MV/LV Substation BA***022 |  | 10 kV | _ | LV | 400 kVA :Kiosk Substation | 0.4 | --> | 0.4 | 0 | 0 | Constrained, otherwise capacity available =273 kVA | --> | 0.38 | 0 | 0.059 | 0.353 | 0 |  | --> | C20 ex SUTTON | Sutton [T41,T42] | GRANGE (DR) |  | 53.3669 | -6.0786
MV/LV Substation DU***022Z |  | 10 kV | _ | LV | 400 kVA :Building Structure | 0.4 | --> | 0.4 | 0 | 0 | Constrained, otherwise capacity available =316 kVA | --> | 0.38 | 0 | 0 | 0.391 | 0 |  | --> | C19 ex SWORDS | Swords [T41,T42] | GLASMORE |  | 53.4625 | -6.2306
MV/LV Substation CA***023Y |  | 10 kV | _ | LV | 200 kVA :Kiosk Substation | 0.2 | --> | 0.2 | 0 | 0 | Constrained, otherwise capacity available =102 kVA | --> | 0.19 | 0 | 0.017 | 0.19 | 0 |  | --> | C18 ex MALAHIDE | Malahide [T41,T42] | GLASMORE |  | 53.4424 | -6.1562
MV/LV Substation MA***024Y |  | 10 kV | _ | LV | 400 kVA :Kiosk Substation | 0.4 | --> | 0.4 | 0 | 0 | Constrained, otherwise capacity available =266 kVA | --> | 0.38 | 0 | 0.043 | 0.366 | 0 |  | --> | C14 ex SWORDS | Swords [T41,T42] | GLASMORE |  | 53.4616 | -6.2439
MV/LV Substation OR***025Y |  | 10 kV | _ | LV | 400 kVA :Kiosk Substation | 0.4 | --> | 0.4 | 0 | 0 | Constrained, otherwise capacity available =247 kVA | --> | 0.38 | 0 | 0.057 | 0.358 | 0 |  | --> | C14 ex SWORDS | Swords [T41,T42] | GLASMORE |  | 53.462 | -6.2464
MV/LV Substation SH***028 |  | 10 kV | _ | LV | 50 kVA :Pole Substation | 0.05 | --> | 0.05 | 0 | 0 | Constrained, otherwise capacity available =10 kVA | --> | 0.048 | 0 | 0.015 | 0.042 | 0 |  | --> | C13 ex MALAHIDE | Malahide [T41,T42] | GLASMORE |  | 53.42 | -6.1571
MV/LV Substation PO***029 |  | 10 kV | _ | LV | 400 kVA :Kiosk Substation | 0.4 | --> | 0.4 | 0 | 0 | Constrained, otherwise capacity available =138 kVA | --> | 0.38 | 0 | 0.089 | 0.348 | 0 |  | --> | C16 ex MALAHIDE | Malahide [T41,T42] | GLASMORE |  | 53.4337 | -6.1258
MV/LV Substation KE***029Y |  | 10 kV | _ | LV | 400 kVA :Building Structure | 0.4 | --> | 0.4 | 0 | 0 | Constrained, otherwise capacity available =311 kVA | --> | 0.38 | 0 | 0.059 | 0.348 | 0 |  | --> | C16 ex MOUNTGORRY | Mountgorry [T41,T42] | GRANGE (DR) |  | 53.4499 | -6.2047
MV/LV Substation ST***030 |  | 10 kV | _ | LV | 630 kVA :Kiosk Substation | 0.63 | --> | 0.63 | 0 | 0 | Constrained, otherwise capacity available =295 kVA | --> | 0.598 | 0 | 0.021 | 0.5 | 0 |  | --> | C15 ex MALAHIDE | Malahide [T41,T42] | GLASMORE |  | 53.4211 | -6.1384
MV/LV Substation CA***030Y |  | 10 kV | _ | LV | 200 kVA :Kiosk Substation | 0.2 | --> | 0.2 | 0 | 0 | Constrained, otherwise capacity available =155 kVA | --> | 0.19 | 0 | 0.031 | 0.173 | 0 |  | --> | C12 ex MOUNTGORRY | Mountgorry [T41,T42] | GRANGE (DR) |  | 53.4513 | -6.2233
MV/LV Substation MA***031Y |  | 10 kV | _ | LV | 400 kVA :Kiosk Substation | 0.4 | --> | 0.4 | 0 | 0 | Constrained, otherwise capacity available =317 kVA | --> | 0.38 | 0 | 0.02 | 0.376 | 0 |  | --> | C18 ex MALAHIDE | Malahide [T41,T42] | GLASMORE |  | 53.4505 | -6.1431
MV/LV Substation FA***032Y |  | 10 kV | _ | LV | 400 kVA :Kiosk Substation | 0.4 | --> | 0.4 | 0 | 0 | Constrained, otherwise capacity available =339 kVA | --> | 0.38 | 0 | 0 | 0.388 | 0 |  | --> | C19 ex MALAHIDE | Malahide [T41,T42] | GLASMORE |  | 53.452 | -6.1559
MV/LV Substation CA***032Z |  | 20 kV | _ | LV | 200 kVA :Kiosk Substation | 0.2 | --> | 0.2 | 0 | 0 | Constrained, otherwise capacity available =138 kVA | --> | 0.19 | 0 | 0.031 | 0.175 | 0 |  | --> | E18 ex BALTRASNA | Baltrasna [T121,T122] | BALTRASNA |  | 53.4977 | -6.4666
MV/LV Substation TO***033Y |  | 10 kV | _ | LV | 1000 kVA :Building Structure | 1 | --> | 1 | 0 | 0 | Constrained, otherwise capacity available =878 kVA | --> | 0.95 | 0 | 0 | 0.5 | 0 |  | --> | C23 ex SWORDS | Swords [T41,T42] | GLASMORE |  | 53.4573 | -6.2195
MV/LV Substation WO***034Y |  | 10 kV | _ | LV | 200 kVA :Building Structure | 0.2 | --> | 0.2 | 0 | 0 | Constrained, otherwise capacity available =159 kVA | --> | 0.19 | 0 | 0 | 0.196 | 0 |  | --> | C17 ex SWORDS | Swords [T41,T42] | GLASMORE |  | 53.4619 | -6.2115
MV/LV Substation AT***034Z |  | 10 kV | _ | LV | 200 kVA :Building Structure | 0.2 | --> | 0.2 | 0 | 0 | Constrained, otherwise capacity available =166 kVA | --> | 0.19 | 0 | 0 | 0.195 | 0 |  | --> | C14 ex MOUNTGORRY | Mountgorry [T41,T42] | GRANGE (DR) |  | 53.4572 | -6.2064
MV/LV Substation BE***035Y |  | 10 kV | _ | LV | 400 kVA :Kiosk Substation | 0.4 | --> | 0.4 | 0 | 0 | Constrained, otherwise capacity available =213 kVA | --> | 0.38 | 0 | 0.064 | 0.357 | 0 |  | --> | C14 ex SWORDS | Swords [T41,T42] | GLASMORE |  | 53.4618 | -6.2494
MV/LV Substation FI***035Z |  | 10 kV | _ | LV | 1000 kVA :Building Structure | 1 | --> | 1 | 0 | 0 | Constrained, otherwise capacity available =823 kVA | --> | 0.95 | 0 | 0.011 | 0.5 | 0 |  | --> | C15 ex MOUNTGORRY | Mountgorry [T41,T42] | GRANGE (DR) |  | 53.4592 | -6.2185
MV/LV Substation AB***036Y |  | 10 kV | _ | LV | 400 kVA :Kiosk Substation | 0.4 | --> | 0.4 | 0 | 0 | Constrained, otherwise capacity available =250 kVA | --> | 0.38 | 0 | 0.083 | 0.338 | 0 |  | --> | C14 ex SWORDS | Swords [T41,T42] | GLASMORE |  | 53.461 | -6.2524
MV/LV Substation AB***037Y |  | 10 kV | _ | LV | 400 kVA :Kiosk Substation | 0.4 | --> | 0.4 | 0 | 0 | Constrained, otherwise capacity available =308 kVA | --> | 0.38 | 0 | 0.022 | 0.376 | 0 |  | --> | C14 ex SWORDS | Swords [T41,T42] | GLASMORE |  | 53.463 | -6.2521
MV/LV Substation TH***039Y |  | 10 kV | _ | LV | 200 kVA :Kiosk Substation | 0.2 | --> | 0.2 | 0 | 0 | Constrained, otherwise capacity available =152 kVA | --> | 0.19 | 0 | 0.02 | 0.182 | 0 |  | --> | E17 ex GLASMORE | Glasmore [T421,T422] | GLASMORE |  | 53.4481 | -6.2362
MV/LV Substation RI***041Z |  | 10 kV | _ | LV | 400 kVA :Kiosk Substation | 0.4 | --> | 0.4 | 0 | 0 | Constrained, otherwise capacity available =246 kVA | --> | 0.38 | 0 | 0.069 | 0.349 | 0 |  | --> | E12 ex GLASMORE | Glasmore [T421,T422] | GLASMORE |  | 53.4477 | -6.247
MV/LV Substation SU***042Y |  | 20 kV | _ | LV | 400 kVA :Kiosk Substation | 0.4 | --> | 0.4 | 0 | 0 | Constrained, otherwise capacity available =223 kVA | --> | 0.38 | 0 | 0.022 | 0.387 | 0 |  | --> | E17 ex BALTRASNA | Baltrasna [T121,T122] | BALTRASNA |  | 53.511 | -6.5411
MV/LV Substation SU***043Y |  | 20 kV | _ | LV | 400 kVA :Kiosk Substation | 0.4 | --> | 0.4 | 0 | 0 | Constrained, otherwise capacity available =277 kVA | --> | 0.38 | 0 | 0.075 | 0.341 | 0 |  | --> | E17 ex BALTRASNA | Baltrasna [T121,T122] | BALTRASNA |  | 53.5094 | -6.5445
MV/LV Substation HI***044 |  | 20 kV | _ | LV | 200 kVA :Pole Substation | 0.2 | --> | 0.2 | 0 | 0 | Constrained, otherwise capacity available =77 kVA | --> | 0.19 | 0 | 0.005 | 0.202 | 0 |  | --> | E15 ex BATTER LANE TEMPORARY | Batter Lane Temporary 38kv [T421] | GLASMORE |  | 53.487 | -6.1974
MV/LV Substation LA***044Y |  | 20 kV | _ | LV | 50 kVA :Pole Substation | 0.05 | --> | 0.05 | 0 | 0 | Constrained, otherwise capacity available =48 kVA | --> | 0.048 | 0 | 0.005 | 0.044 | 0 |  | --> | E17 ex BALTRASNA | Baltrasna [T121,T122] | BALTRASNA |  | 53.5067 | -6.5097
MV/LV Substation DU***046Y |  | 20 kV | _ | LV | 400 kVA :Kiosk Substation | 0.4 | --> | 0.4 | 0 | 0 | Constrained, otherwise capacity available =218 kVA | --> | 0.38 | 0 | 0.001 | 0.403 | 0 |  | --> | E17 ex BALTRASNA | Baltrasna [T121,T122] | BALTRASNA |  | 53.5076 | -6.5363
MV/LV Substation FO***047 |  | 10 kV | _ | LV | 200 kVA :Kiosk Substation | 0.2 | --> | 0.2 | 0 | 0 | Constrained, otherwise capacity available =199 kVA | --> | 0.19 | 0 | 0 | 0.19 | 0 |  | --> | E17 ex GLASMORE | Glasmore [T421,T422] | GLASMORE |  | 53.4429 | -6.2337
MV/LV Substation RA***047Z |  | 10 kV | _ | LV | 200 kVA :Kiosk Substation | 0.2 | --> | 0.2 | 0 | 0 | Constrained, otherwise capacity available =145 kVA | --> | 0.19 | 0 | 0.005 | 0.194 | 0 |  | --> | C19 ex SWORDS | Swords [T41,T42] | GLASMORE |  | 53.4619 | -6.23
MV/LV Substation MA***048Z |  | 10 kV | _ | LV | 400 kVA :Building Structure | 0.4 | --> | 0.4 | 0 | 0 | Constrained, otherwise capacity available =245 kVA | --> | 0.38 | 0 | 0.04 | 0.371 | 0 |  | --> | C14 ex MOUNTGORRY | Mountgorry [T41,T42] | GRANGE (DR) |  | 53.4552 | -6.2048
MV/LV Substation BR***049Y |  | 20 kV | _ | LV | 630 kVA :Building Structure | 0.63 | --> | 0.63 | 0 | 0 | Constrained, otherwise capacity available =627 kVA | --> | 0.598 | 0 | 0 | 0.5 | 0 |  | --> | E17 ex BALTRASNA | Baltrasna [T121,T122] | BALTRASNA |  | 53.5166 | -6.5396
MV/LV Substation HA***052Z |  | 20 kV | _ | LV | 100 kVA :Pole Substation | 0.1 | --> | 0.1 | 0 | 0 | Constrained, otherwise capacity available =99 kVA | --> | 0.095 | 0 | 0 | 0.095 | 0 |  | --> | E12 ex ASHBOURNE | Ashbourne [T421,T422] | FINGLAS |  | 53.4985 | -6.4115
MV/LV Substation CO***053 |  | 20 kV | _ | LV | 200 kVA :Pole Substation | 0.2 | --> | 0.2 | 0 | 0 | Constrained, otherwise capacity available =101 kVA | --> | 0.19 | 0 | 0.005 | 0.199 | 0 |  | --> | E11 ex GLASMORE | Glasmore [T421,T422] | GLASMORE |  | 53.4748 | -6.1247
MV/LV Substation CO***054Y |  | 20 kV | _ | LV | 400 kVA :Kiosk Substation | 0.4 | --> | 0.4 | 0 | 0 | Constrained, otherwise capacity available =347 kVA | --> | 0.38 | 0 | 0.041 | 0.357 | 0 |  | --> | E17 ex BALTRASNA | Baltrasna [T121,T122] | BALTRASNA |  | 53.5096 | -6.547
MV/LV Substation RA***055Z |  | 20 kV | _ | LV | 50 kVA :Pole Substation | 0.05 | --> | 0.05 | 0 | 0 | Constrained, otherwise capacity available =46 kVA | --> | 0.048 | 0 | 0 | 0.048 | 0 |  | --> | E12 ex ASHBOURNE | Ashbourne [T421,T422] | FINGLAS |  | 53.4938 | -6.4337
MV/LV Substation GA***059Z |  | 10 kV | _ | LV | 400 kVA :Kiosk Substation | 0.4 | --> | 0.4 | 0 | 0 | Constrained, otherwise capacity available =176 kVA | --> | 0.38 | 0 | 0.046 | 0.375 | 0 |  | --> | C18 ex MOUNTGORRY | Mountgorry [T41,T42] | GRANGE (DR) |  | 53.4486 | -6.1855
MV/LV Substation RA***060X |  | 10 kV | _ | LV | 400 kVA :Kiosk Substation | 0.4 | --> | 0.4 | 0.211 | 5.82 |  | --> | 0.38 | 0 | 0.004 | 0.402 | 0 |  | --> | C19 ex COOLOCK | Coolock [T41,T42] | FINGLAS |  | 53.3797 | -6.1748
MV/LV Substation ST***061X |  | 10 kV | _ | LV | 630 kVA :Kiosk Substation | 0.63 | --> | 0.63 | 0 | 0 | Constrained, otherwise capacity available =466 kVA | --> | 0.598 | 0 | 0.015 | 0.5 | 0 |  | --> | C17 ex HOWTH JUNCTION | Howth Junction [T41,T42] | GRANGE (DR) |  | 53.389 | -6.1599
MV/LV Substation BE***061Z |  | 20 kV | _ | LV | 200 kVA :Kiosk Substation | 0.2 | --> | 0.2 | 0 | 0 | Constrained, otherwise capacity available =103 kVA | --> | 0.19 | 0 | 0.037 | 0.175 | 0 |  | --> | E15 ex BATTER LANE TEMPORARY | Batter Lane Temporary 38kv [T421] | GLASMORE |  | 53.4905 | -6.1567
MV/LV Substation BA***062 |  | 20 kV | _ | LV | 400 kVA :Kiosk Substation | 0.4 | --> | 0.4 | 0 | 0 | Constrained, otherwise capacity available =397 kVA | --> | 0.38 | 0 | 0 | 0.38 | 0 |  | --> | E11 ex GLASMORE | Glasmore [T421,T422] | GLASMORE |  | 53.487 | -6.1301
MV/LV Substation PL***062Z |  | 10 kV | _ | LV | 1000 kVA :Building Structure | 1 | --> | 1 | 0 | 0 | Constrained, otherwise capacity available =814 kVA | --> | 0.95 | 0 | 0 | 0.5 | 0 |  | --> | C11 ex MOUNTGORRY | Mountgorry [T41,T42] | GRANGE (DR) |  | 53.4563 | -6.2201
MV/LV Substation MA***063Y |  | 10 kV | _ | LV | 50 kVA :Pole Substation | 0.05 | --> | 0.05 | 0 | 0 | Constrained, otherwise capacity available =41 kVA | --> | 0.048 | 0 | 0 | 0.049 | 0 |  | --> | C13 ex MALAHIDE | Malahide [T41,T42] | GLASMORE |  | 53.4389 | -6.1724
MV/LV Substation TH***063Z |  | 10 kV | _ | LV | 400 kVA :Kiosk Substation | 0.4 | --> | 0.4 | 0 | 0 | Constrained, otherwise capacity available =298 kVA | --> | 0.38 | 0 | 0.006 | 0.389 | 0 |  | --> | C11 ex MOUNTGORRY | Mountgorry [T41,T42] | GRANGE (DR) |  | 53.4563 | -6.2197
MV/LV Substation MA***064Y |  | 10 kV | _ | LV | 400 kVA :Building Structure | 0.4 | --> | 0.4 | 0 | 0 | Constrained, otherwise capacity available =276 kVA | --> | 0.38 | 0 | 0 | 0.397 | 0 |  | --> | C14 ex SWORDS | Swords [T41,T42] | GLASMORE |  | 53.4608 | -6.2447
MV/LV Substation MA***064Z |  | 10 kV | _ | LV | 400 kVA :Kiosk Substation | 0.4 | --> | 0.4 | 0 | 0 | Constrained, otherwise capacity available =362 kVA | --> | 0.38 | 0 | 0 | 0.384 | 0 |  | --> | C19 ex MALAHIDE | Malahide [T41,T42] | GLASMORE |  | 53.4548 | -6.1548
MV/LV Substation ST***065Y |  | 20 kV | _ | LV | 400 kVA :Kiosk Substation | 0.4 | --> | 0.4 | 0 | 0 | Constrained, otherwise capacity available =168 kVA | --> | 0.38 | 0 | 0.086 | 0.347 | 0 |  | --> | E11 ex GLASMORE | Glasmore [T421,T422] | GLASMORE |  | 53.4839 | -6.1467
MV/LV Substation TU***066Y |  | 20 kV | _ | LV | 400 kVA :Kiosk Substation | 0.4 | --> | 0.4 | 0 | 0 | Constrained, otherwise capacity available =342 kVA | --> | 0.38 | 0 | 0 | 0.388 | 0 |  | --> | E15 ex BATTER LANE TEMPORARY | Batter Lane Temporary 38kv [T421] | GLASMORE |  | 53.4877 | -6.1578
MV/LV Substation MY***067Y |  | 10 kV | _ | LV | 400 kVA :Kiosk Substation | 0.4 | --> | 0.4 | 0 | 0 | Constrained, otherwise capacity available =291 kVA | --> | 0.38 | 0 | 0.02 | 0.38 | 0 |  | --> | C17 ex SWORDS | Swords [T41,T42] | GLASMORE |  | 53.4648 | -6.2079
MV/LV Substation OL***067Z |  | 20 kV | _ | LV | 100 kVA :Pole Substation | 0.1 | --> | 0.1 | 0 | 0 | Constrained, otherwise capacity available =88 kVA | --> | 0.095 | 0 | 0 | 0.097 | 0 |  | --> | E21 ex ASHBOURNE | Ashbourne [T421,T422] | FINGLAS |  | 53.5162 | -6.3267
MV/LV Substation WA***068Z |  | 10 kV | _ | LV | 200 kVA :Building Structure | 0.2 | --> | 0.2 | 0 | 0 | Constrained, otherwise capacity available =68 kVA | --> | 0.19 | 0 | 0 | 0.207 | 0 |  | --> | C14 ex SWORDS | Swords [T41,T42] | GLASMORE |  | 53.4639 | -6.2201
MV/LV Substation CO***069 |  | 20 kV | _ | LV | 50 kVA :Pole Substation | 0.05 | --> | 0.05 | 0 | 0 | Constrained, otherwise capacity available =31 kVA | --> | 0.048 | 0 | 0 | 0.05 | 0 |  | --> | E11 ex GLASMORE | Glasmore [T421,T422] | GLASMORE |  | 53.4744 | -6.1401
MV/LV Substation TH***069Y |  | 10 kV | _ | LV | 400 kVA :Kiosk Substation | 0.4 | --> | 0.4 | 0 | 0 | Constrained, otherwise capacity available =282 kVA | --> | 0.38 | 0 | 0.042 | 0.365 | 0 |  | --> | C18 ex MALAHIDE | Malahide [T41,T42] | GLASMORE |  | 53.449 | -6.1456
MV/LV Substation SE***070 |  | 10 kV | _ | LV | 50 kVA :Pole Substation | 0.05 | --> | 0.05 | 0 | 0 | Constrained, otherwise capacity available =47 kVA | --> | 0.048 | 0 | 0 | 0.048 | 0 |  | --> | C17 ex MOUNTGORRY | Mountgorry [T41,T42] | GRANGE (DR) |  | 53.4611 | -6.1975
MV/LV Substation GL***070Z |  | 10 kV | _ | LV | 400 kVA :Kiosk Substation | 0.4 | --> | 0.4 | 0 | 0 | Constrained, otherwise capacity available =282 kVA | --> | 0.38 | 0 | 0.025 | 0.377 | 0 |  | --> | C14 ex SWORDS | Swords [T41,T42] | GLASMORE |  | 53.468 | -6.2348
MV/LV Substation SO***071Z |  | 10 kV | _ | LV | 630 kVA :Building Structure | 0.63 | --> | 0.63 | 0 | 0 | Constrained, otherwise capacity available =418 kVA | --> | 0.598 | 0 | 0 | 0.5 | 0 |  | --> | C11 ex MOUNTGORRY | Mountgorry [T41,T42] | GRANGE (DR) |  | 53.4565 | -6.2209
MV/LV Substation GR***072Y |  | 20 kV | _ | LV | 400 kVA :Kiosk Substation | 0.4 | --> | 0.4 | 0 | 0 | Constrained, otherwise capacity available =253 kVA | --> | 0.38 | 0 | 0.034 | 0.374 | 0 |  | --> | E15 ex BATTER LANE TEMPORARY | Batter Lane Temporary 38kv [T421] | GLASMORE |  | 53.5292 | -6.1702
MV/LV Substation KI***073Y |  | 10 kV | _ | LV | 630 kVA :Kiosk Substation | 0.63 | --> | 0.63 | 0 | 0 | Constrained, otherwise capacity available =551 kVA | --> | 0.598 | 0 | 0.033 | 0.5 | 0 |  | --> | C18 ex MOUNTGORRY | Mountgorry [T41,T42] | GRANGE (DR) |  | 53.4496 | -6.1796
MV/LV Substation RE***073Z |  | 10 kV | _ | LV | 630 kVA :Building Structure | 0.63 | --> | 0.63 | 0 | 0 | Constrained, otherwise capacity available =455 kVA | --> | 0.598 | 0 | 0 | 0.5 | 0 |  | --> | C14 ex MOUNTGORRY | Mountgorry [T41,T42] | GRANGE (DR) |  | 53.4561 | -6.206
MV/LV Substation GR***074Y |  | 10 kV | _ | LV | 200 kVA :Kiosk Substation | 0.2 | --> | 0.2 | 0 | 0 | Constrained, otherwise capacity available =164 kVA | --> | 0.19 | 0 | 0.019 | 0.181 | 0 |  | --> | C18 ex MALAHIDE | Malahide [T41,T42] | GLASMORE |  | 53.4461 | -6.1502
MV/LV Substation KE***074Z |  | 10 kV | _ | LV | 400 kVA :Kiosk Substation | 0.4 | --> | 0.4 | 0 | 0 | Constrained, otherwise capacity available =336 kVA | --> | 0.38 | 0 | 0 | 0.389 | 0 |  | --> | C12 ex COLLINSTOWN | Collinstown [T41,T42] | GRANGE (DR) |  | 53.4249 | -6.2286
MV/LV Substation DA***075Y |  | 10 kV | _ | LV | 200 kVA :Kiosk Substation | 0.2 | --> | 0.2 | 0 | 0 | Constrained, otherwise capacity available =151 kVA | --> | 0.19 | 0 | 0.031 | 0.174 | 0 |  | --> | C14 ex SWORDS | Swords [T41,T42] | GLASMORE |  | 53.4651 | -6.2361
MV/LV Substation NE***076 |  | 20 kV | _ | LV | 50 kVA :Pole Substation | 0.05 | --> | 0.05 | 0 | 0 | Constrained, otherwise capacity available =44 kVA | --> | 0.048 | 0 | 0 | 0.048 | 0 |  | --> | E15 ex BATTER LANE TEMPORARY | Batter Lane Temporary 38kv [T421] | GLASMORE |  | 53.5098 | -6.181
MV/LV Substation VA***076Y |  | 10 kV | _ | LV | 200 kVA :Kiosk Substation | 0.2 | --> | 0.2 | 0 | 0 | Constrained, otherwise capacity available =134 kVA | --> | 0.19 | 0 | 0.007 | 0.194 | 0 |  | --> | C14 ex SWORDS | Swords [T41,T42] | GLASMORE |  | 53.461 | -6.2412
MV/LV Substation AR***076Z |  | 10 kV | _ | LV | 630 kVA :Kiosk Substation | 0.63 | --> | 0.63 | 0 | 0 | Constrained, otherwise capacity available =630 kVA | --> | 0.598 | 0 | 0 | 0.5 | 0 |  | --> | C17 ex SWORDS | Swords [T41,T42] | GLASMORE |  | 53.4583 | -6.2064
MV/LV Substation BR***077X |  | 10 kV | _ | LV | 400 kVA :Kiosk Substation | 0.4 | --> | 0.4 | 0 | 0 | Constrained, otherwise capacity available =325 kVA | --> | 0.38 | 0 | 0.026 | 0.371 | 0 |  | --> | C14 ex SWORDS | Swords [T41,T42] | GLASMORE |  | 53.4659 | -6.2294
MV/LV Substation LI***077Y |  | 10 kV | _ | LV | 400 kVA :Building Structure | 0.4 | --> | 0.4 | 0 | 0 | Constrained, otherwise capacity available =233 kVA | --> | 0.38 | 0 | 0.16 | 0.284 | 0 |  | --> | E17 ex GLASMORE | Glasmore [T421,T422] | GLASMORE |  | 53.4491 | -6.2237
MV/LV Substation MA***078Y |  | 10 kV | _ | LV | 400 kVA :Kiosk Substation | 0.4 | --> | 0.4 | 0 | 0 | Constrained, otherwise capacity available =309 kVA | --> | 0.38 | 0 | 0 | 0.392 | 0 |  | --> | C19 ex MALAHIDE | Malahide [T41,T42] | GLASMORE |  | 53.4534 | -6.1542
MV/LV Substation MA***079Y |  | 10 kV | _ | LV | 400 kVA :Kiosk Substation | 0.4 | --> | 0.4 | 0 | 0 | Constrained, otherwise capacity available =354 kVA | --> | 0.38 | 0 | 0 | 0.386 | 0 |  | --> | C19 ex MALAHIDE | Malahide [T41,T42] | GLASMORE |  | 53.453 | -6.1554
MV/LV Substation KN***079Z |  | 20 kV | _ | LV | 50 kVA :Pole Substation | 0.05 | --> | 0.05 | 0 | 0 | Constrained, otherwise capacity available =39 kVA | --> | 0.048 | 0 | 0.006 | 0.044 | 0 |  | --> | E18 ex GLASMORE | Glasmore [T421,T422] | GLASMORE |  | 53.5462 | -6.2385
MV/LV Substation CO***081Y |  | 10 kV | _ | LV | 400 kVA :Kiosk Substation | 0.4 | --> | 0.4 | 0 | 0 | Constrained, otherwise capacity available =296 kVA | --> | 0.38 | 0 | 0 | 0.394 | 0 |  | --> | C12 ex COLLINSTOWN | Collinstown [T41,T42] | GRANGE (DR) |  | 53.4221 | -6.2317
MV/LV Substation SO***081Z |  | 10 kV | _ | LV | 200 kVA :Kiosk Substation | 0.2 | --> | 0.2 | 0 | 0 | Constrained, otherwise capacity available =124 kVA | --> | 0.19 | 0 | 0.008 | 0.194 | 0 |  | --> | C20 ex SWORDS | Swords [T41,T42] | GLASMORE |  | 53.4679 | -6.2243
MV/LV Substation SC***082 |  | 10 kV | _ | LV | 400 kVA :Building Structure | 0.4 | --> | 0.4 | 0 | 0 | Constrained, otherwise capacity available =228 kVA | --> | 0.38 | 0 | 0 | 0.403 | 0 |  | --> | C17 ex SWORDS | Swords [T41,T42] | GLASMORE |  | 53.4642 | -6.2177
MV/LV Substation TO***083Y |  | 10 kV | _ | LV | 630 kVA :Kiosk Substation | 0.63 | --> | 0.63 | 0 | 0 | Constrained, otherwise capacity available =452 kVA | --> | 0.598 | 0 | 0.045 | 0.5 | 0 |  | --> | C16 ex MALAHIDE | Malahide [T41,T42] | GLASMORE |  | 53.4356 | -6.1402
MV/LV Substation FI***083Z |  | 10 kV | _ | LV | 200 kVA :Kiosk Substation | 0.2 | --> | 0.2 | 0 | 0 | Constrained, otherwise capacity available =173 kVA | --> | 0.19 | 0 | 0 | 0.194 | 0 |  | --> | C17 ex SWORDS | Swords [T41,T42] | GLASMORE |  | 53.4657 | -6.2138
MV/LV Substation SE***085 |  | 20 kV | _ | LV | 50 kVA :Pole Substation | 0.05 | --> | 0.05 | 0 | 0 | Constrained, otherwise capacity available =43 kVA | --> | 0.048 | 0 | 0 | 0.048 | 0 |  | --> | E11 ex GLASMORE | Glasmore [T421,T422] | GLASMORE |  | 53.4725 | -6.177
MV/LV Substation AR***085Y |  | 10 kV | _ | LV | 400 kVA :Kiosk Substation | 0.4 | --> | 0.4 | 0 | 0 | Constrained, otherwise capacity available =287 kVA | --> | 0.38 | 0 | 0.035 | 0.369 | 0 |  | --> | C14 ex SWORDS | Swords [T41,T42] | GLASMORE |  | 53.4651 | -6.2392
MV/LV Substation NE***086 |  | 20 kV | _ | LV | 50 kVA :Pole Substation | 0.05 | --> | 0.05 | 0 | 0 | Constrained, otherwise capacity available =43 kVA | --> | 0.048 | 0 | 0 | 0.048 | 0 |  | --> | E11 ex GLASMORE | Glasmore [T421,T422] | GLASMORE |  | 53.4679 | -6.1864
MV/LV Substation TA***086Y |  | 10 kV | _ | LV | 400 kVA :Kiosk Substation | 0.4 | --> | 0.4 | 0 | 0 | Constrained, otherwise capacity available =332 kVA | --> | 0.38 | 0 | 0.031 | 0.366 | 0 |  | --> | C18 ex MOUNTGORRY | Mountgorry [T41,T42] | GRANGE (DR) |  | 53.4481 | -6.1823
MV/LV Substation AL***087Z |  | 10 kV | _ | LV | 400 kVA :Building Structure | 0.4 | --> | 0.4 | 0 | 0 | Constrained, otherwise capacity available =292 kVA | --> | 0.38 | 0 | 0 | 0.394 | 0 |  | --> | C12 ex COLLINSTOWN | Collinstown [T41,T42] | GRANGE (DR) |  | 53.4224 | -6.2292
MV/LV Substation NE***088X |  | 10 kV | _ | LV | 50 kVA :Pole Substation | 0.05 | --> | 0.05 | 0 | 0 | Constrained, otherwise capacity available =4 kVA | --> | 0.048 | 0 | 0 | 0.053 | 0 |  | --> | E11 ex ASHBOURNE | Ashbourne [T421,T422] | FINGLAS |  | 53.4477 | -6.3313
MV/LV Substation FY***088Y |  | 10 kV | _ | LV | 630 kVA :Building Structure | 0.63 | --> | 0.63 | 0 | 0 | Constrained, otherwise capacity available =372 kVA | --> | 0.598 | 0 | 0 | 0.5 | 0 |  | --> | C17 ex SWORDS | Swords [T41,T42] | GLASMORE |  | 53.4614 | -6.2082
MV/LV Substation PI***089X |  | 10 kV | _ | LV | 400 kVA :Kiosk Substation | 0.4 | --> | 0.4 | 0 | 0 | Constrained, otherwise capacity available =260 kVA | --> | 0.38 | 0 | 0.087 | 0.334 | 0 |  | --> | C14 ex SWORDS | Swords [T41,T42] | GLASMORE |  | 53.4656 | -6.2338
MV/LV Substation MA***089Y |  | 10 kV | _ | LV | 630 kVA :Building Structure | 0.63 | --> | 0.63 | 0 | 0 | Constrained, otherwise capacity available =600 kVA | --> | 0.598 | 0 | 0 | 0.5 | 0 |  | --> | C19 ex MALAHIDE | Malahide [T41,T42] | GLASMORE |  | 53.4561 | -6.1546
MV/LV Substation FR***090Y |  | 20 kV | _ | LV | 400 kVA :Kiosk Substation | 0.4 | --> | 0.4 | 0 | 0 | Constrained, otherwise capacity available =268 kVA | --> | 0.38 | 0 | 0.049 | 0.361 | 0 |  | --> | E15 ex ASHBOURNE | Ashbourne [T421,T422] | FINGLAS |  | 53.5089 | -6.3976
MV/LV Substation LA***090Z |  | 20 kV | _ | LV | 50 kVA :Pole Substation | 0.05 | --> | 0.05 | 0 | 0 | Constrained, otherwise capacity available =42 kVA | --> | 0.048 | 0 | 0 | 0.049 | 0 |  | --> | E17 ex BALTRASNA | Baltrasna [T121,T122] | BALTRASNA |  | 53.5161 | -6.4904
MV/LV Substation BA***091 |  | 20 kV | _ | LV | 100 kVA :Pole Substation | 0.1 | --> | 0.1 | 0 | 0 | Constrained, otherwise capacity available =75 kVA | --> | 0.095 | 0 | 0 | 0.098 | 0 |  | --> | E20 ex GLASMORE | Glasmore [T421,T422] | GLASMORE |  | 53.4816 | -6.235
MV/LV Substation WY***093 |  | 20 kV | _ | LV | 200 kVA :Pole Substation | 0.2 | --> | 0.2 | 0 | 0 | Constrained, otherwise capacity available =178 kVA | --> | 0.19 | 0 | 0.049 | 0.157 | 0 |  | --> | E21 ex ASHBOURNE | Ashbourne [T421,T422] | FINGLAS |  | 53.5431 | -6.3491
MV/LV Substation BR***093Y |  | 10 kV | _ | LV | 200 kVA :Kiosk Substation | 0.2 | --> | 0.2 | 0 | 0 | Constrained, otherwise capacity available =128 kVA | --> | 0.19 | 0 | 0.01 | 0.192 | 0 |  | --> | C16 ex MALAHIDE | Malahide [T41,T42] | GLASMORE |  | 53.4405 | -6.1504
MV/LV Substation ST***093Z |  | 10 kV | _ | LV | 200 kVA :Kiosk Substation | 0.2 | --> | 0.2 | 0 | 0 | Constrained, otherwise capacity available =177 kVA | --> | 0.19 | 0 | 0 | 0.193 | 0 |  | --> | C18 ex MALAHIDE | Malahide [T41,T42] | GLASMORE |  | 53.45 | -6.1414
MV/LV Substation MI***094Y |  | 20 kV | _ | LV | 400 kVA :Kiosk Substation | 0.4 | --> | 0.4 | 0 | 0 | Constrained, otherwise capacity available =293 kVA | --> | 0.38 | 0 | 0.008 | 0.388 | 0 |  | --> | E15 ex BATTER LANE TEMPORARY | Batter Lane Temporary 38kv [T421] | GLASMORE |  | 53.5274 | -6.1758
MV/LV Substation TU***095Y |  | 20 kV | _ | LV | 400 kVA :Kiosk Substation | 0.4 | --> | 0.4 | 0 | 0 | Constrained, otherwise capacity available =357 kVA | --> | 0.38 | 0 | 0 | 0.386 | 0 |  | --> | E15 ex BATTER LANE TEMPORARY | Batter Lane Temporary 38kv [T421] | GLASMORE |  | 53.4889 | -6.1571
MV/LV Substation TH***095Z |  | 10 kV | _ | LV | 400 kVA :Kiosk Substation | 0.4 | --> | 0.4 | 0 | 0 | Constrained, otherwise capacity available =307 kVA | --> | 0.38 | 0 | 0.048 | 0.357 | 0 |  | --> | C22 ex HOWTH JUNCTION | Howth Junction [T41,T42] | GRANGE (DR) |  | 53.3887 | -6.1521
MV/LV Substation PO***096Y |  | 10 kV | _ | LV | 50 kVA :Pole Substation | 0.05 | --> | 0.05 | 0 | 0 | Constrained, otherwise capacity available =45 kVA | --> | 0.048 | 0 | 0 | 0.048 | 0 |  | --> | C15 ex MALAHIDE | Malahide [T41,T42] | GLASMORE |  | 53.4204 | -6.1297
MV/LV Substation YE***097 |  | 10 kV | _ | LV | 200 kVA :Kiosk Substation | 0.2 | --> | 0.2 | 0 | 0 | Constrained, otherwise capacity available =56 kVA | --> | 0.19 | 0 | 0.042 | 0.178 | 0 |  | --> | C21 ex MALAHIDE | Malahide [T41,T42] | GLASMORE |  | 53.4491 | -6.1638
MV/LV Substation CH***097Z |  | 10 kV | _ | LV | 400 kVA :Kiosk Substation | 0.4 | --> | 0.4 | 0 | 0 | Constrained, otherwise capacity available =263 kVA | --> | 0.38 | 0 | 0.071 | 0.346 | 0 |  | --> | C15 ex MOUNTGORRY | Mountgorry [T41,T42] | GRANGE (DR) |  | 53.4567 | -6.2136
MV/LV Substation DA***098Y |  | 10 kV | _ | LV | 400 kVA :Kiosk Substation | 0.4 | --> | 0.4 | 0 | 0 | Constrained, otherwise capacity available =312 kVA | --> | 0.38 | 0 | 0.062 | 0.346 | 0 |  | --> | C16 ex MALAHIDE | Malahide [T41,T42] | GLASMORE |  | 53.4383 | -6.1379
MV/LV Substation BR***098Z |  | 20 kV | _ | LV | 100 kVA :Pole Substation | 0.1 | --> | 0.1 | 0 | 0 | Constrained, otherwise capacity available =43 kVA | --> | 0.095 | 0 | 0.029 | 0.081 | 0 |  | --> | E17 ex BALTRASNA | Baltrasna [T121,T122] | BALTRASNA |  | 53.5082 | -6.4777
MV/LV Substation NE***099Z |  | 10 kV | _ | LV | 400 kVA :Building Structure | 0.4 | --> | 0.4 | 0 | 0 | Constrained, otherwise capacity available =383 kVA | --> | 0.38 | 0 | 0 | 0.382 | 0 |  | --> | C20 ex COLLINSTOWN | Collinstown [T41,T42] | GRANGE (DR) |  | 53.4253 | -6.2212
MV/LV Substation RI***100X |  | 10 kV | _ | LV | 200 kVA :Kiosk Substation | 0.2 | --> | 0.2 | 0 | 0 | Constrained, otherwise capacity available =62 kVA | --> | 0.19 | 0 | 0.06 | 0.164 | 0 |  | --> | C23 ex SWORDS | Swords [T41,T42] | GLASMORE |  | 53.4536 | -6.2314
MV/LV Substation RA***100Z |  | 20 kV | _ | LV | 200 kVA :Kiosk Substation | 0.2 | --> | 0.2 | 0 | 0 | Constrained, otherwise capacity available =164 kVA | --> | 0.19 | 0 | 0 | 0.195 | 0 |  | --> | E20 ex BALTRASNA | Baltrasna [T121,T122] | BALTRASNA |  | 53.5207 | -6.4119
MV/LV Substation ST***101 |  | 10 kV | _ | LV | 200 kVA :Pole Substation | 0.2 | --> | 0.2 | 0 | 0 | Constrained, otherwise capacity available =177 kVA | --> | 0.19 | 0 | 0.007 | 0.188 | 0 |  | --> | C13 ex MALAHIDE | Malahide [T41,T42] | GLASMORE |  | 53.4157 | -6.1775
MV/LV Substation MO***101Y |  | 20 kV | _ | LV | 50 kVA :Pole Substation | 0.05 | --> | 0.05 | 0 | 0 | Constrained, otherwise capacity available =35 kVA | --> | 0.048 | 0 | 0.01 | 0.042 | 0 |  | --> | E17 ex BALTRASNA | Baltrasna [T121,T122] | BALTRASNA |  | 53.5034 | -6.5113
MV/LV Substation GR***102Y |  | 20 kV | _ | LV | 400 kVA :Kiosk Substation | 0.4 | --> | 0.4 | 0 | 0 | Constrained, otherwise capacity available =346 kVA | --> | 0.38 | 0 | 0.054 | 0.347 | 0 |  | --> | E17 ex BALTRASNA | Baltrasna [T121,T122] | BALTRASNA |  | 53.5126 | -6.5431
MV/LV Substation BA***103 |  | 10 kV | _ | LV | 200 kVA :Pole Substation | 0.2 | --> | 0.2 | 0 | 0 | Constrained, otherwise capacity available =156 kVA | --> | 0.19 | 0 | 0.015 | 0.185 | 0 |  | --> | C13 ex MALAHIDE | Malahide [T41,T42] | GLASMORE |  | 53.4258 | -6.1959
MV/LV Substation SE***103Y |  | 20 kV | _ | LV | 50 kVA :Pole Substation | 0.05 | --> | 0.05 | 0 | 0 | Constrained, otherwise capacity available =30 kVA | --> | 0.048 | 0 | 0 | 0.05 | 0 |  | --> | E17 ex BALTRASNA | Baltrasna [T121,T122] | BALTRASNA |  | 53.5067 | -6.5434
MV/LV Substation DO***104Z |  | 20 kV | _ | LV | 100 kVA :Pole Substation | 0.1 | --> | 0.1 | 0 | 0 | Constrained, otherwise capacity available =73 kVA | --> | 0.095 | 0 | 0.03 | 0.076 | 0 |  | --> | E12 ex ASHBOURNE | Ashbourne [T421,T422] | FINGLAS |  | 53.4887 | -6.3789
MV/LV Substation LA***105Z |  | 20 kV | _ | LV | 200 kVA :Kiosk Substation | 0.2 | --> | 0.2 | 0 | 0 | Constrained, otherwise capacity available =138 kVA | --> | 0.19 | 0 | 0.048 | 0.163 | 0 |  | --> | E18 ex BALTRASNA | Baltrasna [T121,T122] | BALTRASNA |  | 53.5069 | -6.4725
MV/LV Substation WO***106Z |  | 20 kV | _ | LV | 200 kVA :Kiosk Substation | 0.2 | --> | 0.2 | 0 | 0 | Constrained, otherwise capacity available =98 kVA | --> | 0.19 | 0 | 0.03 | 0.181 | 0 |  | --> | E18 ex BALTRASNA | Baltrasna [T121,T122] | BALTRASNA |  | 53.5078 | -6.4719
MV/LV Substation CO***107Y |  | 20 kV | _ | LV | 400 kVA :Kiosk Substation | 0.4 | --> | 0.4 | 0 | 0 | Constrained, otherwise capacity available =309 kVA | --> | 0.38 | 0 | 0.066 | 0.343 | 0 |  | --> | E17 ex BALTRASNA | Baltrasna [T121,T122] | BALTRASNA |  | 53.5109 | -6.5484
MV/LV Substation FI***107Z |  | 10 kV | _ | LV | 200 kVA :Kiosk Substation | 0.2 | --> | 0.2 | 0 | 0 | Constrained, otherwise capacity available =159 kVA | --> | 0.19 | 0 | 0 | 0.196 | 0 |  | --> | C18 ex MALAHIDE | Malahide [T41,T42] | GLASMORE |  | 53.4423 | -6.1473
MV/LV Substation TH***108Z |  | 10 kV | _ | LV | 400 kVA :Kiosk Substation | 0.4 | --> | 0.4 | 0 | 0 | Constrained, otherwise capacity available =312 kVA | --> | 0.38 | 0 | 0.061 | 0.347 | 0 |  | --> | C15 ex MALAHIDE | Malahide [T41,T42] | GLASMORE |  | 53.4324 | -6.1336
MV/LV Substation LI***109 |  | 10 kV | _ | LV | 33 kVA :Pole Substation | 0.033 | --> | 0.033 | 0 | 0 | Constrained, otherwise capacity available =33 kVA | --> | 0.031 | 0 | 0 | 0.031 | 0 |  | --> | C16 ex MOUNTGORRY | Mountgorry [T41,T42] | GRANGE (DR) |  | 53.4442 | -6.1941
MV/LV Substation SE***114X |  | 10 kV | _ | LV | 400 kVA :Kiosk Substation | 0.4 | --> | 0.4 | 0 | 0 | Constrained, otherwise capacity available =319 kVA | --> | 0.38 | 0 | 0.025 | 0.372 | 0 |  | --> | C12 ex SUTTON | Sutton [T41,T42] | GRANGE (DR) |  | 53.3963 | -6.14
MV/LV Substation HE***114Y |  | 20 kV | _ | LV | 200 kVA :Kiosk Substation | 0.2 | --> | 0.2 | 0 | 0 | Constrained, otherwise capacity available =174 kVA | --> | 0.19 | 0 | 0 | 0.194 | 0 |  | --> | E17 ex BALTRASNA | Baltrasna [T121,T122] | BALTRASNA |  | 53.5084 | -6.5423
MV/LV Substation SE***115X |  | 10 kV | _ | LV | 400 kVA :Kiosk Substation | 0.4 | --> | 0.4 | 0 | 0 | Constrained, otherwise capacity available =362 kVA | --> | 0.38 | 0 | 0 | 0.385 | 0 |  | --> | C12 ex SUTTON | Sutton [T41,T42] | GRANGE (DR) |  | 53.396 | -6.1371
MV/LV Substation CO***115Y |  | 20 kV | _ | LV | 100 kVA :Pole Substation | 0.1 | --> | 0.1 | 0 | 0 | Constrained, otherwise capacity available =100 kVA | --> | 0.095 | 0 | 0 | 0.095 | 0 |  | --> | C24 ex MACETOWN | Macetown [T101,T102] | MACETOWN |  | 53.477 | -6.5015
MV/LV Substation SE***116X |  | 10 kV | _ | LV | 630 kVA :Kiosk Substation | 0.63 | --> | 0.63 | 0 | 0 | Constrained, otherwise capacity available =588 kVA | --> | 0.598 | 0 | 0 | 0.5 | 0 |  | --> | C12 ex SUTTON | Sutton [T41,T42] | GRANGE (DR) |  | 53.395 | -6.1382
MV/LV Substation TU***117Z |  | 20 kV | _ | LV | 200 kVA :Kiosk Substation | 0.2 | --> | 0.2 | 0 | 0 | Constrained, otherwise capacity available =176 kVA | --> | 0.19 | 0 | 0 | 0.193 | 0 |  | --> | E16 ex ASHBOURNE | Ashbourne [T421,T422] | FINGLAS |  | 53.5165 | -6.3998
MV/LV Substation MA***118Y |  | 20 kV | _ | LV | 400 kVA :Kiosk Substation | 0.4 | --> | 0.4 | 0 | 0 | Constrained, otherwise capacity available =314 kVA | --> | 0.38 | 0 | 0.032 | 0.368 | 0 |  | --> | E17 ex BALTRASNA | Baltrasna [T121,T122] | BALTRASNA |  | 53.5094 | -6.5322
MV/LV Substation JU***118Z |  | 10 kV | _ | LV | 200 kVA :Kiosk Substation | 0.2 | --> | 0.2 | 0 | 0 | Constrained, otherwise capacity available =154 kVA | --> | 0.19 | 0 | 0.054 | 0.156 | 0 |  | --> | C14 ex SWORDS | Swords [T41,T42] | GLASMORE |  | 53.4667 | -6.2255
MV/LV Substation ST***119 |  | 10 kV | _ | LV | 400 kVA :Kiosk Substation | 0.4 | --> | 0.4 | 0 | 0 | Constrained, otherwise capacity available =304 kVA | --> | 0.38 | 0 | 0.022 | 0.376 | 0 |  | --> | C19 ex MALAHIDE | Malahide [T41,T42] | GLASMORE |  | 53.4523 | -6.1594
MV/LV Substation PO***120 |  | 10 kV | _ | LV | 200 kVA :Building Structure | 0.2 | --> | 0.2 | 0 | 0 | Constrained, otherwise capacity available =153 kVA | --> | 0.19 | 0 | 0 | 0.196 | 0 |  | --> | C15 ex MALAHIDE | Malahide [T41,T42] | GLASMORE |  | 53.408 | -6.1241
MV/LV Substation WY***120Z |  | 20 kV | _ | LV | 50 kVA :Pole Substation | 0.05 | --> | 0.05 | 0 | 0 | Constrained, otherwise capacity available =8 kVA | --> | 0.048 | 0 | 0 | 0.053 | 0 |  | --> | E21 ex ASHBOURNE | Ashbourne [T421,T422] | FINGLAS |  | 53.5284 | -6.3127
MV/LV Substation BA***122 |  | 20 kV | _ | LV | 200 kVA :Pole Substation | 0.2 | --> | 0.2 | 0 | 0 | Constrained, otherwise capacity available =92 kVA | --> | 0.19 | 0 | 0.009 | 0.198 | 0 |  | --> | E11 ex GLASMORE | Glasmore [T421,T422] | GLASMORE |  | 53.4795 | -6.1255
MV/LV Substation PE***124Z |  | 10 kV | _ | LV | 50 kVA :Pole Substation | 0.05 | --> | 0.05 | 0 | 0 | Constrained, otherwise capacity available =45 kVA | --> | 0.048 | 0 | 0 | 0.048 | 0 |  | --> | C13 ex MALAHIDE | Malahide [T41,T42] | GLASMORE |  | 53.4403 | -6.1978
MV/LV Substation NE***126Z |  | 10 kV | _ | LV | 630 kVA :Building Structure | 0.63 | --> | 0.63 | 0 | 0 | Constrained, otherwise capacity available =596 kVA | --> | 0.598 | 0 | 0 | 0.5 | 0 |  | --> | E17 ex GLASMORE | Glasmore [T421,T422] | GLASMORE |  | 53.4513 | -6.219
MV/LV Substation FE***127 |  | 10 kV | _ | LV | 400 kVA :Building Structure | 0.4 | --> | 0.4 | 0 | 0 | Constrained, otherwise capacity available =304 kVA | --> | 0.38 | 0 | 0 | 0.393 | 0 |  | --> | C13 ex MALAHIDE | Malahide [T41,T42] | GLASMORE |  | 53.4378 | -6.1883
MV/LV Substation SE***127X |  | 20 kV | _ | LV | 630 kVA :Kiosk Substation | 0.63 | --> | 0.63 | 0 | 0 | Constrained, otherwise capacity available =540 kVA | --> | 0.598 | 0 | 0.044 | 0.5 | 0 |  | --> | E11 ex GLASMORE | Glasmore [T421,T422] | GLASMORE |  | 53.4915 | -6.1058
MV/LV Substation BU***128 |  | 20 kV | _ | LV | 200 kVA :Pole Substation | 0.2 | --> | 0.2 | 0 | 0 | Constrained, otherwise capacity available =118 kVA | --> | 0.19 | 0 | 0.046 | 0.167 | 0 |  | --> | E11 ex GLASMORE | Glasmore [T421,T422] | GLASMORE |  | 53.4993 | -6.1173
MV/LV Substation DU***128X |  | 20 kV | _ | LV | 400 kVA :Building Structure | 0.4 | --> | 0.4 | 0 | 0 | Constrained, otherwise capacity available =196 kVA | --> | 0.38 | 0 | 0.028 | 0.386 | 0 |  | --> | E15 ex ASHBOURNE | Ashbourne [T421,T422] | FINGLAS |  | 53.5058 | -6.3993
MV/LV Substation TH***128Z |  | 20 kV | _ | LV | 200 kVA :Kiosk Substation | 0.2 | --> | 0.2 | 0 | 0 | Constrained, otherwise capacity available =81 kVA | --> | 0.19 | 0 | 0.106 | 0.127 | 0 |  | --> | E18 ex BALTRASNA | Baltrasna [T121,T122] | BALTRASNA |  | 53.5014 | -6.4595
MV/LV Substation CR***129Y |  | 10 kV | _ | LV | 100 kVA :Pole Substation | 0.1 | --> | 0.1 | 0 | 0 | Constrained, otherwise capacity available =77 kVA | --> | 0.095 | 0 | 0 | 0.098 | 0 |  | --> | E17 ex GLASMORE | Glasmore [T421,T422] | GLASMORE |  | 53.4501 | -6.2314
MV/LV Substation MA***130Y |  | 10 kV | _ | LV | 400 kVA :Kiosk Substation | 0.4 | --> | 0.4 | 0 | 0 | Constrained, otherwise capacity available =316 kVA | --> | 0.38 | 0 | 0 | 0.391 | 0 |  | --> | C19 ex MALAHIDE | Malahide [T41,T42] | GLASMORE |  | 53.4545 | -6.1549
MV/LV Substation TH***131Y |  | 20 kV | _ | LV | 630 kVA :Kiosk Substation | 0.63 | --> | 0.63 | 0 | 0 | Constrained, otherwise capacity available =480 kVA | --> | 0.598 | 0 | 0.077 | 0.5 | 0 |  | --> | E11 ex GLASMORE | Glasmore [T421,T422] | GLASMORE |  | 53.4911 | -6.1352
MV/LV Substation 20***131Z |  | 10 kV | _ | LV | 200 kVA :Building Structure | 0.2 | --> | 0.2 | 0 | 0 | Constrained, otherwise capacity available =181 kVA | --> | 0.19 | 0 | 0 | 0.193 | 0 |  | --> | C16 ex MOUNTGORRY | Mountgorry [T41,T42] | GRANGE (DR) |  | 53.448 | -6.2053
MV/LV Substation PA***132Z |  | 10 kV | _ | LV | 200 kVA :Kiosk Substation | 0.2 | --> | 0.2 | 0 | 0 | Constrained, otherwise capacity available =147 kVA | --> | 0.19 | 0 | 0.016 | 0.185 | 0 |  | --> | C18 ex MOUNTGORRY | Mountgorry [T41,T42] | GRANGE (DR) |  | 53.4446 | -6.1844
MV/LV Substation PA***133Z |  | 10 kV | _ | LV | 400 kVA :Kiosk Substation | 0.4 | --> | 0.4 | 0 | 0 | Constrained, otherwise capacity available =367 kVA | --> | 0.38 | 0 | 0.006 | 0.38 | 0 |  | --> | C18 ex MOUNTGORRY | Mountgorry [T41,T42] | GRANGE (DR) |  | 53.4443 | -6.1825
MV/LV Substation BL***134 |  | 20 kV | _ | LV | 50 kVA :Pole Substation | 0.05 | --> | 0.05 | 0 | 0 | Constrained, otherwise capacity available =48 kVA | --> | 0.048 | 0 | 0 | 0.048 | 0 |  | --> | E15 ex BATTER LANE TEMPORARY | Batter Lane Temporary 38kv [T421] | GLASMORE |  | 53.5008 | -6.1932
MV/LV Substation PA***134Z |  | 10 kV | _ | LV | 400 kVA :Kiosk Substation | 0.4 | --> | 0.4 | 0 | 0 | Constrained, otherwise capacity available =290 kVA | --> | 0.38 | 0 | 0.036 | 0.368 | 0 |  | --> | C18 ex MOUNTGORRY | Mountgorry [T41,T42] | GRANGE (DR) |  | 53.4439 | -6.1778
MV/LV Substation BE***135 |  | 20 kV | _ | LV | 50 kVA :Pole Substation | 0.05 | --> | 0.05 | 0 | 0 | Constrained, otherwise capacity available =27 kVA | --> | 0.048 | 0 | 0.01 | 0.043 | 0 |  | --> | E18 ex GLASMORE | Glasmore [T421,T422] | GLASMORE |  | 53.5067 | -6.2671
MV/LV Substation DO***136 |  | 20 kV | _ | LV | 200 kVA :Pole Substation | 0.2 | --> | 0.2 | 0 | 0 | Constrained, otherwise capacity available =184 kVA | --> | 0.19 | 0 | 0.009 | 0.186 | 0 |  | --> | E18 ex GLASMORE | Glasmore [T421,T422] | GLASMORE |  | 53.5116 | -6.2664
MV/LV Substation RI***136X |  | 10 kV | _ | LV | 200 kVA :Kiosk Substation | 0.2 | --> | 0.2 | 0 | 0 | Constrained, otherwise capacity available =88 kVA | --> | 0.19 | 0 | 0.034 | 0.18 | 0 |  | --> | E17 ex GLASMORE | Glasmore [T421,T422] | GLASMORE |  | 53.4505 | -6.235
MV/LV Substation DO***137 |  | 20 kV | _ | LV | 200 kVA :Pole Substation | 0.2 | --> | 0.2 | 0 | 0 | Constrained, otherwise capacity available =150 kVA | --> | 0.19 | 0 | 0.04 | 0.167 | 0 |  | --> | E18 ex GLASMORE | Glasmore [T421,T422] | GLASMORE |  | 53.5153 | -6.2663
MV/LV Substation BA***138 |  | 20 kV | _ | LV | 100 kVA :Pole Substation | 0.1 | --> | 0.1 | 0 | 0 | Constrained, otherwise capacity available =20 kVA | --> | 0.095 | 0 | 0.014 | 0.095 | 0 |  | --> | E18 ex GLASMORE | Glasmore [T421,T422] | GLASMORE |  | 53.5215 | -6.2661
MV/LV Substation BA***138Z |  | 20 kV | _ | LV | 50 kVA :Pole Substation | 0.05 | --> | 0.05 | 0 | 0 | Constrained, otherwise capacity available =48 kVA | --> | 0.048 | 0 | 0 | 0.048 | 0 |  | --> | E21 ex ASHBOURNE | Ashbourne [T421,T422] | FINGLAS |  | 53.476 | -6.2846
MV/LV Substation BA***139 |  | 20 kV | _ | LV | 50 kVA :Pole Substation | 0.05 | --> | 0.05 | 0 | 0 | Constrained, otherwise capacity available =37 kVA | --> | 0.048 | 0 | 0 | 0.049 | 0 |  | --> | E18 ex GLASMORE | Glasmore [T421,T422] | GLASMORE |  | 53.5278 | -6.2686
MV/LV Substation CA***139X |  | 10 kV | _ | LV | 630 kVA :Kiosk Substation | 0.63 | --> | 0.63 | 0 | 0 | Constrained, otherwise capacity available =543 kVA | --> | 0.598 | 0 | 0.074 | 0.5 | 0 |  | --> | C15 ex MALAHIDE | Malahide [T41,T42] | GLASMORE |  | 53.4302 | -6.1327
MV/LV Substation GL***139Z |  | 10 kV | _ | LV | 50 kVA :Pole Substation | 0.05 | --> | 0.05 | 0 | 0 | Constrained, otherwise capacity available =50 kVA | --> | 0.048 | 0 | 0 | 0.048 | 0 |  | --> | C20 ex COLLINSTOWN | Collinstown [T41,T42] | GRANGE (DR) |  | 53.4416 | -6.2261
MV/LV Substation FO***140Y |  | 10 kV | _ | LV | 50 kVA :Pole Substation | 0.05 | --> | 0.05 | 0 | 0 | Constrained, otherwise capacity available =49 kVA | --> | 0.048 | 0 | 0 | 0.048 | 0 |  | --> | E17 ex GLASMORE | Glasmore [T421,T422] | GLASMORE |  | 53.4492 | -6.2271
MV/LV Substation GE***141 |  | 20 kV | _ | LV | 50 kVA :Pole Substation | 0.05 | --> | 0.05 | 0 | 0 | Constrained, otherwise capacity available =41 kVA | --> | 0.048 | 0 | 0 | 0.049 | 0 |  | --> | E18 ex GLASMORE | Glasmore [T421,T422] | GLASMORE |  | 53.5435 | -6.2717
MV/LV Substation EI***141Y |  | 10 kV | _ | LV | 50 kVA :Pole Substation | 0.05 | --> | 0.05 | 0 | 0 | Constrained, otherwise capacity available =40 kVA | --> | 0.048 | 0 | 0.004 | 0.046 | 0 |  | --> | C18 ex MALAHIDE | Malahide [T41,T42] | GLASMORE |  | 53.445 | -6.15
MV/LV Substation CI***142Y |  | 10 kV | _ | LV | 400 kVA :Kiosk Substation | 0.4 | --> | 0.4 | 0 | 0 | Constrained, otherwise capacity available =302 kVA | --> | 0.38 | 0 | 0.014 | 0.383 | 0 |  | --> | C14 ex SWORDS | Swords [T41,T42] | GLASMORE |  | 53.4657 | -6.2409
MV/LV Substation CA***143X |  | 10 kV | _ | LV | 400 kVA :Kiosk Substation | 0.4 | --> | 0.4 | 0 | 0 | Constrained, otherwise capacity available =230 kVA | --> | 0.38 | 0 | 0.072 | 0.349 | 0 |  | --> | C15 ex MALAHIDE | Malahide [T41,T42] | GLASMORE |  | 53.424 | -6.1353
MV/LV Substation BA***143Y |  | 10 kV | _ | LV | 200 kVA :Kiosk Substation | 0.2 | --> | 0.2 | 0 | 0 | Constrained, otherwise capacity available =155 kVA | --> | 0.19 | 0 | 0.04 | 0.166 | 0 |  | --> | C23 ex SWORDS | Swords [T41,T42] | GLASMORE |  | 53.4522 | -6.2285
MV/LV Substation RI***144X |  | 10 kV | _ | LV | 400 kVA :Kiosk Substation | 0.4 | --> | 0.4 | 0 | 0 | Constrained, otherwise capacity available =305 kVA | --> | 0.38 | 0 | 0.021 | 0.377 | 0 |  | --> | E17 ex GLASMORE | Glasmore [T421,T422] | GLASMORE |  | 53.4534 | -6.2363
MV/LV Substation BR***145 |  | 10 kV | _ | LV | 400 kVA :Kiosk Substation | 0.4 | --> | 0.4 | 0 | 0 | Constrained, otherwise capacity available =250 kVA | --> | 0.38 | 0 | 0.004 | 0.397 | 0 |  | --> | C23 ex SWORDS | Swords [T41,T42] | GLASMORE |  | 53.4595 | -6.2224
MV/LV Substation MA***145Y |  | 10 kV | _ | LV | 200 kVA :Kiosk Substation | 0.2 | --> | 0.2 | 0 | 0 | Constrained, otherwise capacity available =141 kVA | --> | 0.19 | 0 | 0.008 | 0.192 | 0 |  | --> | C13 ex MALAHIDE | Malahide [T41,T42] | GLASMORE |  | 53.4368 | -6.1767
MV/LV Substation MA***145Z |  | 20 kV | _ | LV | 400 kVA :Kiosk Substation | 0.4 | --> | 0.4 | 0 | 0 | Constrained, otherwise capacity available =320 kVA | --> | 0.38 | 0 | 0.064 | 0.343 | 0 |  | --> | E17 ex BALTRASNA | Baltrasna [T121,T122] | BALTRASNA |  | 53.5108 | -6.5363
MV/LV Substation GR***146 |  | 10 kV | _ | LV | 400 kVA :Kiosk Substation | 0.4 | --> | 0.4 | 0 | 0 | Constrained, otherwise capacity available =294 kVA | --> | 0.38 | 0 | 0.032 | 0.37 | 0 |  | --> | C18 ex MALAHIDE | Malahide [T41,T42] | GLASMORE |  | 53.4474 | -6.1502
MV/LV Substation DR***147 |  | 10 kV | _ | LV | 100 kVA :Pole Substation | 0.1 | --> | 0.1 | 0 | 0 | Constrained, otherwise capacity available =89 kVA | --> | 0.095 | 0 | 0 | 0.096 | 0 |  | --> | C13 ex MALAHIDE | Malahide [T41,T42] | GLASMORE |  | 53.4131 | -6.1602
MV/LV Substation FO***147Y |  | 10 kV | _ | LV | 630 kVA :Kiosk Substation | 0.63 | --> | 0.63 | 0 | 0 | Constrained, otherwise capacity available =491 kVA | --> | 0.598 | 0 | 0.005 | 0.5 | 0 |  | --> | C23 ex SWORDS | Swords [T41,T42] | GLASMORE |  | 53.4543 | -6.2245
MV/LV Substation PA***148Y |  | 10 kV | _ | LV | 400 kVA :Kiosk Substation | 0.4 | --> | 0.4 | 0 | 0 | Constrained, otherwise capacity available =333 kVA | --> | 0.38 | 0 | 0.006 | 0.385 | 0 |  | --> | C14 ex SWORDS | Swords [T41,T42] | GLASMORE |  | 53.4593 | -6.2544
MV/LV Substation BO***148Z |  | 10 kV | _ | LV | 400 kVA :Kiosk Substation | 0.4 | --> | 0.4 | 0 | 0 | Constrained, otherwise capacity available =283 kVA | --> | 0.38 | 0 | 0.02 | 0.381 | 0 |  | --> | E17 ex GLASMORE | Glasmore [T421,T422] | GLASMORE |  | 53.4454 | -6.2307
MV/LV Substation CA***149 |  | 10 kV | _ | LV | 200 kVA :Pole Substation | 0.2 | --> | 0.2 | 0 | 0 | Constrained, otherwise capacity available =90 kVA | --> | 0.19 | 0 | 0.03 | 0.182 | 0 |  | --> | C20 ex SUTTON | Sutton [T41,T42] | GRANGE (DR) |  | 53.3663 | -6.0642
MV/LV Substation MA***149X |  | 10 kV | _ | LV | 630 kVA :Kiosk Substation | 0.63 | --> | 0.63 | 0 | 0 | Constrained, otherwise capacity available =290 kVA | --> | 0.598 | 0 | 0.005 | 0.5 | 0 |  | --> | C23 ex SWORDS | Swords [T41,T42] | GLASMORE |  | 53.4561 | -6.2224
MV/LV Substation NA***150 |  | 10 kV | _ | LV | 200 kVA :Kiosk Substation | 0.2 | --> | 0.2 | 0 | 0 | Constrained, otherwise capacity available =140 kVA | --> | 0.19 | 0 | 0.036 | 0.171 | 0 |  | --> | C20 ex SUTTON | Sutton [T41,T42] | GRANGE (DR) |  | 53.3837 | -6.0598
MV/LV Substation TH***150X |  | 20 kV | _ | LV | 200 kVA :Pole Substation | 0.2 | --> | 0.2 | 0 | 0 | Constrained, otherwise capacity available =105 kVA | --> | 0.19 | 0 | 0.011 | 0.194 | 0 |  | --> | E15 ex ASHBOURNE | Ashbourne [T421,T422] | FINGLAS |  | 53.5035 | -6.4005
MV/LV Substation HA***150Y |  | 10 kV | _ | LV | 400 kVA :Kiosk Substation | 0.4 | --> | 0.4 | 0 | 0 | Constrained, otherwise capacity available =335 kVA | --> | 0.38 | 0 | 0.056 | 0.347 | 0 |  | --> | C23 ex SWORDS | Swords [T41,T42] | GLASMORE |  | 53.4518 | -6.2325
MV/LV Substation BO***150Z |  | 10 kV | _ | LV | 200 kVA :Kiosk Substation | 0.2 | --> | 0.2 | 0 | 0 | Constrained, otherwise capacity available =144 kVA | --> | 0.19 | 0 | 0.014 | 0.187 | 0 |  | --> | E17 ex GLASMORE | Glasmore [T421,T422] | GLASMORE |  | 53.4458 | -6.2333
MV/LV Substation FI***151Y |  | 10 kV | _ | LV | 400 kVA :Building Structure | 0.4 | --> | 0.4 | 0 | 0 | Constrained, otherwise capacity available =365 kVA | --> | 0.38 | 0 | 0 | 0.385 | 0 |  | --> | C19 ex MALAHIDE | Malahide [T41,T42] | GLASMORE |  | 53.4527 | -6.1547
MV/LV Substation NE***154 |  | 20 kV | _ | LV | 50 kVA :Pole Substation | 0.05 | --> | 0.05 | 0 | 0 | Constrained, otherwise capacity available =7 kVA | --> | 0.048 | 0 | 0.034 | 0.028 | 0 |  | --> | E18 ex GLASMORE | Glasmore [T421,T422] | GLASMORE |  | 53.5159 | -6.246
MV/LV Substation SN***154X |  | 10 kV | _ | LV | 400 kVA :Kiosk Substation | 0.4 | --> | 0.4 | 0 | 0 | Constrained, otherwise capacity available =368 kVA | --> | 0.38 | 0 | 0 | 0.384 | 0 |  | --> | C22 ex GRANGE (DR) | Grange (dr) [T41,T42] | GRANGE (DR) |  | 53.4015 | -6.1889
MV/LV Substation OL***154Y |  | 20 kV | _ | LV | 400 kVA :Kiosk Substation | 0.4 | --> | 0.4 | 0 | 0 | Constrained, otherwise capacity available =299 kVA | --> | 0.38 | 0 | 0.089 | 0.328 | 0 |  | --> | E18 ex BALTRASNA | Baltrasna [T121,T122] | BALTRASNA |  | 53.5007 | -6.4641
MV/LV Substation SN***155X |  | 10 kV | _ | LV | 400 kVA :Kiosk Substation | 0.4 | --> | 0.4 | 0 | 0 | Constrained, otherwise capacity available =351 kVA | --> | 0.38 | 0 | 0 | 0.387 | 0 |  | --> | C22 ex GRANGE (DR) | Grange (dr) [T41,T42] | GRANGE (DR) |  | 53.4012 | -6.1872
MV/LV Substation BE***155Y |  | 20 kV | _ | LV | 400 kVA :Kiosk Substation | 0.4 | --> | 0.4 | 0 | 0 | Constrained, otherwise capacity available =284 kVA | --> | 0.38 | 0 | 0.03 | 0.373 | 0 |  | --> | E15 ex BATTER LANE TEMPORARY | Batter Lane Temporary 38kv [T421] | GLASMORE |  | 53.4886 | -6.1597
MV/LV Substation SN***156X |  | 10 kV | _ | LV | 400 kVA :Kiosk Substation | 0.4 | --> | 0.4 | 0 | 0 | Constrained, otherwise capacity available =347 kVA | --> | 0.38 | 0 | 0 | 0.387 | 0 |  | --> | C22 ex GRANGE (DR) | Grange (dr) [T41,T42] | GRANGE (DR) |  | 53.4006 | -6.1861
MV/LV Substation GL***156Y |  | 10 kV | _ | LV | 630 kVA :Kiosk Substation | 0.63 | --> | 0.63 | 0 | 0 | Constrained, otherwise capacity available =394 kVA | --> | 0.598 | 0 | 0.12 | 0.5 | 0 |  | --> | C14 ex SWORDS | Swords [T41,T42] | GLASMORE |  | 53.4674 | -6.2299
MV/LV Substation JO***156Z |  | 20 kV | _ | LV | 400 kVA :Kiosk Substation | 0.4 | --> | 0.4 | 0 | 0 | Constrained, otherwise capacity available =256 kVA | --> | 0.38 | 0 | 0.03 | 0.377 | 0 |  | --> | E16 ex ASHBOURNE | Ashbourne [T421,T422] | FINGLAS |  | 53.5162 | -6.4088
MV/LV Substation HA***157Y |  | 10 kV | _ | LV | 200 kVA :Pole Substation | 0.2 | --> | 0.2 | 0 | 0 | Constrained, otherwise capacity available =135 kVA | --> | 0.19 | 0 | 0.004 | 0.196 | 0 |  | --> | C15 ex MALAHIDE | Malahide [T41,T42] | GLASMORE |  | 53.4186 | -6.1419
MV/LV Substation JO***157Z |  | 20 kV | _ | LV | 200 kVA :Kiosk Substation | 0.2 | --> | 0.2 | 0 | 0 | Constrained, otherwise capacity available =134 kVA | --> | 0.19 | 0 | 0.016 | 0.187 | 0 |  | --> | E16 ex ASHBOURNE | Ashbourne [T421,T422] | FINGLAS |  | 53.5139 | -6.4096
MV/LV Substation PR***158X |  | 10 kV | _ | LV | 630 kVA :Kiosk Substation | 0.63 | --> | 0.63 | 0 | 0 | Constrained, otherwise capacity available =444 kVA | --> | 0.598 | 0 | 0.051 | 0.5 | 0 |  | --> | C17 ex KILMORE | Kilmore [T101,T102,T103] | FINGLAS |  | 53.404 | -6.211
MV/LV Substation NE***158Z |  | 20 kV | _ | LV | 1000 kVA :Building Structure | 1 | --> | 1 | 0 | 0 | Constrained, otherwise capacity available =721 kVA | --> | 0.95 | 0 | 0 | 0.5 | 0 |  | --> | E11 ex GLASMORE | Glasmore [T421,T422] | GLASMORE |  | 53.4865 | -6.1494
MV/LV Substation KI***159 |  | 10 kV | _ | LV | 400 kVA :Kiosk Substation | 0.4 | --> | 0.4 | 0 | 0 | Constrained, otherwise capacity available =238 kVA | --> | 0.38 | 0 | 0.031 | 0.378 | 0 |  | --> | C11 ex HOWTH JUNCTION | Howth Junction [T41,T42] | GRANGE (DR) |  | 53.3865 | -6.147
MV/LV Substation KE***161X |  | 20 kV | _ | LV | 400 kVA :Kiosk Substation | 0.4 | --> | 0.4 | 0 | 0 | Constrained, otherwise capacity available =290 kVA | --> | 0.38 | 0 | 0.02 | 0.38 | 0 |  | --> | E15 ex BATTER LANE TEMPORARY | Batter Lane Temporary 38kv [T421] | GLASMORE |  | 53.5262 | -6.1728
MV/LV Substation OL***161Z |  | 20 kV | _ | LV | 200 kVA :Pole Substation | 0.2 | --> | 0.2 | 0 | 0 | Constrained, otherwise capacity available =195 kVA | --> | 0.19 | 0 | 0 | 0.191 | 0 |  | --> | E21 ex ASHBOURNE | Ashbourne [T421,T422] | FINGLAS |  | 53.5256 | -6.318
MV/LV Substation LO***162X |  | 10 kV | _ | LV | 200 kVA :Kiosk Substation | 0.2 | --> | 0.2 | 0.166 | 5.82 |  | --> | 0.19 | 0 | 0.008 | 0.189 | 0 |  | --> | C19 ex COOLOCK | Coolock [T41,T42] | FINGLAS |  | 53.382 | -6.1789
MV/LV Substation CA***162Y |  | 10 kV | _ | LV | 630 kVA :Building Structure | 0.63 | --> | 0.63 | 0 | 0 | Constrained, otherwise capacity available =318 kVA | --> | 0.598 | 0 | 0 | 0.5 | 0 |  | --> | C20 ex COLLINSTOWN | Collinstown [T41,T42] | GRANGE (DR) |  | 53.4254 | -6.2242
MV/LV Substation CL***162Z |  | 20 kV | _ | LV | 200 kVA :Pole Substation | 0.2 | --> | 0.2 | 0 | 0 | Constrained, otherwise capacity available =170 kVA | --> | 0.19 | 0 | 0 | 0.194 | 0 |  | --> | E21 ex ASHBOURNE | Ashbourne [T421,T422] | FINGLAS |  | 53.5184 | -6.3182
MV/LV Substation FO***163X |  | 10 kV | _ | LV | 400 kVA :Kiosk Substation | 0.4 | --> | 0.4 | 0 | 0 | Constrained, otherwise capacity available =258 kVA | --> | 0.38 | 0 | 0.051 | 0.361 | 0 |  | --> | C20 ex MOUNTGORRY | Mountgorry [T41,T42] | GRANGE (DR) |  | 53.4528 | -6.2113
MV/LV Substation RO***163Y |  | 10 kV | _ | LV | 400 kVA :Building Structure | 0.4 | --> | 0.4 | 0 | 0 | Constrained, otherwise capacity available =267 kVA | --> | 0.38 | 0 | 0.005 | 0.394 | 0 |  | --> | C17 ex SWORDS | Swords [T41,T42] | GLASMORE |  | 53.4626 | -6.2056
MV/LV Substation CO***164 |  | 20 kV | _ | LV | 100 kVA :Pole Substation | 0.1 | --> | 0.1 | 0 | 0 | Constrained, otherwise capacity available =62 kVA | --> | 0.095 | 0 | 0.009 | 0.094 | 0 |  | --> | E11 ex GLASMORE | Glasmore [T421,T422] | GLASMORE |  | 53.4711 | -6.1278
MV/LV Substation C.***166X |  | 20 kV | _ | LV | 400 kVA :Kiosk Substation | 0.4 | --> | 0.4 | 0 | 0 | Constrained, otherwise capacity available =179 kVA | --> | 0.38 | 0 | 0.015 | 0.398 | 0 |  | --> | E16 ex ASHBOURNE | Ashbourne [T421,T422] | FINGLAS |  | 53.5106 | -6.3953
MV/LV Substation CO***166Y |  | 20 kV | _ | LV | 630 kVA :Building Structure | 0.63 | --> | 0.63 | 0 | 0 | Constrained, otherwise capacity available =453 kVA | --> | 0.598 | 0 | 0.065 | 0.5 | 0 |  | --> | E20 ex BALTRASNA | Baltrasna [T121,T122] | BALTRASNA |  | 53.5188 | -6.4104
MV/LV Substation LI***167X |  | 10 kV | _ | LV | 400 kVA :Kiosk Substation | 0.4 | --> | 0.4 | 0.301 | 12.96 |  | --> | 0.38 | 0 | 0.003 | 0.391 | 0 |  | --> | C28 ex ARTANE | Artane [T101,T102] | FINGLAS |  | 53.3905 | -6.2027
MV/LV Substation ST***168 |  | 10 kV | _ | LV | 400 kVA :Kiosk Substation | 0.4 | --> | 0.4 | 0 | 0 | Constrained, otherwise capacity available =251 kVA | --> | 0.38 | 0 | 0.073 | 0.346 | 0 |  | --> | C18 ex MALAHIDE | Malahide [T41,T42] | GLASMORE |  | 53.4467 | -6.1552
MV/LV Substation ST***168Z |  | 10 kV | _ | LV | 200 kVA :Kiosk Substation | 0.2 | --> | 0.2 | 0 | 0 | Constrained, otherwise capacity available =175 kVA | --> | 0.19 | 0 | 0 | 0.193 | 0 |  | --> | C18 ex MOUNTGORRY | Mountgorry [T41,T42] | GRANGE (DR) |  | 53.4529 | -6.2052
MV/LV Substation CA***170 |  | 10 kV | _ | LV | 400 kVA :Kiosk Substation | 0.4 | --> | 0.4 | 0 | 0 | Constrained, otherwise capacity available =243 kVA | --> | 0.38 | 0 | 0.034 | 0.376 | 0 |  | --> | C12 ex MOUNTGORRY | Mountgorry [T41,T42] | GRANGE (DR) |  | 53.4527 | -6.2224
MV/LV Substation DU***170Z |  | 20 kV | _ | LV | 400 kVA :Building Structure | 0.4 | --> | 0.4 | 0 | 0 | Constrained, otherwise capacity available =264 kVA | --> | 0.38 | 0 | 0.025 | 0.38 | 0 |  | --> | E17 ex BALTRASNA | Baltrasna [T121,T122] | BALTRASNA |  | 53.5074 | -6.5337
MV/LV Substation PA***172Z |  | 10 kV | _ | LV | 630 kVA :Building Structure | 0.63 | --> | 0.63 | 0 | 0 | Constrained, otherwise capacity available =592 kVA | --> | 0.598 | 0 | 0 | 0.5 | 0 |  | --> | C12 ex MOUNTGORRY | Mountgorry [T41,T42] | GRANGE (DR) |  | 53.4544 | -6.2208
MV/LV Substation PA***173Z |  | 10 kV | _ | LV | 630 kVA :Building Structure | 0.63 | --> | 0.63 | 0 | 0 | Constrained, otherwise capacity available =453 kVA | --> | 0.598 | 0 | 0 | 0.5 | 0 |  | --> | C12 ex MOUNTGORRY | Mountgorry [T41,T42] | GRANGE (DR) |  | 53.4544 | -6.2209
MV/LV Substation SE***174 |  | 10 kV | _ | LV | 400 kVA :Kiosk Substation | 0.4 | --> | 0.4 | 0 | 0 | Constrained, otherwise capacity available =215 kVA | --> | 0.38 | 0 | 0.12 | 0.316 | 0 |  | --> | C18 ex MALAHIDE | Malahide [T41,T42] | GLASMORE |  | 53.4479 | -6.14
MV/LV Substation PA***175Z |  | 10 kV | _ | LV | 630 kVA :Building Structure | 0.63 | --> | 0.63 | 0 | 0 | Constrained, otherwise capacity available =436 kVA | --> | 0.598 | 0 | 0 | 0.5 | 0 |  | --> | C12 ex MOUNTGORRY | Mountgorry [T41,T42] | GRANGE (DR) |  | 53.4539 | -6.2186
MV/LV Substation MA***176Y |  | 20 kV | _ | LV | 200 kVA :Kiosk Substation | 0.2 | --> | 0.2 | 0 | 0 | Constrained, otherwise capacity available =139 kVA | --> | 0.19 | 0 | 0.009 | 0.192 | 0 |  | --> | E17 ex BALTRASNA | Baltrasna [T121,T122] | BALTRASNA |  | 53.5152 | -6.5421
MV/LV Substation PA***176Z |  | 10 kV | _ | LV | 630 kVA :Building Structure | 0.63 | --> | 0.63 | 0 | 0 | Constrained, otherwise capacity available =505 kVA | --> | 0.598 | 0 | 0 | 0.5 | 0 |  | --> | C11 ex MOUNTGORRY | Mountgorry [T41,T42] | GRANGE (DR) |  | 53.454 | -6.2186
MV/LV Substation FO***177 |  | 10 kV | _ | LV | 400 kVA :Building Structure | 0.4 | --> | 0.4 | 0 | 0 | Constrained, otherwise capacity available =397 kVA | --> | 0.38 | 0 | 0.005 | 0.377 | 0 |  | --> | C11 ex HOWTH JUNCTION | Howth Junction [T41,T42] | GRANGE (DR) |  | 53.381 | -6.1612
MV/LV Substation TH***177X |  | 10 kV | _ | LV | 50 kVA :Pole Substation | 0.05 | --> | 0.05 | 0 | 0 | Constrained, otherwise capacity available =34 kVA | --> | 0.048 | 0 | 0 | 0.05 | 0 |  | --> | C17 ex MOUNTGORRY | Mountgorry [T41,T42] | GRANGE (DR) |  | 53.4543 | -6.1718
MV/LV Substation ST***178 |  | 10 kV | _ | LV | 400 kVA :Kiosk Substation | 0.4 | --> | 0.4 | 0 | 0 | Constrained, otherwise capacity available =258 kVA | --> | 0.38 | 0 | 0.052 | 0.36 | 0 |  | --> | C11 ex HOWTH JUNCTION | Howth Junction [T41,T42] | GRANGE (DR) |  | 53.3811 | -6.1657
MV/LV Substation CO***178Z |  | 20 kV | _ | LV | 200 kVA :Kiosk Substation | 0.2 | --> | 0.2 | 0 | 0 | Constrained, otherwise capacity available =130 kVA | --> | 0.19 | 0 | 0.054 | 0.159 | 0 |  | --> | E18 ex BALTRASNA | Baltrasna [T121,T122] | BALTRASNA |  | 53.5035 | -6.4585
MV/LV Substation CA***179Z |  | 20 kV | _ | LV | 400 kVA :Kiosk Substation | 0.4 | --> | 0.4 | 0 | 0 | Constrained, otherwise capacity available =198 kVA | --> | 0.38 | 0 | 0.053 | 0.367 | 0 |  | --> | E13 ex GLASMORE | Glasmore [T421,T422] | GLASMORE |  | 53.4718 | -6.2374
MV/LV Substation RI***181X |  | 10 kV | _ | LV | 400 kVA :Kiosk Substation | 0.4 | --> | 0.4 | 0 | 0 | Constrained, otherwise capacity available =242 kVA | --> | 0.38 | 0 | 0.067 | 0.351 | 0 |  | --> | E12 ex GLASMORE | Glasmore [T421,T422] | GLASMORE |  | 53.4548 | -6.2392
MV/LV Substation HI***181Y |  | 20 kV | _ | LV | 200 kVA :Kiosk Substation | 0.2 | --> | 0.2 | 0 | 0 | Constrained, otherwise capacity available =161 kVA | --> | 0.19 | 0 | 0.005 | 0.192 | 0 |  | --> | E17 ex BALTRASNA | Baltrasna [T121,T122] | BALTRASNA |  | 53.5162 | -6.5419
MV/LV Substation SE***182X |  | 10 kV | _ | LV | 400 kVA :Kiosk Substation | 0.4 | --> | 0.4 | 0 | 0 | Constrained, otherwise capacity available =278 kVA | --> | 0.38 | 0 | 0.011 | 0.388 | 0 |  | --> | C13 ex SUTTON | Sutton [T41,T42] | GRANGE (DR) |  | 53.3928 | -6.1405
MV/LV Substation RA***182Z |  | 20 kV | _ | LV | 400 kVA :Kiosk Substation | 0.4 | --> | 0.4 | 0 | 0 | Constrained, otherwise capacity available =315 kVA | --> | 0.38 | 0 | 0.01 | 0.384 | 0 |  | --> | E18 ex BALTRASNA | Baltrasna [T121,T122] | BALTRASNA |  | 53.5079 | -6.4616
MV/LV Substation WA***184 |  | 10 kV | _ | LV | 400 kVA :Building Structure | 0.4 | --> | 0.4 | 0.252 | 5.82 |  | --> | 0.38 | 0 | 0.033 | 0.375 | 0 |  | --> | C19 ex COOLOCK | Coolock [T41,T42] | FINGLAS |  | 53.3774 | -6.1769
MV/LV Substation ST***184X |  | 10 kV | _ | LV | 400 kVA :Kiosk Substation | 0.4 | --> | 0.4 | 0 | 0 | Constrained, otherwise capacity available =305 kVA | --> | 0.38 | 0 | 0.045 | 0.359 | 0 |  | --> | C14 ex SWORDS | Swords [T41,T42] | GLASMORE |  | 53.46 | -6.2398
MV/LV Substation CO***184Z |  | 20 kV | _ | LV | 400 kVA :Kiosk Substation | 0.4 | --> | 0.4 | 0 | 0 | Constrained, otherwise capacity available =260 kVA | --> | 0.38 | 0 | 0.132 | 0.301 | 0 |  | --> | E11 ex GLASMORE | Glasmore [T421,T422] | GLASMORE |  | 53.4947 | -6.1437
MV/LV Substation MA***185 |  | 10 kV | _ | LV | 630 kVA :Building Structure | 0.63 | --> | 0.63 | 0.43 | 12.96 |  | --> | 0.598 | 0 | 0.074 | 0.5 | 0 |  | --> | C30 ex ARTANE | Artane [T101,T102] | FINGLAS |  | 53.3773 | -6.184
MV/LV Substation LO***185X |  | 20 kV | _ | LV | 400 kVA :Kiosk Substation | 0.4 | --> | 0.4 | 0 | 0 | Constrained, otherwise capacity available =290 kVA | --> | 0.38 | 0 | 0.034 | 0.37 | 0 |  | --> | E11 ex GLASMORE | Glasmore [T421,T422] | GLASMORE |  | 53.4941 | -6.1134
MV/LV Substation MA***185Z |  | 10 kV | _ | LV | 100 kVA :Pole Substation | 0.1 | --> | 0.1 | 0 | 0 | Constrained, otherwise capacity available =74 kVA | --> | 0.095 | 0 | 0 | 0.098 | 0 |  | --> | C20 ex COLLINSTOWN | Collinstown [T41,T42] | GRANGE (DR) |  | 53.4369 | -6.2199
MV/LV Substation VE***186X |  | 10 kV | _ | LV | 400 kVA :Kiosk Substation | 0.4 | --> | 0.4 | 0 | 0 | Constrained, otherwise capacity available =278 kVA | --> | 0.38 | 0 | 0.045 | 0.363 | 0 |  | --> | C14 ex HOWTH JUNCTION | Howth Junction [T41,T42] | GRANGE (DR) |  | 53.3913 | -6.1475
MV/LV Substation MA***187Z |  | 20 kV | _ | LV | 400 kVA :Kiosk Substation | 0.4 | --> | 0.4 | 0 | 0 | Constrained, otherwise capacity available =291 kVA | --> | 0.38 | 0 | 0.016 | 0.383 | 0 |  | --> | E17 ex BALTRASNA | Baltrasna [T121,T122] | BALTRASNA |  | 53.5134 | -6.5407
MV/LV Substation BR***188X |  | 10 kV | _ | LV | 400 kVA :Kiosk Substation | 0.4 | --> | 0.4 | 0 | 0 | Constrained, otherwise capacity available =262 kVA | --> | 0.38 | 0 | 0.012 | 0.39 | 0 |  | --> | C13 ex SUTTON | Sutton [T41,T42] | GRANGE (DR) |  | 53.3933 | -6.1321
MV/LV Substation RI***189X |  | 10 kV | _ | LV | 630 kVA :Kiosk Substation | 0.63 | --> | 0.63 | 0 | 0 | Constrained, otherwise capacity available =522 kVA | --> | 0.598 | 0 | 0.005 | 0.5 | 0 |  | --> | E11 ex ASHBOURNE | Ashbourne [T421,T422] | FINGLAS |  | 53.4536 | -6.2902
MV/LV Substation SW***189Y |  | 10 kV | _ | LV | 400 kVA :Building Structure | 0.4 | --> | 0.4 | 0 | 0 | Constrained, otherwise capacity available =342 kVA | --> | 0.38 | 0 | 0 | 0.388 | 0 |  | --> | C14 ex MOUNTGORRY | Mountgorry [T41,T42] | GRANGE (DR) |  | 53.4586 | -6.2078
MV/LV Substation OM***190Y |  | 10 kV | _ | LV | 400 kVA :Building Structure | 0.4 | --> | 0.4 | 0 | 0 | Constrained, otherwise capacity available =398 kVA | --> | 0.38 | 0 | 0 | 0.38 | 0 |  | --> | C19 ex KILMORE | Kilmore [T101,T102,T103] | FINGLAS |  | 53.4169 | -6.2395
MV/LV Substation RI***190Z |  | 10 kV | _ | LV | 400 kVA :Kiosk Substation | 0.4 | --> | 0.4 | 0 | 0 | Constrained, otherwise capacity available =322 kVA | --> | 0.38 | 0 | 0.01 | 0.383 | 0 |  | --> | E17 ex GLASMORE | Glasmore [T421,T422] | GLASMORE |  | 53.4472 | -6.25
MV/LV Substation MA***191 |  | 10 kV | _ | LV | 400 kVA :Kiosk Substation | 0.4 | --> | 0.4 | 0 | 0 | Constrained, otherwise capacity available =290 kVA | --> | 0.38 | 0 | 0.038 | 0.367 | 0 |  | --> | C11 ex HOWTH JUNCTION | Howth Junction [T41,T42] | GRANGE (DR) |  | 53.3853 | -6.1432
MV/LV Substation HA***191Y |  | 20 kV | _ | LV | 630 kVA :Kiosk Substation | 0.63 | --> | 0.63 | 0 | 0 | Constrained, otherwise capacity available =468 kVA | --> | 0.598 | 0 | 0.047 | 0.5 | 0 |  | --> | E15 ex BATTER LANE TEMPORARY | Batter Lane Temporary 38kv [T421] | GLASMORE |  | 53.4891 | -6.1499
MV/LV Substation TH***192 |  | 10 kV | _ | LV | 50 kVA :Pole Substation | 0.05 | --> | 0.05 | 0 | 0 | Constrained, otherwise capacity available =47 kVA | --> | 0.048 | 0 | 0 | 0.048 | 0 |  | --> | C15 ex MALAHIDE | Malahide [T41,T42] | GLASMORE |  | 53.4154 | -6.1274
MV/LV Substation BU***192Y |  | 20 kV | _ | LV | 630 kVA :Building Structure | 0.63 | --> | 0.63 | 0 | 0 | Constrained, otherwise capacity available =443 kVA | --> | 0.598 | 0 | 0.078 | 0.5 | 0 |  | --> | E20 ex BALTRASNA | Baltrasna [T121,T122] | BALTRASNA |  | 53.517 | -6.411
MV/LV Substation BL***193 |  | 10 kV | _ | LV | 50 kVA :Pole Substation | 0.05 | --> | 0.05 | 0 | 0 | Constrained, otherwise capacity available =48 kVA | --> | 0.048 | 0 | 0 | 0.048 | 0 |  | --> | C20 ex SUTTON | Sutton [T41,T42] | GRANGE (DR) |  | 53.3702 | -6.0685
MV/LV Substation PR***194X |  | 10 kV | _ | LV | 630 kVA :Building Structure | 0.63 | --> | 0.63 | 0 | 0 | Constrained, otherwise capacity available =424 kVA | --> | 0.598 | 0 | 0.017 | 0.5 | 0 |  | --> | C17 ex KILMORE | Kilmore [T101,T102,T103] | FINGLAS |  | 53.4035 | -6.2072
MV/LV Substation FI***195Y |  | 10 kV | _ | LV | 400 kVA :Building Structure | 0.4 | --> | 0.4 | 0 | 0 | Constrained, otherwise capacity available =299 kVA | --> | 0.38 | 0 | 0.005 | 0.39 | 0 |  | --> | C15 ex MOUNTGORRY | Mountgorry [T41,T42] | GRANGE (DR) |  | 53.4609 | -6.217
MV/LV Substation CR***195Z |  | 10 kV | _ | LV | 400 kVA :Building Structure | 0.4 | --> | 0.4 | 0 | 0 |  | --> | 0.38 | 0 | 0 | 0.388 | 0 |  | --> | E17 ex GLASMORE | Glasmore [T421,T422] | GLASMORE |  | 53.4509 | -6.2178
MV/LV Substation PO***196 |  | 20 kV | _ | LV | 630 kVA :Building Structure | 0.63 | --> | 0.63 | 0 | 0 | Constrained, otherwise capacity available =562 kVA | --> | 0.598 | 0 | 0 | 0.5 | 0 |  | --> | E11 ex GLASMORE | Glasmore [T421,T422] | GLASMORE |  | 53.4877 | -6.1146
MV/LV Substation ST***196X |  | 10 kV | _ | LV | 200 kVA :Kiosk Substation | 0.2 | --> | 0.2 | 0 | 0 | Constrained, otherwise capacity available =137 kVA | --> | 0.19 | 0 | 0.02 | 0.184 | 0 |  | --> | C19 ex SUTTON | Sutton [T41,T42] | GRANGE (DR) |  | 53.3758 | -6.0984
MV/LV Substation AL***196Y |  | 20 kV | _ | LV | 400 kVA :Kiosk Substation | 0.4 | --> | 0.4 | 0 | 0 | Constrained, otherwise capacity available =190 kVA | --> | 0.38 | 0 | 0.142 | 0.302 | 0 |  | --> | E15 ex ASHBOURNE | Ashbourne [T421,T422] | FINGLAS |  | 53.5052 | -6.3957
MV/LV Substation CR***196Z |  | 10 kV | _ | LV | 400 kVA :Building Structure | 0.4 | --> | 0.4 | 0 | 0 | Constrained, otherwise capacity available =349 kVA | --> | 0.38 | 0 | 0.009 | 0.38 | 0 |  | --> | E17 ex GLASMORE | Glasmore [T421,T422] | GLASMORE |  | 53.4503 | -6.2197
MV/LV Substation ED***197 |  | 10 kV | _ | LV | 630 kVA :Kiosk Substation | 0.63 | --> | 0.63 | 0.292 | 5.82 |  | --> | 0.598 | 0 | 0.014 | 0.5 | 0 |  | --> | C19 ex COOLOCK | Coolock [T41,T42] | FINGLAS |  | 53.3887 | -6.1819
MV/LV Substation SC***198X |  | 10 kV | _ | LV | 630 kVA :Building Structure | 0.63 | --> | 0.63 | 0 | 0 | Constrained, otherwise capacity available =511 kVA | --> | 0.598 | 0 | 0.047 | 0.5 | 0 |  | --> | C18 ex GRANGE (DR) | Grange (dr) [T41,T42] | GRANGE (DR) |  | 53.3974 | -6.1611
MV/LV Substation SA***198Z |  | 10 kV | _ | LV | 400 kVA :Kiosk Substation | 0.4 | --> | 0.4 | 0 | 0 | Constrained, otherwise capacity available =325 kVA | --> | 0.38 | 0 | 0.006 | 0.386 | 0 |  | --> | C14 ex SWORDS | Swords [T41,T42] | GLASMORE |  | 53.4689 | -6.2328
MV/LV Substation AR***199X |  | 10 kV | _ | LV | 200 kVA :Kiosk Substation | 0.2 | --> | 0.2 | 0 | 0 | Constrained, otherwise capacity available =116 kVA | --> | 0.19 | 0 | 0.069 | 0.15 | 0 |  | --> | C15 ex MALAHIDE | Malahide [T41,T42] | GLASMORE |  | 53.4269 | -6.137
MV/LV Substation ST***200X |  | 10 kV | _ | LV | 200 kVA :Kiosk Substation | 0.2 | --> | 0.2 | 0.177 | 12.96 |  | --> | 0.19 | 0 | 0.005 | 0.189 | 0 |  | --> | C28 ex ARTANE | Artane [T101,T102] | FINGLAS |  | 53.3788 | -6.2059
MV/LV Substation RA***200Y |  | 10 kV | _ | LV | 50 kVA :Pole Substation | 0.05 | --> | 0.05 | 0 | 0 | Constrained, otherwise capacity available =39 kVA | --> | 0.048 | 0 | 0 | 0.049 | 0 |  | --> | C14 ex SWORDS | Swords [T41,T42] | GLASMORE |  | 53.4394 | -6.2523
MV/LV Substation IM***200Z |  | 10 kV | _ | LV | 200 kVA :Building Structure | 0.2 | --> | 0.2 | 0 | 0 | Constrained, otherwise capacity available =158 kVA | --> | 0.19 | 0 | 0 | 0.196 | 0 |  | --> | C13 ex COLLINSTOWN | Collinstown [T41,T42] | GRANGE (DR) |  | 53.4266 | -6.2357
MV/LV Substation BU***201 |  | 10 kV | _ | LV | 400 kVA :Kiosk Substation | 0.4 | --> | 0.4 | 0 | 0 | Constrained, otherwise capacity available =307 kVA | --> | 0.38 | 0 | 0.03 | 0.37 | 0 |  | --> | C13 ex SUTTON | Sutton [T41,T42] | GRANGE (DR) |  | 53.3931 | -6.1209
MV/LV Substation BE***201Y |  | 20 kV | _ | LV | 200 kVA :Kiosk Substation | 0.2 | --> | 0.2 | 0 | 0 | Constrained, otherwise capacity available =118 kVA | --> | 0.19 | 0 | 0.081 | 0.141 | 0 |  | --> | E11 ex GLASMORE | Glasmore [T421,T422] | GLASMORE |  | 53.4954 | -6.1478
MV/LV Substation EV***202 |  | 20 kV | _ | LV | 400 kVA :Building Structure | 0.4 | --> | 0.4 | 0 | 0 | Constrained, otherwise capacity available =367 kVA | --> | 0.38 | 0 | 0 | 0.384 | 0 |  | --> | E11 ex GLASMORE | Glasmore [T421,T422] | GLASMORE |  | 53.4689 | -6.2122
MV/LV Substation GR***202Y |  | 10 kV | _ | LV | 400 kVA :Building Structure | 0.4 | --> | 0.4 | 0 | 0 | Constrained, otherwise capacity available =261 kVA | --> | 0.38 | 0 | 0 | 0.398 | 0 |  | --> | C14 ex MOUNTGORRY | Mountgorry [T41,T42] | GRANGE (DR) |  | 53.4578 | -6.2077
MV/LV Substation TH***202Z |  | 10 kV | _ | LV | 400 kVA :Kiosk Substation | 0.4 | --> | 0.4 | 0 | 0 | Constrained, otherwise capacity available =297 kVA | --> | 0.38 | 0 | 0.006 | 0.389 | 0 |  | --> | C21 ex MALAHIDE | Malahide [T41,T42] | GLASMORE |  | 53.4511 | -6.1525
MV/LV Substation OL***203X |  | 10 kV | _ | LV | 1000 kVA :Building Structure | 1 | --> | 1 | 0 | 0 | Constrained, otherwise capacity available =999 kVA | --> | 0.95 | 0 | 0 | 0.5 | 0 |  | --> | C23 ex SWORDS | Swords [T41,T42] | GLASMORE |  | 53.4607 | -6.2229
MV/LV Substation HO***204 |  | 20 kV | _ | LV | 200 kVA :Pole Substation | 0.2 | --> | 0.2 | 0 | 0 | Constrained, otherwise capacity available =172 kVA | --> | 0.19 | 0 | 0 | 0.194 | 0 |  | --> | E11 ex GLASMORE | Glasmore [T421,T422] | GLASMORE |  | 53.4909 | -6.113
MV/LV Substation ST***204X |  | 10 kV | _ | LV | 400 kVA :Kiosk Substation | 0.4 | --> | 0.4 | 0 | 0 | Constrained, otherwise capacity available =315 kVA | --> | 0.38 | 0 | 0.004 | 0.388 | 0 |  | --> | C14 ex SWORDS | Swords [T41,T42] | GLASMORE |  | 53.4618 | -6.2391
MV/LV Substation SO***205Y |  | 10 kV | _ | LV | 630 kVA :Building Structure | 0.63 | --> | 0.63 | 0 | 0 | Constrained, otherwise capacity available =617 kVA | --> | 0.598 | 0 | 0.12 | 0.5 | 0 |  | --> | C17 ex SWORDS | Swords [T41,T42] | GLASMORE |  | 53.4592 | -6.2063
MV/LV Substation GA***206Z |  | 10 kV | _ | LV | 400 kVA :Kiosk Substation | 0.4 | --> | 0.4 | 0 | 0 | Constrained, otherwise capacity available =347 kVA | --> | 0.38 | 0 | 0.016 | 0.375 | 0 |  | --> | C18 ex MOUNTGORRY | Mountgorry [T41,T42] | GRANGE (DR) |  | 53.4464 | -6.1841
MV/LV Substation FE***207X |  | 10 kV | _ | LV | 400 kVA :Kiosk Substation | 0.4 | --> | 0.4 | 0 | 0 | Constrained, otherwise capacity available =272 kVA | --> | 0.38 | 0 | 0.005 | 0.393 | 0 |  | --> | C16 ex SANTRY | Santry [T41,T42] | FINGLAS |  | 53.3998 | -6.202
MV/LV Substation GL***208X |  | 10 kV | _ | LV | 400 kVA :Kiosk Substation | 0.4 | --> | 0.4 | 0 | 0 | Constrained, otherwise capacity available =278 kVA | --> | 0.38 | 0 | 0.006 | 0.392 | 0 |  | --> | C17 ex KILMORE | Kilmore [T101,T102,T103] | FINGLAS |  | 53.4008 | -6.2048
MV/LV Substation BR***209Z |  | 20 kV | _ | LV | 200 kVA :Kiosk Substation | 0.2 | --> | 0.2 | 0 | 0 | Constrained, otherwise capacity available =144 kVA | --> | 0.19 | 0 | 0 | 0.198 | 0 |  | --> | E15 ex ASHBOURNE | Ashbourne [T421,T422] | FINGLAS |  | 53.5099 | -6.398
MV/LV Substation SW***211Z |  | 10 kV | _ | LV | 630 kVA :Building Structure | 0.63 | --> | 0.63 | 0 | 0 | Constrained, otherwise capacity available =610 kVA | --> | 0.598 | 0 | 0 | 0.5 | 0 |  | --> | C12 ex SWORDS | Swords [T41,T42] | GLASMORE |  | 53.4687 | -6.2183
MV/LV Substation SW***212Z |  | 10 kV | _ | LV | 630 kVA :Building Structure | 0.63 | --> | 0.63 | 0 | 0 | Constrained, otherwise capacity available =531 kVA | --> | 0.598 | 0 | 0 | 0.5 | 0 |  | --> | C12 ex SWORDS | Swords [T41,T42] | GLASMORE |  | 53.4689 | -6.2181
MV/LV Substation KI***213 |  | 10 kV | _ | LV | 50 kVA :Pole Substation | 0.05 | --> | 0.05 | 0 | 0 | Constrained, otherwise capacity available =42 kVA | --> | 0.048 | 0 | 0 | 0.049 | 0 |  | --> | C20 ex SUTTON | Sutton [T41,T42] | GRANGE (DR) |  | 53.3853 | -6.0512
MV/LV Substation SW***213Z |  | 10 kV | _ | LV | 630 kVA :Building Structure | 0.63 | --> | 0.63 | 0 | 0 | Constrained, otherwise capacity available =439 kVA | --> | 0.598 | 0 | 0.005 | 0.5 | 0 |  | --> | C12 ex SWORDS | Swords [T41,T42] | GLASMORE |  | 53.469 | -6.218
MV/LV Substation HO***214 |  | 10 kV | _ | LV | 50 kVA :Pole Substation | 0.05 | --> | 0.05 | 0 | 0 | Constrained, otherwise capacity available =30 kVA | --> | 0.048 | 0 | 0 | 0.05 | 0 |  | --> | C11 ex SUTTON | Sutton [T41,T42] | GRANGE (DR) |  | 53.3873 | -6.0807
MV/LV Substation SW***214Z |  | 10 kV | _ | LV | 630 kVA :Building Structure | 0.63 | --> | 0.63 | 0 | 0 | Constrained, otherwise capacity available =524 kVA | --> | 0.598 | 0 | 0 | 0.5 | 0 |  | --> | C12 ex SWORDS | Swords [T41,T42] | GLASMORE |  | 53.4696 | -6.2175
MV/LV Substation S.***215Z |  | 10 kV | _ | LV | 630 kVA :Building Structure | 0.63 | --> | 0.63 | 0 | 0 | Constrained, otherwise capacity available =557 kVA | --> | 0.598 | 0 | 0 | 0.5 | 0 |  | --> | C12 ex SWORDS | Swords [T41,T42] | GLASMORE |  | 53.4701 | -6.217
MV/LV Substation WE***216 |  | 10 kV | _ | LV | 400 kVA :Kiosk Substation | 0.4 | --> | 0.4 | 0 | 0 | Constrained, otherwise capacity available =281 kVA | --> | 0.38 | 0 | 0.029 | 0.374 | 0 |  | --> | C18 ex SUTTON | Sutton [T41,T42] | GRANGE (DR) |  | 53.3989 | -6.1295
MV/LV Substation ED***217 |  | 10 kV | _ | LV | 400 kVA :Building Structure | 0.4 | --> | 0.4 | 0.196 | 12.96 |  | --> | 0.38 | 0 | 0.009 | 0.4 | 0 |  | --> | C17 ex ARTANE | Artane [T101,T102] | FINGLAS |  | 53.3842 | -6.1819
MV/LV Substation BE***217X |  | 10 kV | _ | LV | 400 kVA :Kiosk Substation | 0.4 | --> | 0.4 | 0 | 0 | Constrained, otherwise capacity available =280 kVA | --> | 0.38 | 0 | 0.071 | 0.343 | 0 |  | --> | C15 ex MALAHIDE | Malahide [T41,T42] | GLASMORE |  | 53.4286 | -6.1309
MV/LV Substation CA***217Z |  | 10 kV | _ | LV | 630 kVA :Building Structure | 0.63 | --> | 0.63 | 0 | 0 | Constrained, otherwise capacity available =550 kVA | --> | 0.598 | 0 | 0 | 0.5 | 0 |  | --> | C15 ex MOUNTGORRY | Mountgorry [T41,T42] | GRANGE (DR) |  | 53.4616 | -6.2176
MV/LV Substation GO***219 |  | 10 kV | _ | LV | 200 kVA :Pole Substation | 0.2 | --> | 0.2 | 0 | 0 | Constrained, otherwise capacity available =123 kVA | --> | 0.19 | 0 | 0.01 | 0.193 | 0 |  | --> | C15 ex MALAHIDE | Malahide [T41,T42] | GLASMORE |  | 53.4206 | -6.1325
MV/LV Substation GL***220 |  | 10 kV | _ | LV | 400 kVA :Kiosk Substation | 0.4 | --> | 0.4 | 0 | 0 | Constrained, otherwise capacity available =275 kVA | --> | 0.38 | 0 | 0.038 | 0.369 | 0 |  | --> | C19 ex SUTTON | Sutton [T41,T42] | GRANGE (DR) |  | 53.3882 | -6.1006
MV/LV Substation CO***221 |  | 10 kV | _ | LV | 400 kVA :Building Structure | 0.4 | --> | 0.4 | 0 | 0 | Constrained, otherwise capacity available =400 kVA | --> | 0.38 | 0 | 0 | 0.38 | 0 |  | --> | C15 ex MALAHIDE | Malahide [T41,T42] | GLASMORE |  | 53.4297 | -6.1257
MV/LV Substation WO***221X |  | 10 kV | _ | LV | 200 kVA :Kiosk Substation | 0.2 | --> | 0.2 | 0 | 0 | Constrained, otherwise capacity available =152 kVA | --> | 0.19 | 0 | 0.062 | 0.15 | 0 |  | --> | C20 ex SUTTON | Sutton [T41,T42] | GRANGE (DR) |  | 53.3792 | -6.0601
MV/LV Substation DO***222X |  | 10 kV | _ | LV | 400 kVA :Kiosk Substation | 0.4 | --> | 0.4 | 0 | 0 | Constrained, otherwise capacity available =313 kVA | --> | 0.38 | 0 | 0.015 | 0.381 | 0 |  | --> | C19 ex GRANGE (DR) | Grange (dr) [T41,T42] | GRANGE (DR) |  | 53.3932 | -6.1725
MV/LV Substation DR***223 |  | 10 kV | _ | LV | 400 kVA :Kiosk Substation | 0.4 | --> | 0.4 | 0 | 0 | Constrained, otherwise capacity available =332 kVA | --> | 0.38 | 0 | 0.034 | 0.364 | 0 |  | --> | C15 ex MOUNTGORRY | Mountgorry [T41,T42] | GRANGE (DR) |  | 53.4546 | -6.2144
MV/LV Substation PO***223Z |  | 10 kV | _ | LV | 200 kVA :Kiosk Substation | 0.2 | --> | 0.2 | 0 | 0 | Constrained, otherwise capacity available =176 kVA | --> | 0.19 | 0 | 0 | 0.193 | 0 |  | --> | C16 ex MALAHIDE | Malahide [T41,T42] | GLASMORE |  | 53.4401 | -6.1348
MV/LV Substation CA***224 |  | 10 kV | _ | LV | 100 kVA :Pole Substation | 0.1 | --> | 0.1 | 0 | 0 | Constrained, otherwise capacity available =73 kVA | --> | 0.095 | 0 | 0.019 | 0.084 | 0 |  | --> | C16 ex MALAHIDE | Malahide [T41,T42] | GLASMORE |  | 53.4375 | -6.1266
MV/LV Substation CA***224X |  | 10 kV | _ | LV | 400 kVA :Kiosk Substation | 0.4 | --> | 0.4 | 0 | 0 | Constrained, otherwise capacity available =309 kVA | --> | 0.38 | 0 | 0.008 | 0.386 | 0 |  | --> | C11 ex SUTTON | Sutton [T41,T42] | GRANGE (DR) |  | 53.3897 | -6.109
MV/LV Substation KI***224Z |  | 10 kV | _ | LV | 100 kVA :Pole Substation | 0.1 | --> | 0.1 | 0 | 0 | Constrained, otherwise capacity available =96 kVA | --> | 0.095 | 0 | 0 | 0.096 | 0 |  | --> | C20 ex COLLINSTOWN | Collinstown [T41,T42] | GRANGE (DR) |  | 53.4397 | -6.2246
MV/LV Substation SO***225 |  | 10 kV | _ | LV | 100 kVA :Pole Substation | 0.1 | --> | 0.1 | 0 | 0 | Constrained, otherwise capacity available =75 kVA | --> | 0.095 | 0 | 0.021 | 0.083 | 0 |  | --> | C20 ex SUTTON | Sutton [T41,T42] | GRANGE (DR) |  | 53.37 | -6.0824
MV/LV Substation MA***225Z |  | 10 kV | _ | LV | 400 kVA :Kiosk Substation | 0.4 | --> | 0.4 | 0 | 0 | Constrained, otherwise capacity available =319 kVA | --> | 0.38 | 0 | 0 | 0.391 | 0 |  | --> | C16 ex MALAHIDE | Malahide [T41,T42] | GLASMORE |  | 53.4435 | -6.1278
MV/LV Substation SE***226 |  | 10 kV | _ | LV | 400 kVA :Kiosk Substation | 0.4 | --> | 0.4 | 0 | 0 | Constrained, otherwise capacity available =265 kVA | --> | 0.38 | 0 | 0.053 | 0.359 | 0 |  | --> | C15 ex MOUNTGORRY | Mountgorry [T41,T42] | GRANGE (DR) |  | 53.4608 | -6.214
MV/LV Substation GR***227 |  | 10 kV | _ | LV | 400 kVA :Kiosk Substation | 0.4 | --> | 0.4 | 0 | 0 | Constrained, otherwise capacity available =250 kVA | --> | 0.38 | 0 | 0.038 | 0.372 | 0 |  | --> | C18 ex MALAHIDE | Malahide [T41,T42] | GLASMORE |  | 53.4504 | -6.1486
MV/LV Substation BR***227X |  | 10 kV | _ | LV | 400 kVA :Kiosk Substation | 0.4 | --> | 0.4 | 0.306 | 12.96 |  | --> | 0.38 | 0 | 0.023 | 0.376 | 0 |  | --> | C17 ex ARTANE | Artane [T101,T102] | FINGLAS |  | 53.3845 | -6.1917
MV/LV Substation AY***229X |  | 10 kV | _ | LV | 400 kVA :Kiosk Substation | 0.4 | --> | 0.4 | 0.238 | 5.82 |  | --> | 0.38 | 0 | 0.023 | 0.384 | 0 |  | --> | C22 ex COOLOCK | Coolock [T41,T42] | FINGLAS |  | 53.3929 | -6.1887
MV/LV Substation RA***230 |  | 10 kV | _ | LV | 200 kVA :Pole Substation | 0.2 | --> | 0.2 | 0 | 0 | Constrained, otherwise capacity available =144 kVA | --> | 0.19 | 0 | 0.006 | 0.193 | 0 |  | --> | C20 ex SUTTON | Sutton [T41,T42] | GRANGE (DR) |  | 53.3679 | -6.0596
MV/LV Substation SA***230X |  | 10 kV | _ | LV | 400 kVA :Kiosk Substation | 0.4 | --> | 0.4 | 0 | 0 | Constrained, otherwise capacity available =315 kVA | --> | 0.38 | 0 | 0.038 | 0.363 | 0 |  | --> | C20 ex HOWTH JUNCTION | Howth Junction [T41,T42] | GRANGE (DR) |  | 53.3897 | -6.145
MV/LV Substation MA***231 |  | 10 kV | _ | LV | 400 kVA :Kiosk Substation | 0.4 | --> | 0.4 | 0 | 0 | Constrained, otherwise capacity available =322 kVA | --> | 0.38 | 0 | 0.032 | 0.367 | 0 |  | --> | C11 ex HOWTH JUNCTION | Howth Junction [T41,T42] | GRANGE (DR) |  | 53.3788 | -6.1628
MV/LV Substation CA***232 |  | 10 kV | _ | LV | 400 kVA :Kiosk Substation | 0.4 | --> | 0.4 | 0 | 0 | Constrained, otherwise capacity available =278 kVA | --> | 0.38 | 0 | 0.035 | 0.37 | 0 |  | --> | C19 ex SUTTON | Sutton [T41,T42] | GRANGE (DR) |  | 53.383 | -6.099
MV/LV Substation NE***232X |  | 10 kV | _ | LV | 630 kVA :Kiosk Substation | 0.63 | --> | 0.63 | 0 | 0 | Constrained, otherwise capacity available =418 kVA | --> | 0.598 | 0 | 0.028 | 0.5 | 0 |  | --> | C31 ex CLONSHAUGH | Clonshaugh [T41,T42] | FINGLAS |  | 53.4019 | -6.2127
MV/LV Substation SO***232Z |  | 20 kV | _ | LV | 400 kVA :Kiosk Substation | 0.4 | --> | 0.4 | 0 | 0 | Constrained, otherwise capacity available =221 kVA | --> | 0.38 | 0 | 0.046 | 0.37 | 0 |  | --> | E11 ex GLASMORE | Glasmore [T421,T422] | GLASMORE |  | 53.4921 | -6.1414
MV/LV Substation ED***233 |  | 10 kV | _ | LV | 630 kVA :Building Structure | 0.63 | --> | 0.63 | 0.302 | 5.82 |  | --> | 0.598 | 0 | 0.032 | 0.5 | 0 |  | --> | C19 ex COOLOCK | Coolock [T41,T42] | FINGLAS |  | 53.3877 | -6.1843
MV/LV Substation FO***234 |  | 10 kV | _ | LV | 630 kVA :Kiosk Substation | 0.63 | --> | 0.63 | 0 | 0 | Constrained, otherwise capacity available =502 kVA | --> | 0.598 | 0 | 0.096 | 0.5 | 0 |  | --> | C22 ex HOWTH JUNCTION | Howth Junction [T41,T42] | GRANGE (DR) |  | 53.3843 | -6.1656
MV/LV Substation AS***234Z |  | 20 kV | _ | LV | 630 kVA :Building Structure | 0.63 | --> | 0.63 | 0 | 0 | Constrained, otherwise capacity available =534 kVA | --> | 0.598 | 0 | 0 | 0.5 | 0 |  | --> | E15 ex ASHBOURNE | Ashbourne [T421,T422] | FINGLAS |  | 53.5097 | -6.3971
MV/LV Substation FO***235 |  | 10 kV | _ | LV | 400 kVA :Kiosk Substation | 0.4 | --> | 0.4 | 0 | 0 | Constrained, otherwise capacity available =59 kVA | --> | 0.38 | 0 | 0.158 | 0.307 | 0 |  | --> | C22 ex HOWTH JUNCTION | Howth Junction [T41,T42] | GRANGE (DR) |  | 53.3833 | -6.1587
MV/LV Substation MA***235X |  | 10 kV | _ | LV | 200 kVA :Building Structure | 0.2 | --> | 0.2 | 0 | 0 | Constrained, otherwise capacity available =127 kVA | --> | 0.19 | 0 | 0.015 | 0.189 | 0 |  | --> | C15 ex MALAHIDE | Malahide [T41,T42] | GLASMORE |  | 53.4329 | -6.153
MV/LV Substation MO***236 |  | 10 kV | _ | LV | 400 kVA :Kiosk Substation | 0.4 | --> | 0.4 | 0 | 0 | Constrained, otherwise capacity available =308 kVA | --> | 0.38 | 0 | 0.058 | 0.35 | 0 |  | --> | C20 ex SUTTON | Sutton [T41,T42] | GRANGE (DR) |  | 53.3826 | -6.0599
MV/LV Substation ST***236X |  | 10 kV | _ | LV | 100 kVA :Pole Substation | 0.1 | --> | 0.1 | 0 | 0 | Constrained, otherwise capacity available =64 kVA | --> | 0.095 | 0 | 0.003 | 0.098 | 0 |  | --> | C15 ex MALAHIDE | Malahide [T41,T42] | GLASMORE |  | 53.4203 | -6.1425
MV/LV Substation AI***236Z |  | 10 kV | _ | LV | 630 kVA :Building Structure | 0.63 | --> | 0.63 | 0 | 0 | Constrained, otherwise capacity available =493 kVA | --> | 0.598 | 0 | 0 | 0.5 | 0 |  | --> | C20 ex MOUNTGORRY | Mountgorry [T41,T42] | GRANGE (DR) |  | 53.4459 | -6.2279
MV/LV Substation ST***237 |  | 10 kV | _ | LV | 200 kVA :Pole Substation | 0.2 | --> | 0.2 | 0 | 0 | Constrained, otherwise capacity available =148 kVA | --> | 0.19 | 0 | 0.028 | 0.176 | 0 |  | --> | C23 ex SWORDS | Swords [T41,T42] | GLASMORE |  | 53.4563 | -6.2242
MV/LV Substation AI***237Z |  | 10 kV | _ | LV | 630 kVA :Building Structure | 0.63 | --> | 0.63 | 0 | 0 | Constrained, otherwise capacity available =454 kVA | --> | 0.598 | 0 | 0 | 0.5 | 0 |  | --> | C20 ex MOUNTGORRY | Mountgorry [T41,T42] | GRANGE (DR) |  | 53.4481 | -6.224
MV/LV Substation ST***238 |  | 10 kV | _ | LV | 400 kVA :Kiosk Substation | 0.4 | --> | 0.4 | 0 | 0 | Constrained, otherwise capacity available =331 kVA | --> | 0.38 | 0 | 0.013 | 0.38 | 0 |  | --> | C20 ex SUTTON | Sutton [T41,T42] | GRANGE (DR) |  | 53.3756 | -6.0903
MV/LV Substation BE***238Z |  | 20 kV | _ | LV | 200 kVA :Pole Substation | 0.2 | --> | 0.2 | 0 | 0 | Constrained, otherwise capacity available =180 kVA | --> | 0.19 | 0 | 0.003 | 0.19 | 0 |  | --> | E12 ex ASHBOURNE | Ashbourne [T421,T422] | FINGLAS |  | 53.5069 | -6.4553
MV/LV Substation DU***239 |  | 10 kV | _ | LV | 400 kVA :Building Structure | 0.4 | --> | 0.4 | 0 | 0 | Constrained, otherwise capacity available =372 kVA | --> | 0.38 | 0 | 0 | 0.384 | 0 |  | --> | C20 ex COLLINSTOWN | Collinstown [T41,T42] | GRANGE (DR) |  | 53.4396 | -6.2573
MV/LV Substation RI***239Z |  | 10 kV | _ | LV | 400 kVA :Kiosk Substation | 0.4 | --> | 0.4 | 0 | 0 | Constrained, otherwise capacity available =372 kVA | --> | 0.38 | 0 | 0.006 | 0.379 | 0 |  | --> | E11 ex ASHBOURNE | Ashbourne [T421,T422] | FINGLAS |  | 53.4531 | -6.2922
MV/LV Substation SA***241X |  | 10 kV | _ | LV | 200 kVA :Kiosk Substation | 0.2 | --> | 0.2 | 0 | 0 | Constrained, otherwise capacity available =144 kVA | --> | 0.19 | 0 | 0.033 | 0.173 | 0 |  | --> | C20 ex HOWTH JUNCTION | Howth Junction [T41,T42] | GRANGE (DR) |  | 53.3878 | -6.1432
MV/LV Substation RA***242X |  | 10 kV | _ | LV | 400 kVA :Building Structure | 0.4 | --> | 0.4 | 0 | 0 | Constrained, otherwise capacity available =208 kVA | --> | 0.38 | 0 | 0.004 | 0.402 | 0 |  | --> | C19 ex SWORDS | Swords [T41,T42] | GLASMORE |  | 53.463 | -6.2294
MV/LV Substation MO***243 |  | 10 kV | _ | LV | 400 kVA :Kiosk Substation | 0.4 | --> | 0.4 | 0 | 0 | Constrained, otherwise capacity available =284 kVA | --> | 0.38 | 0 | 0.01 | 0.388 | 0 |  | --> | C17 ex KILMORE | Kilmore [T101,T102,T103] | FINGLAS |  | 53.4047 | -6.2035
MV/LV Substation DU***243Z |  | 10 kV | _ | LV | 630 kVA :Kiosk Substation | 0.63 | --> | 0.63 | 0 | 0 | Constrained, otherwise capacity available =468 kVA | --> | 0.598 | 0 | 0.083 | 0.5 | 0 |  | --> | C16 ex MALAHIDE | Malahide [T41,T42] | GLASMORE |  | 53.4341 | -6.1303
MV/LV Substation AS***244Z |  | 10 kV | _ | LV | 630 kVA :Kiosk Substation | 0.63 | --> | 0.63 | 0 | 0 | Constrained, otherwise capacity available =456 kVA | --> | 0.598 | 0 | 0.128 | 0.5 | 0 |  | --> | C16 ex MALAHIDE | Malahide [T41,T42] | GLASMORE |  | 53.4369 | -6.1295
MV/LV Substation FO***245 |  | 10 kV | _ | LV | 400 kVA :Kiosk Substation | 0.4 | --> | 0.4 | 0 | 0 | Constrained, otherwise capacity available =235 kVA | --> | 0.38 | 0 | 0.074 | 0.347 | 0 |  | --> | C11 ex HOWTH JUNCTION | Howth Junction [T41,T42] | GRANGE (DR) |  | 53.3821 | -6.1558
MV/LV Substation PO***245Z |  | 10 kV | _ | LV | 400 kVA :Kiosk Substation | 0.4 | --> | 0.4 | 0 | 0 | Constrained, otherwise capacity available =276 kVA | --> | 0.38 | 0 | 0.109 | 0.316 | 0 |  | --> | C16 ex MALAHIDE | Malahide [T41,T42] | GLASMORE |  | 53.4309 | -6.128
MV/LV Substation GR***246X |  | 10 kV | _ | LV | 630 kVA :Building Structure | 0.63 | --> | 0.63 | 0 | 0 | Constrained, otherwise capacity available =324 kVA | --> | 0.598 | 0 | 0 | 0.5 | 0 |  | --> | C22 ex HOWTH JUNCTION | Howth Junction [T41,T42] | GRANGE (DR) |  | 53.3858 | -6.1557
MV/LV Substation JA***246Z |  | 20 kV | _ | LV | 400 kVA :Kiosk Substation | 0.4 | --> | 0.4 | 0 | 0 | Constrained, otherwise capacity available =216 kVA | --> | 0.38 | 0 | 0.055 | 0.364 | 0 |  | --> | E18 ex BALTRASNA | Baltrasna [T121,T122] | BALTRASNA |  | 53.5036 | -6.4549
MV/LV Substation MI***247X |  | 10 kV | _ | LV | 630 kVA :Kiosk Substation | 0.63 | --> | 0.63 | 0 | 0 | Constrained, otherwise capacity available =458 kVA | --> | 0.598 | 0 | 0.092 | 0.5 | 0 |  | --> | C18 ex MOUNTGORRY | Mountgorry [T41,T42] | GRANGE (DR) |  | 53.4531 | -6.1746
MV/LV Substation KI***247Z |  | 10 kV | _ | LV | 400 kVA :Kiosk Substation | 0.4 | --> | 0.4 | 0 | 0 | Constrained, otherwise capacity available =324 kVA | --> | 0.38 | 0 | 0 | 0.39 | 0 |  | --> | C39 ex COLLEGE PARK | College Park [T101,T102,T103] | COLLEGE PARK |  | 53.4518 | -6.3953
MV/LV Substation ST***248Z |  | 10 kV | _ | LV | 400 kVA :Kiosk Substation | 0.4 | --> | 0.4 | 0 | 0 | Constrained, otherwise capacity available =354 kVA | --> | 0.38 | 0 | 0 | 0.386 | 0 |  | --> | C19 ex MALAHIDE | Malahide [T41,T42] | GLASMORE |  | 53.4523 | -6.1561
MV/LV Substation CA***249 |  | 10 kV | _ | LV | 200 kVA :Pole Substation | 0.2 | --> | 0.2 | 0 | 0 | Constrained, otherwise capacity available =180 kVA | --> | 0.19 | 0 | 0.005 | 0.189 | 0 |  | --> | C20 ex SUTTON | Sutton [T41,T42] | GRANGE (DR) |  | 53.3814 | -6.0579
MV/LV Substation CA***249Z |  | 20 kV | _ | LV | 400 kVA :Kiosk Substation | 0.4 | --> | 0.4 | 0 | 0 | Constrained, otherwise capacity available =330 kVA | --> | 0.38 | 0 | 0.021 | 0.374 | 0 |  | --> | E13 ex GLASMORE | Glasmore [T421,T422] | GLASMORE |  | 53.4727 | -6.2397
MV/LV Substation BA***250 |  | 10 kV | _ | LV | 400 kVA :Kiosk Substation | 0.4 | --> | 0.4 | 0 | 0 | Constrained, otherwise capacity available =313 kVA | --> | 0.38 | 0 | 0.015 | 0.381 | 0 |  | --> | C20 ex SUTTON | Sutton [T41,T42] | GRANGE (DR) |  | 53.3768 | -6.0635
MV/LV Substation MO***250X |  | 10 kV | _ | LV | 630 kVA :Kiosk Substation | 0.63 | --> | 0.63 | 0 | 0 | Constrained, otherwise capacity available =418 kVA | --> | 0.598 | 0 | 0.045 | 0.5 | 0 |  | --> | C13 ex SUTTON | Sutton [T41,T42] | GRANGE (DR) |  | 53.3928 | -6.1272
MV/LV Substation CA***250Z |  | 20 kV | _ | LV | 400 kVA :Kiosk Substation | 0.4 | --> | 0.4 | 0 | 0 | Constrained, otherwise capacity available =400 kVA | --> | 0.38 | 0 | 0 | 0.38 | 0 |  | --> | E13 ex GLASMORE | Glasmore [T421,T422] | GLASMORE |  | 53.4731 | -6.2374
MV/LV Substation IN***251X |  | 10 kV | _ | LV | 200 kVA :Kiosk Substation | 0.2 | --> | 0.2 | 0 | 0 | Constrained, otherwise capacity available =115 kVA | --> | 0.19 | 0 | 0.041 | 0.171 | 0 |  | --> | C17 ex MOUNTGORRY | Mountgorry [T41,T42] | GRANGE (DR) |  | 53.4525 | -6.1695
MV/LV Substation CA***251Z |  | 20 kV | _ | LV | 200 kVA :Kiosk Substation | 0.2 | --> | 0.2 | 0 | 0 | Constrained, otherwise capacity available =183 kVA | --> | 0.19 | 0 | 0.005 | 0.189 | 0 |  | --> | E13 ex GLASMORE | Glasmore [T421,T422] | GLASMORE |  | 53.4716 | -6.2385
MV/LV Substation CA***252Z |  | 20 kV | _ | LV | 200 kVA :Kiosk Substation | 0.2 | --> | 0.2 | 0 | 0 | Constrained, otherwise capacity available =104 kVA | --> | 0.19 | 0 | 0.007 | 0.198 | 0 |  | --> | E13 ex GLASMORE | Glasmore [T421,T422] | GLASMORE |  | 53.4724 | -6.235
MV/LV Substation YE***253 |  | 10 kV | _ | LV | 400 kVA :Kiosk Substation | 0.4 | --> | 0.4 | 0 | 0 | Constrained, otherwise capacity available =275 kVA | --> | 0.38 | 0 | 0.059 | 0.353 | 0 |  | --> | C17 ex MOUNTGORRY | Mountgorry [T41,T42] | GRANGE (DR) |  | 53.4511 | -6.1698
MV/LV Substation BR***253Z |  | 20 kV | _ | LV | 200 kVA :Kiosk Substation | 0.2 | --> | 0.2 | 0 | 0 | Constrained, otherwise capacity available =128 kVA | --> | 0.19 | 0 | 0.02 | 0.185 | 0 |  | --> | E13 ex GLASMORE | Glasmore [T421,T422] | GLASMORE |  | 53.4688 | -6.236
MV/LV Substation GR***254 |  | 10 kV | _ | LV | 400 kVA :Kiosk Substation | 0.4 | --> | 0.4 | 0 | 0 | Constrained, otherwise capacity available =295 kVA | --> | 0.38 | 0 | 0.032 | 0.37 | 0 |  | --> | C12 ex SUTTON | Sutton [T41,T42] | GRANGE (DR) |  | 53.3978 | -6.1409
MV/LV Substation MA***254Z |  | 10 kV | _ | LV | 630 kVA :Building Structure | 0.63 | --> | 0.63 | 0 | 0 | Constrained, otherwise capacity available =551 kVA | --> | 0.598 | 0 | 0.009 | 0.5 | 0 |  | --> | C19 ex MALAHIDE | Malahide [T41,T42] | GLASMORE |  | 53.4561 | -6.1556
MV/LV Substation AV***255 |  | 10 kV | _ | LV | 400 kVA :Kiosk Substation | 0.4 | --> | 0.4 | 0 | 0 | Constrained, otherwise capacity available =272 kVA | --> | 0.38 | 0 | 0.053 | 0.358 | 0 |  | --> | C22 ex HOWTH JUNCTION | Howth Junction [T41,T42] | GRANGE (DR) |  | 53.3795 | -6.1685
MV/LV Substation MO***255X |  | 10 kV | _ | LV | 200 kVA :Kiosk Substation | 0.2 | --> | 0.2 | 0 | 0 | Constrained, otherwise capacity available =147 kVA | --> | 0.19 | 0 | 0.011 | 0.189 | 0 |  | --> | C19 ex SWORDS | Swords [T41,T42] | GLASMORE |  | 53.463 | -6.2319
MV/LV Substation TH***255Z |  | 10 kV | _ | LV | 400 kVA :Kiosk Substation | 0.4 | --> | 0.4 | 0 | 0 | Constrained, otherwise capacity available =166 kVA | --> | 0.38 | 0 | 0 | 0.411 | 0 |  | --> | C21 ex MALAHIDE | Malahide [T41,T42] | GLASMORE |  | 53.4518 | -6.1531
MV/LV Substation MI***256X |  | 10 kV | _ | LV | 200 kVA :Pole Substation | 0.2 | --> | 0.2 | 0 | 0 | Constrained, otherwise capacity available =129 kVA | --> | 0.19 | 0 | 0.06 | 0.155 | 0 |  | --> | C18 ex MOUNTGORRY | Mountgorry [T41,T42] | GRANGE (DR) |  | 53.4503 | -6.1776
MV/LV Substation SU***257 |  | 10 kV | _ | LV | 400 kVA :Kiosk Substation | 0.4 | --> | 0.4 | 0 | 0 | Constrained, otherwise capacity available =232 kVA | --> | 0.38 | 0 | 0.1 | 0.328 | 0 |  | --> | C17 ex SUTTON | Sutton [T41,T42] | GRANGE (DR) |  | 53.3911 | -6.1351
MV/LV Substation ST***257X |  | 10 kV | _ | LV | 400 kVA :Kiosk Substation | 0.4 | --> | 0.4 | 0 | 0 | Constrained, otherwise capacity available =260 kVA | --> | 0.38 | 0 | 0.019 | 0.384 | 0 |  | --> | C15 ex MOUNTGORRY | Mountgorry [T41,T42] | GRANGE (DR) |  | 53.4587 | -6.2179
MV/LV Substation AP***257Z |  | 20 kV | _ | LV | 630 kVA :Kiosk Substation | 0.63 | --> | 0.63 | 0 | 0 | Constrained, otherwise capacity available =407 kVA | --> | 0.598 | 0 | 0 | 0.5 | 0 |  | --> | E13 ex GLASMORE | Glasmore [T421,T422] | GLASMORE |  | 53.4698 | -6.2302
MV/LV Substation SU***258 |  | 10 kV | _ | LV | 400 kVA :Kiosk Substation | 0.4 | --> | 0.4 | 0 | 0 | Constrained, otherwise capacity available =275 kVA | --> | 0.38 | 0 | 0.021 | 0.381 | 0 |  | --> | C14 ex SUTTON | Sutton [T41,T42] | GRANGE (DR) |  | 53.3891 | -6.1329
MV/LV Substation OA***258X |  | 10 kV | _ | LV | 400 kVA :Kiosk Substation | 0.4 | --> | 0.4 | 0 | 0 | Constrained, otherwise capacity available =317 kVA | --> | 0.38 | 0 | 0.033 | 0.367 | 0 |  | --> | C15 ex MOUNTGORRY | Mountgorry [T41,T42] | GRANGE (DR) |  | 53.4572 | -6.2186
MV/LV Substation BO***258Z |  | 10 kV | _ | LV | 400 kVA :Kiosk Substation | 0.4 | --> | 0.4 | 0 | 0 | Constrained, otherwise capacity available =311 kVA | --> | 0.38 | 0 | 0.021 | 0.376 | 0 |  | --> | E17 ex GLASMORE | Glasmore [T421,T422] | GLASMORE |  | 53.4471 | -6.2351
MV/LV Substation SU***259 |  | 10 kV | _ | LV | 400 kVA :Kiosk Substation | 0.4 | --> | 0.4 | 0 | 0 | Constrained, otherwise capacity available =257 kVA | --> | 0.38 | 0 | 0.077 | 0.342 | 0 |  | --> | C14 ex SUTTON | Sutton [T41,T42] | GRANGE (DR) |  | 53.3895 | -6.1292
MV/LV Substation RA***259X |  | 10 kV | _ | LV | 400 kVA :Kiosk Substation | 0.4 | --> | 0.4 | 0 | 0 | Constrained, otherwise capacity available =324 kVA | --> | 0.38 | 0 | 0.05 | 0.353 | 0 |  | --> | C19 ex SWORDS | Swords [T41,T42] | GLASMORE |  | 53.461 | -6.228
MV/LV Substation BO***259Z |  | 10 kV | _ | LV | 200 kVA :Kiosk Substation | 0.2 | --> | 0.2 | 0 | 0 | Constrained, otherwise capacity available =141 kVA | --> | 0.19 | 0 | 0.016 | 0.186 | 0 |  | --> | E17 ex GLASMORE | Glasmore [T421,T422] | GLASMORE |  | 53.4463 | -6.2331
MV/LV Substation AB***260 |  | 10 kV | _ | LV | 400 kVA :Kiosk Substation | 0.4 | --> | 0.4 | 0 | 0 | Constrained, otherwise capacity available =273 kVA | --> | 0.38 | 0 | 0.052 | 0.358 | 0 |  | --> | C20 ex GRANGE (DR) | Grange (dr) [T41,T42] | GRANGE (DR) |  | 53.3942 | -6.1431
MV/LV Substation PU***260X |  | 10 kV | _ | LV | 200 kVA :Kiosk Substation | 0.2 | --> | 0.2 | 0 | 0 | Constrained, otherwise capacity available =88 kVA | --> | 0.19 | 0 | 0.063 | 0.158 | 0 |  | --> | C16 ex MALAHIDE | Malahide [T41,T42] | GLASMORE |  | 53.437 | -6.1368
MV/LV Substation BO***260Z |  | 10 kV | _ | LV | 200 kVA :Kiosk Substation | 0.2 | --> | 0.2 | 0 | 0 | Constrained, otherwise capacity available =159 kVA | --> | 0.19 | 0 | 0 | 0.196 | 0 |  | --> | E17 ex GLASMORE | Glasmore [T421,T422] | GLASMORE |  | 53.4478 | -6.2335
MV/LV Substation LA***261 |  | 10 kV | _ | LV | 400 kVA :Kiosk Substation | 0.4 | --> | 0.4 | 0 | 0 | Constrained, otherwise capacity available =266 kVA | --> | 0.38 | 0 | 0.073 | 0.344 | 0 |  | --> | C19 ex SUTTON | Sutton [T41,T42] | GRANGE (DR) |  | 53.3797 | -6.1002
MV/LV Substation ST***262 |  | 10 kV | _ | LV | 400 kVA :Building Structure | 0.4 | --> | 0.4 | 0 | 0 | Constrained, otherwise capacity available =291 kVA | --> | 0.38 | 0 | 0.107 | 0.315 | 0 |  | --> | C19 ex SUTTON | Sutton [T41,T42] | GRANGE (DR) |  | 53.3768 | -6.0956
MV/LV Substation ST***263 |  | 10 kV | _ | LV | 400 kVA :Kiosk Substation | 0.4 | --> | 0.4 | 0 | 0 | Constrained, otherwise capacity available =283 kVA | --> | 0.38 | 0 | 0.044 | 0.363 | 0 |  | --> | C19 ex SUTTON | Sutton [T41,T42] | GRANGE (DR) |  | 53.3775 | -6.101
MV/LV Substation CO***263X |  | 10 kV | _ | LV | 400 kVA :Kiosk Substation | 0.4 | --> | 0.4 | 0 | 0 | Constrained, otherwise capacity available =344 kVA | --> | 0.38 | 0 | 0.01 | 0.38 | 0 |  | --> | C16 ex MALAHIDE | Malahide [T41,T42] | GLASMORE |  | 53.4329 | -6.1373
MV/LV Substation TH***263Z |  | 10 kV | _ | LV | 630 kVA :Building Structure | 0.63 | --> | 0.63 | 0 | 0 | Constrained, otherwise capacity available =407 kVA | --> | 0.598 | 0 | 0.015 | 0.5 | 0 |  | --> | C15 ex MOUNTGORRY | Mountgorry [T41,T42] | GRANGE (DR) |  | 53.4624 | -6.2171
MV/LV Substation SA***264X |  | 10 kV | _ | LV | 400 kVA :Kiosk Substation | 0.4 | --> | 0.4 | 0 | 0 | Constrained, otherwise capacity available =334 kVA | --> | 0.38 | 0 | 0.005 | 0.385 | 0 |  | --> | C16 ex MALAHIDE | Malahide [T41,T42] | GLASMORE |  | 53.4353 | -6.1244
MV/LV Substation NE***264Z |  | 10 kV | _ | LV | 400 kVA :Kiosk Substation | 0.4 | --> | 0.4 | 0 | 0 | Constrained, otherwise capacity available =373 kVA | --> | 0.38 | 0 | 0 | 0.384 | 0 |  | --> | C20 ex MOUNTGORRY | Mountgorry [T41,T42] | GRANGE (DR) |  | 53.4443 | -6.2253
MV/LV Substation MA***265X |  | 10 kV | _ | LV | 400 kVA :Kiosk Substation | 0.4 | --> | 0.4 | 0 | 0 | Constrained, otherwise capacity available =202 kVA | --> | 0.38 | 0 | 0.088 | 0.341 | 0 |  | --> | C16 ex MALAHIDE | Malahide [T41,T42] | GLASMORE |  | 53.4348 | -6.134
MV/LV Substation BE***265Z |  | 20 kV | _ | LV | 630 kVA :Kiosk Substation | 0.63 | --> | 0.63 | 0 | 0 | Constrained, otherwise capacity available =522 kVA | --> | 0.598 | 0 | 0.028 | 0.5 | 0 |  | --> | E15 ex BATTER LANE TEMPORARY | Batter Lane Temporary 38kv [T421] | GLASMORE |  | 53.4891 | -6.1527
MV/LV Substation HA***266 |  | 10 kV | _ | LV | 630 kVA :Kiosk Substation | 0.63 | --> | 0.63 | 0.43 | 12.96 |  | --> | 0.598 | 0 | 0.011 | 0.5 | 0 |  | --> | C30 ex ARTANE | Artane [T101,T102] | FINGLAS |  | 53.3795 | -6.1903
MV/LV Substation DU***266X |  | 10 kV | _ | LV | 400 kVA :Building Structure | 0.4 | --> | 0.4 | 0 | 0 | Constrained, otherwise capacity available =250 kVA | --> | 0.38 | 0 | 0 | 0.4 | 0 |  | --> | C16 ex MALAHIDE | Malahide [T41,T42] | GLASMORE |  | 53.4347 | -6.1308
MV/LV Substation MA***266Z |  | 10 kV | _ | LV | 200 kVA :Pole Substation | 0.2 | --> | 0.2 | 0 | 0 | Constrained, otherwise capacity available =194 kVA | --> | 0.19 | 0 | 0 | 0.191 | 0 |  | --> | C17 ex MOUNTGORRY | Mountgorry [T41,T42] | GRANGE (DR) |  | 53.4602 | -6.2025
MV/LV Substation WI***267 |  | 10 kV | _ | LV | 150 kVA :Pole Substation | 0.15 | --> | 0.15 | 0 | 0 | Constrained, otherwise capacity available =142 kVA | --> | 0.142 | 0 | 0.005 | 0.14 | 0 |  | --> | C20 ex SUTTON | Sutton [T41,T42] | GRANGE (DR) |  | 53.3689 | -6.0669
MV/LV Substation RA***267Z |  | 20 kV | _ | LV | 100 kVA :Pole Substation | 0.1 | --> | 0.1 | 0 | 0 | Constrained, otherwise capacity available =95 kVA | --> | 0.095 | 0 | 0 | 0.096 | 0 |  | --> | E12 ex ASHBOURNE | Ashbourne [T421,T422] | FINGLAS |  | 53.5001 | -6.4325
MV/LV Substation DE***268X |  | 20 kV | _ | LV | 400 kVA :Kiosk Substation | 0.4 | --> | 0.4 | 0 | 0 | Constrained, otherwise capacity available =290 kVA | --> | 0.38 | 0 | 0.114 | 0.31 | 0 |  | --> | E16 ex ASHBOURNE | Ashbourne [T421,T422] | FINGLAS |  | 53.5077 | -6.3908
MV/LV Substation MO***268Z |  | 20 kV | _ | LV | 400 kVA :Kiosk Substation | 0.4 | --> | 0.4 | 0 | 0 | Constrained, otherwise capacity available =286 kVA | --> | 0.38 | 0 | 0.038 | 0.367 | 0 |  | --> | E12 ex ASHBOURNE | Ashbourne [T421,T422] | FINGLAS |  | 53.5049 | -6.447
MV/LV Substation BE***269X |  | 10 kV | _ | LV | 400 kVA :Kiosk Substation | 0.4 | --> | 0.4 | 0 | 0 | Constrained, otherwise capacity available =283 kVA | --> | 0.38 | 0 | 0 | 0.396 | 0 |  | --> | C22 ex GRANGE (DR) | Grange (dr) [T41,T42] | GRANGE (DR) |  | 53.4036 | -6.1972
MV/LV Substation AS***269Z |  | 20 kV | _ | LV | 630 kVA :Building Structure | 0.63 | --> | 0.63 | 0 | 0 | Constrained, otherwise capacity available =501 kVA | --> | 0.598 | 0 | 0 | 0.5 | 0 |  | --> | E20 ex BALTRASNA | Baltrasna [T121,T122] | BALTRASNA |  | 53.5193 | -6.4129
MV/LV Substation LI***271Z |  | 10 kV | _ | LV | 400 kVA :Kiosk Substation | 0.4 | --> | 0.4 | 0 | 0 | Constrained, otherwise capacity available =285 kVA | --> | 0.38 | 0 | 0.018 | 0.382 | 0 |  | --> | C14 ex SWORDS | Swords [T41,T42] | GLASMORE |  | 53.4633 | -6.2417
MV/LV Substation GA***273X |  | 10 kV | _ | LV | 400 kVA :Building Structure | 0.4 | --> | 0.4 | 0 | 0 | Constrained, otherwise capacity available =350 kVA | --> | 0.38 | 0 | 0.1 | 0.313 | 0 |  | --> | C20 ex GRANGE (DR) | Grange (dr) [T41,T42] | GRANGE (DR) |  | 53.3955 | -6.1445
MV/LV Substation TE***274 |  | 10 kV | _ | LV | 630 kVA :Kiosk Substation | 0.63 | --> | 0.63 | 0 | 0 | Constrained, otherwise capacity available =213 kVA | --> | 0.598 | 0 | 0 | 0.5 | 0 |  | --> | C15 ex MOUNTGORRY | Mountgorry [T41,T42] | GRANGE (DR) |  | 53.4559 | -6.209
MV/LV Substation BO***275 |  | 10 kV | _ | LV | 400 kVA :Kiosk Substation | 0.4 | --> | 0.4 | 0 | 0 | Constrained, otherwise capacity available =319 kVA | --> | 0.38 | 0 | 0.009 | 0.384 | 0 |  | --> | C20 ex HOWTH JUNCTION | Howth Junction [T41,T42] | GRANGE (DR) |  | 53.3874 | -6.1396
MV/LV Substation AS***275X |  | 10 kV | _ | LV | 200 kVA :Kiosk Substation | 0.2 | --> | 0.2 | 0 | 0 | Constrained, otherwise capacity available =123 kVA | --> | 0.19 | 0 | 0.017 | 0.188 | 0 |  | --> | C15 ex MOUNTGORRY | Mountgorry [T41,T42] | GRANGE (DR) |  | 53.4551 | -6.2116
MV/LV Substation MA***275Z |  | 20 kV | _ | LV | 50 kVA :Pole Substation | 0.05 | --> | 0.05 | 0 | 0 | Constrained, otherwise capacity available =41 kVA | --> | 0.048 | 0 | 0 | 0.049 | 0 |  | --> | E11 ex ASHBOURNE | Ashbourne [T421,T422] | FINGLAS |  | 53.4759 | -6.3562
MV/LV Substation CE***276 |  | 10 kV | _ | LV | 200 kVA :Pole Substation | 0.2 | --> | 0.2 | 0 | 0 | Constrained, otherwise capacity available =102 kVA | --> | 0.19 | 0 | 0.015 | 0.192 | 0 |  | --> | C20 ex SUTTON | Sutton [T41,T42] | GRANGE (DR) |  | 53.3641 | -6.0774
MV/LV Substation MC***276X |  | 10 kV | _ | LV | 400 kVA :Building Structure | 0.4 | --> | 0.4 | 0 | 0 | Constrained, otherwise capacity available =366 kVA | --> | 0.38 | 0 | 0.01 | 0.377 | 0 |  | --> | C17 ex SUTTON | Sutton [T41,T42] | GRANGE (DR) |  | 53.3915 | -6.1204
MV/LV Substation CL***277Z |  | 20 kV | _ | LV | 400 kVA :Kiosk Substation | 0.4 | --> | 0.4 | 0 | 0 | Constrained, otherwise capacity available =328 kVA | --> | 0.38 | 0 | 0.008 | 0.384 | 0 |  | --> | E16 ex ASHBOURNE | Ashbourne [T421,T422] | FINGLAS |  | 53.5129 | -6.4052
MV/LV Substation ST***278 |  | 10 kV | _ | LV | 400 kVA :Kiosk Substation | 0.4 | --> | 0.4 | 0 | 0 | Constrained, otherwise capacity available =243 kVA | --> | 0.38 | 0 | 0.039 | 0.372 | 0 |  | --> | C11 ex SUTTON | Sutton [T41,T42] | GRANGE (DR) |  | 53.3826 | -6.067
MV/LV Substation CL***278Z |  | 20 kV | _ | LV | 400 kVA :Kiosk Substation | 0.4 | --> | 0.4 | 0 | 0 | Constrained, otherwise capacity available =332 kVA | --> | 0.38 | 0 | 0.005 | 0.386 | 0 |  | --> | E16 ex ASHBOURNE | Ashbourne [T421,T422] | FINGLAS |  | 53.5137 | -6.4065
MV/LV Substation CH***279X |  | 10 kV | _ | LV | 400 kVA :Kiosk Substation | 0.4 | --> | 0.4 | 0 | 0 | Constrained, otherwise capacity available =223 kVA | --> | 0.38 | 0 | 0.033 | 0.379 | 0 |  | --> | E12 ex GLASMORE | Glasmore [T421,T422] | GLASMORE |  | 53.4525 | -6.2403
MV/LV Substation KI***279Z |  | 20 kV | _ | LV | 200 kVA :Kiosk Substation | 0.2 | --> | 0.2 | 0 | 0 | Constrained, otherwise capacity available =159 kVA | --> | 0.19 | 0 | 0 | 0.196 | 0 |  | --> | E16 ex ASHBOURNE | Ashbourne [T421,T422] | FINGLAS |  | 53.5147 | -6.4053
MV/LV Substation GL***280 |  | 10 kV | _ | LV | 400 kVA :Kiosk Substation | 0.4 | --> | 0.4 | 0 | 0 | Constrained, otherwise capacity available =237 kVA | --> | 0.38 | 0 | 0.027 | 0.382 | 0 |  | --> | C19 ex SWORDS | Swords [T41,T42] | GLASMORE |  | 53.4608 | -6.234
MV/LV Substation NE***280Z |  | 20 kV | _ | LV | 100 kVA :Pole Substation | 0.1 | --> | 0.1 | 0 | 0 | Constrained, otherwise capacity available =98 kVA | --> | 0.095 | 0 | 0 | 0.095 | 0 |  | --> | E21 ex ASHBOURNE | Ashbourne [T421,T422] | FINGLAS |  | 53.4832 | -6.3305
MV/LV Substation MU***281X |  | 10 kV | _ | LV | 400 kVA :Kiosk Substation | 0.4 | --> | 0.4 | 0 | 0 | Constrained, otherwise capacity available =280 kVA | --> | 0.38 | 0 | 0 | 0.396 | 0 |  | --> | C20 ex GRANGE (DR) | Grange (dr) [T41,T42] | GRANGE (DR) |  | 53.3941 | -6.146
MV/LV Substation CA***282 |  | 10 kV | _ | LV | 630 kVA :Building Structure | 0.63 | --> | 0.63 | 0 | 0 | Constrained, otherwise capacity available =555 kVA | --> | 0.598 | 0 | 0 | 0.5 | 0 |  | --> | C12 ex COLLINSTOWN | Collinstown [T41,T42] | GRANGE (DR) |  | 53.4237 | -6.2364
MV/LV Substation BE***282X |  | 10 kV | _ | LV | 200 kVA :Kiosk Substation | 0.2 | --> | 0.2 | 0 | 0 | Constrained, otherwise capacity available =128 kVA | --> | 0.19 | 0 | 0.005 | 0.196 | 0 |  | --> | C17 ex KILMORE | Kilmore [T101,T102,T103] | FINGLAS |  | 53.4015 | -6.1968
MV/LV Substation WI***283 |  | 10 kV | _ | LV | 400 kVA :Kiosk Substation | 0.4 | --> | 0.4 | 0 | 0 | Constrained, otherwise capacity available =291 kVA | --> | 0.38 | 0 | 0.058 | 0.352 | 0 |  | --> | C19 ex SWORDS | Swords [T41,T42] | GLASMORE |  | 53.4598 | -6.2305
MV/LV Substation BE***283X |  | 10 kV | _ | LV | 400 kVA :Kiosk Substation | 0.4 | --> | 0.4 | 0 | 0 | Constrained, otherwise capacity available =326 kVA | --> | 0.38 | 0 | 0.009 | 0.383 | 0 |  | --> | C17 ex KILMORE | Kilmore [T101,T102,T103] | FINGLAS |  | 53.4006 | -6.1966
MV/LV Substation JO***283Z |  | 20 kV | _ | LV | 100 kVA :Pole Substation | 0.1 | --> | 0.1 | 0 | 0 | Constrained, otherwise capacity available =70 kVA | --> | 0.095 | 0 | 0 | 0.099 | 0 |  | --> | E18 ex GLASMORE | Glasmore [T421,T422] | GLASMORE |  | 53.5368 | -6.2275
MV/LV Substation AR***284 |  | 10 kV | _ | LV | 400 kVA :Kiosk Substation | 0.4 | --> | 0.4 | 0 | 0 | Constrained, otherwise capacity available =243 kVA | --> | 0.38 | 0 | 0.046 | 0.367 | 0 |  | --> | C18 ex MOUNTGORRY | Mountgorry [T41,T42] | GRANGE (DR) |  | 53.4485 | -6.1734
MV/LV Substation PA***284X |  | 10 kV | _ | LV | 630 kVA :Kiosk Substation | 0.63 | --> | 0.63 | 0 | 0 | Constrained, otherwise capacity available =442 kVA | --> | 0.598 | 0 | 0.098 | 0.5 | 0 |  | --> | C11 ex SUTTON | Sutton [T41,T42] | GRANGE (DR) |  | 53.3912 | -6.0976
MV/LV Substation WO***284Z |  | 20 kV | _ | LV | 50 kVA :Pole Substation | 0.05 | --> | 0.05 | 0 | 0 | Constrained, otherwise capacity available =46 kVA | --> | 0.048 | 0 | 0.006 | 0.044 | 0 |  | --> | E18 ex GLASMORE | Glasmore [T421,T422] | GLASMORE |  | 53.5232 | -6.2115
MV/LV Substation AL***285 |  | 10 kV | _ | LV | 400 kVA :Kiosk Substation | 0.4 | --> | 0.4 | 0 | 0 | Constrained, otherwise capacity available =303 kVA | --> | 0.38 | 0 | 0.008 | 0.387 | 0 |  | --> | C20 ex HOWTH JUNCTION | Howth Junction [T41,T42] | GRANGE (DR) |  | 53.3892 | -6.15
MV/LV Substation FO***285X |  | 10 kV | _ | LV | 400 kVA :Kiosk Substation | 0.4 | --> | 0.4 | 0 | 0 | Constrained, otherwise capacity available =223 kVA | --> | 0.38 | 0 | 0.066 | 0.355 | 0 |  | --> | E12 ex GLASMORE | Glasmore [T421,T422] | GLASMORE |  | 53.451 | -6.2419
MV/LV Substation AS***286 |  | 10 kV | _ | LV | 400 kVA :Kiosk Substation | 0.4 | --> | 0.4 | 0 | 0 | Constrained, otherwise capacity available =237 kVA | --> | 0.38 | 0 | 0.05 | 0.365 | 0 |  | --> | C20 ex SUTTON | Sutton [T41,T42] | GRANGE (DR) |  | 53.385 | -6.0636
MV/LV Substation DU***286X |  | 10 kV | _ | LV | 630 kVA :Kiosk Substation | 0.63 | --> | 0.63 | 0 | 0 | Constrained, otherwise capacity available =378 kVA | --> | 0.598 | 0 | 0 | 0.5 | 0 |  | --> | C11 ex GRANGE (DR) | Grange (dr) [T41,T42] | GRANGE (DR) |  | 53.3929 | -6.147
MV/LV Substation DU***286Z |  | 20 kV | _ | LV | 630 kVA :Kiosk Substation | 0.63 | --> | 0.63 | 0 | 0 | Constrained, otherwise capacity available =552 kVA | --> | 0.598 | 0 | 0 | 0.5 | 0 |  | --> | E17 ex BALTRASNA | Baltrasna [T121,T122] | BALTRASNA |  | 53.5068 | -6.5366
MV/LV Substation NE***287X |  | 10 kV | _ | LV | 630 kVA :Kiosk Substation | 0.63 | --> | 0.63 | 0 | 0 | Constrained, otherwise capacity available =584 kVA | --> | 0.598 | 0 | 0 | 0.5 | 0 |  | --> | C20 ex GRANGE (DR) | Grange (dr) [T41,T42] | GRANGE (DR) |  | 53.3969 | -6.1468
MV/LV Substation MO***287Z |  | 20 kV | _ | LV | 50 kVA :Pole Substation | 0.05 | --> | 0.05 | 0 | 0 | Constrained, otherwise capacity available =37 kVA | --> | 0.048 | 0 | 0 | 0.049 | 0 |  | --> | C24 ex MACETOWN | Macetown [T101,T102] | MACETOWN |  | 53.4932 | -6.5078
MV/LV Substation AY***288 |  | 10 kV | _ | LV | 400 kVA :Kiosk Substation | 0.4 | --> | 0.4 | 0.242 | 5.82 |  | --> | 0.38 | 0 | 0.052 | 0.362 | 0 |  | --> | C11 ex COOLOCK | Coolock [T41,T42] | FINGLAS |  | 53.3945 | -6.1873
MV/LV Substation LE***288X |  | 10 kV | _ | LV | 200 kVA :Building Structure | 0.2 | --> | 0.2 | 0 | 0 | Constrained, otherwise capacity available =122 kVA | --> | 0.19 | 0 | 0 | 0.2 | 0 |  | --> | C16 ex MALAHIDE | Malahide [T41,T42] | GLASMORE |  | 53.4344 | -6.1395
MV/LV Substation WO***288Z |  | 20 kV | _ | LV | 400 kVA :Kiosk Substation | 0.4 | --> | 0.4 | 0 | 0 | Constrained, otherwise capacity available =309 kVA | --> | 0.38 | 0 | 0.023 | 0.375 | 0 |  | --> | E18 ex BALTRASNA | Baltrasna [T121,T122] | BALTRASNA |  | 53.507 | -6.4683
MV/LV Substation AB***289X |  | 10 kV | _ | LV | 400 kVA :Kiosk Substation | 0.4 | --> | 0.4 | 0 | 0 | Constrained, otherwise capacity available =244 kVA | --> | 0.38 | 0 | 0.037 | 0.373 | 0 |  | --> | C14 ex SWORDS | Swords [T41,T42] | GLASMORE |  | 53.4632 | -6.2345
MV/LV Substation VA***289Z |  | 10 kV | _ | LV | 200 kVA :Kiosk Substation | 0.2 | --> | 0.2 | 0 | 0 | Constrained, otherwise capacity available =150 kVA | --> | 0.19 | 0 | 0 | 0.197 | 0 |  | --> | C20 ex COLLINSTOWN | Collinstown [T41,T42] | GRANGE (DR) |  | 53.4243 | -6.2234
MV/LV Substation GR***290 |  | 10 kV | _ | LV | 400 kVA :Kiosk Substation | 0.4 | --> | 0.4 | 0 | 0 | Constrained, otherwise capacity available =243 kVA | --> | 0.38 | 0 | 0.061 | 0.356 | 0 |  | --> | C22 ex HOWTH JUNCTION | Howth Junction [T41,T42] | GRANGE (DR) |  | 53.3879 | -6.1719
MV/LV Substation CH***290X |  | 10 kV | _ | LV | 630 kVA :Kiosk Substation | 0.63 | --> | 0.63 | 0 | 0 | Constrained, otherwise capacity available =325 kVA | --> | 0.598 | 0 | 0.08 | 0.5 | 0 |  | --> | E17 ex GLASMORE | Glasmore [T421,T422] | GLASMORE |  | 53.4494 | -6.238
MV/LV Substation GR***291 |  | 10 kV | _ | LV | 400 kVA :Kiosk Substation | 0.4 | --> | 0.4 | 0 | 0 | Constrained, otherwise capacity available =254 kVA | --> | 0.38 | 0 | 0.074 | 0.345 | 0 |  | --> | C17 ex HOWTH JUNCTION | Howth Junction [T41,T42] | GRANGE (DR) |  | 53.3855 | -6.17
MV/LV Substation GR***292 |  | 10 kV | _ | LV | 400 kVA :Kiosk Substation | 0.4 | --> | 0.4 | 0 | 0 | Constrained, otherwise capacity available =321 kVA | --> | 0.38 | 0 | 0.046 | 0.357 | 0 |  | --> | C17 ex HOWTH JUNCTION | Howth Junction [T41,T42] | GRANGE (DR) |  | 53.386 | -6.1662
MV/LV Substation GR***293 |  | 10 kV | _ | LV | 400 kVA :Kiosk Substation | 0.4 | --> | 0.4 | 0 | 0 | Constrained, otherwise capacity available =297 kVA | --> | 0.38 | 0 | 0.037 | 0.366 | 0 |  | --> | C17 ex HOWTH JUNCTION | Howth Junction [T41,T42] | GRANGE (DR) |  | 53.3875 | -6.1627
MV/LV Substation WO***293Z |  | 20 kV | _ | LV | 100 kVA :Pole Substation | 0.1 | --> | 0.1 | 0 | 0 | Constrained, otherwise capacity available =94 kVA | --> | 0.095 | 0 | 0 | 0.096 | 0 |  | --> | C24 ex MACETOWN | Macetown [T101,T102] | MACETOWN |  | 53.4732 | -6.3756
MV/LV Substation GR***294 |  | 10 kV | _ | LV | 400 kVA :Building Structure | 0.4 | --> | 0.4 | 0 | 0 | Constrained, otherwise capacity available =322 kVA | --> | 0.38 | 0 | 0.036 | 0.364 | 0 |  | --> | C17 ex HOWTH JUNCTION | Howth Junction [T41,T42] | GRANGE (DR) |  | 53.3873 | -6.1653
MV/LV Substation CH***294Z |  | 10 kV | _ | LV | 400 kVA :Kiosk Substation | 0.4 | --> | 0.4 | 0 | 0 | Constrained, otherwise capacity available =330 kVA | --> | 0.38 | 0 | 0 | 0.39 | 0 |  | --> | C15 ex MOUNTGORRY | Mountgorry [T41,T42] | GRANGE (DR) |  | 53.4584 | -6.2193
MV/LV Substation GR***295 |  | 10 kV | _ | LV | 400 kVA :Kiosk Substation | 0.4 | --> | 0.4 | 0 | 0 | Constrained, otherwise capacity available =340 kVA | --> | 0.38 | 0 | 0 | 0.388 | 0 |  | --> | C22 ex HOWTH JUNCTION | Howth Junction [T41,T42] | GRANGE (DR) |  | 53.3879 | -6.1677
MV/LV Substation MO***295X |  | 10 kV | _ | LV | 400 kVA :Kiosk Substation | 0.4 | --> | 0.4 | 0 | 0 | Constrained, otherwise capacity available =276 kVA | --> | 0.38 | 0 | 0.003 | 0.394 | 0 |  | --> | C17 ex KILMORE | Kilmore [T101,T102,T103] | FINGLAS |  | 53.403 | -6.2014
MV/LV Substation CI***296 |  | 10 kV | _ | LV | 400 kVA :Kiosk Substation | 0.4 | --> | 0.4 | 0.212 | 12.96 |  | --> | 0.38 | 0 | 0.052 | 0.366 | 0 |  | --> | C30 ex ARTANE | Artane [T101,T102] | FINGLAS |  | 53.3799 | -6.1813
MV/LV Substation TH***296Z |  | 20 kV | _ | LV | 200 kVA :Kiosk Substation | 0.2 | --> | 0.2 | 0 | 0 | Constrained, otherwise capacity available =189 kVA | --> | 0.19 | 0 | 0 | 0.192 | 0 |  | --> | E16 ex ASHBOURNE | Ashbourne [T421,T422] | FINGLAS |  | 53.5177 | -6.4081
MV/LV Substation BA***297 |  | 10 kV | _ | LV | 400 kVA :Kiosk Substation | 0.4 | --> | 0.4 | 0 | 0 | Constrained, otherwise capacity available =298 kVA | --> | 0.38 | 0 | 0.043 | 0.362 | 0 |  | --> | C20 ex HOWTH JUNCTION | Howth Junction [T41,T42] | GRANGE (DR) |  | 53.3881 | -6.1366
MV/LV Substation FO***297Z |  | 20 kV | _ | LV | 400 kVA :Kiosk Substation | 0.4 | --> | 0.4 | 0 | 0 | Constrained, otherwise capacity available =277 kVA | --> | 0.38 | 0 | 0.049 | 0.36 | 0 |  | --> | E12 ex ASHBOURNE | Ashbourne [T421,T422] | FINGLAS |  | 53.5068 | -6.4527
MV/LV Substation WO***298 |  | 10 kV | _ | LV | 400 kVA :Kiosk Substation | 0.4 | --> | 0.4 | 0.31 | 5.82 |  | --> | 0.38 | 0 | 0.014 | 0.382 | 0 |  | --> | C19 ex COOLOCK | Coolock [T41,T42] | FINGLAS |  | 53.3877 | -6.1761
MV/LV Substation BA***298X |  | 20 kV | _ | LV | 50 kVA :Pole Substation | 0.05 | --> | 0.05 | 0 | 0 | Constrained, otherwise capacity available =49 kVA | --> | 0.048 | 0 | 0 | 0.048 | 0 |  | --> | E11 ex GLASMORE | Glasmore [T421,T422] | GLASMORE |  | 53.4709 | -6.2166
MV/LV Substation ST***298Z |  | 20 kV | _ | LV | 400 kVA :Building Structure | 0.4 | --> | 0.4 | 0 | 0 | Constrained, otherwise capacity available =357 kVA | --> | 0.38 | 0 | 0 | 0.386 | 0 |  | --> | E11 ex GLASMORE | Glasmore [T421,T422] | GLASMORE |  | 53.4925 | -6.1157
MV/LV Substation WO***299 |  | 10 kV | _ | LV | 400 kVA :Kiosk Substation | 0.4 | --> | 0.4 | 0.274 | 5.82 |  | --> | 0.38 | 0 | 0.025 | 0.378 | 0 |  | --> | C22 ex COOLOCK | Coolock [T41,T42] | FINGLAS |  | 53.3896 | -6.1742
MV/LV Substation TO***300 |  | 10 kV | _ | LV | 400 kVA :Building Structure | 0.4 | --> | 0.4 | 0.288 | 5.82 |  | --> | 0.38 | 0 | 0.026 | 0.376 | 0 |  | --> | C22 ex COOLOCK | Coolock [T41,T42] | FINGLAS |  | 53.3907 | -6.1707
MV/LV Substation SE***301X |  | 10 kV | _ | LV | 400 kVA :Kiosk Substation | 0.4 | --> | 0.4 | 0 | 0 | Constrained, otherwise capacity available =263 kVA | --> | 0.38 | 0 | 0.024 | 0.381 | 0 |  | --> | C17 ex SWORDS | Swords [T41,T42] | GLASMORE |  | 53.4645 | -6.2112
MV/LV Substation FO***302X |  | 10 kV | _ | LV | 400 kVA :Kiosk Substation | 0.4 | --> | 0.4 | 0 | 0 | Constrained, otherwise capacity available =192 kVA | --> | 0.38 | 0 | 0.056 | 0.366 | 0 |  | --> | E12 ex GLASMORE | Glasmore [T421,T422] | GLASMORE |  | 53.4519 | -6.2465
MV/LV Substation ST***302Z |  | 10 kV | _ | LV | 200 kVA :Pole Substation | 0.2 | --> | 0.2 | 0 | 0 | Constrained, otherwise capacity available =200 kVA | --> | 0.19 | 0 | 0 | 0.19 | 0 |  | --> | C20 ex COLLINSTOWN | Collinstown [T41,T42] | GRANGE (DR) |  | 53.4284 | -6.2195
MV/LV Substation OF***303 |  | 10 kV | _ | LV | 400 kVA :Kiosk Substation | 0.4 | --> | 0.4 | 0 | 0 | Constrained, otherwise capacity available =278 kVA | --> | 0.38 | 0 | 0.05 | 0.359 | 0 |  | --> | C11 ex SUTTON | Sutton [T41,T42] | GRANGE (DR) |  | 53.3859 | -6.0954
MV/LV Substation HU***303X |  | 20 kV | _ | LV | 630 kVA :Kiosk Substation | 0.63 | --> | 0.63 | 0 | 0 | Constrained, otherwise capacity available =400 kVA | --> | 0.598 | 0 | 0.148 | 0.5 | 0 |  | --> | E16 ex ASHBOURNE | Ashbourne [T421,T422] | FINGLAS |  | 53.5152 | -6.4016
MV/LV Substation IS***304X |  | 20 kV | _ | LV | 400 kVA :Kiosk Substation | 0.4 | --> | 0.4 | 0 | 0 | Constrained, otherwise capacity available =358 kVA | --> | 0.38 | 0 | 0 | 0.386 | 0 |  | --> | E11 ex GLASMORE | Glasmore [T421,T422] | GLASMORE |  | 53.4638 | -6.1357
MV/LV Substation WO***304Z |  | 10 kV | _ | LV | 200 kVA :Pole Substation | 0.2 | --> | 0.2 | 0 | 0 | Constrained, otherwise capacity available =147 kVA | --> | 0.19 | 0 | 0.03 | 0.175 | 0 |  | --> | C15 ex MALAHIDE | Malahide [T41,T42] | GLASMORE |  | 53.4295 | -6.1367
MV/LV Substation CA***305X |  | 10 kV | _ | LV | 630 kVA :Kiosk Substation | 0.63 | --> | 0.63 | 0 | 0 | Constrained, otherwise capacity available =272 kVA | --> | 0.598 | 0 | 0.026 | 0.5 | 0 |  | --> | C23 ex SWORDS | Swords [T41,T42] | GLASMORE |  | 53.4584 | -6.2217
MV/LV Substation KI***306 |  | 10 kV | _ | LV | 400 kVA :Kiosk Substation | 0.4 | --> | 0.4 | 0 | 0 | Constrained, otherwise capacity available =202 kVA | --> | 0.38 | 0 | 0.072 | 0.353 | 0 |  | --> | C16 ex MOUNTGORRY | Mountgorry [T41,T42] | GRANGE (DR) |  | 53.4464 | -6.1955
MV/LV Substation JO***306Z |  | 20 kV | _ | LV | 100 kVA :Pole Substation | 0.1 | --> | 0.1 | 0 | 0 | Constrained, otherwise capacity available =92 kVA | --> | 0.095 | 0 | 0 | 0.096 | 0 |  | --> | E21 ex ASHBOURNE | Ashbourne [T421,T422] | FINGLAS |  | 53.5245 | -6.3435
MV/LV Substation MO***307Z |  | 10 kV | _ | LV | 400 kVA :Kiosk Substation | 0.4 | --> | 0.4 | 0 | 0 | Constrained, otherwise capacity available =327 kVA | --> | 0.38 | 0 | 0.013 | 0.38 | 0 |  | --> | C16 ex MALAHIDE | Malahide [T41,T42] | GLASMORE |  | 53.4407 | -6.1488
MV/LV Substation ST***308 |  | 10 kV | _ | LV | 400 kVA :Building Structure | 0.4 | --> | 0.4 | 0 | 0 | Constrained, otherwise capacity available =338 kVA | --> | 0.38 | 0 | 0.027 | 0.368 | 0 |  | --> | C12 ex GRANGE (DR) | Grange (dr) [T41,T42] | GRANGE (DR) |  | 53.3979 | -6.1432
MV/LV Substation TH***308Z |  | 10 kV | _ | LV | 200 kVA :Pole Substation | 0.2 | --> | 0.2 | 0 | 0 | Constrained, otherwise capacity available =113 kVA | --> | 0.19 | 0 | 0.073 | 0.147 | 0 |  | --> | C15 ex MALAHIDE | Malahide [T41,T42] | GLASMORE |  | 53.4217 | -6.1307
MV/LV Substation ST***309 |  | 10 kV | _ | LV | 400 kVA :Kiosk Substation | 0.4 | --> | 0.4 | 0 | 0 | Constrained, otherwise capacity available =347 kVA | --> | 0.38 | 0 | 0.012 | 0.378 | 0 |  | --> | C12 ex GRANGE (DR) | Grange (dr) [T41,T42] | GRANGE (DR) |  | 53.3999 | -6.1432
MV/LV Substation SE***309X |  | 10 kV | _ | LV | 400 kVA :Kiosk Substation | 0.4 | --> | 0.4 | 0 | 0 | Constrained, otherwise capacity available =243 kVA | --> | 0.38 | 0 | 0.051 | 0.363 | 0 |  | --> | C18 ex MOUNTGORRY | Mountgorry [T41,T42] | GRANGE (DR) |  | 53.4519 | -6.1803
MV/LV Substation BR***309Z |  | 20 kV | _ | LV | 400 kVA :Kiosk Substation | 0.4 | --> | 0.4 | 0 | 0 | Constrained, otherwise capacity available =255 kVA | --> | 0.38 | 0 | 0.024 | 0.382 | 0 |  | --> | E13 ex GLASMORE | Glasmore [T421,T422] | GLASMORE |  | 53.4693 | -6.2383
MV/LV Substation SE***310X |  | 10 kV | _ | LV | 400 kVA :Kiosk Substation | 0.4 | --> | 0.4 | 0 | 0 | Constrained, otherwise capacity available =224 kVA | --> | 0.38 | 0 | 0.117 | 0.317 | 0 |  | --> | C18 ex MOUNTGORRY | Mountgorry [T41,T42] | GRANGE (DR) |  | 53.4543 | -6.186
MV/LV Substation CO***310Z |  | 10 kV | _ | LV | 400 kVA :Kiosk Substation | 0.4 | --> | 0.4 | 0 | 0 | Constrained, otherwise capacity available =377 kVA | --> | 0.38 | 0 | 0 | 0.383 | 0 |  | --> | C20 ex COLLINSTOWN | Collinstown [T41,T42] | GRANGE (DR) |  | 53.4276 | -6.2287
MV/LV Substation ST***312 |  | 10 kV | _ | LV | 400 kVA :Kiosk Substation | 0.4 | --> | 0.4 | 0.185 | 5.82 |  | --> | 0.38 | 0 | 0.092 | 0.34 | 0 |  | --> | C19 ex COOLOCK | Coolock [T41,T42] | FINGLAS |  | 53.3763 | -6.1735
MV/LV Substation BR***312Z |  | 20 kV | _ | LV | 400 kVA :Building Structure | 0.4 | --> | 0.4 | 0 | 0 | Constrained, otherwise capacity available =201 kVA | --> | 0.38 | 0 | 0 | 0.406 | 0 |  | --> | E13 ex GLASMORE | Glasmore [T421,T422] | GLASMORE |  | 53.4712 | -6.2315
MV/LV Substation HE***313Z |  | 10 kV | _ | LV | 200 kVA :Kiosk Substation | 0.2 | --> | 0.2 | 0 | 0 | Constrained, otherwise capacity available =200 kVA | --> | 0.19 | 0 | 0 | 0.19 | 0 |  | --> | C12 ex SWORDS | Swords [T41,T42] | GLASMORE |  | 53.4594 | -6.2072
MV/LV Substation FO***314Z |  | 20 kV | _ | LV | 200 kVA :Pole Substation | 0.2 | --> | 0.2 | 0 | 0 | Constrained, otherwise capacity available =101 kVA | --> | 0.19 | 0 | 0.064 | 0.156 | 0 |  | --> | E18 ex BALTRASNA | Baltrasna [T121,T122] | BALTRASNA |  | 53.5135 | -6.4554
MV/LV Substation CH***316Z |  | 20 kV | _ | LV | 50 kVA :Pole Substation | 0.05 | --> | 0.05 | 0 | 0 | Constrained, otherwise capacity available =49 kVA | --> | 0.048 | 0 | 0 | 0.048 | 0 |  | --> | C24 ex MACETOWN | Macetown [T101,T102] | MACETOWN |  | 53.4561 | -6.3992
MV/LV Substation WI***319 |  | 10 kV | _ | LV | 100 kVA :Pole Substation | 0.1 | --> | 0.1 | 0 | 0 | Constrained, otherwise capacity available =73 kVA | --> | 0.095 | 0 | 0.02 | 0.084 | 0 |  | --> | C20 ex SUTTON | Sutton [T41,T42] | GRANGE (DR) |  | 53.3691 | -6.068
MV/LV Substation ME***319X |  | 10 kV | _ | LV | 400 kVA :Kiosk Substation | 0.4 | --> | 0.4 | 0 | 0 | Constrained, otherwise capacity available =250 kVA | --> | 0.38 | 0 | 0.025 | 0.381 | 0 |  | --> | C16 ex MOUNTGORRY | Mountgorry [T41,T42] | GRANGE (DR) |  | 53.4457 | -6.2021
MV/LV Substation FE***319Z |  | 10 kV | _ | LV | 200 kVA :Kiosk Substation | 0.2 | --> | 0.2 | 0 | 0 | Constrained, otherwise capacity available =36 kVA | --> | 0.19 | 0 | 0.017 | 0.199 | 0 |  | --> | C16 ex MOUNTGORRY | Mountgorry [T41,T42] | GRANGE (DR) |  | 53.4516 | -6.2037
MV/LV Substation BR***320Z |  | 10 kV | _ | LV | 630 kVA :Kiosk Substation | 0.63 | --> | 0.63 | 0 | 0 | Constrained, otherwise capacity available =459 kVA | --> | 0.598 | 0 | 0.031 | 0.5 | 0 |  | --> | C22 ex HOWTH JUNCTION | Howth Junction [T41,T42] | GRANGE (DR) |  | 53.3845 | -6.1642
MV/LV Substation BA***321X |  | 10 kV | _ | LV | 400 kVA :Kiosk Substation | 0.4 | --> | 0.4 | 0 | 0 | Constrained, otherwise capacity available =302 kVA | --> | 0.38 | 0 | 0.033 | 0.369 | 0 |  | --> | C18 ex MALAHIDE | Malahide [T41,T42] | GLASMORE |  | 53.4426 | -6.1542
MV/LV Substation GR***322Z |  | 20 kV | _ | LV | 200 kVA :Kiosk Substation | 0.2 | --> | 0.2 | 0 | 0 | Constrained, otherwise capacity available =151 kVA | --> | 0.19 | 0 | 0.052 | 0.158 | 0 |  | --> | E18 ex BALTRASNA | Baltrasna [T121,T122] | BALTRASNA |  | 53.4996 | -6.4705
MV/LV Substation HI***323X |  | 10 kV | _ | LV | 50 kVA :Pole Substation | 0.05 | --> | 0.05 | 0 | 0 | Constrained, otherwise capacity available =37 kVA | --> | 0.048 | 0 | 0.003 | 0.047 | 0 |  | --> | C15 ex MALAHIDE | Malahide [T41,T42] | GLASMORE |  | 53.4311 | -6.1364
MV/LV Substation CA***323Z |  | 10 kV | _ | LV | 400 kVA :Kiosk Substation | 0.4 | --> | 0.4 | 0 | 0 | Constrained, otherwise capacity available =312 kVA | --> | 0.38 | 0 | 0.053 | 0.352 | 0 |  | --> | C18 ex MALAHIDE | Malahide [T41,T42] | GLASMORE |  | 53.4449 | -6.1407
MV/LV Substation SE***324Z |  | 10 kV | _ | LV | 400 kVA :Kiosk Substation | 0.4 | --> | 0.4 | 0 | 0 | Constrained, otherwise capacity available =289 kVA | --> | 0.38 | 0 | 0.098 | 0.322 | 0 |  | --> | C18 ex MALAHIDE | Malahide [T41,T42] | GLASMORE |  | 53.4449 | -6.1446
MV/LV Substation CR***325X |  | 20 kV | _ | LV | 200 kVA :Kiosk Substation | 0.2 | --> | 0.2 | 0 | 0 | Constrained, otherwise capacity available =128 kVA | --> | 0.19 | 0 | 0.043 | 0.168 | 0 |  | --> | E15 ex ASHBOURNE | Ashbourne [T421,T422] | FINGLAS |  | 53.5082 | -6.4028
MV/LV Substation ST***325Z |  | 20 kV | _ | LV | 200 kVA :Kiosk Substation | 0.2 | --> | 0.2 | 0 | 0 | Constrained, otherwise capacity available =137 kVA | --> | 0.19 | 0 | 0.015 | 0.187 | 0 |  | --> | E18 ex BALTRASNA | Baltrasna [T121,T122] | BALTRASNA |  | 53.5088 | -6.4664
MV/LV Substation OR***327X |  | 20 kV | _ | LV | 630 kVA :Kiosk Substation | 0.63 | --> | 0.63 | 0 | 0 | Constrained, otherwise capacity available =485 kVA | --> | 0.598 | 0 | 0.063 | 0.5 | 0 |  | --> | E15 ex BATTER LANE TEMPORARY | Batter Lane Temporary 38kv [T421] | GLASMORE |  | 53.5212 | -6.1649
MV/LV Substation ME***329X |  | 10 kV | _ | LV | 400 kVA :Kiosk Substation | 0.4 | --> | 0.4 | 0 | 0 | Constrained, otherwise capacity available =289 kVA | --> | 0.38 | 0 | 0.028 | 0.374 | 0 |  | --> | C16 ex MOUNTGORRY | Mountgorry [T41,T42] | GRANGE (DR) |  | 53.444 | -6.2011
MV/LV Substation BA***329Z |  | 20 kV | _ | LV | 400 kVA :Kiosk Substation | 0.4 | --> | 0.4 | 0 | 0 | Constrained, otherwise capacity available =336 kVA | --> | 0.38 | 0 | 0.055 | 0.348 | 0 |  | --> | E15 ex BATTER LANE TEMPORARY | Batter Lane Temporary 38kv [T421] | GLASMORE |  | 53.4916 | -6.1482
MV/LV Substation CA***330 |  | 10 kV | _ | LV | 400 kVA :Kiosk Substation | 0.4 | --> | 0.4 | 0 | 0 | Constrained, otherwise capacity available =218 kVA | --> | 0.38 | 0 | 0.065 | 0.356 | 0 |  | --> | C15 ex MALAHIDE | Malahide [T41,T42] | GLASMORE |  | 53.4264 | -6.1334
MV/LV Substation CA***330Z |  | 10 kV | _ | LV | 50 kVA :Pole Substation | 0.05 | --> | 0.05 | 0 | 0 | Constrained, otherwise capacity available =50 kVA | --> | 0.048 | 0 | 0 | 0.048 | 0 |  | --> | C20 ex COLLINSTOWN | Collinstown [T41,T42] | GRANGE (DR) |  | 53.4359 | -6.2344
MV/LV Substation BR***331 |  | 10 kV | _ | LV | 400 kVA :Kiosk Substation | 0.4 | --> | 0.4 | 0 | 0 | Constrained, otherwise capacity available =258 kVA | --> | 0.38 | 0 | 0.091 | 0.331 | 0 |  | --> | C19 ex SWORDS | Swords [T41,T42] | GLASMORE |  | 53.4579 | -6.2293
MV/LV Substation MI***333Z |  | 20 kV | _ | LV | 200 kVA :Kiosk Substation | 0.2 | --> | 0.2 | 0 | 0 | Constrained, otherwise capacity available =151 kVA | --> | 0.19 | 0 | 0.006 | 0.192 | 0 |  | --> | E16 ex ASHBOURNE | Ashbourne [T421,T422] | FINGLAS |  | 53.5115 | -6.3931
MV/LV Substation ME***334X |  | 10 kV | _ | LV | 200 kVA :Kiosk Substation | 0.2 | --> | 0.2 | 0 | 0 | Constrained, otherwise capacity available =114 kVA | --> | 0.19 | 0 | 0.023 | 0.184 | 0 |  | --> | C16 ex MOUNTGORRY | Mountgorry [T41,T42] | GRANGE (DR) |  | 53.4462 | -6.2061
MV/LV Substation BR***335X |  | 10 kV | _ | LV | 400 kVA :Kiosk Substation | 0.4 | --> | 0.4 | 0 | 0 | Constrained, otherwise capacity available =275 kVA | --> | 0.38 | 0 | 0.021 | 0.381 | 0 |  | --> | E12 ex GLASMORE | Glasmore [T421,T422] | GLASMORE |  | 53.454 | -6.2488
MV/LV Substation TU***336X |  | 20 kV | _ | LV | 400 kVA :Kiosk Substation | 0.4 | --> | 0.4 | 0 | 0 | Constrained, otherwise capacity available =289 kVA | --> | 0.38 | 0 | 0.06 | 0.35 | 0 |  | --> | E15 ex BATTER LANE TEMPORARY | Batter Lane Temporary 38kv [T421] | GLASMORE |  | 53.4872 | -6.155
MV/LV Substation FO***336Z |  | 10 kV | _ | LV | 200 kVA :Pole Substation | 0.2 | --> | 0.2 | 0 | 0 | Constrained, otherwise capacity available =177 kVA | --> | 0.19 | 0 | 0.005 | 0.19 | 0 |  | --> | C14 ex SWORDS | Swords [T41,T42] | GLASMORE |  | 53.4421 | -6.2603
MV/LV Substation MA***337Z |  | 20 kV | _ | LV | 200 kVA :Kiosk Substation | 0.2 | --> | 0.2 | 0 | 0 | Constrained, otherwise capacity available =150 kVA | --> | 0.19 | 0 | 0.005 | 0.193 | 0 |  | --> | E18 ex BALTRASNA | Baltrasna [T121,T122] | BALTRASNA |  | 53.5079 | -6.4601
MV/LV Substation KI***338X |  | 10 kV | _ | LV | 400 kVA :Kiosk Substation | 0.4 | --> | 0.4 | 0 | 0 | Constrained, otherwise capacity available =276 kVA | --> | 0.38 | 0 | 0.021 | 0.381 | 0 |  | --> | C16 ex MOUNTGORRY | Mountgorry [T41,T42] | GRANGE (DR) |  | 53.4448 | -6.1978
MV/LV Substation AI***338Z |  | 10 kV | _ | LV | 630 kVA :Building Structure | 0.63 | --> | 0.63 | 0 | 0 | Constrained, otherwise capacity available =454 kVA | --> | 0.598 | 0 | 0 | 0.5 | 0 |  | --> | E17 ex GLASMORE | Glasmore [T421,T422] | GLASMORE |  | 53.4495 | -6.2188
MV/LV Substation SE***339X |  | 10 kV | _ | LV | 200 kVA :Pole Substation | 0.2 | --> | 0.2 | 0 | 0 | Constrained, otherwise capacity available =150 kVA | --> | 0.19 | 0 | 0.02 | 0.182 | 0 |  | --> | C16 ex MOUNTGORRY | Mountgorry [T41,T42] | GRANGE (DR) |  | 53.4546 | -6.2059
MV/LV Substation PO***340X |  | 10 kV | _ | LV | 200 kVA :Kiosk Substation | 0.2 | --> | 0.2 | 0 | 0 | Constrained, otherwise capacity available =162 kVA | --> | 0.19 | 0 | 0.037 | 0.168 | 0 |  | --> | C15 ex MALAHIDE | Malahide [T41,T42] | GLASMORE |  | 53.4121 | -6.1267
MV/LV Substation TH***341Z |  | 20 kV | _ | LV | 100 kVA :Pole Substation | 0.1 | --> | 0.1 | 0 | 0 | Constrained, otherwise capacity available =99 kVA | --> | 0.095 | 0 | 0 | 0.095 | 0 |  | --> | E15 ex BATTER LANE TEMPORARY | Batter Lane Temporary 38kv [T421] | GLASMORE |  | 53.5058 | -6.2047
MV/LV Substation HO***342Z |  | 10 kV | _ | LV | 630 kVA :Kiosk Substation | 0.63 | --> | 0.63 | 0 | 0 | Constrained, otherwise capacity available =521 kVA | --> | 0.598 | 0 | 0.004 | 0.5 | 0 |  | --> | C18 ex GRANGE (DR) | Grange (dr) [T41,T42] | GRANGE (DR) |  | 53.3938 | -6.1634
MV/LV Substation NE***344Z |  | 10 kV | _ | LV | 400 kVA :Kiosk Substation | 0.4 | --> | 0.4 | 0 | 0 | Constrained, otherwise capacity available =241 kVA | --> | 0.38 | 0 | 0.039 | 0.372 | 0 |  | --> | C16 ex HOWTH JUNCTION | Howth Junction [T41,T42] | GRANGE (DR) |  | 53.396 | -6.157
MV/LV Substation CA***345Z |  | 10 kV | _ | LV | 630 kVA :Kiosk Substation | 0.63 | --> | 0.63 | 0 | 0 | Constrained, otherwise capacity available =440 kVA | --> | 0.598 | 0 | 0.012 | 0.5 | 0 |  | --> | C16 ex HOWTH JUNCTION | Howth Junction [T41,T42] | GRANGE (DR) |  | 53.3951 | -6.1549
MV/LV Substation ES***346X |  | 10 kV | _ | LV | 400 kVA :Kiosk Substation | 0.4 | --> | 0.4 | 0 | 0 | Constrained, otherwise capacity available =255 kVA | --> | 0.38 | 0 | 0.052 | 0.361 | 0 |  | --> | C18 ex MOUNTGORRY | Mountgorry [T41,T42] | GRANGE (DR) |  | 53.4529 | -6.1835
MV/LV Substation KI***346Z |  | 10 kV | _ | LV | 400 kVA :Kiosk Substation | 0.4 | --> | 0.4 | 0 | 0 | Constrained, otherwise capacity available =309 kVA | --> | 0.38 | 0 | 0.005 | 0.389 | 0 |  | --> | C18 ex GRANGE (DR) | Grange (dr) [T41,T42] | GRANGE (DR) |  | 53.3914 | -6.1671
MV/LV Substation ST***347Z |  | 10 kV | _ | LV | 630 kVA :Kiosk Substation | 0.63 | --> | 0.63 | 0 | 0 | Constrained, otherwise capacity available =452 kVA | --> | 0.598 | 0 | 0.027 | 0.5 | 0 |  | --> | C16 ex HOWTH JUNCTION | Howth Junction [T41,T42] | GRANGE (DR) |  | 53.3918 | -6.1608
MV/LV Substation CA***348Z |  | 10 kV | _ | LV | 630 kVA :Kiosk Substation | 0.63 | --> | 0.63 | 0 | 0 | Constrained, otherwise capacity available =480 kVA | --> | 0.598 | 0 | 0.031 | 0.5 | 0 |  | --> | C16 ex HOWTH JUNCTION | Howth Junction [T41,T42] | GRANGE (DR) |  | 53.3915 | -6.156
MV/LV Substation BR***349X |  | 10 kV | _ | LV | 400 kVA :Kiosk Substation | 0.4 | --> | 0.4 | 0 | 0 | Constrained, otherwise capacity available =249 kVA | --> | 0.38 | 0 | 0.066 | 0.351 | 0 |  | --> | C19 ex SWORDS | Swords [T41,T42] | GLASMORE |  | 53.4583 | -6.2376
MV/LV Substation BI***349Z |  | 10 kV | _ | LV | 630 kVA :Kiosk Substation | 0.63 | --> | 0.63 | 0 | 0 | Constrained, otherwise capacity available =504 kVA | --> | 0.598 | 0 | 0.023 | 0.5 | 0 |  | --> | C18 ex MALAHIDE | Malahide [T41,T42] | GLASMORE |  | 53.445 | -6.1372
MV/LV Substation OL***350X |  | 10 kV | _ | LV | 630 kVA :Kiosk Substation | 0.63 | --> | 0.63 | 0 | 0 | Constrained, otherwise capacity available =317 kVA | --> | 0.598 | 0 | 0.021 | 0.5 | 0 |  | --> | C21 ex MALAHIDE | Malahide [T41,T42] | GLASMORE |  | 53.4507 | -6.155
MV/LV Substation BI***350Z |  | 10 kV | _ | LV | 630 kVA :Kiosk Substation | 0.63 | --> | 0.63 | 0 | 0 | Constrained, otherwise capacity available =499 kVA | --> | 0.598 | 0 | 0.046 | 0.5 | 0 |  | --> | C18 ex MALAHIDE | Malahide [T41,T42] | GLASMORE |  | 53.4452 | -6.1347
MV/LV Substation TH***351X |  | 10 kV | _ | LV | 200 kVA :Kiosk Substation | 0.2 | --> | 0.2 | 0 | 0 | Constrained, otherwise capacity available =180 kVA | --> | 0.19 | 0 | 0.005 | 0.189 | 0 |  | --> | C16 ex MALAHIDE | Malahide [T41,T42] | GLASMORE |  | 53.4397 | -6.1243
MV/LV Substation CA***352X |  | 10 kV | _ | LV | 400 kVA :Kiosk Substation | 0.4 | --> | 0.4 | 0 | 0 | Constrained, otherwise capacity available =277 kVA | --> | 0.38 | 0 | 0.005 | 0.393 | 0 |  | --> | C20 ex SWORDS | Swords [T41,T42] | GLASMORE |  | 53.4654 | -6.2208
MV/LV Substation CA***352Z |  | 10 kV | _ | LV | 630 kVA :Kiosk Substation | 0.63 | --> | 0.63 | 0 | 0 | Constrained, otherwise capacity available =474 kVA | --> | 0.598 | 0 | 0.017 | 0.5 | 0 |  | --> | C18 ex MOUNTGORRY | Mountgorry [T41,T42] | GRANGE (DR) |  | 53.4471 | -6.1801
MV/LV Substation SE***353X |  | 10 kV | _ | LV | 400 kVA :Kiosk Substation | 0.4 | --> | 0.4 | 0 | 0 | Constrained, otherwise capacity available =246 kVA | --> | 0.38 | 0 | 0.068 | 0.35 | 0 |  | --> | C18 ex MOUNTGORRY | Mountgorry [T41,T42] | GRANGE (DR) |  | 53.4545 | -6.1786
MV/LV Substation BL***353Z |  | 20 kV | _ | LV | 50 kVA :Pole Substation | 0.05 | --> | 0.05 | 0 | 0 | Constrained, otherwise capacity available =36 kVA | --> | 0.048 | 0 | 0 | 0.049 | 0 |  | --> | C24 ex MACETOWN | Macetown [T101,T102] | MACETOWN |  | 53.4778 | -6.5035
MV/LV Substation TH***354X |  | 10 kV | _ | LV | 200 kVA :Kiosk Substation | 0.2 | --> | 0.2 | 0 | 0 | Constrained, otherwise capacity available =166 kVA | --> | 0.19 | 0 | 0.014 | 0.184 | 0 |  | --> | C19 ex MALAHIDE | Malahide [T41,T42] | GLASMORE |  | 53.4535 | -6.1629
MV/LV Substation SU***355Z |  | 20 kV | _ | LV | 630 kVA :Building Structure | 0.63 | --> | 0.63 | 0 | 0 | Constrained, otherwise capacity available =371 kVA | --> | 0.598 | 0 | 0.069 | 0.5 | 0 |  | --> | E18 ex BALTRASNA | Baltrasna [T121,T122] | BALTRASNA |  | 53.5069 | -6.4656
MV/LV Substation DO***356Z |  | 20 kV | _ | LV | 400 kVA :Building Structure | 0.4 | --> | 0.4 | 0 | 0 | Constrained, otherwise capacity available =314 kVA | --> | 0.38 | 0 | 0.009 | 0.385 | 0 |  | --> | E11 ex GLASMORE | Glasmore [T421,T422] | GLASMORE |  | 53.4899 | -6.1421
MV/LV Substation ST***357Z |  | 20 kV | _ | LV | 200 kVA :Building Structure | 0.2 | --> | 0.2 | 0 | 0 | Constrained, otherwise capacity available =185 kVA | --> | 0.19 | 0 | 0.005 | 0.188 | 0 |  | --> | E17 ex BALTRASNA | Baltrasna [T121,T122] | BALTRASNA |  | 53.5093 | -6.5414
MV/LV Substation TH***358Z |  | 10 kV | _ | LV | 400 kVA :Kiosk Substation | 0.4 | --> | 0.4 | 0 | 0 | Constrained, otherwise capacity available =330 kVA | --> | 0.38 | 0 | 0.018 | 0.376 | 0 |  | --> | E17 ex GLASMORE | Glasmore [T421,T422] | GLASMORE |  | 53.4459 | -6.2444
MV/LV Substation TH***359Z |  | 10 kV | _ | LV | 400 kVA :Kiosk Substation | 0.4 | --> | 0.4 | 0 | 0 | Constrained, otherwise capacity available =288 kVA | --> | 0.38 | 0 | 0.004 | 0.392 | 0 |  | --> | E17 ex GLASMORE | Glasmore [T421,T422] | GLASMORE |  | 53.4458 | -6.2428
MV/LV Substation TH***360 |  | 10 kV | _ | LV | 630 kVA :Kiosk Substation | 0.63 | --> | 0.63 | 0 | 0 | Constrained, otherwise capacity available =469 kVA | --> | 0.598 | 0 | 0.041 | 0.5 | 0 |  | --> | C22 ex HOWTH JUNCTION | Howth Junction [T41,T42] | GRANGE (DR) |  | 53.3879 | -6.154
MV/LV Substation AS***360Z |  | 20 kV | _ | LV | 400 kVA :Kiosk Substation | 0.4 | --> | 0.4 | 0 | 0 | Constrained, otherwise capacity available =248 kVA | --> | 0.38 | 0 | 0.024 | 0.382 | 0 |  | --> | E13 ex GLASMORE | Glasmore [T421,T422] | GLASMORE |  | 53.4749 | -6.2372
MV/LV Substation AS***361Z |  | 20 kV | _ | LV | 200 kVA :Kiosk Substation | 0.2 | --> | 0.2 | 0 | 0 | Constrained, otherwise capacity available =179 kVA | --> | 0.19 | 0 | 0 | 0.193 | 0 |  | --> | E13 ex GLASMORE | Glasmore [T421,T422] | GLASMORE |  | 53.4745 | -6.235
MV/LV Substation LE***367Z |  | 20 kV | _ | LV | 400 kVA :Kiosk Substation | 0.4 | --> | 0.4 | 0 | 0 | Constrained, otherwise capacity available =295 kVA | --> | 0.38 | 0 | 0.059 | 0.35 | 0 |  | --> | E18 ex BALTRASNA | Baltrasna [T121,T122] | BALTRASNA |  | 53.5128 | -6.4612
MV/LV Substation MY***370Z |  | 10 kV | _ | LV | 200 kVA :Kiosk Substation | 0.2 | --> | 0.2 | 0 | 0 | Constrained, otherwise capacity available =98 kVA | --> | 0.19 | 0 | 0.058 | 0.16 | 0 |  | --> | C13 ex MALAHIDE | Malahide [T41,T42] | GLASMORE |  | 53.4334 | -6.1743
MV/LV Substation CA***371Z |  | 10 kV | _ | LV | 400 kVA :Kiosk Substation | 0.4 | --> | 0.4 | 0 | 0 | Constrained, otherwise capacity available =325 kVA | --> | 0.38 | 0 | 0.015 | 0.379 | 0 |  | --> | C21 ex MALAHIDE | Malahide [T41,T42] | GLASMORE |  | 53.4498 | -6.1561
MV/LV Substation BU***375Z |  | 20 kV | _ | LV | 200 kVA :Kiosk Substation | 0.2 | --> | 0.2 | 0 | 0 | Constrained, otherwise capacity available =143 kVA | --> | 0.19 | 0 | 0.005 | 0.194 | 0 |  | --> | E13 ex GLASMORE | Glasmore [T421,T422] | GLASMORE |  | 53.4701 | -6.2418
MV/LV Substation NE***380Z |  | 10 kV | _ | LV | 400 kVA :Building Structure | 0.4 | --> | 0.4 | 0 | 0 | Constrained, otherwise capacity available =317 kVA | --> | 0.38 | 0 | 0 | 0.391 | 0 |  | --> | C11 ex MOUNTGORRY | Mountgorry [T41,T42] | GRANGE (DR) |  | 53.4572 | -6.2206
MV/LV Substation AS***381Z |  | 20 kV | _ | LV | 400 kVA :Building Structure | 0.4 | --> | 0.4 | 0 | 0 | Constrained, otherwise capacity available =348 kVA | --> | 0.38 | 0 | 0 | 0.387 | 0 |  | --> | E16 ex ASHBOURNE | Ashbourne [T421,T422] | FINGLAS |  | 53.511 | -6.3954
MV/LV Substation WI***382Z |  | 20 kV | _ | LV | 630 kVA :Kiosk Substation | 0.63 | --> | 0.63 | 0 | 0 | Constrained, otherwise capacity available =384 kVA | --> | 0.598 | 0 | 0 | 0.5 | 0 |  | --> | E20 ex BALTRASNA | Baltrasna [T121,T122] | BALTRASNA |  | 53.5227 | -6.4131
MV/LV Substation CH***385Z |  | 20 kV | _ | LV | 630 kVA :Kiosk Substation | 0.63 | --> | 0.63 | 0 | 0 | Constrained, otherwise capacity available =402 kVA | --> | 0.598 | 0 | 0.082 | 0.5 | 0 |  | --> | E15 ex BATTER LANE TEMPORARY | Batter Lane Temporary 38kv [T421] | GLASMORE |  | 53.5222 | -6.1705
MV/LV Substation RO***389Z |  | 10 kV | _ | LV | 630 kVA :Kiosk Substation | 0.63 | --> | 0.63 | 0 | 0 | Constrained, otherwise capacity available =531 kVA | --> | 0.598 | 0 | 0 | 0.5 | 0 |  | --> | C16 ex MALAHIDE | Malahide [T41,T42] | GLASMORE |  | 53.4435 | -6.133
MV/LV Substation BR***390X |  | 10 kV | _ | LV | 100 kVA :Pole Substation | 0.1 | --> | 0.1 | 0 | 0 | Constrained, otherwise capacity available =85 kVA | --> | 0.095 | 0 | 0.005 | 0.093 | 0 |  | --> | C15 ex MALAHIDE | Malahide [T41,T42] | GLASMORE |  | 53.4402 | -6.1553
MV/LV Substation FA***391X |  | 20 kV | _ | LV | 630 kVA :Kiosk Substation | 0.63 | --> | 0.63 | 0 | 0 | Constrained, otherwise capacity available =497 kVA | --> | 0.598 | 0 | 0.086 | 0.5 | 0 |  | --> | E11 ex GLASMORE | Glasmore [T421,T422] | GLASMORE |  | 53.4865 | -6.147
MV/LV Substation MA***391Z |  | 20 kV | _ | LV | 200 kVA :Kiosk Substation | 0.2 | --> | 0.2 | 0 | 0 | Constrained, otherwise capacity available =170 kVA | --> | 0.19 | 0 | 0 | 0.194 | 0 |  | --> | E17 ex BALTRASNA | Baltrasna [T121,T122] | BALTRASNA |  | 53.5105 | -6.5417
MV/LV Substation CA***392Z |  | 10 kV | _ | LV | 630 kVA :Kiosk Substation | 0.63 | --> | 0.63 | 0 | 0 | Constrained, otherwise capacity available =497 kVA | --> | 0.598 | 0 | 0.04 | 0.5 | 0 |  | --> | C18 ex MOUNTGORRY | Mountgorry [T41,T42] | GRANGE (DR) |  | 53.446 | -6.1735
MV/LV Substation TH***393Z |  | 20 kV | _ | LV | 200 kVA :Kiosk Substation | 0.2 | --> | 0.2 | 0 | 0 | Constrained, otherwise capacity available =174 kVA | --> | 0.19 | 0 | 0.006 | 0.189 | 0 |  | --> | E13 ex GLASMORE | Glasmore [T421,T422] | GLASMORE |  | 53.4738 | -6.2336
MV/LV Substation TH***394Z |  | 20 kV | _ | LV | 400 kVA :Kiosk Substation | 0.4 | --> | 0.4 | 0 | 0 | Constrained, otherwise capacity available =291 kVA | --> | 0.38 | 0 | 0.017 | 0.382 | 0 |  | --> | E13 ex GLASMORE | Glasmore [T421,T422] | GLASMORE |  | 53.472 | -6.2313
MV/LV Substation RI***395Z |  | 20 kV | _ | LV | 50 kVA :Pole Substation | 0.05 | --> | 0.05 | 0 | 0 | Constrained, otherwise capacity available =43 kVA | --> | 0.048 | 0 | 0 | 0.048 | 0 |  | --> | E18 ex GLASMORE | Glasmore [T421,T422] | GLASMORE |  | 53.5214 | -6.209
MV/LV Substation SE***396X |  | 10 kV | _ | LV | 400 kVA :Kiosk Substation | 0.4 | --> | 0.4 | 0 | 0 | Constrained, otherwise capacity available =258 kVA | --> | 0.38 | 0 | 0.058 | 0.356 | 0 |  | --> | C18 ex MOUNTGORRY | Mountgorry [T41,T42] | GRANGE (DR) |  | 53.4562 | -6.1839
MV/LV Substation DR***396Z |  | 10 kV | _ | LV | 400 kVA :Kiosk Substation | 0.4 | --> | 0.4 | 0 | 0 | Constrained, otherwise capacity available =275 kVA | --> | 0.38 | 0 | 0.03 | 0.374 | 0 |  | --> | C13 ex MALAHIDE | Malahide [T41,T42] | GLASMORE |  | 53.4158 | -6.1545
MV/LV Substation IN***397 |  | 10 kV | _ | LV | 630 kVA :Building Structure | 0.63 | --> | 0.63 | 0 | 0 | Constrained, otherwise capacity available =473 kVA | --> | 0.598 | 0 | 0 | 0.5 | 0 |  | --> | C13 ex COLLINSTOWN | Collinstown [T41,T42] | GRANGE (DR) |  | 53.4278 | -6.2343
MV/LV Substation AS***397Z |  | 20 kV | _ | LV | 630 kVA :Building Structure | 0.63 | --> | 0.63 | 0 | 0 | Constrained, otherwise capacity available =492 kVA | --> | 0.598 | 0 | 0 | 0.5 | 0 |  | --> | E16 ex ASHBOURNE | Ashbourne [T421,T422] | FINGLAS |  | 53.5114 | -6.3994
MV/LV Substation BR***398X |  | 10 kV | _ | LV | 400 kVA :Kiosk Substation | 0.4 | --> | 0.4 | 0 | 0 | Constrained, otherwise capacity available =206 kVA | --> | 0.38 | 0 | 0.01 | 0.398 | 0 |  | --> | E12 ex GLASMORE | Glasmore [T421,T422] | GLASMORE |  | 53.4555 | -6.2474
MV/LV Substation AS***398Z |  | 20 kV | _ | LV | 400 kVA :Building Structure | 0.4 | --> | 0.4 | 0 | 0 | Constrained, otherwise capacity available =310 kVA | --> | 0.38 | 0 | 0 | 0.392 | 0 |  | --> | E16 ex ASHBOURNE | Ashbourne [T421,T422] | FINGLAS |  | 53.5113 | -6.3994
MV/LV Substation TE***399Z |  | 20 kV | _ | LV | 400 kVA :Building Structure | 0.4 | --> | 0.4 | 0 | 0 | Constrained, otherwise capacity available =290 kVA | --> | 0.38 | 0 | 0 | 0.395 | 0 |  | --> | E16 ex ASHBOURNE | Ashbourne [T421,T422] | FINGLAS |  | 53.5111 | -6.3987
MV/LV Substation AS***4008 |  | 20 kV | _ | LV | 400 kVA :Building Structure | 0.4 | --> | 0.4 | 0 | 0 | Constrained, otherwise capacity available =343 kVA | --> | 0.38 | 0 | 0 | 0.388 | 0 |  | --> | E20 ex BALTRASNA | Baltrasna [T121,T122] | BALTRASNA |  | 53.521 | -6.4149
MV/LV Substation WO***4009 |  | 20 kV | _ | LV | 50 kVA :Pole Substation | 0.05 | --> | 0.05 | 0 | 0 | Constrained, otherwise capacity available =48 kVA | --> | 0.048 | 0 | 0 | 0.048 | 0 |  | --> | E11 ex ASHBOURNE | Ashbourne [T421,T422] | FINGLAS |  | 53.4738 | -6.3652
MV/LV Substation RU***400X |  | 20 kV | _ | LV | 630 kVA :Kiosk Substation | 0.63 | --> | 0.63 | 0 | 0 | Constrained, otherwise capacity available =427 kVA | --> | 0.598 | 0 | 0.055 | 0.5 | 0 |  | --> | E15 ex BATTER LANE TEMPORARY | Batter Lane Temporary 38kv [T421] | GLASMORE |  | 53.525 | -6.164
MV/LV Substation BO***400Z |  | 20 kV | _ | LV | 50 kVA :Pole Substation | 0.05 | --> | 0.05 | 0 | 0 | Constrained, otherwise capacity available =46 kVA | --> | 0.048 | 0 | 0 | 0.048 | 0 |  | --> | E18 ex GLASMORE | Glasmore [T421,T422] | GLASMORE |  | 53.5312 | -6.2058
MV/LV Substation P/***4010 |  | 10 kV | _ | LV | 50 kVA :Pole Substation | 0.05 | --> | 0.05 | 0 | 0 | Constrained, otherwise capacity available =44 kVA | --> | 0.048 | 0 | 0 | 0.048 | 0 |  | --> | C15 ex MALAHIDE | Malahide [T41,T42] | GLASMORE |  | 53.4184 | -6.1436
MV/LV Substation JO***4012 |  | 20 kV | _ | LV | 50 kVA :Pole Substation | 0.05 | --> | 0.05 | 0 | 0 | Constrained, otherwise capacity available =48 kVA | --> | 0.048 | 0 | 0.006 | 0.043 | 0 |  | --> | E18 ex GLASMORE | Glasmore [T421,T422] | GLASMORE |  | 53.5354 | -6.2265
MV/LV Substation BA***4014 |  | 20 kV | _ | LV | 50 kVA :Pole Substation | 0.05 | --> | 0.05 | 0 | 0 | Constrained, otherwise capacity available =44 kVA | --> | 0.048 | 0 | 0 | 0.048 | 0 |  | --> | E11 ex GLASMORE | Glasmore [T421,T422] | GLASMORE |  | 53.4815 | -6.1332
MV/LV Substation BE***4018 |  | 20 kV | _ | LV | 50 kVA :Pole Substation | 0.05 | --> | 0.05 | 0 | 0 | Constrained, otherwise capacity available =37 kVA | --> | 0.048 | 0 | 0.016 | 0.038 | 0 |  | --> | E18 ex GLASMORE | Glasmore [T421,T422] | GLASMORE |  | 53.541 | -6.2454
MV/LV Substation HA***4019 |  | 20 kV | _ | LV | 50 kVA :Pole Substation | 0.05 | --> | 0.05 | 0 | 0 | Constrained, otherwise capacity available =50 kVA | --> | 0.048 | 0 | 0 | 0.048 | 0 |  | --> | E17 ex BALTRASNA | Baltrasna [T121,T122] | BALTRASNA |  | 53.5311 | -6.4938
MV/LV Substation WI***4021 |  | 20 kV | _ | LV | 50 kVA :Pole Substation | 0.05 | --> | 0.05 | 0 | 0 | Constrained, otherwise capacity available =32 kVA | --> | 0.048 | 0 | 0 | 0.05 | 0 |  | --> | E18 ex GLASMORE | Glasmore [T421,T422] | GLASMORE |  | 53.5304 | -6.2362
MV/LV Substation SU***4022 |  | 20 kV | _ | LV | 630 kVA :Building Structure | 0.63 | --> | 0.63 | 0 | 0 | Constrained, otherwise capacity available =400 kVA | --> | 0.598 | 0 | 0 | 0.5 | 0 |  | --> | E18 ex GLASMORE | Glasmore [T421,T422] | GLASMORE |  | 53.5407 | -6.2106
MV/LV Substation SU***4023 |  | 20 kV | _ | LV | 630 kVA :Building Structure | 0.63 | --> | 0.63 | 0 | 0 | Constrained, otherwise capacity available =415 kVA | --> | 0.598 | 0 | 0 | 0.5 | 0 |  | --> | E18 ex GLASMORE | Glasmore [T421,T422] | GLASMORE |  | 53.5367 | -6.2158
MV/LV Substation PA***4025 |  | 10 kV | _ | LV | 200 kVA :Kiosk Substation | 0.2 | --> | 0.2 | 0.2 | 12.96 |  | --> | 0.19 | 0 | 0 | 0.19 | 0 |  | --> | C28 ex ARTANE | Artane [T101,T102] | FINGLAS |  | 53.3881 | -6.2017
MV/LV Substation CA***4026 |  | 20 kV | _ | LV | 50 kVA :Pole Substation | 0.05 | --> | 0.05 | 0 | 0 | Constrained, otherwise capacity available =49 kVA | --> | 0.048 | 0 | 0 | 0.048 | 0 |  | --> | E21 ex ASHBOURNE | Ashbourne [T421,T422] | FINGLAS |  | 53.4745 | -6.3167
MV/LV Substation OJ***4027 |  | 20 kV | _ | LV | 100 kVA :Pole Substation | 0.1 | --> | 0.1 | 0 | 0 | Constrained, otherwise capacity available =78 kVA | --> | 0.095 | 0 | 0 | 0.098 | 0 |  | --> | E22 ex GLASMORE | Glasmore [T421,T422] | GLASMORE |  | 53.4784 | -6.1968
MV/LV Substation OL***402X |  | 20 kV | _ | LV | 50 kVA :Pole Substation | 0.05 | --> | 0.05 | 0 | 0 | Constrained, otherwise capacity available =34 kVA | --> | 0.048 | 0 | 0 | 0.05 | 0 |  | --> | E21 ex ASHBOURNE | Ashbourne [T421,T422] | FINGLAS |  | 53.529 | -6.3107
MV/LV Substation VI***4032 |  | 20 kV | _ | LV | 50 kVA :Pole Substation | 0.05 | --> | 0.05 | 0 | 0 | Constrained, otherwise capacity available =50 kVA | --> | 0.048 | 0 | 0 | 0.048 | 0 |  | --> | E18 ex BALTRASNA | Baltrasna [T121,T122] | BALTRASNA |  | 53.5052 | -6.4591
MV/LV Substation DO***4035 |  | 20 kV | _ | LV | 400 kVA :Building Structure | 0.4 | --> | 0.4 | 0 | 0 | Constrained, otherwise capacity available =373 kVA | --> | 0.38 | 0 | 0.004 | 0.381 | 0 |  | --> | E11 ex GLASMORE | Glasmore [T421,T422] | GLASMORE |  | 53.4887 | -6.1477
MV/LV Substation PO***4036 |  | 20 kV | _ | LV | 400 kVA :Building Structure | 0.4 | --> | 0.4 | 0 | 0 | Constrained, otherwise capacity available =336 kVA | --> | 0.38 | 0 | 0 | 0.389 | 0 |  | --> | E11 ex GLASMORE | Glasmore [T421,T422] | GLASMORE |  | 53.4936 | -6.1266
MV/LV Substation PO***4037 |  | 20 kV | _ | LV | 400 kVA :Building Structure | 0.4 | --> | 0.4 | 0 | 0 |  | --> | 0.38 | 0 | 0 | 0.407 | 0 |  | --> | E11 ex GLASMORE | Glasmore [T421,T422] | GLASMORE |  | 53.4866 | -6.1195
MV/LV Substation CO***4038 |  | 10 kV | _ | LV | 1000 kVA :Building Structure | 1 | --> | 1 | 0 | 0 | Constrained, otherwise capacity available =963 kVA | --> | 0.95 | 0 | 0 | 0.5 | 0 |  | --> | C15 ex MALAHIDE | Malahide [T41,T42] | GLASMORE |  | 53.423 | -6.1354
MV/LV Substation ST***403Z |  | 20 kV | _ | LV | 200 kVA :Kiosk Substation | 0.2 | --> | 0.2 | 0 | 0 | Constrained, otherwise capacity available =156 kVA | --> | 0.19 | 0 | 0 | 0.196 | 0 |  | --> | E18 ex BALTRASNA | Baltrasna [T121,T122] | BALTRASNA |  | 53.5011 | -6.4722
MV/LV Substation DO***4040 |  | 20 kV | _ | LV | 400 kVA :Building Structure | 0.4 | --> | 0.4 | 0 | 0 | Constrained, otherwise capacity available =312 kVA | --> | 0.38 | 0 | 0 | 0.392 | 0 |  | --> | E11 ex GLASMORE | Glasmore [T421,T422] | GLASMORE |  | 53.4897 | -6.1442
MV/LV Substation CO***4041 |  | 20 kV | _ | LV | 50 kVA :Pole Substation | 0.05 | --> | 0.05 | 0 | 0 | Constrained, otherwise capacity available =36 kVA | --> | 0.048 | 0 | 0 | 0.049 | 0 |  | --> | E17 ex BALTRASNA | Baltrasna [T121,T122] | BALTRASNA |  | 53.4934 | -6.5465
MV/LV Substation BE***4043 |  | 20 kV | _ | LV | 50 kVA :Pole Substation | 0.05 | --> | 0.05 | 0 | 0 | Constrained, otherwise capacity available =49 kVA | --> | 0.048 | 0 | 0 | 0.048 | 0 |  | --> | E18 ex GLASMORE | Glasmore [T421,T422] | GLASMORE |  | 53.5419 | -6.2469
MV/LV Substation TH***4046 |  | 10 kV | _ | LV | 100 kVA :Pole Substation | 0.1 | --> | 0.1 | 0 | 0 | Constrained, otherwise capacity available =95 kVA | --> | 0.095 | 0 | 0 | 0.096 | 0 |  | --> | E11 ex ASHBOURNE | Ashbourne [T421,T422] | FINGLAS |  | 53.4632 | -6.3521
MV/LV Substation TU***4047 |  | 20 kV | _ | LV | 400 kVA :Building Structure | 0.4 | --> | 0.4 | 0 | 0 | Constrained, otherwise capacity available =258 kVA | --> | 0.38 | 0 | 0 | 0.399 | 0 |  | --> | E22 ex GLASMORE | Glasmore [T421,T422] | GLASMORE |  | 53.4923 | -6.1977
MV/LV Substation KI***4049 |  | 10 kV | _ | LV | 50 kVA :Pole Substation | 0.05 | --> | 0.05 | 0 | 0 | Constrained, otherwise capacity available =49 kVA | --> | 0.048 | 0 | 0.01 | 0.04 | 0 |  | --> | E11 ex ASHBOURNE | Ashbourne [T421,T422] | FINGLAS |  | 53.4501 | -6.283
MV/LV Substation BE***404X |  | 20 kV | _ | LV | 50 kVA :Pole Substation | 0.05 | --> | 0.05 | 0 | 0 | Constrained, otherwise capacity available =34 kVA | --> | 0.048 | 0 | 0 | 0.05 | 0 |  | --> | E15 ex BATTER LANE TEMPORARY | Batter Lane Temporary 38kv [T421] | GLASMORE |  | 53.4976 | -6.1511
MV/LV Substation SK***405 |  | 20 kV | _ | LV | 50 kVA :Pole Substation | 0.05 | --> | 0.05 | 0 | 0 | Constrained, otherwise capacity available =48 kVA | --> | 0.048 | 0 | 0 | 0.048 | 0 |  | --> | E18 ex GLASMORE | Glasmore [T421,T422] | GLASMORE |  | 53.4939 | -6.2687
MV/LV Substation MA***4050 |  | 10 kV | _ | LV | 630 kVA :Building Structure | 0.63 | --> | 0.63 | 0 | 0 | Constrained, otherwise capacity available =431 kVA | --> | 0.598 | 0 | 0 | 0.5 | 0 |  | --> | C21 ex MALAHIDE | Malahide [T41,T42] | GLASMORE |  | 53.4448 | -6.1626
MV/LV Substation MA***4051 |  | 10 kV | _ | LV | 400 kVA :Kiosk Substation | 0.4 | --> | 0.4 | 0 | 0 | Constrained, otherwise capacity available =399 kVA | --> | 0.38 | 0 | 0 | 0.38 | 0 |  | --> | C21 ex MALAHIDE | Malahide [T41,T42] | GLASMORE |  | 53.4465 | -6.1585
MV/LV Substation LI***4054 |  | 20 kV | _ | LV | 50 kVA :Pole Substation | 0.05 | --> | 0.05 | 0 | 0 | Constrained, otherwise capacity available =50 kVA | --> | 0.048 | 0 | 0 | 0.048 | 0 |  | --> | E11 ex GLASMORE | Glasmore [T421,T422] | GLASMORE |  | 53.4711 | -6.198
MV/LV Substation FE***4061 |  | 10 kV | _ | LV | 400 kVA :Kiosk Substation | 0.4 | --> | 0.4 | 0 | 0 | Constrained, otherwise capacity available =364 kVA | --> | 0.38 | 0 | 0 | 0.385 | 0 |  | --> | C16 ex MOUNTGORRY | Mountgorry [T41,T42] | GRANGE (DR) |  | 53.4454 | -6.2013
MV/LV Substation MC***4067 |  | 10 kV | _ | LV | 200 kVA :Kiosk Substation | 0.2 | --> | 0.2 | 0 | 0 | Constrained, otherwise capacity available =134 kVA | --> | 0.19 | 0 | 0 | 0.199 | 0 |  | --> | C20 ex MOUNTGORRY | Mountgorry [T41,T42] | GRANGE (DR) |  | 53.4464 | -6.2227
MV/LV Substation OL***406X |  | 20 kV | _ | LV | 100 kVA :Pole Substation | 0.1 | --> | 0.1 | 0 | 0 | Constrained, otherwise capacity available =88 kVA | --> | 0.095 | 0 | 0 | 0.097 | 0 |  | --> | E21 ex ASHBOURNE | Ashbourne [T421,T422] | FINGLAS |  | 53.5156 | -6.3176
MV/LV Substation AB***406Z |  | 10 kV | _ | LV | 200 kVA :Kiosk Substation | 0.2 | --> | 0.2 | 0 | 0 | Constrained, otherwise capacity available =103 kVA | --> | 0.19 | 0 | 0.036 | 0.176 | 0 |  | --> | C18 ex MALAHIDE | Malahide [T41,T42] | GLASMORE |  | 53.446 | -6.1469
MV/LV Substation LY***407 |  | 20 kV | _ | LV | 200 kVA :Pole Substation | 0.2 | --> | 0.2 | 0 | 0 | Constrained, otherwise capacity available =150 kVA | --> | 0.19 | 0 | 0.005 | 0.193 | 0 |  | --> | E21 ex ASHBOURNE | Ashbourne [T421,T422] | FINGLAS |  | 53.4793 | -6.2855
MV/LV Substation BU***4070 |  | 20 kV | _ | LV | 50 kVA :Pole Substation | 0.05 | --> | 0.05 | 0 | 0 | Constrained, otherwise capacity available =49 kVA | --> | 0.048 | 0 | 0 | 0.048 | 0 |  | --> | E11 ex ASHBOURNE | Ashbourne [T421,T422] | FINGLAS |  | 53.4796 | -6.3681
MV/LV Substation DU***4075 |  | 20 kV | _ | LV | 400 kVA :Building Structure | 0.4 | --> | 0.4 | 0 | 0 | Constrained, otherwise capacity available =374 kVA | --> | 0.38 | 0 | 0.01 | 0.376 | 0 |  | --> | E17 ex BALTRASNA | Baltrasna [T121,T122] | BALTRASNA |  | 53.5136 | -6.5484
MV/LV Substation LU***4077 |  | 20 kV | _ | LV | 200 kVA :Kiosk Substation | 0.2 | --> | 0.2 | 0 | 0 | Constrained, otherwise capacity available =173 kVA | --> | 0.19 | 0 | 0 | 0.194 | 0 |  | --> | E15 ex BATTER LANE TEMPORARY | Batter Lane Temporary 38kv [T421] | GLASMORE |  | 53.5297 | -6.1695
MV/LV Substation TA***4078 |  | 10 kV | _ | LV | 200 kVA :Kiosk Substation | 0.2 | --> | 0.2 | 0 | 0 | Constrained, otherwise capacity available =127 kVA | --> | 0.19 | 0 | 0.01 | 0.192 | 0 |  | --> | C13 ex MALAHIDE | Malahide [T41,T42] | GLASMORE |  | 53.4309 | -6.1685
MV/LV Substation HA***4080 |  | 20 kV | _ | LV | 400 kVA :Building Structure | 0.4 | --> | 0.4 | 0 | 0 | Constrained, otherwise capacity available =315 kVA | --> | 0.38 | 0 | 0 | 0.391 | 0 |  | --> | E15 ex BATTER LANE TEMPORARY | Batter Lane Temporary 38kv [T421] | GLASMORE |  | 53.5057 | -6.1968
MV/LV Substation SE***4082 |  | 20 kV | _ | LV | 400 kVA :Kiosk Substation | 0.4 | --> | 0.4 | 0 | 0 | Constrained, otherwise capacity available =272 kVA | --> | 0.38 | 0 | 0.098 | 0.324 | 0 |  | --> | E17 ex BALTRASNA | Baltrasna [T121,T122] | BALTRASNA |  | 53.5057 | -6.5412
MV/LV Substation CA***4083 |  | 10 kV | _ | LV | 400 kVA :Kiosk Substation | 0.4 | --> | 0.4 | 0 | 0 | Constrained, otherwise capacity available =336 kVA | --> | 0.38 | 0 | 0 | 0.389 | 0 |  | --> | C14 ex COLLINSTOWN | Collinstown [T41,T42] | GRANGE (DR) |  | 53.4292 | -6.2363
MV/LV Substation CA***4085 |  | 10 kV | _ | LV | 400 kVA :Kiosk Substation | 0.4 | --> | 0.4 | 0 | 0 | Constrained, otherwise capacity available =144 kVA | --> | 0.38 | 0 | 0.162 | 0.293 | 0 |  | --> | C13 ex MALAHIDE | Malahide [T41,T42] | GLASMORE |  | 53.4365 | -6.1658
MV/LV Substation KE***4086 |  | 10 kV | _ | LV | 100 kVA :Pole Substation | 0.1 | --> | 0.1 | 0 | 0 | Constrained, otherwise capacity available =80 kVA | --> | 0.095 | 0 | 0 | 0.098 | 0 |  | --> | C14 ex SWORDS | Swords [T41,T42] | GLASMORE |  | 53.4408 | -6.2832
MV/LV Substation LO***4087 |  | 20 kV | _ | LV | 400 kVA :Kiosk Substation | 0.4 | --> | 0.4 | 0 | 0 | Constrained, otherwise capacity available =275 kVA | --> | 0.38 | 0 | 0.052 | 0.358 | 0 |  | --> | E13 ex GLASMORE | Glasmore [T421,T422] | GLASMORE |  | 53.4727 | -6.2423
MV/LV Substation KI***4088 |  | 10 kV | _ | LV | 50 kVA :Pole Substation | 0.05 | --> | 0.05 | 0 | 0 | Constrained, otherwise capacity available =47 kVA | --> | 0.048 | 0 | 0 | 0.048 | 0 |  | --> | C14 ex SWORDS | Swords [T41,T42] | GLASMORE |  | 53.4451 | -6.2717
MV/LV Substation TH***4090 |  | 10 kV | _ | LV | 400 kVA :Kiosk Substation | 0.4 | --> | 0.4 | 0 | 0 | Constrained, otherwise capacity available =292 kVA | --> | 0.38 | 0 | 0.062 | 0.348 | 0 |  | --> | E17 ex GLASMORE | Glasmore [T421,T422] | GLASMORE |  | 53.448 | -6.2526
MV/LV Substation CL***4091 |  | 10 kV | _ | LV | 400 kVA :Building Structure | 0.4 | --> | 0.4 | 0 | 0 | Constrained, otherwise capacity available =348 kVA | --> | 0.38 | 0 | 0.005 | 0.383 | 0 |  | --> | C20 ex COLLINSTOWN | Collinstown [T41,T42] | GRANGE (DR) |  | 53.4281 | -6.2149
MV/LV Substation CO***4094 |  | 10 kV | _ | LV | 200 kVA :Kiosk Substation | 0.2 | --> | 0.2 | 0 | 0 | Constrained, otherwise capacity available =131 kVA | --> | 0.19 | 0 | 0.068 | 0.149 | 0 |  | --> | C13 ex MALAHIDE | Malahide [T41,T42] | GLASMORE |  | 53.4247 | -6.1719
MV/LV Substation CO***4099 |  | 10 kV | _ | LV | 400 kVA :Kiosk Substation | 0.4 | --> | 0.4 | 0 | 0 | Constrained, otherwise capacity available =325 kVA | --> | 0.38 | 0 | 0.068 | 0.34 | 0 |  | --> | C15 ex MALAHIDE | Malahide [T41,T42] | GLASMORE |  | 53.437 | -6.1509
MV/LV Substation M1***409Z |  | 10 kV | _ | LV | 200 kVA :Pole Substation | 0.2 | --> | 0.2 | 0 | 0 | Constrained, otherwise capacity available =143 kVA | --> | 0.19 | 0 | 0 | 0.198 | 0 |  | --> | C20 ex COLLINSTOWN | Collinstown [T41,T42] | GRANGE (DR) |  | 53.429 | -6.2176
MV/LV Substation RO***4100 |  | 10 kV | _ | LV | 400 kVA :Kiosk Substation | 0.4 | --> | 0.4 | 0 | 0 | Constrained, otherwise capacity available =282 kVA | --> | 0.38 | 0 | 0.133 | 0.297 | 0 |  | --> | C16 ex MALAHIDE | Malahide [T41,T42] | GLASMORE |  | 53.4435 | -6.1357
MV/LV Substation JA***4102 |  | 10 kV | _ | LV | 400 kVA :Kiosk Substation | 0.4 | --> | 0.4 | 0 | 0 | Constrained, otherwise capacity available =265 kVA | --> | 0.38 | 0 | 0 | 0.398 | 0 |  | --> | C16 ex MALAHIDE | Malahide [T41,T42] | GLASMORE |  | 53.443 | -6.1399
MV/LV Substation AR***4103 |  | 20 kV | _ | LV | 400 kVA :Kiosk Substation | 0.4 | --> | 0.4 | 0 | 0 | Constrained, otherwise capacity available =363 kVA | --> | 0.38 | 0 | 0.105 | 0.307 | 0 |  | --> | E21 ex BALTRASNA | Baltrasna [T121,T122] | BALTRASNA |  | 53.5099 | -6.3865
MV/LV Substation AR***4104 |  | 20 kV | _ | LV | 400 kVA :Kiosk Substation | 0.4 | --> | 0.4 | 0 | 0 | Constrained, otherwise capacity available =373 kVA | --> | 0.38 | 0 | 0.09 | 0.317 | 0 |  | --> | E21 ex BALTRASNA | Baltrasna [T121,T122] | BALTRASNA |  | 53.5112 | -6.388
MV/LV Substation KI***4108 |  | 10 kV | _ | LV | 50 kVA :Pole Substation | 0.05 | --> | 0.05 | 0 | 0 | Constrained, otherwise capacity available =43 kVA | --> | 0.048 | 0 | 0 | 0.048 | 0 |  | --> | E11 ex ASHBOURNE | Ashbourne [T421,T422] | FINGLAS |  | 53.4645 | -6.3469
MV/LV Substation TH***4109 |  | 10 kV | _ | LV | 400 kVA :Kiosk Substation | 0.4 | --> | 0.4 | 0 | 0 | Constrained, otherwise capacity available =400 kVA | --> | 0.38 | 0 | 0 | 0.38 | 0 |  | --> | C20 ex SUTTON | Sutton [T41,T42] | GRANGE (DR) |  | 53.3755 | -6.0591
MV/LV Substation SH***410X |  | 20 kV | _ | LV | 50 kVA :Pole Substation | 0.05 | --> | 0.05 | 0 | 0 | Constrained, otherwise capacity available =41 kVA | --> | 0.048 | 0 | 0 | 0.049 | 0 |  | --> | E21 ex ASHBOURNE | Ashbourne [T421,T422] | FINGLAS |  | 53.521 | -6.3177
MV/LV Substation MI***410Z |  | 10 kV | _ | LV | 50 kVA :Pole Substation | 0.05 | --> | 0.05 | 0 | 0 | Constrained, otherwise capacity available =50 kVA | --> | 0.048 | 0 | 0 | 0.048 | 0 |  | --> | C20 ex COLLINSTOWN | Collinstown [T41,T42] | GRANGE (DR) |  | 53.4291 | -6.2155
MV/LV Substation TE***4111 |  | 10 kV | _ | LV | 400 kVA :Building Structure | 0.4 | --> | 0.4 | 0 | 0 | Constrained, otherwise capacity available =358 kVA | --> | 0.38 | 0 | 0 | 0.386 | 0 |  | --> | C20 ex MOUNTGORRY | Mountgorry [T41,T42] | GRANGE (DR) |  | 53.4452 | -6.2145
MV/LV Substation CR***4113 |  | 20 kV | _ | LV | 400 kVA :Kiosk Substation | 0.4 | --> | 0.4 | 0 | 0 | Constrained, otherwise capacity available =223 kVA | --> | 0.38 | 0 | 0.135 | 0.303 | 0 |  | --> | E21 ex BALTRASNA | Baltrasna [T121,T122] | BALTRASNA |  | 53.5036 | -6.3833
MV/LV Substation MI***4114 |  | 20 kV | _ | LV | 400 kVA :Kiosk Substation | 0.4 | --> | 0.4 | 0 | 0 | Constrained, otherwise capacity available =313 kVA | --> | 0.38 | 0 | 0.039 | 0.363 | 0 |  | --> | E20 ex BALTRASNA | Baltrasna [T121,T122] | BALTRASNA |  | 53.5128 | -6.4089
MV/LV Substation MI***4115 |  | 20 kV | _ | LV | 400 kVA :Kiosk Substation | 0.4 | --> | 0.4 | 0 | 0 | Constrained, otherwise capacity available =307 kVA | --> | 0.38 | 0 | 0.058 | 0.35 | 0 |  | --> | E13 ex GLASMORE | Glasmore [T421,T422] | GLASMORE |  | 53.4738 | -6.2436
MV/LV Substation HA***4116 |  | 10 kV | _ | LV | 400 kVA :Kiosk Substation | 0.4 | --> | 0.4 | 0 | 0 | Constrained, otherwise capacity available =352 kVA | --> | 0.38 | 0 | 0.029 | 0.365 | 0 |  | --> | C13 ex MALAHIDE | Malahide [T41,T42] | GLASMORE |  | 53.4335 | -6.1664
MV/LV Substation DO***4119 |  | 20 kV | _ | LV | 200 kVA :Kiosk Substation | 0.2 | --> | 0.2 | 0 | 0 | Constrained, otherwise capacity available =127 kVA | --> | 0.19 | 0 | 0.05 | 0.163 | 0 |  | --> | E18 ex GLASMORE | Glasmore [T421,T422] | GLASMORE |  | 53.5164 | -6.2642
MV/LV Substation MA***411Z |  | 10 kV | _ | LV | 630 kVA :Building Structure | 0.63 | --> | 0.63 | 0 | 0 | Constrained, otherwise capacity available =605 kVA | --> | 0.598 | 0 | 0.009 | 0.5 | 0 |  | --> | C15 ex MALAHIDE | Malahide [T41,T42] | GLASMORE |  | 53.4384 | -6.1531
MV/LV Substation CO***4122 |  | 20 kV | _ | LV | 400 kVA :Kiosk Substation | 0.4 | --> | 0.4 | 0 | 0 | Constrained, otherwise capacity available =327 kVA | --> | 0.38 | 0 | 0.01 | 0.382 | 0 |  | --> | E20 ex BALTRASNA | Baltrasna [T121,T122] | BALTRASNA |  | 53.5112 | -6.4115
MV/LV Substation US***4123 |  | 10 kV | _ | LV | 400 kVA :Kiosk Substation | 0.4 | --> | 0.4 | 0 | 0 | Constrained, otherwise capacity available =240 kVA | --> | 0.38 | 0 | 0.139 | 0.298 | 0 |  | --> | C14 ex SWORDS | Swords [T41,T42] | GLASMORE |  | 53.4532 | -6.262
MV/LV Substation BE***4124 |  | 20 kV | _ | LV | 400 kVA :Kiosk Substation | 0.4 | --> | 0.4 | 0 | 0 | Constrained, otherwise capacity available =193 kVA | --> | 0.38 | 0 | 0.102 | 0.332 | 0 |  | --> | E15 ex BATTER LANE TEMPORARY | Batter Lane Temporary 38kv [T421] | GLASMORE |  | 53.49 | -6.162
MV/LV Substation SE***4125 |  | 10 kV | _ | LV | 400 kVA :Kiosk Substation | 0.4 | --> | 0.4 | 0 | 0 | Constrained, otherwise capacity available =337 kVA | --> | 0.38 | 0 | 0 | 0.388 | 0 |  | --> | C15 ex MOUNTGORRY | Mountgorry [T41,T42] | GRANGE (DR) |  | 53.46 | -6.2169
MV/LV Substation DA***4126 |  | 10 kV | _ | LV | 400 kVA :Building Structure | 0.4 | --> | 0.4 | 0 | 0 | Constrained, otherwise capacity available =386 kVA | --> | 0.38 | 0 | 0 | 0.382 | 0 |  | --> | C19 ex KILMORE | Kilmore [T101,T102,T103] | FINGLAS |  | 53.4157 | -6.2371
MV/LV Substation KI***4127 |  | 10 kV | _ | LV | 400 kVA :Building Structure | 0.4 | --> | 0.4 | 0 | 0 | Constrained, otherwise capacity available =120 kVA | --> | 0.38 | 0 | 0 | 0.404 | 0 |  | --> | E11 ex ASHBOURNE | Ashbourne [T421,T422] | FINGLAS |  | 53.4474 | -6.2817
MV/LV Substation LI***4129 |  | 10 kV | _ | LV | 400 kVA :Building Structure | 0.4 | --> | 0.4 | 0 | 0 | Constrained, otherwise capacity available =314 kVA | --> | 0.38 | 0 | 0 | 0.392 | 0 |  | --> | C12 ex MOUNTGORRY | Mountgorry [T41,T42] | GRANGE (DR) |  | 53.4507 | -6.2269
MV/LV Substation BR***412X |  | 20 kV | _ | LV | 400 kVA :Kiosk Substation | 0.4 | --> | 0.4 | 0 | 0 | Constrained, otherwise capacity available =268 kVA | --> | 0.38 | 0 | 0.074 | 0.343 | 0 |  | --> | E16 ex ASHBOURNE | Ashbourne [T421,T422] | FINGLAS |  | 53.5145 | -6.3965
MV/LV Substation LI***413 |  | 20 kV | _ | LV | 200 kVA :Pole Substation | 0.2 | --> | 0.2 | 0 | 0 | Constrained, otherwise capacity available =199 kVA | --> | 0.19 | 0 | 0 | 0.19 | 0 |  | --> | E21 ex ASHBOURNE | Ashbourne [T421,T422] | FINGLAS |  | 53.4928 | -6.2847
MV/LV Substation BA***4130 |  | 20 kV | _ | LV | 200 kVA :Pole Substation | 0.2 | --> | 0.2 | 0 | 0 | Constrained, otherwise capacity available =187 kVA | --> | 0.19 | 0 | 0.02 | 0.177 | 0 |  | --> | E18 ex GLASMORE | Glasmore [T421,T422] | GLASMORE |  | 53.5244 | -6.2681
MV/LV Substation HE***4132 |  | 20 kV | _ | LV | 50 kVA :Pole Substation | 0.05 | --> | 0.05 | 0 | 0 | Constrained, otherwise capacity available =45 kVA | --> | 0.048 | 0 | 0 | 0.048 | 0 |  | --> | E21 ex ASHBOURNE | Ashbourne [T421,T422] | FINGLAS |  | 53.5047 | -6.3478
MV/LV Substation FL***4133 |  | 20 kV | _ | LV | 50 kVA :Pole Substation | 0.05 | --> | 0.05 | 0 | 0 | Constrained, otherwise capacity available =25 kVA | --> | 0.048 | 0 | 0.02 | 0.036 | 0 |  | --> | C24 ex MACETOWN | Macetown [T101,T102] | MACETOWN |  | 53.4885 | -6.3993
MV/LV Substation AS***4137 |  | 10 kV | _ | LV | 400 kVA :Kiosk Substation | 0.4 | --> | 0.4 | 0 | 0 | Constrained, otherwise capacity available =160 kVA | --> | 0.38 | 0 | 0.104 | 0.334 | 0 |  | --> | E12 ex GLASMORE | Glasmore [T421,T422] | GLASMORE |  | 53.4505 | -6.2512
MV/LV Substation LI***413Z |  | 10 kV | _ | LV | 630 kVA :Kiosk Substation | 0.63 | --> | 0.63 | 0 | 0 | Constrained, otherwise capacity available =532 kVA | --> | 0.598 | 0 | 0 | 0.5 | 0 |  | --> | C15 ex MALAHIDE | Malahide [T41,T42] | GLASMORE |  | 53.4193 | -6.1474
MV/LV Substation SC***414 |  | 20 kV | _ | LV | 100 kVA :Pole Substation | 0.1 | --> | 0.1 | 0 | 0 | Constrained, otherwise capacity available =76 kVA | --> | 0.095 | 0 | 0.04 | 0.069 | 0 |  | --> | E21 ex ASHBOURNE | Ashbourne [T421,T422] | FINGLAS |  | 53.4977 | -6.2905
MV/LV Substation BI***4141 |  | 10 kV | _ | LV | 50 kVA :Pole Substation | 0.05 | --> | 0.05 | 0 | 0 | Constrained, otherwise capacity available =46 kVA | --> | 0.048 | 0 | 0 | 0.048 | 0 |  | --> | E11 ex ASHBOURNE | Ashbourne [T421,T422] | FINGLAS |  | 53.4375 | -6.3329
MV/LV Substation ST***4143 |  | 10 kV | _ | LV | 400 kVA :Kiosk Substation | 0.4 | --> | 0.4 | 0 | 0 | Constrained, otherwise capacity available =259 kVA | --> | 0.38 | 0 | 0.038 | 0.371 | 0 |  | --> | C15 ex MALAHIDE | Malahide [T41,T42] | GLASMORE |  | 53.4158 | -6.1491
MV/LV Substation AN***4144 |  | 20 kV | _ | LV | 100 kVA :Pole Substation | 0.1 | --> | 0.1 | 0 | 0 | Constrained, otherwise capacity available =74 kVA | --> | 0.095 | 0 | 0.025 | 0.08 | 0 |  | --> | C24 ex MACETOWN | Macetown [T101,T102] | MACETOWN |  | 53.471 | -6.3763
MV/LV Substation ST***4145 |  | 20 kV | _ | LV | 200 kVA :Kiosk Substation | 0.2 | --> | 0.2 | 0 | 0 | Constrained, otherwise capacity available =147 kVA | --> | 0.19 | 0 | 0.001 | 0.196 | 0 |  | --> | E18 ex BALTRASNA | Baltrasna [T121,T122] | BALTRASNA |  | 53.5095 | -6.4571
MV/LV Substation ST***4146 |  | 10 kV | _ | LV | 400 kVA :Kiosk Substation | 0.4 | --> | 0.4 | 0 | 0 | Constrained, otherwise capacity available =384 kVA | --> | 0.38 | 0 | 0.018 | 0.369 | 0 |  | --> | C13 ex MOUNTGORRY | Mountgorry [T41,T42] | GRANGE (DR) |  | 53.4507 | -6.2089
MV/LV Substation BR***4147 |  | 10 kV | _ | LV | 100 kVA :Pole Substation | 0.1 | --> | 0.1 | 0 | 0 | Constrained, otherwise capacity available =82 kVA | --> | 0.095 | 0 | 0 | 0.097 | 0 |  | --> | C14 ex SWORDS | Swords [T41,T42] | GLASMORE |  | 53.4595 | -6.2714
MV/LV Substation FL***4148 |  | 20 kV | _ | LV | 50 kVA :Pole Substation | 0.05 | --> | 0.05 | 0 | 0 | Constrained, otherwise capacity available =42 kVA | --> | 0.048 | 0 | 0.005 | 0.045 | 0 |  | --> | C24 ex MACETOWN | Macetown [T101,T102] | MACETOWN |  | 53.4802 | -6.4015
MV/LV Substation ST***4152 |  | 10 kV | _ | LV | 400 kVA :Kiosk Substation | 0.4 | --> | 0.4 | 0 | 0 | Constrained, otherwise capacity available =325 kVA | --> | 0.38 | 0 | 0.116 | 0.304 | 0 |  | --> | C15 ex MALAHIDE | Malahide [T41,T42] | GLASMORE |  | 53.4192 | -6.1495
MV/LV Substation MI***4154 |  | 20 kV | _ | LV | 630 kVA :Building Structure | 0.63 | --> | 0.63 | 0 | 0 | Constrained, otherwise capacity available =528 kVA | --> | 0.598 | 0 | 0.048 | 0.5 | 0 |  | --> | E13 ex GLASMORE | Glasmore [T421,T422] | GLASMORE |  | 53.4731 | -6.245
MV/LV Substation CL***4158 |  | 10 kV | _ | LV | 400 kVA :Kiosk Substation | 0.4 | --> | 0.4 | 0 | 0 | Constrained, otherwise capacity available =313 kVA | --> | 0.38 | 0 | 0.017 | 0.379 | 0 |  | --> | C13 ex MALAHIDE | Malahide [T41,T42] | GLASMORE |  | 53.4394 | -6.1812
MV/LV Substation AL***415Z |  | 10 kV | _ | LV | 400 kVA :Kiosk Substation | 0.4 | --> | 0.4 | 0.376 | 5.82 |  | --> | 0.38 | 0 | 0 | 0.383 | 0 |  | --> | C19 ex COOLOCK | Coolock [T41,T42] | FINGLAS |  | 53.3768 | -6.1782
MV/LV Substation DR***416 |  | 20 kV | _ | LV | 200 kVA :Pole Substation | 0.2 | --> | 0.2 | 0 | 0 | Constrained, otherwise capacity available =190 kVA | --> | 0.19 | 0 | 0.005 | 0.188 | 0 |  | --> | E21 ex ASHBOURNE | Ashbourne [T421,T422] | FINGLAS |  | 53.5098 | -6.2918
MV/LV Substation HA***4163 |  | 20 kV | _ | LV | 400 kVA :Kiosk Substation | 0.4 | --> | 0.4 | 0 | 0 | Constrained, otherwise capacity available =358 kVA | --> | 0.38 | 0 | 0.016 | 0.374 | 0 |  | --> | E17 ex BALTRASNA | Baltrasna [T121,T122] | BALTRASNA |  | 53.5121 | -6.5372
MV/LV Substation RA***4164 |  | 20 kV | _ | LV | 400 kVA :Kiosk Substation | 0.4 | --> | 0.4 | 0 | 0 | Constrained, otherwise capacity available =215 kVA | --> | 0.38 | 0 | 0.091 | 0.337 | 0 |  | --> | E11 ex GLASMORE | Glasmore [T421,T422] | GLASMORE |  | 53.4951 | -6.1367
MV/LV Substation LO***4165 |  | 20 kV | _ | LV | 400 kVA :Kiosk Substation | 0.4 | --> | 0.4 | 0 | 0 | Constrained, otherwise capacity available =302 kVA | --> | 0.38 | 0 | 0.034 | 0.368 | 0 |  | --> | E13 ex GLASMORE | Glasmore [T421,T422] | GLASMORE |  | 53.4749 | -6.2425
MV/LV Substation LO***4166 |  | 20 kV | _ | LV | 400 kVA :Kiosk Substation | 0.4 | --> | 0.4 | 0 | 0 | Constrained, otherwise capacity available =342 kVA | --> | 0.38 | 0 | 0.028 | 0.367 | 0 |  | --> | E13 ex GLASMORE | Glasmore [T421,T422] | GLASMORE |  | 53.4758 | -6.2383
MV/LV Substation TH***4168 |  | 20 kV | _ | LV | 400 kVA :Kiosk Substation | 0.4 | --> | 0.4 | 0 | 0 | Constrained, otherwise capacity available =302 kVA | --> | 0.38 | 0 | 0.175 | 0.264 | 0 |  | --> | E17 ex BALTRASNA | Baltrasna [T121,T122] | BALTRASNA |  | 53.5013 | -6.5337
MV/LV Substation RO***416Z |  | 20 kV | _ | LV | 1000 kVA :Building Structure | 1 | --> | 1 | 0 | 0 | Constrained, otherwise capacity available =877 kVA | --> | 0.95 | 0 | 0.041 | 0.5 | 0 |  | --> | E15 ex BATTER LANE TEMPORARY | Batter Lane Temporary 38kv [T421] | GLASMORE |  | 53.4917 | -6.192
MV/LV Substation DR***417 |  | 20 kV | _ | LV | 150 kVA :Pole Substation | 0.15 | --> | 0.15 | 0 | 0 | Constrained, otherwise capacity available =140 kVA | --> | 0.142 | 0 | 0.014 | 0.134 | 0 |  | --> | E21 ex ASHBOURNE | Ashbourne [T421,T422] | FINGLAS |  | 53.5081 | -6.2995
MV/LV Substation TH***4170 |  | 20 kV | _ | LV | 400 kVA :Kiosk Substation | 0.4 | --> | 0.4 | 0 | 0 | Constrained, otherwise capacity available =366 kVA | --> | 0.38 | 0 | 0.005 | 0.381 | 0 |  | --> | E15 ex BATTER LANE TEMPORARY | Batter Lane Temporary 38kv [T421] | GLASMORE |  | 53.5214 | -6.1668
MV/LV Substation FA***4172 |  | 20 kV | _ | LV | 400 kVA :Kiosk Substation | 0.4 | --> | 0.4 | 0 | 0 | Constrained, otherwise capacity available =328 kVA | --> | 0.38 | 0 | 0.008 | 0.384 | 0 |  | --> | E17 ex BALTRASNA | Baltrasna [T121,T122] | BALTRASNA |  | 53.5042 | -6.5404
MV/LV Substation SO***4176 |  | 20 kV | _ | LV | 400 kVA :Kiosk Substation | 0.4 | --> | 0.4 | 0 | 0 | Constrained, otherwise capacity available =348 kVA | --> | 0.38 | 0 | 0.015 | 0.376 | 0 |  | --> | E11 ex GLASMORE | Glasmore [T421,T422] | GLASMORE |  | 53.4906 | -6.1424
MV/LV Substation BR***4177 |  | 20 kV | _ | LV | 400 kVA :Kiosk Substation | 0.4 | --> | 0.4 | 0 | 0 | Constrained, otherwise capacity available =222 kVA | --> | 0.38 | 0 | 0.066 | 0.355 | 0 |  | --> | E18 ex BALTRASNA | Baltrasna [T121,T122] | BALTRASNA |  | 53.5002 | -6.4533
MV/LV Substation KE***4179 |  | 10 kV | _ | LV | 630 kVA :Building Structure | 0.63 | --> | 0.63 | 0 | 0 | Constrained, otherwise capacity available =375 kVA | --> | 0.598 | 0 | 0 | 0.5 | 0 |  | --> | E11 ex ASHBOURNE | Ashbourne [T421,T422] | FINGLAS |  | 53.4435 | -6.285
MV/LV Substation GR***417Z |  | 20 kV | _ | LV | 50 kVA :Pole Substation | 0.05 | --> | 0.05 | 0 | 0 | Constrained, otherwise capacity available =50 kVA | --> | 0.048 | 0 | 0 | 0.048 | 0 |  | --> | E15 ex BATTER LANE TEMPORARY | Batter Lane Temporary 38kv [T421] | GLASMORE |  | 53.5148 | -6.1901
MV/LV Substation GL***4180 |  | 20 kV | _ | LV | 400 kVA :Kiosk Substation | 0.4 | --> | 0.4 | 0 | 0 | Constrained, otherwise capacity available =361 kVA | --> | 0.38 | 0 | 0.007 | 0.38 | 0 |  | --> | E11 ex GLASMORE | Glasmore [T421,T422] | GLASMORE |  | 53.4888 | -6.1453
MV/LV Substation KI***4182 |  | 20 kV | _ | LV | 400 kVA :Kiosk Substation | 0.4 | --> | 0.4 | 0 | 0 | Constrained, otherwise capacity available =360 kVA | --> | 0.38 | 0 | 0 | 0.385 | 0 |  | --> | E11 ex GLASMORE | Glasmore [T421,T422] | GLASMORE |  | 53.4949 | -6.1416
MV/LV Substation BA***4183 |  | 10 kV | _ | LV | 630 kVA :Building Structure | 0.63 | --> | 0.63 | 0 | 0 | Constrained, otherwise capacity available =480 kVA | --> | 0.598 | 0 | 0.001 | 0.5 | 0 |  | --> | C20 ex HOWTH JUNCTION | Howth Junction [T41,T42] | GRANGE (DR) |  | 53.3883 | -6.1405
MV/LV Substation NU***4184 |  | 10 kV | _ | LV | 400 kVA :Building Structure | 0.4 | --> | 0.4 | 0 | 0 | Constrained, otherwise capacity available =321 kVA | --> | 0.38 | 0 | 0 | 0.391 | 0 |  | --> | C23 ex SWORDS | Swords [T41,T42] | GLASMORE |  | 53.4592 | -6.2224
MV/LV Substation CH***4185 |  | 20 kV | _ | LV | 630 kVA :Kiosk Substation | 0.63 | --> | 0.63 | 0 | 0 | Constrained, otherwise capacity available =486 kVA | --> | 0.598 | 0 | 0.21 | 0.462 | 0 |  | --> | E15 ex ASHBOURNE | Ashbourne [T421,T422] | FINGLAS |  | 53.5079 | -6.4143
MV/LV Substation AS***4189 |  | 10 kV | _ | LV | 400 kVA :Kiosk Substation | 0.4 | --> | 0.4 | 0 | 0 | Constrained, otherwise capacity available =311 kVA | --> | 0.38 | 0 | 0.053 | 0.353 | 0 |  | --> | C13 ex MALAHIDE | Malahide [T41,T42] | GLASMORE |  | 53.4401 | -6.1605
MV/LV Substation LI***4190 |  | 20 kV | _ | LV | 400 kVA :Kiosk Substation | 0.4 | --> | 0.4 | 0 | 0 | Constrained, otherwise capacity available =262 kVA | --> | 0.38 | 0 | 0.003 | 0.396 | 0 |  | --> | E17 ex BALTRASNA | Baltrasna [T121,T122] | BALTRASNA |  | 53.5128 | -6.542
MV/LV Substation WE***4193 |  | 20 kV | _ | LV | 400 kVA :Kiosk Substation | 0.4 | --> | 0.4 | 0 | 0 | Constrained, otherwise capacity available =387 kVA | --> | 0.38 | 0 | 0 | 0.382 | 0 |  | --> | E16 ex ASHBOURNE | Ashbourne [T421,T422] | FINGLAS |  | 53.5187 | -6.4085
MV/LV Substation SI***4198 |  | 20 kV | _ | LV | 100 kVA :Pole Substation | 0.1 | --> | 0.1 | 0 | 0 | Constrained, otherwise capacity available =90 kVA | --> | 0.095 | 0 | 0 | 0.096 | 0 |  | --> | E11 ex ASHBOURNE | Ashbourne [T421,T422] | FINGLAS |  | 53.4904 | -6.3701
MV/LV Substation CN***4200 |  | 20 kV | _ | LV | 400 kVA :Kiosk Substation | 0.4 | --> | 0.4 | 0 | 0 | Constrained, otherwise capacity available =189 kVA | --> | 0.38 | 0 | 0.201 | 0.259 | 0 |  | --> | E17 ex BALTRASNA | Baltrasna [T121,T122] | BALTRASNA |  | 53.5143 | -6.5346
MV/LV Substation HO***4201 |  | 20 kV | _ | LV | 400 kVA :Kiosk Substation | 0.4 | --> | 0.4 | 0 | 0 | Constrained, otherwise capacity available =383 kVA | --> | 0.38 | 0 | 0 | 0.382 | 0 |  | --> | E13 ex GLASMORE | Glasmore [T421,T422] | GLASMORE |  | 53.4699 | -6.2425
MV/LV Substation DR***4203 |  | 10 kV | _ | LV | 630 kVA :Kiosk Substation | 0.63 | --> | 0.63 | 0 | 0 | Constrained, otherwise capacity available =475 kVA | --> | 0.598 | 0 | 0.154 | 0.5 | 0 |  | --> | C13 ex MALAHIDE | Malahide [T41,T42] | GLASMORE |  | 53.4131 | -6.1575
MV/LV Substation BE***4204 |  | 20 kV | _ | LV | 630 kVA :Kiosk Substation | 0.63 | --> | 0.63 | 0 | 0 | Constrained, otherwise capacity available =409 kVA | --> | 0.598 | 0 | 0.168 | 0.5 | 0 |  | --> | E15 ex BATTER LANE TEMPORARY | Batter Lane Temporary 38kv [T421] | GLASMORE |  | 53.4927 | -6.16
MV/LV Substation CN***4206 |  | 20 kV | _ | LV | 400 kVA :Kiosk Substation | 0.4 | --> | 0.4 | 0 | 0 | Constrained, otherwise capacity available =305 kVA | --> | 0.38 | 0 | 0.061 | 0.348 | 0 |  | --> | E18 ex GLASMORE | Glasmore [T421,T422] | GLASMORE |  | 53.5237 | -6.2662
MV/LV Substation PR***4208 |  | 20 kV | _ | LV | 400 kVA :Kiosk Substation | 0.4 | --> | 0.4 | 0 | 0 | Constrained, otherwise capacity available =371 kVA | --> | 0.38 | 0 | 0.016 | 0.372 | 0 |  | --> | C24 ex MACETOWN | Macetown [T101,T102] | MACETOWN |  | 53.4517 | -6.3973
MV/LV Substation BE***4209 |  | 10 kV | _ | LV | 400 kVA :Kiosk Substation | 0.4 | --> | 0.4 | 0 | 0 | Constrained, otherwise capacity available =287 kVA | --> | 0.38 | 0 | 0.016 | 0.383 | 0 |  | --> | C13 ex MALAHIDE | Malahide [T41,T42] | GLASMORE |  | 53.4238 | -6.1729
MV/LV Substation BA***420X |  | 20 kV | _ | LV | 50 kVA :Pole Substation | 0.05 | --> | 0.05 | 0 | 0 | Constrained, otherwise capacity available =42 kVA | --> | 0.048 | 0 | 0 | 0.049 | 0 |  | --> | E15 ex BATTER LANE TEMPORARY | Batter Lane Temporary 38kv [T421] | GLASMORE |  | 53.5045 | -6.1856
MV/LV Substation MU***420Z |  | 20 kV | _ | LV | 50 kVA :Pole Substation | 0.05 | --> | 0.05 | 0 | 0 | Constrained, otherwise capacity available =48 kVA | --> | 0.048 | 0 | 0 | 0.048 | 0 |  | --> | E21 ex ASHBOURNE | Ashbourne [T421,T422] | FINGLAS |  | 53.5227 | -6.3172
MV/LV Substation OL***421 |  | 20 kV | _ | LV | 200 kVA :Pole Substation | 0.2 | --> | 0.2 | 0 | 0 | Constrained, otherwise capacity available =133 kVA | --> | 0.19 | 0 | 0.022 | 0.183 | 0 |  | --> | E21 ex ASHBOURNE | Ashbourne [T421,T422] | FINGLAS |  | 53.5237 | -6.3148
MV/LV Substation CH***4210 |  | 20 kV | _ | LV | 400 kVA :Kiosk Substation | 0.4 | --> | 0.4 | 0 | 0 | Constrained, otherwise capacity available =359 kVA | --> | 0.38 | 0 | 0.039 | 0.357 | 0 |  | --> | E17 ex BALTRASNA | Baltrasna [T121,T122] | BALTRASNA |  | 53.5152 | -6.5388
MV/LV Substation SE***4211 |  | 10 kV | _ | LV | 400 kVA :Kiosk Substation | 0.4 | --> | 0.4 | 0 | 0 | Constrained, otherwise capacity available =333 kVA | --> | 0.38 | 0 | 0.01 | 0.382 | 0 |  | --> | C18 ex MALAHIDE | Malahide [T41,T42] | GLASMORE |  | 53.4437 | -6.1468
MV/LV Substation DU***4215 |  | 20 kV | _ | LV | 630 kVA :Kiosk Substation | 0.63 | --> | 0.63 | 0 | 0 | Constrained, otherwise capacity available =468 kVA | --> | 0.598 | 0 | 0.255 | 0.431 | 0 |  | --> | E17 ex BALTRASNA | Baltrasna [T121,T122] | BALTRASNA |  | 53.5161 | -6.5532
MV/LV Substation LO***4216 |  | 20 kV | _ | LV | 630 kVA :Kiosk Substation | 0.63 | --> | 0.63 | 0 | 0 | Constrained, otherwise capacity available =550 kVA | --> | 0.598 | 0 | 0.034 | 0.5 | 0 |  | --> | E13 ex GLASMORE | Glasmore [T421,T422] | GLASMORE |  | 53.4769 | -6.2441
MV/LV Substation ME***4219 |  | 20 kV | _ | LV | 630 kVA :Kiosk Substation | 0.63 | --> | 0.63 | 0 | 0 | Constrained, otherwise capacity available =548 kVA | --> | 0.598 | 0 | 0.062 | 0.5 | 0 |  | --> | E13 ex GLASMORE | Glasmore [T421,T422] | GLASMORE |  | 53.4774 | -6.2408
MV/LV Substation LI***421Z |  | 10 kV | _ | LV | 200 kVA :Kiosk Substation | 0.2 | --> | 0.2 | 0 | 0 | Constrained, otherwise capacity available =116 kVA | --> | 0.19 | 0 | 0.008 | 0.195 | 0 |  | --> | C18 ex MOUNTGORRY | Mountgorry [T41,T42] | GRANGE (DR) |  | 53.4516 | -6.189
MV/LV Substation GL***422 |  | 20 kV | _ | LV | 50 kVA :Pole Substation | 0.05 | --> | 0.05 | 0 | 0 | Constrained, otherwise capacity available =40 kVA | --> | 0.048 | 0 | 0 | 0.049 | 0 |  | --> | E21 ex ASHBOURNE | Ashbourne [T421,T422] | FINGLAS |  | 53.5276 | -6.3227
MV/LV Substation ST***4220 |  | 10 kV | _ | LV | 400 kVA :Kiosk Substation | 0.4 | --> | 0.4 | 0 | 0 | Constrained, otherwise capacity available =213 kVA | --> | 0.38 | 0 | 0.054 | 0.365 | 0 |  | --> | C15 ex MALAHIDE | Malahide [T41,T42] | GLASMORE |  | 53.4173 | -6.1482
MV/LV Substation CO***4223 |  | 20 kV | _ | LV | 200 kVA :Pole Substation | 0.2 | --> | 0.2 | 0 | 0 | Constrained, otherwise capacity available =200 kVA | --> | 0.19 | 0 | 0 | 0.19 | 0 |  | --> | E18 ex GLASMORE | Glasmore [T421,T422] | GLASMORE |  | 53.5195 | -6.265
MV/LV Substation SE***4224 |  | 20 kV | _ | LV | 630 kVA :Kiosk Substation | 0.63 | --> | 0.63 | 0 | 0 | Constrained, otherwise capacity available =385 kVA | --> | 0.598 | 0 | 0.142 | 0.5 | 0 |  | --> | E11 ex GLASMORE | Glasmore [T421,T422] | GLASMORE |  | 53.4813 | -6.1559
MV/LV Substation SE***4225 |  | 20 kV | _ | LV | 630 kVA :Kiosk Substation | 0.63 | --> | 0.63 | 0 | 0 | Constrained, otherwise capacity available =534 kVA | --> | 0.598 | 0 | 0.034 | 0.5 | 0 |  | --> | E11 ex GLASMORE | Glasmore [T421,T422] | GLASMORE |  | 53.4823 | -6.1536
MV/LV Substation RA***423 |  | 20 kV | _ | LV | 50 kVA :Pole Substation | 0.05 | --> | 0.05 | 0 | 0 | Constrained, otherwise capacity available =32 kVA | --> | 0.048 | 0 | 0.014 | 0.04 | 0 |  | --> | E21 ex ASHBOURNE | Ashbourne [T421,T422] | FINGLAS |  | 53.4875 | -6.2968
MV/LV Substation TH***4230 |  | 20 kV | _ | LV | 400 kVA :Kiosk Substation | 0.4 | --> | 0.4 | 0 | 0 | Constrained, otherwise capacity available =338 kVA | --> | 0.38 | 0 | 0.121 | 0.299 | 0 |  | --> | E17 ex BALTRASNA | Baltrasna [T121,T122] | BALTRASNA |  | 53.5032 | -6.5352
MV/LV Substation ST***4231 |  | 10 kV | _ | LV | 400 kVA :Kiosk Substation | 0.4 | --> | 0.4 | 0 | 0 | Constrained, otherwise capacity available =380 kVA | --> | 0.38 | 0 | 0 | 0.383 | 0 |  | --> | C15 ex MALAHIDE | Malahide [T41,T42] | GLASMORE |  | 53.4162 | -6.1455
MV/LV Substation RI***4232 |  | 10 kV | _ | LV | 630 kVA :Building Structure | 0.63 | --> | 0.63 | 0 | 0 | Constrained, otherwise capacity available =403 kVA | --> | 0.598 | 0 | 0 | 0.5 | 0 |  | --> | E12 ex GLASMORE | Glasmore [T421,T422] | GLASMORE |  | 53.4529 | -6.2426
MV/LV Substation ST***4238 |  | 10 kV | _ | LV | 630 kVA :Kiosk Substation | 0.63 | --> | 0.63 | 0 | 0 | Constrained, otherwise capacity available =552 kVA | --> | 0.598 | 0 | 0 | 0.5 | 0 |  | --> | C11 ex HOWTH JUNCTION | Howth Junction [T41,T42] | GRANGE (DR) |  | 53.3834 | -6.1473
MV/LV Substation RY***4239 |  | 10 kV | _ | LV | 630 kVA :Building Structure | 0.63 | --> | 0.63 | 0 | 0 | Constrained, otherwise capacity available =462 kVA | --> | 0.598 | 0 | 0 | 0.5 | 0 |  | --> | E17 ex GLASMORE | Glasmore [T421,T422] | GLASMORE |  | 53.4484 | -6.2184
MV/LV Substation MU***423Z |  | 20 kV | _ | LV | 200 kVA :Pole Substation | 0.2 | --> | 0.2 | 0 | 0 | Constrained, otherwise capacity available =157 kVA | --> | 0.19 | 0 | 0 | 0.196 | 0 |  | --> | E21 ex ASHBOURNE | Ashbourne [T421,T422] | FINGLAS |  | 53.5251 | -6.2873
MV/LV Substation GL***4245 |  | 20 kV | _ | LV | 630 kVA :Kiosk Substation | 0.63 | --> | 0.63 | 0 | 0 | Constrained, otherwise capacity available =532 kVA | --> | 0.598 | 0 | 0.195 | 0.467 | 0 |  | --> | E13 ex GLASMORE | Glasmore [T421,T422] | GLASMORE |  | 53.4725 | -6.2471
MV/LV Substation SW***4247 |  | 10 kV | _ | LV | 400 kVA :Kiosk Substation | 0.4 | --> | 0.4 | 0 | 0 | Constrained, otherwise capacity available =349 kVA | --> | 0.38 | 0 | 0 | 0.387 | 0 |  | --> | C14 ex SWORDS | Swords [T41,T42] | GLASMORE |  | 53.4658 | -6.2478
MV/LV Substation BA***4248 |  | 20 kV | _ | LV | 50 kVA :Pole Substation | 0.05 | --> | 0.05 | 0 | 0 | Constrained, otherwise capacity available =50 kVA | --> | 0.048 | 0 | 0 | 0.048 | 0 |  | --> | E18 ex GLASMORE | Glasmore [T421,T422] | GLASMORE |  | 53.5359 | -6.1884
MV/LV Substation TH***4249 |  | 20 kV | _ | LV | 400 kVA :Kiosk Substation | 0.4 | --> | 0.4 | 0 | 0 | Constrained, otherwise capacity available =364 kVA | --> | 0.38 | 0 | 0.005 | 0.381 | 0 |  | --> | E21 ex ASHBOURNE | Ashbourne [T421,T422] | FINGLAS |  | 53.4897 | -6.2933
MV/LV Substation ES***424Z |  | 10 kV | _ | LV | 200 kVA :Kiosk Substation | 0.2 | --> | 0.2 | 0 | 0 | Constrained, otherwise capacity available =183 kVA | --> | 0.19 | 0 | 0 | 0.192 | 0 |  | --> | C18 ex MOUNTGORRY | Mountgorry [T41,T42] | GRANGE (DR) |  | 53.4514 | -6.1843
MV/LV Substation RO***425 |  | 20 kV | _ | LV | 100 kVA :Pole Substation | 0.1 | --> | 0.1 | 0 | 0 | Constrained, otherwise capacity available =86 kVA | --> | 0.095 | 0 | 0.005 | 0.093 | 0 |  | --> | E21 ex ASHBOURNE | Ashbourne [T421,T422] | FINGLAS |  | 53.4899 | -6.3022
MV/LV Substation BL***4252 |  | 10 kV | _ | LV | 400 kVA :Kiosk Substation | 0.4 | --> | 0.4 | 0 | 0 | Constrained, otherwise capacity available =361 kVA | --> | 0.38 | 0 | 0 | 0.385 | 0 |  | --> | C11 ex HOWTH JUNCTION | Howth Junction [T41,T42] | GRANGE (DR) |  | 53.3823 | -6.1507
MV/LV Substation LU***4253 |  | 20 kV | _ | LV | 200 kVA :Pole Substation | 0.2 | --> | 0.2 | 0 | 0 | Constrained, otherwise capacity available =193 kVA | --> | 0.19 | 0 | 0.01 | 0 | 0 | Constrained, otherwise capacity available =184 kW | --> | C11 ex LOUGHSHINNY | Loughshinny [T41,T42] | GLASMORE |  | 53.529 | -6.1584
MV/LV Substation FL***4254 |  | 20 kV | _ | LV | 50 kVA :Pole Substation | 0.05 | --> | 0.05 | 0 | 0 | Constrained, otherwise capacity available =49 kVA | --> | 0.048 | 0 | 0.005 | 0.044 | 0 |  | --> | E17 ex BALTRASNA | Baltrasna [T121,T122] | BALTRASNA |  | 53.5254 | -6.4936
MV/LV Substation BE***4258 |  | 20 kV | _ | LV | 630 kVA :Kiosk Substation | 0.63 | --> | 0.63 | 0 | 0 | Constrained, otherwise capacity available =630 kVA | --> | 0.598 | 0 | 0 | 0.5 | 0 |  | --> | E15 ex BATTER LANE TEMPORARY | Batter Lane Temporary 38kv [T421] | GLASMORE |  | 53.4926 | -6.1565
MV/LV Substation BO***425Z |  | 10 kV | _ | LV | 400 kVA :Kiosk Substation | 0.4 | --> | 0.4 | 0 | 0 | Constrained, otherwise capacity available =286 kVA | --> | 0.38 | 0 | 0.042 | 0.364 | 0 |  | --> | E17 ex GLASMORE | Glasmore [T421,T422] | GLASMORE |  | 53.446 | -6.2392
MV/LV Substation TH***4260 |  | 20 kV | _ | LV | 630 kVA :Kiosk Substation | 0.63 | --> | 0.63 | 0 | 0 | Constrained, otherwise capacity available =540 kVA | --> | 0.598 | 0 | 0.213 | 0.453 | 0 |  | --> | E17 ex BALTRASNA | Baltrasna [T121,T122] | BALTRASNA |  | 53.5037 | -6.5326
MV/LV Substation TH***4261 |  | 20 kV | _ | LV | 1000 kVA :Building Structure | 1 | --> | 1 | 0 | 0 | Constrained, otherwise capacity available =881 kVA | --> | 0.95 | 0 | 0.05 | 0.5 | 0 |  | --> | E17 ex BALTRASNA | Baltrasna [T121,T122] | BALTRASNA |  | 53.5035 | -6.5286
MV/LV Substation ST***4262 |  | 10 kV | _ | LV | 630 kVA :Building Structure | 0.63 | --> | 0.63 | 0 | 0 | Constrained, otherwise capacity available =498 kVA | --> | 0.598 | 0 | 0.053 | 0.5 | 0 |  | --> | C14 ex SWORDS | Swords [T41,T42] | GLASMORE |  | 53.4646 | -6.2246
MV/LV Substation DI***4263 |  | 20 kV | _ | LV | 50 kVA :Pole Substation | 0.05 | --> | 0.05 | 0 | 0 | Constrained, otherwise capacity available =46 kVA | --> | 0.048 | 0 | 0 | 0.048 | 0 |  | --> | E11 ex GLASMORE | Glasmore [T421,T422] | GLASMORE |  | 53.4795 | -6.1406
MV/LV Substation BA***4264 |  | 20 kV | _ | LV | 50 kVA :Pole Substation | 0.05 | --> | 0.05 | 0 | 0 | Constrained, otherwise capacity available =39 kVA | --> | 0.048 | 0 | 0 | 0.049 | 0 |  | --> | E11 ex GLASMORE | Glasmore [T421,T422] | GLASMORE |  | 53.4886 | -6.1347
MV/LV Substation CO***4265 |  | 20 kV | _ | LV | 400 kVA :Kiosk Substation | 0.4 | --> | 0.4 | 0 | 0 | Constrained, otherwise capacity available =369 kVA | --> | 0.38 | 0 | 0 | 0.384 | 0 |  | --> | E11 ex GLASMORE | Glasmore [T421,T422] | GLASMORE |  | 53.4885 | -6.1466
MV/LV Substation TY***4266 |  | 20 kV | _ | LV | 400 kVA :Kiosk Substation | 0.4 | --> | 0.4 | 0 | 0 | Constrained, otherwise capacity available =400 kVA | --> | 0.38 | 0 | 0 | 0 | 0 | Constrained, otherwise capacity available =380 kW | --> | C11 ex LOUGHSHINNY | Loughshinny [T41,T42] | GLASMORE |  | 53.5322 | -6.1325
MV/LV Substation CO***4267 |  | 20 kV | _ | LV | 50 kVA :Pole Substation | 0.05 | --> | 0.05 | 0 | 0 | Constrained, otherwise capacity available =41 kVA | --> | 0.048 | 0 | 0 | 0.049 | 0 |  | --> | E15 ex BATTER LANE TEMPORARY | Batter Lane Temporary 38kv [T421] | GLASMORE |  | 53.5036 | -6.1947
MV/LV Substation SE***4269 |  | 20 kV | _ | LV | 630 kVA :Kiosk Substation | 0.63 | --> | 0.63 | 0 | 0 | Constrained, otherwise capacity available =585 kVA | --> | 0.598 | 0 | 0.015 | 0.5 | 0 |  | --> | E11 ex GLASMORE | Glasmore [T421,T422] | GLASMORE |  | 53.4829 | -6.152
MV/LV Substation BO***426Z |  | 10 kV | _ | LV | 400 kVA :Kiosk Substation | 0.4 | --> | 0.4 | 0 | 0 | Constrained, otherwise capacity available =100 kVA | --> | 0.38 | 0 | 0.039 | 0.39 | 0 |  | --> | E17 ex GLASMORE | Glasmore [T421,T422] | GLASMORE |  | 53.4458 | -6.2369
MV/LV Substation KI***427 |  | 20 kV | _ | LV | 50 kVA :Pole Substation | 0.05 | --> | 0.05 | 0 | 0 | Constrained, otherwise capacity available =27 kVA | --> | 0.048 | 0 | 0.011 | 0.042 | 0 |  | --> | E21 ex ASHBOURNE | Ashbourne [T421,T422] | FINGLAS |  | 53.4745 | -6.3192
MV/LV Substation RI***4277 |  | 20 kV | _ | LV | 50 kVA :Pole Substation | 0.05 | --> | 0.05 | 0 | 0 | Constrained, otherwise capacity available =39 kVA | --> | 0.048 | 0 | 0 | 0.049 | 0 |  | --> | E18 ex GLASMORE | Glasmore [T421,T422] | GLASMORE |  | 53.5149 | -6.2157
MV/LV Substation SE***4280 |  | 20 kV | _ | LV | 400 kVA :Kiosk Substation | 0.4 | --> | 0.4 | 0 | 0 | Constrained, otherwise capacity available =400 kVA | --> | 0.38 | 0 | 0 | 0.38 | 0 |  | --> | E11 ex GLASMORE | Glasmore [T421,T422] | GLASMORE |  | 53.4834 | -6.1541
MV/LV Substation CL***4281 |  | 20 kV | _ | LV | 50 kVA :Pole Substation | 0.05 | --> | 0.05 | 0 | 0 | Constrained, otherwise capacity available =47 kVA | --> | 0.048 | 0 | 0 | 0.048 | 0 |  | --> | E21 ex ASHBOURNE | Ashbourne [T421,T422] | FINGLAS |  | 53.5294 | -6.3271
MV/LV Substation AL***4283 |  | 20 kV | _ | LV | 400 kVA :Building Structure | 0.4 | --> | 0.4 | 0 | 0 | Constrained, otherwise capacity available =400 kVA | --> | 0.38 | 0 | 0 | 0.38 | 0 |  | --> | E17 ex BALTRASNA | Baltrasna [T121,T122] | BALTRASNA |  | 53.5124 | -6.5376
MV/LV Substation CO***4285 |  | 10 kV | _ | LV | 400 kVA :Building Structure | 0.4 | --> | 0.4 | 0 | 0 | Constrained, otherwise capacity available =400 kVA | --> | 0.38 | 0 | 0 | 0.38 | 0 |  | --> | E11 ex ASHBOURNE | Ashbourne [T421,T422] | FINGLAS |  | 53.4598 | -6.3518
MV/LV Substation LA***4288 |  | 20 kV | _ | LV | 630 kVA :Kiosk Substation | 0.63 | --> | 0.63 | 0 | 0 | Constrained, otherwise capacity available =572 kVA | --> | 0.598 | 0 | 0.019 | 0.5 | 0 |  | --> | E17 ex BALTRASNA | Baltrasna [T121,T122] | BALTRASNA |  | 53.5138 | -6.5315
MV/LV Substation GA***4289 |  | 20 kV | _ | LV | 400 kVA :Kiosk Substation | 0.4 | --> | 0.4 | 0 | 0 | Constrained, otherwise capacity available =400 kVA | --> | 0.38 | 0 | 0 | 0.38 | 0 |  | --> | E18 ex GLASMORE | Glasmore [T421,T422] | GLASMORE |  | 53.5351 | -6.2089
MV/LV Substation BR***4290 |  | 10 kV | _ | LV | 630 kVA :Building Structure | 0.63 | --> | 0.63 | 0.5 | 12.96 |  | --> | 0.598 | 0 | 0 | 0.5 | 0 |  | --> | C28 ex ARTANE | Artane [T101,T102] | FINGLAS |  | 53.379 | -6.2043
MV/LV Substation WE***4296 |  | 20 kV | _ | LV | 630 kVA :Kiosk Substation | 0.63 | --> | 0.63 | 0 | 0 | Constrained, otherwise capacity available =605 kVA | --> | 0.598 | 0 | 0.078 | 0.5 | 0 |  | --> | E13 ex GLASMORE | Glasmore [T421,T422] | GLASMORE |  | 53.474 | -6.2451
MV/LV Substation RA***4297 |  | 20 kV | _ | LV | 400 kVA :Kiosk Substation | 0.4 | --> | 0.4 | 0 | 0 | Constrained, otherwise capacity available =282 kVA | --> | 0.38 | 0 | 0 | 0.396 | 0 |  | --> | E18 ex BALTRASNA | Baltrasna [T121,T122] | BALTRASNA |  | 53.5006 | -6.4674
MV/LV Substation AI***429Z |  | 10 kV | _ | LV | 400 kVA :Building Structure | 0.4 | --> | 0.4 | 0 | 0 | Constrained, otherwise capacity available =374 kVA | --> | 0.38 | 0 | 0 | 0.384 | 0 |  | --> | E17 ex GLASMORE | Glasmore [T421,T422] | GLASMORE |  | 53.4493 | -6.2209
MV/LV Substation ST***4301 |  | 10 kV | _ | LV | 630 kVA :Kiosk Substation | 0.63 | --> | 0.63 | 0 | 0 | Constrained, otherwise capacity available =497 kVA | --> | 0.598 | 0 | 0.024 | 0.5 | 0 |  | --> | C15 ex MALAHIDE | Malahide [T41,T42] | GLASMORE |  | 53.4143 | -6.1481
MV/LV Substation ST***4302 |  | 10 kV | _ | LV | 630 kVA :Kiosk Substation | 0.63 | --> | 0.63 | 0 | 0 | Constrained, otherwise capacity available =536 kVA | --> | 0.598 | 0 | 0.008 | 0.5 | 0 |  | --> | C15 ex MALAHIDE | Malahide [T41,T42] | GLASMORE |  | 53.4176 | -6.1488
MV/LV Substation CO***4305 |  | 20 kV | _ | LV | 50 kVA :Pole Substation | 0.05 | --> | 0.05 | 0 | 0 | Constrained, otherwise capacity available =50 kVA | --> | 0.048 | 0 | 0 | 0.048 | 0 |  | --> | E11 ex GLASMORE | Glasmore [T421,T422] | GLASMORE |  | 53.4792 | -6.1404
MV/LV Substation SP***4306 |  | 20 kV | _ | LV | 50 kVA :Pole Substation | 0.05 | --> | 0.05 | 0 | 0 | Constrained, otherwise capacity available =50 kVA | --> | 0.048 | 0 | 0 | 0.048 | 0 |  | --> | E16 ex ASHBOURNE | Ashbourne [T421,T422] | FINGLAS |  | 53.4972 | -6.3851
MV/LV Substation CO***430Z |  | 10 kV | _ | LV | 200 kVA :Kiosk Substation | 0.2 | --> | 0.2 | 0 | 0 | Constrained, otherwise capacity available =181 kVA | --> | 0.19 | 0 | 0 | 0.193 | 0 |  | --> | C14 ex SWORDS | Swords [T41,T42] | GLASMORE |  | 53.4661 | -6.2273
MV/LV Substation OA***4312 |  | 10 kV | _ | LV | 400 kVA :Kiosk Substation | 0.4 | --> | 0.4 | 0 | 0 | Constrained, otherwise capacity available =335 kVA | --> | 0.38 | 0 | 0.009 | 0.382 | 0 |  | --> | C13 ex MALAHIDE | Malahide [T41,T42] | GLASMORE |  | 53.437 | -6.1671
MV/LV Substation CH***4316 |  | 10 kV | _ | LV | 1000 kVA :Building Structure | 1 | --> | 1 | 0.5 | 12.96 |  | --> | 0.95 | 0 | 0.006 | 0.5 | 0 |  | --> | C28 ex ARTANE | Artane [T101,T102] | FINGLAS |  | 53.3871 | -6.2015
MV/LV Substation SK***4320 |  | 20 kV | _ | LV | 50 kVA :Pole Substation | 0.05 | --> | 0.05 | 0 | 0 | Constrained, otherwise capacity available =49 kVA | --> | 0.048 | 0 | 0 | 0.048 | 0 |  | --> | E18 ex GLASMORE | Glasmore [T421,T422] | GLASMORE |  | 53.4963 | -6.2658
MV/LV Substation TH***4322 |  | 10 kV | _ | LV | 1000 kVA :Building Structure | 1 | --> | 1 | 0 | 0 | Constrained, otherwise capacity available =924 kVA | --> | 0.95 | 0 | 0.02 | 0.5 | 0 |  | --> | C18 ex MALAHIDE | Malahide [T41,T42] | GLASMORE |  | 53.4438 | -6.1478
MV/LV Substation SE***4323 |  | 10 kV | _ | LV | 400 kVA :Kiosk Substation | 0.4 | --> | 0.4 | 0 | 0 | Constrained, otherwise capacity available =277 kVA | --> | 0.38 | 0 | 0.037 | 0.369 | 0 |  | --> | C18 ex MALAHIDE | Malahide [T41,T42] | GLASMORE |  | 53.442 | -6.1454
MV/LV Substation NE***4326 |  | 10 kV | _ | LV | 630 kVA :Kiosk Substation | 0.63 | --> | 0.63 | 0 | 0 | Constrained, otherwise capacity available =567 kVA | --> | 0.598 | 0 | 0.024 | 0.5 | 0 |  | --> | C13 ex MALAHIDE | Malahide [T41,T42] | GLASMORE |  | 53.4231 | -6.1681
MV/LV Substation NE***4327 |  | 10 kV | _ | LV | 630 kVA :Kiosk Substation | 0.63 | --> | 0.63 | 0 | 0 | Constrained, otherwise capacity available =537 kVA | --> | 0.598 | 0 | 0.026 | 0.5 | 0 |  | --> | C13 ex MALAHIDE | Malahide [T41,T42] | GLASMORE |  | 53.423 | -6.1712
MV/LV Substation BE***4328 |  | 20 kV | _ | LV | 630 kVA :Kiosk Substation | 0.63 | --> | 0.63 | 0 | 0 | Constrained, otherwise capacity available =561 kVA | --> | 0.598 | 0 | 0.049 | 0.5 | 0 |  | --> | E15 ex BATTER LANE TEMPORARY | Batter Lane Temporary 38kv [T421] | GLASMORE |  | 53.4919 | -6.1551
MV/LV Substation DU***4335 |  | 20 kV | _ | LV | 400 kVA :Kiosk Substation | 0.4 | --> | 0.4 | 0 | 0 | Constrained, otherwise capacity available =352 kVA | --> | 0.38 | 0 | 0.006 | 0.382 | 0 |  | --> | E15 ex ASHBOURNE | Ashbourne [T421,T422] | FINGLAS |  | 53.5092 | -6.4007
MV/LV Substation SC***4336 |  | 20 kV | _ | LV | 50 kVA :Pole Substation | 0.05 | --> | 0.05 | 0 | 0 | Constrained, otherwise capacity available =45 kVA | --> | 0.048 | 0 | 0.023 | 0.031 | 0 |  | --> | E21 ex ASHBOURNE | Ashbourne [T421,T422] | FINGLAS |  | 53.5024 | -6.2912
MV/LV Substation KI***4339 |  | 20 kV | _ | LV | 630 kVA :Kiosk Substation | 0.63 | --> | 0.63 | 0 | 0 | Constrained, otherwise capacity available =557 kVA | --> | 0.598 | 0 | 0.007 | 0.5 | 0 |  | --> | E15 ex BATTER LANE TEMPORARY | Batter Lane Temporary 38kv [T421] | GLASMORE |  | 53.524 | -6.1747
MV/LV Substation BO***4341 |  | 20 kV | _ | LV | 50 kVA :Pole Substation | 0.05 | --> | 0.05 | 0 | 0 | Constrained, otherwise capacity available =46 kVA | --> | 0.048 | 0 | 0 | 0.048 | 0 |  | --> | E17 ex BALTRASNA | Baltrasna [T121,T122] | BALTRASNA |  | 53.5304 | -6.4692
MV/LV Substation RI***4347 |  | 20 kV | _ | LV | 630 kVA :Kiosk Substation | 0.63 | --> | 0.63 | 0 | 0 | Constrained, otherwise capacity available =573 kVA | --> | 0.598 | 0 | 0.005 | 0.5 | 0 |  | --> | E21 ex ASHBOURNE | Ashbourne [T421,T422] | FINGLAS |  | 53.4889 | -6.2981
MV/LV Substation CR***4348 |  | 20 kV | _ | LV | 630 kVA :Kiosk Substation | 0.63 | --> | 0.63 | 0 | 0 | Constrained, otherwise capacity available =585 kVA | --> | 0.598 | 0 | 0.135 | 0.5 | 0 |  | --> | E13 ex GLASMORE | Glasmore [T421,T422] | GLASMORE |  | 53.4703 | -6.25
MV/LV Substation CR***4349 |  | 20 kV | _ | LV | 630 kVA :Kiosk Substation | 0.63 | --> | 0.63 | 0 | 0 | Constrained, otherwise capacity available =590 kVA | --> | 0.598 | 0 | 0.152 | 0.491 | 0 |  | --> | E13 ex GLASMORE | Glasmore [T421,T422] | GLASMORE |  | 53.4694 | -6.2484
MV/LV Substation TH***4353 |  | 20 kV | _ | LV | 630 kVA :Kiosk Substation | 0.63 | --> | 0.63 | 0 | 0 | Constrained, otherwise capacity available =564 kVA | --> | 0.598 | 0 | 0.005 | 0.5 | 0 |  | --> | E17 ex BALTRASNA | Baltrasna [T121,T122] | BALTRASNA |  | 53.5039 | -6.532
MV/LV Substation TH***4354 |  | 20 kV | _ | LV | 630 kVA :Kiosk Substation | 0.63 | --> | 0.63 | 0 | 0 | Constrained, otherwise capacity available =513 kVA | --> | 0.598 | 0 | 0.037 | 0.5 | 0 |  | --> | E17 ex BALTRASNA | Baltrasna [T121,T122] | BALTRASNA |  | 53.5064 | -6.5327
MV/LV Substation TH***4357 |  | 20 kV | _ | LV | 400 kVA :Kiosk Substation | 0.4 | --> | 0.4 | 0 | 0 | Constrained, otherwise capacity available =384 kVA | --> | 0.38 | 0 | 0 | 0.382 | 0 |  | --> | E17 ex BALTRASNA | Baltrasna [T121,T122] | BALTRASNA |  | 53.5135 | -6.5423
MV/LV Substation CR***4358 |  | 20 kV | _ | LV | 630 kVA :Kiosk Substation | 0.63 | --> | 0.63 | 0 | 0 | Constrained, otherwise capacity available =590 kVA | --> | 0.598 | 0 | 0.162 | 0.484 | 0 |  | --> | E13 ex GLASMORE | Glasmore [T421,T422] | GLASMORE |  | 53.4686 | -6.2503
MV/LV Substation KI***435Z |  | 20 kV | _ | LV | 50 kVA :Pole Substation | 0.05 | --> | 0.05 | 0 | 0 | Constrained, otherwise capacity available =47 kVA | --> | 0.048 | 0 | 0 | 0.048 | 0 |  | --> | E21 ex ASHBOURNE | Ashbourne [T421,T422] | FINGLAS |  | 53.4835 | -6.3048
MV/LV Substation RA***4360 |  | 20 kV | _ | LV | 630 kVA :Kiosk Substation | 0.63 | --> | 0.63 | 0 | 0 | Constrained, otherwise capacity available =574 kVA | --> | 0.598 | 0 | 0.039 | 0.5 | 0 |  | --> | E21 ex ASHBOURNE | Ashbourne [T421,T422] | FINGLAS |  | 53.4912 | -6.2943
MV/LV Substation BO***4365 |  | 10 kV | _ | LV | 400 kVA :Kiosk Substation | 0.4 | --> | 0.4 | 0 | 0 | Constrained, otherwise capacity available =393 kVA | --> | 0.38 | 0 | 0.002 | 0.38 | 0 |  | --> | C14 ex SWORDS | Swords [T41,T42] | GLASMORE |  | 53.4645 | -6.234
MV/LV Substation BA***4368 |  | 20 kV | _ | LV | 400 kVA :Kiosk Substation | 0.4 | --> | 0.4 | 0 | 0 | Constrained, otherwise capacity available =396 kVA | --> | 0.38 | 0 | 0 | 0.38 | 0 |  | --> | E15 ex BATTER LANE TEMPORARY | Batter Lane Temporary 38kv [T421] | GLASMORE |  | 53.5244 | -6.1674
MV/LV Substation MA***4369 |  | 10 kV | _ | LV | 630 kVA :Building Structure | 0.63 | --> | 0.63 | 0 | 0 | Constrained, otherwise capacity available =474 kVA | --> | 0.598 | 0 | 0.01 | 0.5 | 0 |  | --> | C20 ex COLLINSTOWN | Collinstown [T41,T42] | GRANGE (DR) |  | 53.4428 | -6.216
MV/LV Substation BA***436X |  | 20 kV | _ | LV | 200 kVA :Pole Substation | 0.2 | --> | 0.2 | 0 | 0 | Constrained, otherwise capacity available =152 kVA | --> | 0.19 | 0 | 0 | 0.196 | 0 |  | --> | E18 ex GLASMORE | Glasmore [T421,T422] | GLASMORE |  | 53.5304 | -6.1974
MV/LV Substation DU***436Z |  | 20 kV | _ | LV | 400 kVA :Kiosk Substation | 0.4 | --> | 0.4 | 0 | 0 | Constrained, otherwise capacity available =314 kVA | --> | 0.38 | 0 | 0.025 | 0.373 | 0 |  | --> | E15 ex BATTER LANE TEMPORARY | Batter Lane Temporary 38kv [T421] | GLASMORE |  | 53.5261 | -6.1782
MV/LV Substation BE***4370 |  | 10 kV | _ | LV | 630 kVA :Kiosk Substation | 0.63 | --> | 0.63 | 0 | 0 | Constrained, otherwise capacity available =630 kVA | --> | 0.598 | 0 | 0 | 0.5 | 0 |  | --> | C14 ex SWORDS | Swords [T41,T42] | GLASMORE |  | 53.4522 | -6.2602
MV/LV Substation WA***4371 |  | 10 kV | _ | LV | 400 kVA :Kiosk Substation | 0.4 | --> | 0.4 | 0 | 0 | Constrained, otherwise capacity available =400 kVA | --> | 0.38 | 0 | 0 | 0.38 | 0 |  | --> | C14 ex SWORDS | Swords [T41,T42] | GLASMORE |  | 53.4631 | -6.2221
MV/LV Substation TR***4372 |  | 20 kV | _ | LV | 100 kVA :Pole Substation | 0.1 | --> | 0.1 | 0 | 0 | Constrained, otherwise capacity available =100 kVA | --> | 0.095 | 0 | 0 | 0.095 | 0 |  | --> | E17 ex BALTRASNA | Baltrasna [T121,T122] | BALTRASNA |  | 53.5399 | -6.5251
MV/LV Substation DR***4373 |  | 10 kV | _ | LV | 400 kVA :Kiosk Substation | 0.4 | --> | 0.4 | 0 | 0 | Constrained, otherwise capacity available =276 kVA | --> | 0.38 | 0 | 0.036 | 0.37 | 0 |  | --> | C13 ex MALAHIDE | Malahide [T41,T42] | GLASMORE |  | 53.4128 | -6.1541
MV/LV Substation DR***4374 |  | 10 kV | _ | LV | 400 kVA :Kiosk Substation | 0.4 | --> | 0.4 | 0 | 0 | Constrained, otherwise capacity available =308 kVA | --> | 0.38 | 0 | 0.019 | 0.378 | 0 |  | --> | C13 ex MALAHIDE | Malahide [T41,T42] | GLASMORE |  | 53.4128 | -6.1521
MV/LV Substation RA***4375 |  | 20 kV | _ | LV | 630 kVA :Kiosk Substation | 0.63 | --> | 0.63 | 0 | 0 | Constrained, otherwise capacity available =533 kVA | --> | 0.598 | 0 | 0.013 | 0.5 | 0 |  | --> | E21 ex ASHBOURNE | Ashbourne [T421,T422] | FINGLAS |  | 53.4907 | -6.2982
MV/LV Substation CG***4378 |  | 10 kV | _ | LV | 630 kVA :Kiosk Substation | 0.63 | --> | 0.63 | 0 | 0 | Constrained, otherwise capacity available =630 kVA | --> | 0.598 | 0 | 0 | 0.5 | 0 |  | --> | C19 ex KILMORE | Kilmore [T101,T102,T103] | FINGLAS |  | 53.4143 | -6.2387
MV/LV Substation CG***4379 |  | 10 kV | _ | LV | 630 kVA :Kiosk Substation | 0.63 | --> | 0.63 | 0 | 0 | Constrained, otherwise capacity available =630 kVA | --> | 0.598 | 0 | 0 | 0.5 | 0 |  | --> | C19 ex KILMORE | Kilmore [T101,T102,T103] | FINGLAS |  | 53.4151 | -6.2383
MV/LV Substation HI***437X |  | 20 kV | _ | LV | 50 kVA :Pole Substation | 0.05 | --> | 0.05 | 0 | 0 | Constrained, otherwise capacity available =50 kVA | --> | 0.048 | 0 | 0 | 0.048 | 0 |  | --> | E15 ex BATTER LANE TEMPORARY | Batter Lane Temporary 38kv [T421] | GLASMORE |  | 53.4872 | -6.1986
MV/LV Substation MU***437Z |  | 20 kV | _ | LV | 400 kVA :Kiosk Substation | 0.4 | --> | 0.4 | 0 | 0 | Constrained, otherwise capacity available =325 kVA | --> | 0.38 | 0 | 0 | 0.39 | 0 |  | --> | E16 ex ASHBOURNE | Ashbourne [T421,T422] | FINGLAS |  | 53.5125 | -6.3973
MV/LV Substation TH***4384 |  | 20 kV | _ | LV | 630 kVA :Kiosk Substation | 0.63 | --> | 0.63 | 0 | 0 | Constrained, otherwise capacity available =611 kVA | --> | 0.598 | 0 | 0.011 | 0.5 | 0 |  | --> | E17 ex BALTRASNA | Baltrasna [T121,T122] | BALTRASNA |  | 53.5068 | -6.53
MV/LV Substation TH***4385 |  | 20 kV | _ | LV | 630 kVA :Kiosk Substation | 0.63 | --> | 0.63 | 0 | 0 | Constrained, otherwise capacity available =630 kVA | --> | 0.598 | 0 | 0 | 0.5 | 0 |  | --> | E17 ex BALTRASNA | Baltrasna [T121,T122] | BALTRASNA |  | 53.5059 | -6.5307
MV/LV Substation PA***4387 |  | 10 kV | _ | LV | 400 kVA :Kiosk Substation | 0.4 | --> | 0.4 | 0 | 0 | Constrained, otherwise capacity available =348 kVA | --> | 0.38 | 0 | 0.012 | 0.378 | 0 |  | --> | C13 ex MALAHIDE | Malahide [T41,T42] | GLASMORE |  | 53.4386 | -6.1784
MV/LV Substation GR***4388 |  | 10 kV | _ | LV | 400 kVA :Kiosk Substation | 0.4 | --> | 0.4 | 0 | 0 | Constrained, otherwise capacity available =352 kVA | --> | 0.38 | 0 | 0.041 | 0.356 | 0 |  | --> | C13 ex MALAHIDE | Malahide [T41,T42] | GLASMORE |  | 53.4273 | -6.1715
MV/LV Substation BR***4389 |  | 20 kV | _ | LV | 50 kVA :Pole Substation | 0.05 | --> | 0.05 | 0 | 0 | Constrained, otherwise capacity available =32 kVA | --> | 0.048 | 0 | 0.005 | 0.046 | 0 |  | --> | E21 ex ASHBOURNE | Ashbourne [T421,T422] | FINGLAS |  | 53.4866 | -6.2989
MV/LV Substation RA***438Z |  | 20 kV | _ | LV | 200 kVA :Kiosk Substation | 0.2 | --> | 0.2 | 0 | 0 | Constrained, otherwise capacity available =180 kVA | --> | 0.19 | 0 | 0.011 | 0.184 | 0 |  | --> | E18 ex BALTRASNA | Baltrasna [T121,T122] | BALTRASNA |  | 53.5022 | -6.4664
MV/LV Substation CA***4391 |  | 20 kV | _ | LV | 400 kVA :Building Structure | 0.4 | --> | 0.4 | 0 | 0 | Constrained, otherwise capacity available =380 kVA | --> | 0.38 | 0 | 0.008 | 0.377 | 0 |  | --> | E15 ex ASHBOURNE | Ashbourne [T421,T422] | FINGLAS |  | 53.51 | -6.4077
MV/LV Substation OW***4394 |  | 10 kV | _ | LV | 630 kVA :Building Structure | 0.63 | --> | 0.63 | 0 | 0 | Constrained, otherwise capacity available =564 kVA | --> | 0.598 | 0 | 0 | 0.5 | 0 |  | --> | C22 ex HOWTH JUNCTION | Howth Junction [T41,T42] | GRANGE (DR) |  | 53.3825 | -6.176
MV/LV Substation DO***4395 |  | 20 kV | _ | LV | 50 kVA :Pole Substation | 0.05 | --> | 0.05 | 0 | 0 | Constrained, otherwise capacity available =36 kVA | --> | 0.048 | 0 | 0.014 | 0.039 | 0 |  | --> | E18 ex BALTRASNA | Baltrasna [T121,T122] | BALTRASNA |  | 53.5168 | -6.4566
MV/LV Substation PR***4396 |  | 20 kV | _ | LV | 100 kVA :Pole Substation | 0.1 | --> | 0.1 | 0 | 0 | Constrained, otherwise capacity available =96 kVA | --> | 0.095 | 0 | 0 | 0.096 | 0 |  | --> | C24 ex MACETOWN | Macetown [T101,T102] | MACETOWN |  | 53.4535 | -6.4052
MV/LV Substation SE***4397 |  | 20 kV | _ | LV | 400 kVA :Kiosk Substation | 0.4 | --> | 0.4 | 0 | 0 | Constrained, otherwise capacity available =393 kVA | --> | 0.38 | 0 | 0.003 | 0.379 | 0 |  | --> | E11 ex GLASMORE | Glasmore [T421,T422] | GLASMORE |  | 53.4808 | -6.1558
MV/LV Substation ST***439Z |  | 10 kV | _ | LV | 400 kVA :Kiosk Substation | 0.4 | --> | 0.4 | 0 | 0 | Constrained, otherwise capacity available =379 kVA | --> | 0.38 | 0 | 0.017 | 0.37 | 0 |  | --> | C20 ex SUTTON | Sutton [T41,T42] | GRANGE (DR) |  | 53.3741 | -6.09
MV/LV Substation LA***4400 |  | 20 kV | _ | LV | 400 kVA :Kiosk Substation | 0.4 | --> | 0.4 | 0 | 0 | Constrained, otherwise capacity available =400 kVA | --> | 0.38 | 0 | 0 | 0.38 | 0 |  | --> | E11 ex GLASMORE | Glasmore [T421,T422] | GLASMORE |  | 53.4839 | -6.1396
MV/LV Substation RY***4401 |  | 10 kV | _ | LV | 630 kVA :Building Structure | 0.63 | --> | 0.63 | 0 | 0 | Constrained, otherwise capacity available =630 kVA | --> | 0.598 | 0 | 0 | 0.5 | 0 |  | --> | C20 ex COLLINSTOWN | Collinstown [T41,T42] | GRANGE (DR) |  | 53.4248 | -6.221
MV/LV Substation FO***4402 |  | 10 kV | _ | LV | 400 kVA :Kiosk Substation | 0.4 | --> | 0.4 | 0 | 0 | Constrained, otherwise capacity available =258 kVA | --> | 0.38 | 0 | 0.047 | 0.364 | 0 |  | --> | E17 ex GLASMORE | Glasmore [T421,T422] | GLASMORE |  | 53.4441 | -6.2303
MV/LV Substation CO***4403 |  | 20 kV | _ | LV | 200 kVA :Pole Substation | 0.2 | --> | 0.2 | 0 | 0 | Constrained, otherwise capacity available =200 kVA | --> | 0.19 | 0 | 0 | 0.19 | 0 |  | --> | E15 ex BATTER LANE TEMPORARY | Batter Lane Temporary 38kv [T421] | GLASMORE |  | 53.5158 | -6.1943
MV/LV Substation PR***4404 |  | 20 kV | _ | LV | 630 kVA :Building Structure | 0.63 | --> | 0.63 | 0 | 0 | Constrained, otherwise capacity available =181 kVA | --> | 0.598 | 0 | 0 | 0.5 | 0 |  | --> | E21 ex BALTRASNA | Baltrasna [T121,T122] | BALTRASNA |  | 53.5234 | -6.4024
MV/LV Substation RA***4405 |  | 20 kV | _ | LV | 630 kVA :Building Structure | 0.63 | --> | 0.63 | 0 | 0 | Constrained, otherwise capacity available =504 kVA | --> | 0.598 | 0 | 0.12 | 0.5 | 0 |  | --> | E21 ex BALTRASNA | Baltrasna [T121,T122] | BALTRASNA |  | 53.5254 | -6.4059
MV/LV Substation AB***4406 |  | 10 kV | _ | LV | 400 kVA :Kiosk Substation | 0.4 | --> | 0.4 | 0 | 0 | Constrained, otherwise capacity available =381 kVA | --> | 0.38 | 0 | 0 | 0.383 | 0 |  | --> | C13 ex MALAHIDE | Malahide [T41,T42] | GLASMORE |  | 53.4269 | -6.192
MV/LV Substation MI***4410 |  | 20 kV | _ | LV | 630 kVA :Kiosk Substation | 0.63 | --> | 0.63 | 0 | 0 | Constrained, otherwise capacity available =628 kVA | --> | 0.598 | 0 | 0 | 0.5 | 0 |  | --> | E15 ex ASHBOURNE | Ashbourne [T421,T422] | FINGLAS |  | 53.5103 | -6.4074
MV/LV Substation LI***4412 |  | 10 kV | _ | LV | 630 kVA :Building Structure | 0.63 | --> | 0.63 | 0 | 0 |  | --> | 0.598 | 0 | 0 | 0.5 | 0 |  | --> | C16 ex MALAHIDE | Malahide [T41,T42] | GLASMORE |  | 53.4384 | -6.1355
MV/LV Substation BA***4413 |  | 20 kV | _ | LV | 400 kVA :Kiosk Substation | 0.4 | --> | 0.4 | 0 | 0 | Constrained, otherwise capacity available =390 kVA | --> | 0.38 | 0 | 0 | 0.381 | 0 |  | --> | E11 ex GLASMORE | Glasmore [T421,T422] | GLASMORE |  | 53.4874 | -6.1243
MV/LV Substation ST***4414 |  | 10 kV | _ | LV | 400 kVA :Kiosk Substation | 0.4 | --> | 0.4 | 0 | 0 | Constrained, otherwise capacity available =341 kVA | --> | 0.38 | 0 | 0 | 0.388 | 0 |  | --> | C13 ex MALAHIDE | Malahide [T41,T42] | GLASMORE |  | 53.4181 | -6.1517
MV/LV Substation DU***4415 |  | 20 kV | _ | LV | 630 kVA :Kiosk Substation | 0.63 | --> | 0.63 | 0 | 0 | Constrained, otherwise capacity available =630 kVA | --> | 0.598 | 0 | 0 | 0.5 | 0 |  | --> | E17 ex BALTRASNA | Baltrasna [T121,T122] | BALTRASNA |  | 53.502 | -6.5269
MV/LV Substation FL***4417 |  | 10 kV | _ | LV | 400 kVA :Kiosk Substation | 0.4 | --> | 0.4 | 0 | 0 | Constrained, otherwise capacity available =340 kVA | --> | 0.38 | 0 | 0 | 0.388 | 0 |  | --> | C13 ex POPPINTREE | Poppintree [T101,T102] | FINGLAS |  | 53.4424 | -6.2846
MV/LV Substation GR***4419 |  | 20 kV | _ | LV | 630 kVA :Kiosk Substation | 0.63 | --> | 0.63 | 0 | 0 | Constrained, otherwise capacity available =626 kVA | --> | 0.598 | 0 | 0 | 0.5 | 0 |  | --> | E17 ex BALTRASNA | Baltrasna [T121,T122] | BALTRASNA |  | 53.5161 | -6.5347
MV/LV Substation GO***441Z |  | 10 kV | _ | LV | 200 kVA :Kiosk Substation | 0.2 | --> | 0.2 | 0 | 0 | Constrained, otherwise capacity available =115 kVA | --> | 0.19 | 0 | 0.005 | 0.198 | 0 |  | --> | C15 ex MALAHIDE | Malahide [T41,T42] | GLASMORE |  | 53.4204 | -6.1383
MV/LV Substation WE***4421 |  | 20 kV | _ | LV | 630 kVA :Kiosk Substation | 0.63 | --> | 0.63 | 0 | 0 | Constrained, otherwise capacity available =627 kVA | --> | 0.598 | 0 | 0 | 0.5 | 0 |  | --> | E18 ex BALTRASNA | Baltrasna [T121,T122] | BALTRASNA |  | 53.4987 | -6.455
MV/LV Substation TH***4429 |  | 20 kV | _ | LV | 400 kVA :Kiosk Substation | 0.4 | --> | 0.4 | 0 | 0 | Constrained, otherwise capacity available =395 kVA | --> | 0.38 | 0 | 0.018 | 0.367 | 0 |  | --> | E13 ex GLASMORE | Glasmore [T421,T422] | GLASMORE |  | 53.4725 | -6.2484
MV/LV Substation AP***442Z |  | 20 kV | _ | LV | 630 kVA :Building Structure | 0.63 | --> | 0.63 | 0 | 0 | Constrained, otherwise capacity available =534 kVA | --> | 0.598 | 0 | 0 | 0.5 | 0 |  | --> | E13 ex GLASMORE | Glasmore [T421,T422] | GLASMORE |  | 53.47 | -6.2284
MV/LV Substation BA***443 |  | 20 kV | _ | LV | 200 kVA :Pole Substation | 0.2 | --> | 0.2 | 0 | 0 | Constrained, otherwise capacity available =188 kVA | --> | 0.19 | 0 | 0.004 | 0.189 | 0 |  | --> | E15 ex ASHBOURNE | Ashbourne [T421,T422] | FINGLAS |  | 53.4956 | -6.3939
MV/LV Substation GL***4433 |  | 10 kV | _ | LV | 400 kVA :Kiosk Substation | 0.4 | --> | 0.4 | 0 | 0 | Constrained, otherwise capacity available =392 kVA | --> | 0.38 | 0 | 0 | 0.381 | 0 |  | --> | C17 ex KILMORE | Kilmore [T101,T102,T103] | FINGLAS |  | 53.4001 | -6.2049
MV/LV Substation CO***4436 |  | 10 kV | _ | LV | 400 kVA :Kiosk Substation | 0.4 | --> | 0.4 | 0 | 0 | Constrained, otherwise capacity available =400 kVA | --> | 0.38 | 0 | 0 | 0.38 | 0 |  | --> | C15 ex MOUNTGORRY | Mountgorry [T41,T42] | GRANGE (DR) |  | 53.4576 | -6.2151
MV/LV Substation CU***4442 |  | 10 kV | _ | LV | 400 kVA :Kiosk Substation | 0.4 | --> | 0.4 | 0 | 0 | Constrained, otherwise capacity available =387 kVA | --> | 0.38 | 0 | 0 | 0.382 | 0 |  | --> | C19 ex MALAHIDE | Malahide [T41,T42] | GLASMORE |  | 53.4502 | -6.167
MV/LV Substation BA***4443 |  | 20 kV | _ | LV | 400 kVA :Kiosk Substation | 0.4 | --> | 0.4 | 0 | 0 | Constrained, otherwise capacity available =400 kVA | --> | 0.38 | 0 | 0 | 0.38 | 0 |  | --> | E20 ex BALTRASNA | Baltrasna [T121,T122] | BALTRASNA |  | 53.5198 | -6.4148
MV/LV Substation DR***4449 |  | 10 kV | _ | LV | 400 kVA :Kiosk Substation | 0.4 | --> | 0.4 | 0 | 0 | Constrained, otherwise capacity available =392 kVA | --> | 0.38 | 0 | 0 | 0.381 | 0 |  | --> | C13 ex MALAHIDE | Malahide [T41,T42] | GLASMORE |  | 53.4164 | -6.1557
MV/LV Substation RO***444X |  | 10 kV | _ | LV | 200 kVA :Pole Substation | 0.2 | --> | 0.2 | 0 | 0 | Constrained, otherwise capacity available =200 kVA | --> | 0.19 | 0 | 0 | 0.19 | 0 |  | --> | C13 ex MALAHIDE | Malahide [T41,T42] | GLASMORE |  | 53.4388 | -6.1943
MV/LV Substation JO***444Z |  | 20 kV | _ | LV | 50 kVA :Pole Substation | 0.05 | --> | 0.05 | 0 | 0 | Constrained, otherwise capacity available =49 kVA | --> | 0.048 | 0 | 0 | 0.048 | 0 |  | --> | E21 ex ASHBOURNE | Ashbourne [T421,T422] | FINGLAS |  | 53.5281 | -6.3355
MV/LV Substation ST***4450 |  | 10 kV | _ | LV | 630 kVA :Kiosk Substation | 0.63 | --> | 0.63 | 0 | 0 | Constrained, otherwise capacity available =580 kVA | --> | 0.598 | 0 | 0 | 0.5 | 0 |  | --> | C15 ex MALAHIDE | Malahide [T41,T42] | GLASMORE |  | 53.4132 | -6.1496
MV/LV Substation ST***4451 |  | 10 kV | _ | LV | 400 kVA :Kiosk Substation | 0.4 | --> | 0.4 | 0 | 0 | Constrained, otherwise capacity available =390 kVA | --> | 0.38 | 0 | 0 | 0.381 | 0 |  | --> | C15 ex MALAHIDE | Malahide [T41,T42] | GLASMORE |  | 53.4137 | -6.1467
MV/LV Substation TH***4453 |  | 20 kV | _ | LV | 400 kVA :Building Structure | 0.4 | --> | 0.4 | 0 | 0 | Constrained, otherwise capacity available =400 kVA | --> | 0.38 | 0 | 0 | 0.38 | 0 |  | --> | E17 ex BALTRASNA | Baltrasna [T121,T122] | BALTRASNA |  | 53.5013 | -6.5269
MV/LV Substation ST***4455 |  | 20 kV | _ | LV | 100 kVA :Pole Substation | 0.1 | --> | 0.1 | 0 | 0 | Constrained, otherwise capacity available =97 kVA | --> | 0.095 | 0 | 0.017 | 0.083 | 0 |  | --> | E15 ex ASHBOURNE | Ashbourne [T421,T422] | FINGLAS |  | 53.4977 | -6.388
MV/LV Substation SO***445X |  | 10 kV | _ | LV | 400 kVA :Kiosk Substation | 0.4 | --> | 0.4 | 0 | 0 | Constrained, otherwise capacity available =301 kVA | --> | 0.38 | 0 | 0.064 | 0.346 | 0 |  | --> | C19 ex MALAHIDE | Malahide [T41,T42] | GLASMORE |  | 53.454 | -6.1666
MV/LV Substation RA***446 |  | 20 kV | _ | LV | 50 kVA :Pole Substation | 0.05 | --> | 0.05 | 0 | 0 | Constrained, otherwise capacity available =21 kVA | --> | 0.048 | 0 | 0.003 | 0.049 | 0 |  | --> | E12 ex ASHBOURNE | Ashbourne [T421,T422] | FINGLAS |  | 53.4988 | -6.4203
MV/LV Substation LI***4460 |  | 20 kV | _ | LV | 50 kVA :Pole Substation | 0.05 | --> | 0.05 | 0 | 0 | Constrained, otherwise capacity available =38 kVA | --> | 0.048 | 0 | 0 | 0.049 | 0 |  | --> | E22 ex GLASMORE | Glasmore [T421,T422] | GLASMORE |  | 53.4769 | -6.2024
MV/LV Substation CA***4464 |  | 20 kV | _ | LV | 630 kVA :Kiosk Substation | 0.63 | --> | 0.63 | 0 | 0 | Constrained, otherwise capacity available =594 kVA | --> | 0.598 | 0 | 0.068 | 0.5 | 0 |  | --> | E11 ex GLASMORE | Glasmore [T421,T422] | GLASMORE |  | 53.4859 | -6.1437
MV/LV Substation CA***4465 |  | 20 kV | _ | LV | 630 kVA :Kiosk Substation | 0.63 | --> | 0.63 | 0 | 0 | Constrained, otherwise capacity available =612 kVA | --> | 0.598 | 0 | 0.025 | 0.5 | 0 |  | --> | E11 ex GLASMORE | Glasmore [T421,T422] | GLASMORE |  | 53.4853 | -6.14
MV/LV Substation CA***4466 |  | 20 kV | _ | LV | 1000 kVA :Building Structure | 1 | --> | 1 | 0 | 0 | Constrained, otherwise capacity available =1000 kVA | --> | 0.95 | 0 | 0 | 0.5 | 0 |  | --> | E11 ex GLASMORE | Glasmore [T421,T422] | GLASMORE |  | 53.4847 | -6.1383
MV/LV Substation CA***4467 |  | 20 kV | _ | LV | 630 kVA :Kiosk Substation | 0.63 | --> | 0.63 | 0 | 0 | Constrained, otherwise capacity available =627 kVA | --> | 0.598 | 0 | 0.043 | 0.5 | 0 |  | --> | E11 ex GLASMORE | Glasmore [T421,T422] | GLASMORE |  | 53.4844 | -6.1361
MV/LV Substation CA***4468 |  | 20 kV | _ | LV | 630 kVA :Kiosk Substation | 0.63 | --> | 0.63 | 0 | 0 | Constrained, otherwise capacity available =622 kVA | --> | 0.598 | 0 | 0.059 | 0.5 | 0 |  | --> | E11 ex GLASMORE | Glasmore [T421,T422] | GLASMORE |  | 53.4857 | -6.136
MV/LV Substation CA***4469 |  | 20 kV | _ | LV | 630 kVA :Kiosk Substation | 0.63 | --> | 0.63 | 0 | 0 | Constrained, otherwise capacity available =630 kVA | --> | 0.598 | 0 | 0 | 0.5 | 0 |  | --> | E11 ex GLASMORE | Glasmore [T421,T422] | GLASMORE |  | 53.4867 | -6.1355
MV/LV Substation SE***4470 |  | 20 kV | _ | LV | 400 kVA :Kiosk Substation | 0.4 | --> | 0.4 | 0 | 0 | Constrained, otherwise capacity available =392 kVA | --> | 0.38 | 0 | 0 | 0.381 | 0 |  | --> | E17 ex BALTRASNA | Baltrasna [T121,T122] | BALTRASNA |  | 53.5162 | -6.5512
MV/LV Substation MI***4471 |  | 20 kV | _ | LV | 630 kVA :Kiosk Substation | 0.63 | --> | 0.63 | 0 | 0 | Constrained, otherwise capacity available =620 kVA | --> | 0.598 | 0 | 0 | 0.5 | 0 |  | --> | E16 ex ASHBOURNE | Ashbourne [T421,T422] | FINGLAS |  | 53.5149 | -6.3896
MV/LV Substation FO***4472 |  | 10 kV | _ | LV | 630 kVA :Building Structure | 0.63 | --> | 0.63 | 0 | 0 | Constrained, otherwise capacity available =628 kVA | --> | 0.598 | 0 | 0 | 0.5 | 0 |  | --> | E17 ex GLASMORE | Glasmore [T421,T422] | GLASMORE |  | 53.4443 | -6.2298
MV/LV Substation BA***4474 |  | 20 kV | _ | LV | 400 kVA :Kiosk Substation | 0.4 | --> | 0.4 | 0 | 0 | Constrained, otherwise capacity available =376 kVA | --> | 0.38 | 0 | 0 | 0.383 | 0 |  | --> | E15 ex BATTER LANE TEMPORARY | Batter Lane Temporary 38kv [T421] | GLASMORE |  | 53.5287 | -6.1762
MV/LV Substation BI***4477 |  | 10 kV | _ | LV | 400 kVA :Kiosk Substation | 0.4 | --> | 0.4 | 0 | 0 | Constrained, otherwise capacity available =394 kVA | --> | 0.38 | 0 | 0 | 0.381 | 0 |  | --> | C14 ex SUTTON | Sutton [T41,T42] | GRANGE (DR) |  | 53.3894 | -6.1227
MV/LV Substation TH***4481 |  | 20 kV | _ | LV | 630 kVA :Kiosk Substation | 0.63 | --> | 0.63 | 0 | 0 | Constrained, otherwise capacity available =630 kVA | --> | 0.598 | 0 | 0 | 0.5 | 0 |  | --> | E17 ex BALTRASNA | Baltrasna [T121,T122] | BALTRASNA |  | 53.5086 | -6.5303
MV/LV Substation TH***4482 |  | 20 kV | _ | LV | 630 kVA :Kiosk Substation | 0.63 | --> | 0.63 | 0 | 0 | Constrained, otherwise capacity available =630 kVA | --> | 0.598 | 0 | 0 | 0.5 | 0 |  | --> | E17 ex BALTRASNA | Baltrasna [T121,T122] | BALTRASNA |  | 53.5068 | -6.5283
MV/LV Substation CO***4489 |  | 20 kV | _ | LV | 630 kVA :Kiosk Substation | 0.63 | --> | 0.63 | 0 | 0 | Constrained, otherwise capacity available =630 kVA | --> | 0.598 | 0 | 0 | 0.5 | 0 |  | --> | E15 ex ASHBOURNE | Ashbourne [T421,T422] | FINGLAS |  | 53.5011 | -6.3947
MV/LV Substation HA***448Z |  | 20 kV | _ | LV | 200 kVA :Kiosk Substation | 0.2 | --> | 0.2 | 0 | 0 | Constrained, otherwise capacity available =162 kVA | --> | 0.19 | 0 | 0.028 | 0.174 | 0 |  | --> | E18 ex GLASMORE | Glasmore [T421,T422] | GLASMORE |  | 53.4864 | -6.2715
MV/LV Substation CO***4490 |  | 20 kV | _ | LV | 630 kVA :Kiosk Substation | 0.63 | --> | 0.63 | 0 | 0 | Constrained, otherwise capacity available =630 kVA | --> | 0.598 | 0 | 0 | 0.5 | 0 |  | --> | E15 ex ASHBOURNE | Ashbourne [T421,T422] | FINGLAS |  | 53.5024 | -6.3918
MV/LV Substation CO***4491 |  | 20 kV | _ | LV | 630 kVA :Kiosk Substation | 0.63 | --> | 0.63 | 0 | 0 | Constrained, otherwise capacity available =630 kVA | --> | 0.598 | 0 | 0 | 0.5 | 0 |  | --> | E15 ex ASHBOURNE | Ashbourne [T421,T422] | FINGLAS |  | 53.5026 | -6.3955
MV/LV Substation BA***4494 |  | 20 kV | _ | LV | 630 kVA :Building Structure | 0.63 | --> | 0.63 | 0 | 0 | Constrained, otherwise capacity available =630 kVA | --> | 0.598 | 0 | 0 | 0.5 | 0 |  | --> | E11 ex GLASMORE | Glasmore [T421,T422] | GLASMORE |  | 53.4853 | -6.1427
MV/LV Substation BA***4495 |  | 20 kV | _ | LV | 630 kVA :Kiosk Substation | 0.63 | --> | 0.63 | 0 | 0 | Constrained, otherwise capacity available =630 kVA | --> | 0.598 | 0 | 0 | 0.5 | 0 |  | --> | E11 ex GLASMORE | Glasmore [T421,T422] | GLASMORE |  | 53.4847 | -6.1426
MV/LV Substation EG***4497 |  | 20 kV | _ | LV | 400 kVA :Kiosk Substation | 0.4 | --> | 0.4 | 0 | 0 | Constrained, otherwise capacity available =400 kVA | --> | 0.38 | 0 | 0 | 0.38 | 0 |  | --> | E15 ex ASHBOURNE | Ashbourne [T421,T422] | FINGLAS |  | 53.5093 | -6.4026
MV/LV Substation BR***449Z |  | 20 kV | _ | LV | 400 kVA :Kiosk Substation | 0.4 | --> | 0.4 | 0 | 0 | Constrained, otherwise capacity available =305 kVA | --> | 0.38 | 0 | 0.037 | 0.365 | 0 |  | --> | E16 ex ASHBOURNE | Ashbourne [T421,T422] | FINGLAS |  | 53.5159 | -6.4108
MV/LV Substation GL***4500 |  | 20 kV | _ | LV | 50 kVA :Pole Substation | 0.05 | --> | 0.05 | 0 | 0 | Constrained, otherwise capacity available =46 kVA | --> | 0.048 | 0 | 0.006 | 0.044 | 0 |  | --> | E21 ex ASHBOURNE | Ashbourne [T421,T422] | FINGLAS |  | 53.4774 | -6.3259
MV/LV Substation CO***4504 |  | 20 kV | _ | LV | 50 kVA :Pole Substation | 0.05 | --> | 0.05 | 0 | 0 | Constrained, otherwise capacity available =50 kVA | --> | 0.048 | 0 | 0 | 0.048 | 0 |  | --> | E15 ex BATTER LANE TEMPORARY | Batter Lane Temporary 38kv [T421] | GLASMORE |  | 53.5135 | -6.1931
MV/LV Substation HA***4515 |  | 10 kV | _ | LV | 630 kVA :Kiosk Substation | 0.63 | --> | 0.63 | 0 | 0 | Constrained, otherwise capacity available =630 kVA | --> | 0.598 | 0 | 0 | 0.5 | 0 |  | --> | C13 ex MALAHIDE | Malahide [T41,T42] | GLASMORE |  | 53.426 | -6.1771
MV/LV Substation HA***4516 |  | 10 kV | _ | LV | 630 kVA :Kiosk Substation | 0.63 | --> | 0.63 | 0 | 0 | Constrained, otherwise capacity available =616 kVA | --> | 0.598 | 0 | 0.006 | 0.5 | 0 |  | --> | C13 ex MALAHIDE | Malahide [T41,T42] | GLASMORE |  | 53.4249 | -6.1766
MV/LV Substation ED***4519 |  | 10 kV | _ | LV | 630 kVA :Kiosk Substation | 0.63 | --> | 0.63 | 0.5 | 5.82 |  | --> | 0.598 | 0 | 0 | 0.5 | 0 |  | --> | C19 ex COOLOCK | Coolock [T41,T42] | FINGLAS |  | 53.389 | -6.1823
MV/LV Substation TH***451X |  | 20 kV | _ | LV | 100 kVA :Pole Substation | 0.1 | --> | 0.1 | 0 | 0 | Constrained, otherwise capacity available =50 kVA | --> | 0.095 | 0 | 0.015 | 0.09 | 0 |  | --> | E11 ex GLASMORE | Glasmore [T421,T422] | GLASMORE |  | 53.4908 | -6.1004
MV/LV Substation RO***451Z |  | 20 kV | _ | LV | 400 kVA :Building Structure | 0.4 | --> | 0.4 | 0 | 0 | Constrained, otherwise capacity available =333 kVA | --> | 0.38 | 0 | 0.09 | 0.322 | 0 |  | --> | E18 ex GLASMORE | Glasmore [T421,T422] | GLASMORE |  | 53.4869 | -6.2737
MV/LV Substation JA***4524 |  | 10 kV | _ | LV | 100 kVA :Pole Substation | 0.1 | --> | 0.1 | 0 | 0 | Constrained, otherwise capacity available =96 kVA | --> | 0.095 | 0 | 0 | 0.096 | 0 |  | --> | C23 ex SWORDS | Swords [T41,T42] | GLASMORE |  | 53.456 | -6.2231
MV/LV Substation FA***4527 |  | 20 kV | _ | LV | 50 kVA :Pole Substation | 0.05 | --> | 0.05 | 0 | 0 | Constrained, otherwise capacity available =50 kVA | --> | 0.048 | 0 | 0 | 0.048 | 0 |  | --> | C24 ex MACETOWN | Macetown [T101,T102] | MACETOWN |  | 53.4842 | -6.4699
MV/LV Substation AP***452Z |  | 20 kV | _ | LV | 400 kVA :Kiosk Substation | 0.4 | --> | 0.4 | 0 | 0 | Constrained, otherwise capacity available =382 kVA | --> | 0.38 | 0 | 0 | 0.382 | 0 |  | --> | E13 ex GLASMORE | Glasmore [T421,T422] | GLASMORE |  | 53.4711 | -6.2331
MV/LV Substation RA***453 |  | 20 kV | _ | LV | 630 kVA :Building Structure | 0.63 | --> | 0.63 | 0 | 0 | Constrained, otherwise capacity available =400 kVA | --> | 0.598 | 0 | 0.009 | 0.5 | 0 |  | --> | E18 ex BALTRASNA | Baltrasna [T121,T122] | BALTRASNA |  | 53.5074 | -6.4589
MV/LV Substation AU***4533 |  | 10 kV | _ | LV | 400 kVA :Kiosk Substation | 0.4 | --> | 0.4 | 0 | 0 | Constrained, otherwise capacity available =400 kVA | --> | 0.38 | 0 | 0 | 0.38 | 0 |  | --> | C18 ex MOUNTGORRY | Mountgorry [T41,T42] | GRANGE (DR) |  | 53.4416 | -6.177
MV/LV Substation ES***4535 |  | 20 kV | _ | LV | 100 kVA :Pole Substation | 0.1 | --> | 0.1 | 0 | 0 | Constrained, otherwise capacity available =100 kVA | --> | 0.095 | 0 | 0 | 0.095 | 0 |  | --> | E11 ex ASHBOURNE | Ashbourne [T421,T422] | FINGLAS |  | 53.4904 | -6.3697
MV/LV Substation AL***4538 |  | 20 kV | _ | LV | 630 kVA :Building Structure | 0.63 | --> | 0.63 | 0 | 0 | Constrained, otherwise capacity available =630 kVA | --> | 0.598 | 0 | 0 | 0.5 | 0 |  | --> | E15 ex BATTER LANE TEMPORARY | Batter Lane Temporary 38kv [T421] | GLASMORE |  | 53.4862 | -6.1557
MV/LV Substation CU***454 |  | 20 kV | _ | LV | 200 kVA :Kiosk Substation | 0.2 | --> | 0.2 | 0 | 0 | Constrained, otherwise capacity available =167 kVA | --> | 0.19 | 0 | 0.019 | 0.18 | 0 |  | --> | E18 ex BALTRASNA | Baltrasna [T121,T122] | BALTRASNA |  | 53.5095 | -6.4622
MV/LV Substation HA***4546 |  | 20 kV | _ | LV | 630 kVA :Kiosk Substation | 0.63 | --> | 0.63 | 0 | 0 | Constrained, otherwise capacity available =630 kVA | --> | 0.598 | 0 | 0 | 0.5 | 0 |  | --> | E11 ex GLASMORE | Glasmore [T421,T422] | GLASMORE |  | 53.4799 | -6.1501
MV/LV Substation HA***4547 |  | 20 kV | _ | LV | 630 kVA :Kiosk Substation | 0.63 | --> | 0.63 | 0 | 0 | Constrained, otherwise capacity available =630 kVA | --> | 0.598 | 0 | 0 | 0.5 | 0 |  | --> | E11 ex GLASMORE | Glasmore [T421,T422] | GLASMORE |  | 53.4809 | -6.1509
MV/LV Substation WE***454Z |  | 20 kV | _ | LV | 50 kVA :Pole Substation | 0.05 | --> | 0.05 | 0 | 0 | Constrained, otherwise capacity available =42 kVA | --> | 0.048 | 0 | 0 | 0.049 | 0 |  | --> | E21 ex ASHBOURNE | Ashbourne [T421,T422] | FINGLAS |  | 53.5263 | -6.3025
MV/LV Substation RA***455X |  | 20 kV | _ | LV | 200 kVA :Pole Substation | 0.2 | --> | 0.2 | 0 | 0 | Constrained, otherwise capacity available =200 kVA | --> | 0.19 | 0 | 0 | 0.19 | 0 |  | --> | E18 ex BALTRASNA | Baltrasna [T121,T122] | BALTRASNA |  | 53.5048 | -6.4545
MV/LV Substation TH***455Z |  | 10 kV | _ | LV | 400 kVA :Kiosk Substation | 0.4 | --> | 0.4 | 0 | 0 | Constrained, otherwise capacity available =296 kVA | --> | 0.38 | 0 | 0.064 | 0.346 | 0 |  | --> | C20 ex SUTTON | Sutton [T41,T42] | GRANGE (DR) |  | 53.3749 | -6.0547
MV/LV Substation ME***4565 |  | 20 kV | _ | LV | 630 kVA :Kiosk Substation | 0.63 | --> | 0.63 | 0 | 0 | Constrained, otherwise capacity available =630 kVA | --> | 0.598 | 0 | 0 | 0.5 | 0 |  | --> | E13 ex GLASMORE | Glasmore [T421,T422] | GLASMORE |  | 53.4752 | -6.2472
MV/LV Substation ME***4566 |  | 20 kV | _ | LV | 630 kVA :Kiosk Substation | 0.63 | --> | 0.63 | 0 | 0 | Constrained, otherwise capacity available =630 kVA | --> | 0.598 | 0 | 0 | 0.5 | 0 |  | --> | E13 ex GLASMORE | Glasmore [T421,T422] | GLASMORE |  | 53.4759 | -6.2475
MV/LV Substation DA***460Z |  | 20 kV | _ | LV | 50 kVA :Pole Substation | 0.05 | --> | 0.05 | 0 | 0 | Constrained, otherwise capacity available =45 kVA | --> | 0.048 | 0 | 0 | 0.048 | 0 |  | --> | C26 ex STEPHENSTOWN | Stephenstown [T101,T102] | FINGLAS |  | 53.5569 | -6.2745
MV/LV Substation KE***463Z |  | 10 kV | _ | LV | 400 kVA :Kiosk Substation | 0.4 | --> | 0.4 | 0 | 0 | Constrained, otherwise capacity available =172 kVA | --> | 0.38 | 0 | 0.025 | 0.392 | 0 |  | --> | C13 ex MALAHIDE | Malahide [T41,T42] | GLASMORE |  | 53.4417 | -6.1964
MV/LV Substation KE***464Z |  | 10 kV | _ | LV | 400 kVA :Kiosk Substation | 0.4 | --> | 0.4 | 0 | 0 | Constrained, otherwise capacity available =315 kVA | --> | 0.38 | 0 | 0.009 | 0.385 | 0 |  | --> | C13 ex MALAHIDE | Malahide [T41,T42] | GLASMORE |  | 53.442 | -6.1999
MV/LV Substation DR***465Z |  | 10 kV | _ | LV | 400 kVA :Kiosk Substation | 0.4 | --> | 0.4 | 0 | 0 | Constrained, otherwise capacity available =314 kVA | --> | 0.38 | 0 | 0.034 | 0.366 | 0 |  | --> | C13 ex MALAHIDE | Malahide [T41,T42] | GLASMORE |  | 53.4426 | -6.2013
MV/LV Substation DR***466Z |  | 10 kV | _ | LV | 400 kVA :Kiosk Substation | 0.4 | --> | 0.4 | 0 | 0 | Constrained, otherwise capacity available =277 kVA | --> | 0.38 | 0 | 0.02 | 0.382 | 0 |  | --> | C13 ex MALAHIDE | Malahide [T41,T42] | GLASMORE |  | 53.443 | -6.1999
MV/LV Substation DR***468Z |  | 20 kV | _ | LV | 100 kVA :Pole Substation | 0.1 | --> | 0.1 | 0 | 0 | Constrained, otherwise capacity available =87 kVA | --> | 0.095 | 0 | 0.015 | 0.086 | 0 |  | --> | E21 ex ASHBOURNE | Ashbourne [T421,T422] | FINGLAS |  | 53.507 | -6.3039
MV/LV Substation CA***469Z |  | 20 kV | _ | LV | 200 kVA :Kiosk Substation | 0.2 | --> | 0.2 | 0 | 0 | Constrained, otherwise capacity available =182 kVA | --> | 0.19 | 0 | 0.011 | 0.184 | 0 |  | --> | E18 ex BALTRASNA | Baltrasna [T121,T122] | BALTRASNA |  | 53.4969 | -6.4674
MV/LV Substation VI***470Z |  | 20 kV | _ | LV | 200 kVA :Kiosk Substation | 0.2 | --> | 0.2 | 0 | 0 | Constrained, otherwise capacity available =171 kVA | --> | 0.19 | 0 | 0 | 0.194 | 0 |  | --> | E18 ex BALTRASNA | Baltrasna [T121,T122] | BALTRASNA |  | 53.5054 | -6.4572
MV/LV Substation MA***471 |  | 10 kV | _ | LV | 50 kVA :Pole Substation | 0.05 | --> | 0.05 | 0 | 0 | Constrained, otherwise capacity available =17 kVA | --> | 0.048 | 0 | 0 | 0.052 | 0 |  | --> | C17 ex GRANGE (DR) | Grange (dr) [T41,T42] | GRANGE (DR) |  | 53.409 | -6.1375
MV/LV Substation BO***471X |  | 20 kV | _ | LV | 100 kVA :Pole Substation | 0.1 | --> | 0.1 | 0 | 0 | Constrained, otherwise capacity available =75 kVA | --> | 0.095 | 0 | 0.016 | 0.086 | 0 |  | --> | E17 ex BALTRASNA | Baltrasna [T121,T122] | BALTRASNA |  | 53.5336 | -6.4664
MV/LV Substation FO***473 |  | 10 kV | _ | LV | 400 kVA :Kiosk Substation | 0.4 | --> | 0.4 | 0 | 0 | Constrained, otherwise capacity available =359 kVA | --> | 0.38 | 0 | 0 | 0.386 | 0 |  | --> | E17 ex GLASMORE | Glasmore [T421,T422] | GLASMORE |  | 53.4481 | -6.2351
MV/LV Substation MI***473Z |  | 20 kV | _ | LV | 200 kVA :Kiosk Substation | 0.2 | --> | 0.2 | 0 | 0 | Constrained, otherwise capacity available =181 kVA | --> | 0.19 | 0 | 0 | 0.192 | 0 |  | --> | E18 ex BALTRASNA | Baltrasna [T121,T122] | BALTRASNA |  | 53.5015 | -6.4665
MV/LV Substation MI***474Z |  | 10 kV | _ | LV | 400 kVA :Kiosk Substation | 0.4 | --> | 0.4 | 0 | 0 | Constrained, otherwise capacity available =353 kVA | --> | 0.38 | 0 | 0 | 0.386 | 0 |  | --> | C23 ex SWORDS | Swords [T41,T42] | GLASMORE |  | 53.4522 | -6.2251
MV/LV Substation AS***475Z |  | 20 kV | _ | LV | 400 kVA :Building Structure | 0.4 | --> | 0.4 | 0 | 0 | Constrained, otherwise capacity available =305 kVA | --> | 0.38 | 0 | 0 | 0.393 | 0 |  | --> | E15 ex ASHBOURNE | Ashbourne [T421,T422] | FINGLAS |  | 53.51 | -6.3991
MV/LV Substation AS***476Z |  | 20 kV | _ | LV | 630 kVA :Building Structure | 0.63 | --> | 0.63 | 0 | 0 | Constrained, otherwise capacity available =322 kVA | --> | 0.598 | 0 | 0 | 0.5 | 0 |  | --> | E15 ex ASHBOURNE | Ashbourne [T421,T422] | FINGLAS |  | 53.5108 | -6.4009
MV/LV Substation CA***477X |  | 20 kV | _ | LV | 33 kVA :Pole Substation | 0.033 | --> | 0.033 | 0 | 0 | Constrained, otherwise capacity available =18 kVA | --> | 0.031 | 0 | 0 | 0.033 | 0 |  | --> | E17 ex BALTRASNA | Baltrasna [T121,T122] | BALTRASNA |  | 53.5281 | -6.4813
MV/LV Substation AS***477Z |  | 20 kV | _ | LV | 630 kVA :Building Structure | 0.63 | --> | 0.63 | 0 | 0 | Constrained, otherwise capacity available =507 kVA | --> | 0.598 | 0 | 0 | 0.5 | 0 |  | --> | E15 ex ASHBOURNE | Ashbourne [T421,T422] | FINGLAS |  | 53.5108 | -6.4008
MV/LV Substation BA***478Z |  | 20 kV | _ | LV | 200 kVA :Kiosk Substation | 0.2 | --> | 0.2 | 0 | 0 | Constrained, otherwise capacity available =148 kVA | --> | 0.19 | 0 | 0 | 0.197 | 0 |  | --> | E15 ex ASHBOURNE | Ashbourne [T421,T422] | FINGLAS |  | 53.4952 | -6.3963
MV/LV Substation MO***480Z |  | 10 kV | _ | LV | 200 kVA :Kiosk Substation | 0.2 | --> | 0.2 | 0 | 0 | Constrained, otherwise capacity available =156 kVA | --> | 0.19 | 0 | 0.003 | 0.194 | 0 |  | --> | C20 ex MOUNTGORRY | Mountgorry [T41,T42] | GRANGE (DR) |  | 53.4537 | -6.2082
MV/LV Substation WA***481 |  | 10 kV | _ | LV | 50 kVA :Pole Substation | 0.05 | --> | 0.05 | 0 | 0 | Constrained, otherwise capacity available =36 kVA | --> | 0.048 | 0 | 0 | 0.049 | 0 |  | --> | C20 ex COLLINSTOWN | Collinstown [T41,T42] | GRANGE (DR) |  | 53.4288 | -6.2275
MV/LV Substation KE***481Z |  | 10 kV | _ | LV | 50 kVA :Pole Substation | 0.05 | --> | 0.05 | 0 | 0 | Constrained, otherwise capacity available =33 kVA | --> | 0.048 | 0 | 0 | 0.05 | 0 |  | --> | C13 ex MALAHIDE | Malahide [T41,T42] | GLASMORE |  | 53.44 | -6.2071
MV/LV Substation JU***483Z |  | 20 kV | _ | LV | 400 kVA :Kiosk Substation | 0.4 | --> | 0.4 | 0 | 0 | Constrained, otherwise capacity available =351 kVA | --> | 0.38 | 0 | 0 | 0.387 | 0 |  | --> | E13 ex GLASMORE | Glasmore [T421,T422] | GLASMORE |  | 53.4698 | -6.2289
MV/LV Substation SE***484Z |  | 10 kV | _ | LV | 200 kVA :Kiosk Substation | 0.2 | --> | 0.2 | 0 | 0 | Constrained, otherwise capacity available =200 kVA | --> | 0.19 | 0 | 0 | 0.19 | 0 |  | --> | C17 ex MOUNTGORRY | Mountgorry [T41,T42] | GRANGE (DR) |  | 53.4547 | -6.1694
MV/LV Substation HA***487 |  | 10 kV | _ | LV | 100 kVA :Pole Substation | 0.1 | --> | 0.1 | 0 | 0 | Constrained, otherwise capacity available =66 kVA | --> | 0.095 | 0 | 0 | 0.1 | 0 |  | --> | C13 ex MALAHIDE | Malahide [T41,T42] | GLASMORE |  | 53.4276 | -6.1542
MV/LV Substation RI***487Z |  | 20 kV | _ | LV | 400 kVA :Kiosk Substation | 0.4 | --> | 0.4 | 0 | 0 | Constrained, otherwise capacity available =352 kVA | --> | 0.38 | 0 | 0 | 0.386 | 0 |  | --> | E18 ex BALTRASNA | Baltrasna [T121,T122] | BALTRASNA |  | 53.5045 | -6.4674
MV/LV Substation BE***488 |  | 10 kV | _ | LV | 50 kVA :Pole Substation | 0.05 | --> | 0.05 | 0 | 0 | Constrained, otherwise capacity available =26 kVA | --> | 0.048 | 0 | 0.017 | 0.038 | 0 |  | --> | C15 ex MALAHIDE | Malahide [T41,T42] | GLASMORE |  | 53.4319 | -6.1419
MV/LV Substation BO***489Z |  | 20 kV | _ | LV | 50 kVA :Pole Substation | 0.05 | --> | 0.05 | 0 | 0 | Constrained, otherwise capacity available =50 kVA | --> | 0.048 | 0 | 0 | 0.048 | 0 |  | --> | E17 ex BALTRASNA | Baltrasna [T121,T122] | BALTRASNA |  | 53.5182 | -6.531
MV/LV Substation KI***490 |  | 10 kV | _ | LV | 100 kVA :Pole Substation | 0.1 | --> | 0.1 | 0 | 0 | Constrained, otherwise capacity available =60 kVA | --> | 0.095 | 0 | 0.01 | 0.093 | 0 |  | --> | C13 ex MALAHIDE | Malahide [T41,T42] | GLASMORE |  | 53.4194 | -6.1722
MV/LV Substation LA***490Z |  | 20 kV | _ | LV | 50 kVA :Pole Substation | 0.05 | --> | 0.05 | 0 | 0 | Constrained, otherwise capacity available =48 kVA | --> | 0.048 | 0 | 0 | 0.048 | 0 |  | --> | E17 ex BALTRASNA | Baltrasna [T121,T122] | BALTRASNA |  | 53.5131 | -6.5292
MV/LV Substation SE***491Z |  | 10 kV | _ | LV | 630 kVA :Kiosk Substation | 0.63 | --> | 0.63 | 0 | 0 | Constrained, otherwise capacity available =486 kVA | --> | 0.598 | 0 | 0.011 | 0.5 | 0 |  | --> | C13 ex MALAHIDE | Malahide [T41,T42] | GLASMORE |  | 53.4192 | -6.1529
MV/LV Substation SE***492Z |  | 10 kV | _ | LV | 400 kVA :Kiosk Substation | 0.4 | --> | 0.4 | 0 | 0 | Constrained, otherwise capacity available =325 kVA | --> | 0.38 | 0 | 0 | 0.39 | 0 |  | --> | C13 ex MALAHIDE | Malahide [T41,T42] | GLASMORE |  | 53.4204 | -6.1533
MV/LV Substation TH***493Z |  | 10 kV | _ | LV | 200 kVA :Kiosk Substation | 0.2 | --> | 0.2 | 0 | 0 | Constrained, otherwise capacity available =181 kVA | --> | 0.19 | 0 | 0 | 0.193 | 0 |  | --> | C14 ex SWORDS | Swords [T41,T42] | GLASMORE |  | 53.4629 | -6.2398
MV/LV Substation KI***494 |  | 20 kV | _ | LV | 50 kVA :Pole Substation | 0.05 | --> | 0.05 | 0 | 0 | Constrained, otherwise capacity available =40 kVA | --> | 0.048 | 0 | 0 | 0.049 | 0 |  | --> | E11 ex GLASMORE | Glasmore [T421,T422] | GLASMORE |  | 53.4723 | -6.1713
MV/LV Substation BA***494X |  | 20 kV | _ | LV | 100 kVA :Pole Substation | 0.1 | --> | 0.1 | 0 | 0 | Constrained, otherwise capacity available =97 kVA | --> | 0.095 | 0 | 0 | 0.095 | 0 |  | --> | C24 ex MACETOWN | Macetown [T101,T102] | MACETOWN |  | 53.5074 | -6.4889
MV/LV Substation SE***494Z |  | 20 kV | _ | LV | 50 kVA :Pole Substation | 0.05 | --> | 0.05 | 0 | 0 | Constrained, otherwise capacity available =47 kVA | --> | 0.048 | 0 | 0 | 0.048 | 0 |  | --> | C24 ex MACETOWN | Macetown [T101,T102] | MACETOWN |  | 53.5014 | -6.535
MV/LV Substation BA***495 |  | 20 kV | _ | LV | 100 kVA :Pole Substation | 0.1 | --> | 0.1 | 0 | 0 | Constrained, otherwise capacity available =70 kVA | --> | 0.095 | 0 | 0.01 | 0.092 | 0 |  | --> | E11 ex GLASMORE | Glasmore [T421,T422] | GLASMORE |  | 53.4825 | -6.1375
MV/LV Substation HO***495Z |  | 10 kV | _ | LV | 400 kVA :Kiosk Substation | 0.4 | --> | 0.4 | 0 | 0 | Constrained, otherwise capacity available =363 kVA | --> | 0.38 | 0 | 0 | 0.385 | 0 |  | --> | C11 ex SUTTON | Sutton [T41,T42] | GRANGE (DR) |  | 53.3908 | -6.0844
MV/LV Substation CH***496Z |  | 20 kV | _ | LV | 400 kVA :Kiosk Substation | 0.4 | --> | 0.4 | 0 | 0 | Constrained, otherwise capacity available =346 kVA | --> | 0.38 | 0 | 0.039 | 0.358 | 0 |  | --> | E15 ex BATTER LANE TEMPORARY | Batter Lane Temporary 38kv [T421] | GLASMORE |  | 53.524 | -6.1704
MV/LV Substation BU***497 |  | 20 kV | _ | LV | 50 kVA :Pole Substation | 0.05 | --> | 0.05 | 0 | 0 | Constrained, otherwise capacity available =45 kVA | --> | 0.048 | 0 | 0 | 0.048 | 0 |  | --> | E11 ex GLASMORE | Glasmore [T421,T422] | GLASMORE |  | 53.5072 | -6.1218
MV/LV Substation EL***497X |  | 20 kV | _ | LV | 50 kVA :Pole Substation | 0.05 | --> | 0.05 | 0 | 0 | Constrained, otherwise capacity available =36 kVA | --> | 0.048 | 0 | 0.003 | 0.047 | 0 |  | --> | C24 ex MACETOWN | Macetown [T101,T102] | MACETOWN |  | 53.4972 | -6.4901
MV/LV Substation CO***497Z |  | 10 kV | _ | LV | 200 kVA :Kiosk Substation | 0.2 | --> | 0.2 | 0 | 0 | Constrained, otherwise capacity available =72 kVA | --> | 0.19 | 0 | 0 | 0.207 | 0 |  | --> | C19 ex KILMORE | Kilmore [T101,T102,T103] | FINGLAS |  | 53.416 | -6.2404
MV/LV Substation WA***498 |  | 10 kV | _ | LV | 400 kVA :Kiosk Substation | 0.4 | --> | 0.4 | 0 | 0 | Constrained, otherwise capacity available =298 kVA | --> | 0.38 | 0 | 0.028 | 0.373 | 0 |  | --> | C19 ex SWORDS | Swords [T41,T42] | GLASMORE |  | 53.4635 | -6.2241
MV/LV Substation LA***500X |  | 20 kV | _ | LV | 50 kVA :Pole Substation | 0.05 | --> | 0.05 | 0 | 0 | Constrained, otherwise capacity available =45 kVA | --> | 0.048 | 0 | 0 | 0.048 | 0 |  | --> | E17 ex BALTRASNA | Baltrasna [T121,T122] | BALTRASNA |  | 53.5163 | -6.4925
MV/LV Substation TO***501Z |  | 20 kV | _ | LV | 50 kVA :Pole Substation | 0.05 | --> | 0.05 | 0 | 0 | Constrained, otherwise capacity available =40 kVA | --> | 0.048 | 0 | 0 | 0.049 | 0 |  | --> | E18 ex GLASMORE | Glasmore [T421,T422] | GLASMORE |  | 53.478 | -6.2743
MV/LV Substation LI***502 |  | 20 kV | _ | LV | 50 kVA :Pole Substation | 0.05 | --> | 0.05 | 0 | 0 | Constrained, otherwise capacity available =50 kVA | --> | 0.048 | 0 | 0 | 0.048 | 0 |  | --> | E22 ex GLASMORE | Glasmore [T421,T422] | GLASMORE |  | 53.477 | -6.2074
MV/LV Substation HA***502Z |  | 10 kV | _ | LV | 630 kVA :Building Structure | 0.63 | --> | 0.63 | 0 | 0 | Constrained, otherwise capacity available =445 kVA | --> | 0.598 | 0 | 0 | 0.5 | 0 |  | --> | C20 ex MOUNTGORRY | Mountgorry [T41,T42] | GRANGE (DR) |  | 53.4461 | -6.2279
MV/LV Substation NE***505 |  | 20 kV | _ | LV | 50 kVA :Pole Substation | 0.05 | --> | 0.05 | 0 | 0 | Constrained, otherwise capacity available =41 kVA | --> | 0.048 | 0 | 0.008 | 0.043 | 0 |  | --> | E20 ex GLASMORE | Glasmore [T421,T422] | GLASMORE |  | 53.4736 | -6.2262
MV/LV Substation SE***505Z |  | 10 kV | _ | LV | 400 kVA :Kiosk Substation | 0.4 | --> | 0.4 | 0 | 0 | Constrained, otherwise capacity available =360 kVA | --> | 0.38 | 0 | 0 | 0.385 | 0 |  | --> | C17 ex SWORDS | Swords [T41,T42] | GLASMORE |  | 53.4635 | -6.2071
MV/LV Substation AS***506Z |  | 20 kV | _ | LV | 630 kVA :Building Structure | 0.63 | --> | 0.63 | 0 | 0 | Constrained, otherwise capacity available =534 kVA | --> | 0.598 | 0 | 0 | 0.5 | 0 |  | --> | E15 ex ASHBOURNE | Ashbourne [T421,T422] | FINGLAS |  | 53.5108 | -6.4008
MV/LV Substation LA***507X |  | 20 kV | _ | LV | 50 kVA :Pole Substation | 0.05 | --> | 0.05 | 0 | 0 | Constrained, otherwise capacity available =40 kVA | --> | 0.048 | 0 | 0.016 | 0.037 | 0 |  | --> | E17 ex BALTRASNA | Baltrasna [T121,T122] | BALTRASNA |  | 53.5101 | -6.5071
MV/LV Substation WA***507Z |  | 10 kV | _ | LV | 400 kVA :Kiosk Substation | 0.4 | --> | 0.4 | 0 | 0 | Constrained, otherwise capacity available =384 kVA | --> | 0.38 | 0 | 0 | 0.382 | 0 |  | --> | C18 ex MOUNTGORRY | Mountgorry [T41,T42] | GRANGE (DR) |  | 53.4522 | -6.1977
MV/LV Substation LA***508X |  | 20 kV | _ | LV | 50 kVA :Pole Substation | 0.05 | --> | 0.05 | 0 | 0 | Constrained, otherwise capacity available =29 kVA | --> | 0.048 | 0 | 0.005 | 0.046 | 0 |  | --> | E17 ex BALTRASNA | Baltrasna [T121,T122] | BALTRASNA |  | 53.5119 | -6.5071
MV/LV Substation WA***508Z |  | 10 kV | _ | LV | 400 kVA :Kiosk Substation | 0.4 | --> | 0.4 | 0 | 0 | Constrained, otherwise capacity available =304 kVA | --> | 0.38 | 0 | 0.089 | 0.327 | 0 |  | --> | C18 ex MOUNTGORRY | Mountgorry [T41,T42] | GRANGE (DR) |  | 53.4525 | -6.2004
MV/LV Substation MA***509 |  | 20 kV | _ | LV | 50 kVA :Pole Substation | 0.05 | --> | 0.05 | 0 | 0 | Constrained, otherwise capacity available =41 kVA | --> | 0.048 | 0 | 0 | 0.049 | 0 |  | --> | E18 ex GLASMORE | Glasmore [T421,T422] | GLASMORE |  | 53.5269 | -6.2542
MV/LV Substation WA***509Z |  | 10 kV | _ | LV | 400 kVA :Kiosk Substation | 0.4 | --> | 0.4 | 0 | 0 | Constrained, otherwise capacity available =376 kVA | --> | 0.38 | 0 | 0 | 0.383 | 0 |  | --> | C16 ex MOUNTGORRY | Mountgorry [T41,T42] | GRANGE (DR) |  | 53.451 | -6.2001
MV/LV Substation WA***510Z |  | 10 kV | _ | LV | 400 kVA :Kiosk Substation | 0.4 | --> | 0.4 | 0 | 0 | Constrained, otherwise capacity available =338 kVA | --> | 0.38 | 0 | 0.102 | 0.313 | 0 |  | --> | C16 ex MOUNTGORRY | Mountgorry [T41,T42] | GRANGE (DR) |  | 53.4506 | -6.202
MV/LV Substation BE***511 |  | 20 kV | _ | LV | 50 kVA :Pole Substation | 0.05 | --> | 0.05 | 0 | 0 | Constrained, otherwise capacity available =36 kVA | --> | 0.048 | 0 | 0.012 | 0.04 | 0 |  | --> | E18 ex GLASMORE | Glasmore [T421,T422] | GLASMORE |  | 53.5376 | -6.2496
MV/LV Substation TH***511Z |  | 10 kV | _ | LV | 400 kVA :Kiosk Substation | 0.4 | --> | 0.4 | 0 | 0 | Constrained, otherwise capacity available =322 kVA | --> | 0.38 | 0 | 0.006 | 0.386 | 0 |  | --> | C15 ex MALAHIDE | Malahide [T41,T42] | GLASMORE |  | 53.4185 | -6.1456
MV/LV Substation BA***512Z |  | 20 kV | _ | LV | 400 kVA :Kiosk Substation | 0.4 | --> | 0.4 | 0 | 0 | Constrained, otherwise capacity available =316 kVA | --> | 0.38 | 0 | 0.023 | 0.374 | 0 |  | --> | E16 ex ASHBOURNE | Ashbourne [T421,T422] | FINGLAS |  | 53.5018 | -6.388
MV/LV Substation CO***513Z |  | 20 kV | _ | LV | 400 kVA :Kiosk Substation | 0.4 | --> | 0.4 | 0 | 0 | Constrained, otherwise capacity available =282 kVA | --> | 0.38 | 0 | 0.067 | 0.346 | 0 |  | --> | E17 ex BALTRASNA | Baltrasna [T121,T122] | BALTRASNA |  | 53.5102 | -6.5312
MV/LV Substation LA***515X |  | 20 kV | _ | LV | 50 kVA :Pole Substation | 0.05 | --> | 0.05 | 0 | 0 | Constrained, otherwise capacity available =42 kVA | --> | 0.048 | 0 | 0.009 | 0.042 | 0 |  | --> | E17 ex BALTRASNA | Baltrasna [T121,T122] | BALTRASNA |  | 53.5116 | -6.5189
MV/LV Substation BO***515Z |  | 10 kV | _ | LV | 400 kVA :Kiosk Substation | 0.4 | --> | 0.4 | 0 | 0 | Constrained, otherwise capacity available =399 kVA | --> | 0.38 | 0 | 0 | 0.38 | 0 |  | --> | C20 ex MOUNTGORRY | Mountgorry [T41,T42] | GRANGE (DR) |  | 53.4437 | -6.2371
MV/LV Substation NA***516 |  | 20 kV | _ | LV | 50 kVA :Pole Substation | 0.05 | --> | 0.05 | 0 | 0 | Constrained, otherwise capacity available =36 kVA | --> | 0.048 | 0 | 0.005 | 0.046 | 0 |  | --> | C26 ex STEPHENSTOWN | Stephenstown [T101,T102] | FINGLAS |  | 53.5584 | -6.271
MV/LV Substation LA***516X |  | 20 kV | _ | LV | 400 kVA :Kiosk Substation | 0.4 | --> | 0.4 | 0 | 0 | Constrained, otherwise capacity available =312 kVA | --> | 0.38 | 0 | 0.017 | 0.379 | 0 |  | --> | E17 ex BALTRASNA | Baltrasna [T121,T122] | BALTRASNA |  | 53.5124 | -6.531
MV/LV Substation BO***516Z |  | 10 kV | _ | LV | 400 kVA :Kiosk Substation | 0.4 | --> | 0.4 | 0 | 0 | Constrained, otherwise capacity available =400 kVA | --> | 0.38 | 0 | 0 | 0.38 | 0 |  | --> | C20 ex MOUNTGORRY | Mountgorry [T41,T42] | GRANGE (DR) |  | 53.4439 | -6.234
MV/LV Substation TR***517Z |  | 10 kV | _ | LV | 200 kVA :Kiosk Substation | 0.2 | --> | 0.2 | 0 | 0 | Constrained, otherwise capacity available =200 kVA | --> | 0.19 | 0 | 0 | 0.19 | 0 |  | --> | C13 ex MALAHIDE | Malahide [T41,T42] | GLASMORE |  | 53.414 | -6.1656
MV/LV Substation WA***519Z |  | 20 kV | _ | LV | 630 kVA :Kiosk Substation | 0.63 | --> | 0.63 | 0 | 0 | Constrained, otherwise capacity available =517 kVA | --> | 0.598 | 0 | 0 | 0.5 | 0 |  | --> | E13 ex GLASMORE | Glasmore [T421,T422] | GLASMORE |  | 53.4742 | -6.2327
MV/LV Substation WI***520Z |  | 20 kV | _ | LV | 630 kVA :Kiosk Substation | 0.63 | --> | 0.63 | 0 | 0 | Constrained, otherwise capacity available =534 kVA | --> | 0.598 | 0 | 0 | 0.5 | 0 |  | --> | E13 ex GLASMORE | Glasmore [T421,T422] | GLASMORE |  | 53.474 | -6.2324
MV/LV Substation WI***521Z |  | 20 kV | _ | LV | 400 kVA :Kiosk Substation | 0.4 | --> | 0.4 | 0 | 0 | Constrained, otherwise capacity available =351 kVA | --> | 0.38 | 0 | 0.029 | 0.365 | 0 |  | --> | E11 ex GLASMORE | Glasmore [T421,T422] | GLASMORE |  | 53.4926 | -6.138
MV/LV Substation CA***522Z |  | 20 kV | _ | LV | 400 kVA :Kiosk Substation | 0.4 | --> | 0.4 | 0 | 0 | Constrained, otherwise capacity available =363 kVA | --> | 0.38 | 0 | 0.004 | 0.382 | 0 |  | --> | E11 ex GLASMORE | Glasmore [T421,T422] | GLASMORE |  | 53.4938 | -6.1397
MV/LV Substation GL***523Z |  | 20 kV | _ | LV | 400 kVA :Kiosk Substation | 0.4 | --> | 0.4 | 0 | 0 | Constrained, otherwise capacity available =347 kVA | --> | 0.38 | 0 | 0.01 | 0.38 | 0 |  | --> | E15 ex BATTER LANE TEMPORARY | Batter Lane Temporary 38kv [T421] | GLASMORE |  | 53.5227 | -6.1668
MV/LV Substation SO***524Z |  | 20 kV | _ | LV | 400 kVA :Kiosk Substation | 0.4 | --> | 0.4 | 0 | 0 | Constrained, otherwise capacity available =266 kVA | --> | 0.38 | 0 | 0.059 | 0.354 | 0 |  | --> | E18 ex BALTRASNA | Baltrasna [T121,T122] | BALTRASNA |  | 53.505 | -6.472
MV/LV Substation KI***526Z |  | 10 kV | _ | LV | 200 kVA :Kiosk Substation | 0.2 | --> | 0.2 | 0 | 0 | Constrained, otherwise capacity available =166 kVA | --> | 0.19 | 0 | 0.005 | 0.191 | 0 |  | --> | C16 ex MOUNTGORRY | Mountgorry [T41,T42] | GRANGE (DR) |  | 53.4464 | -6.1965
MV/LV Substation BA***527 |  | 20 kV | _ | LV | 50 kVA :Pole Substation | 0.05 | --> | 0.05 | 0 | 0 | Constrained, otherwise capacity available =49 kVA | --> | 0.048 | 0 | 0 | 0.048 | 0 |  | --> | E18 ex GLASMORE | Glasmore [T421,T422] | GLASMORE |  | 53.5329 | -6.1942
MV/LV Substation LA***527Z |  | 20 kV | _ | LV | 50 kVA :Pole Substation | 0.05 | --> | 0.05 | 0 | 0 | Constrained, otherwise capacity available =26 kVA | --> | 0.048 | 0 | 0 | 0.051 | 0 |  | --> | E17 ex BALTRASNA | Baltrasna [T121,T122] | BALTRASNA |  | 53.519 | -6.5071
MV/LV Substation CO***529 |  | 20 kV | _ | LV | 200 kVA :Pole Substation | 0.2 | --> | 0.2 | 0 | 0 | Constrained, otherwise capacity available =185 kVA | --> | 0.19 | 0 | 0.021 | 0.176 | 0 |  | --> | E18 ex GLASMORE | Glasmore [T421,T422] | GLASMORE |  | 53.529 | -6.2069
MV/LV Substation DU***531X |  | 20 kV | _ | LV | 400 kVA :Kiosk Substation | 0.4 | --> | 0.4 | 0 | 0 | Constrained, otherwise capacity available =366 kVA | --> | 0.38 | 0 | 0.008 | 0.379 | 0 |  | --> | E17 ex BALTRASNA | Baltrasna [T121,T122] | BALTRASNA |  | 53.5133 | -6.5387
MV/LV Substation BE***531Z |  | 20 kV | _ | LV | 1000 kVA :Building Structure | 1 | --> | 1 | 0 | 0 | Constrained, otherwise capacity available =864 kVA | --> | 0.95 | 0 | 0.022 | 0.5 | 0 |  | --> | E15 ex BATTER LANE TEMPORARY | Batter Lane Temporary 38kv [T421] | GLASMORE |  | 53.4935 | -6.1474
MV/LV Substation BA***532Z |  | 20 kV | _ | LV | 200 kVA :Pole Substation | 0.2 | --> | 0.2 | 0 | 0 | Constrained, otherwise capacity available =198 kVA | --> | 0.19 | 0 | 0 | 0.19 | 0 |  | --> | E15 ex BATTER LANE TEMPORARY | Batter Lane Temporary 38kv [T421] | GLASMORE |  | 53.5082 | -6.166
MV/LV Substation RI***534Z |  | 10 kV | _ | LV | 400 kVA :Kiosk Substation | 0.4 | --> | 0.4 | 0 | 0 | Constrained, otherwise capacity available =358 kVA | --> | 0.38 | 0 | 0 | 0.386 | 0 |  | --> | E17 ex GLASMORE | Glasmore [T421,T422] | GLASMORE |  | 53.4444 | -6.244
MV/LV Substation RA***535Z |  | 10 kV | _ | LV | 400 kVA :Kiosk Substation | 0.4 | --> | 0.4 | 0 | 0 | Constrained, otherwise capacity available =322 kVA | --> | 0.38 | 0 | 0 | 0.39 | 0 |  | --> | C19 ex SWORDS | Swords [T41,T42] | GLASMORE |  | 53.4616 | -6.2293
MV/LV Substation CA***536Z |  | 20 kV | _ | LV | 100 kVA :Pole Substation | 0.1 | --> | 0.1 | 0 | 0 | Constrained, otherwise capacity available =82 kVA | --> | 0.095 | 0 | 0.027 | 0.077 | 0 |  | --> | E21 ex ASHBOURNE | Ashbourne [T421,T422] | FINGLAS |  | 53.5146 | -6.3161
MV/LV Substation CE***537Z |  | 10 kV | _ | LV | 630 kVA :Kiosk Substation | 0.63 | --> | 0.63 | 0 | 0 | Constrained, otherwise capacity available =505 kVA | --> | 0.598 | 0 | 0.031 | 0.5 | 0 |  | --> | E12 ex GLASMORE | Glasmore [T421,T422] | GLASMORE |  | 53.4498 | -6.2485
MV/LV Substation AR***538X |  | 20 kV | _ | LV | 400 kVA :Kiosk Substation | 0.4 | --> | 0.4 | 0 | 0 | Constrained, otherwise capacity available =272 kVA | --> | 0.38 | 0 | 0.087 | 0.333 | 0 |  | --> | E17 ex BALTRASNA | Baltrasna [T121,T122] | BALTRASNA |  | 53.5159 | -6.5462
MV/LV Substation RA***538Z |  | 20 kV | _ | LV | 100 kVA :Pole Substation | 0.1 | --> | 0.1 | 0 | 0 | Constrained, otherwise capacity available =78 kVA | --> | 0.095 | 0 | 0 | 0.098 | 0 |  | --> | E17 ex BALTRASNA | Baltrasna [T121,T122] | BALTRASNA |  | 53.5092 | -6.4794
MV/LV Substation DU***539X |  | 20 kV | _ | LV | 200 kVA :Kiosk Substation | 0.2 | --> | 0.2 | 0 | 0 | Constrained, otherwise capacity available =134 kVA | --> | 0.19 | 0 | 0.077 | 0.142 | 0 |  | --> | E17 ex BALTRASNA | Baltrasna [T121,T122] | BALTRASNA |  | 53.5129 | -6.5482
MV/LV Substation DU***540X |  | 20 kV | _ | LV | 200 kVA :Kiosk Substation | 0.2 | --> | 0.2 | 0 | 0 | Constrained, otherwise capacity available =179 kVA | --> | 0.19 | 0 | 0.009 | 0.186 | 0 |  | --> | E17 ex BALTRASNA | Baltrasna [T121,T122] | BALTRASNA |  | 53.5146 | -6.5484
MV/LV Substation TH***541Z |  | 20 kV | _ | LV | 400 kVA :Kiosk Substation | 0.4 | --> | 0.4 | 0 | 0 | Constrained, otherwise capacity available =302 kVA | --> | 0.38 | 0 | 0.016 | 0.381 | 0 |  | --> | E16 ex ASHBOURNE | Ashbourne [T421,T422] | FINGLAS |  | 53.5007 | -6.3894
MV/LV Substation DU***542X |  | 20 kV | _ | LV | 400 kVA :Kiosk Substation | 0.4 | --> | 0.4 | 0 | 0 | Constrained, otherwise capacity available =184 kVA | --> | 0.38 | 0 | 0 | 0.408 | 0 |  | --> | E17 ex BALTRASNA | Baltrasna [T121,T122] | BALTRASNA |  | 53.5101 | -6.5406
MV/LV Substation RA***542Z |  | 20 kV | _ | LV | 200 kVA :Kiosk Substation | 0.2 | --> | 0.2 | 0 | 0 | Constrained, otherwise capacity available =152 kVA | --> | 0.19 | 0 | 0.011 | 0.188 | 0 |  | --> | E16 ex ASHBOURNE | Ashbourne [T421,T422] | FINGLAS |  | 53.518 | -6.4002
MV/LV Substation RA***543Z |  | 20 kV | _ | LV | 400 kVA :Kiosk Substation | 0.4 | --> | 0.4 | 0 | 0 | Constrained, otherwise capacity available =299 kVA | --> | 0.38 | 0 | 0.034 | 0.368 | 0 |  | --> | E16 ex ASHBOURNE | Ashbourne [T421,T422] | FINGLAS |  | 53.5199 | -6.3987
MV/LV Substation FE***544Z |  | 10 kV | _ | LV | 400 kVA :Kiosk Substation | 0.4 | --> | 0.4 | 0 | 0 | Constrained, otherwise capacity available =353 kVA | --> | 0.38 | 0 | 0 | 0.386 | 0 |  | --> | C16 ex MOUNTGORRY | Mountgorry [T41,T42] | GRANGE (DR) |  | 53.4472 | -6.2077
MV/LV Substation HO***545Z |  | 10 kV | _ | LV | 400 kVA :Kiosk Substation | 0.4 | --> | 0.4 | 0 | 0 | Constrained, otherwise capacity available =310 kVA | --> | 0.38 | 0 | 0.016 | 0.38 | 0 |  | --> | C16 ex MOUNTGORRY | Mountgorry [T41,T42] | GRANGE (DR) |  | 53.4461 | -6.2095
MV/LV Substation JO***546X |  | 20 kV | _ | LV | 50 kVA :Pole Substation | 0.05 | --> | 0.05 | 0 | 0 | Constrained, otherwise capacity available =34 kVA | --> | 0.048 | 0 | 0 | 0.05 | 0 |  | --> | E17 ex BALTRASNA | Baltrasna [T121,T122] | BALTRASNA |  | 53.5018 | -6.5495
MV/LV Substation TU***546Z |  | 20 kV | _ | LV | 630 kVA :Kiosk Substation | 0.63 | --> | 0.63 | 0 | 0 | Constrained, otherwise capacity available =507 kVA | --> | 0.598 | 0 | 0 | 0.5 | 0 |  | --> | E15 ex BATTER LANE TEMPORARY | Batter Lane Temporary 38kv [T421] | GLASMORE |  | 53.4885 | -6.153
MV/LV Substation KN***547Z |  | 10 kV | _ | LV | 400 kVA :Kiosk Substation | 0.4 | --> | 0.4 | 0 | 0 | Constrained, otherwise capacity available =271 kVA | --> | 0.38 | 0 | 0.05 | 0.36 | 0 |  | --> | C14 ex SWORDS | Swords [T41,T42] | GLASMORE |  | 53.4555 | -6.2638
MV/LV Substation WY***548 |  | 20 kV | _ | LV | 50 kVA :Pole Substation | 0.05 | --> | 0.05 | 0 | 0 | Constrained, otherwise capacity available =40 kVA | --> | 0.048 | 0 | 0.005 | 0.045 | 0 |  | --> | E21 ex ASHBOURNE | Ashbourne [T421,T422] | FINGLAS |  | 53.5396 | -6.3433
MV/LV Substation KN***548Z |  | 10 kV | _ | LV | 400 kVA :Kiosk Substation | 0.4 | --> | 0.4 | 0 | 0 | Constrained, otherwise capacity available =265 kVA | --> | 0.38 | 0 | 0.123 | 0.307 | 0 |  | --> | C14 ex SWORDS | Swords [T41,T42] | GLASMORE |  | 53.4548 | -6.2585
MV/LV Substation RA***551X |  | 20 kV | _ | LV | 50 kVA :Pole Substation | 0.05 | --> | 0.05 | 0 | 0 | Constrained, otherwise capacity available =36 kVA | --> | 0.048 | 0 | 0 | 0.049 | 0 |  | --> | C24 ex MACETOWN | Macetown [T101,T102] | MACETOWN |  | 53.4984 | -6.5373
MV/LV Substation SK***551Z |  | 20 kV | _ | LV | 200 kVA :Kiosk Substation | 0.2 | --> | 0.2 | 0 | 0 | Constrained, otherwise capacity available =150 kVA | --> | 0.19 | 0 | 0 | 0.197 | 0 |  | --> | E18 ex BALTRASNA | Baltrasna [T121,T122] | BALTRASNA |  | 53.5111 | -6.4651
MV/LV Substation RA***552X |  | 20 kV | _ | LV | 50 kVA :Pole Substation | 0.05 | --> | 0.05 | 0 | 0 | Constrained, otherwise capacity available =33 kVA | --> | 0.048 | 0 | 0 | 0.05 | 0 |  | --> | C24 ex MACETOWN | Macetown [T101,T102] | MACETOWN |  | 53.4982 | -6.5312
MV/LV Substation ST***552Z |  | 20 kV | _ | LV | 200 kVA :Kiosk Substation | 0.2 | --> | 0.2 | 0 | 0 | Constrained, otherwise capacity available =148 kVA | --> | 0.19 | 0 | 0.014 | 0.187 | 0 |  | --> | E18 ex BALTRASNA | Baltrasna [T121,T122] | BALTRASNA |  | 53.5124 | -6.4669
MV/LV Substation ST***553Z |  | 20 kV | _ | LV | 400 kVA :Kiosk Substation | 0.4 | --> | 0.4 | 0 | 0 | Constrained, otherwise capacity available =306 kVA | --> | 0.38 | 0 | 0.004 | 0.39 | 0 |  | --> | E18 ex BALTRASNA | Baltrasna [T121,T122] | BALTRASNA |  | 53.5117 | -6.4701
MV/LV Substation TE***554X |  | 20 kV | _ | LV | 50 kVA :Pole Substation | 0.05 | --> | 0.05 | 0 | 0 | Constrained, otherwise capacity available =35 kVA | --> | 0.048 | 0 | 0.005 | 0.046 | 0 |  | --> | C24 ex MACETOWN | Macetown [T101,T102] | MACETOWN |  | 53.4944 | -6.5276
MV/LV Substation ST***554Z |  | 20 kV | _ | LV | 400 kVA :Kiosk Substation | 0.4 | --> | 0.4 | 0 | 0 | Constrained, otherwise capacity available =319 kVA | --> | 0.38 | 0 | 0.015 | 0.38 | 0 |  | --> | E18 ex BALTRASNA | Baltrasna [T121,T122] | BALTRASNA |  | 53.5107 | -6.4685
MV/LV Substation ST***555Z |  | 20 kV | _ | LV | 630 kVA :Kiosk Substation | 0.63 | --> | 0.63 | 0 | 0 | Constrained, otherwise capacity available =529 kVA | --> | 0.598 | 0 | 0.054 | 0.5 | 0 |  | --> | E18 ex BALTRASNA | Baltrasna [T121,T122] | BALTRASNA |  | 53.51 | -6.4709
MV/LV Substation BR***558Z |  | 20 kV | _ | LV | 400 kVA :Kiosk Substation | 0.4 | --> | 0.4 | 0 | 0 | Constrained, otherwise capacity available =344 kVA | --> | 0.38 | 0 | 0 | 0.388 | 0 |  | --> | E16 ex ASHBOURNE | Ashbourne [T421,T422] | FINGLAS |  | 53.5143 | -6.4119
MV/LV Substation TO***559Z |  | 10 kV | _ | LV | 200 kVA :Kiosk Substation | 0.2 | --> | 0.2 | 0 | 0 | Constrained, otherwise capacity available =180 kVA | --> | 0.19 | 0 | 0 | 0.193 | 0 |  | --> | C12 ex SWORDS | Swords [T41,T42] | GLASMORE |  | 53.4639 | -6.2195
MV/LV Substation WO***565Z |  | 20 kV | _ | LV | 400 kVA :Kiosk Substation | 0.4 | --> | 0.4 | 0 | 0 | Constrained, otherwise capacity available =366 kVA | --> | 0.38 | 0 | 0 | 0.385 | 0 |  | --> | E18 ex BALTRASNA | Baltrasna [T121,T122] | BALTRASNA |  | 53.5055 | -6.4688
MV/LV Substation RA***567Z |  | 20 kV | _ | LV | 400 kVA :Kiosk Substation | 0.4 | --> | 0.4 | 0 | 0 | Constrained, otherwise capacity available =355 kVA | --> | 0.38 | 0 | 0 | 0.386 | 0 |  | --> | E18 ex BALTRASNA | Baltrasna [T121,T122] | BALTRASNA |  | 53.5068 | -6.4633
MV/LV Substation KI***568 |  | 20 kV | _ | LV | 200 kVA :Pole Substation | 0.2 | --> | 0.2 | 0 | 0 | Constrained, otherwise capacity available =178 kVA | --> | 0.19 | 0 | 0.038 | 0.165 | 0 |  | --> | E16 ex ASHBOURNE | Ashbourne [T421,T422] | FINGLAS |  | 53.5032 | -6.3891
MV/LV Substation BA***568Z |  | 20 kV | _ | LV | 200 kVA :Kiosk Substation | 0.2 | --> | 0.2 | 0 | 0 | Constrained, otherwise capacity available =163 kVA | --> | 0.19 | 0 | 0.013 | 0.185 | 0 |  | --> | E18 ex GLASMORE | Glasmore [T421,T422] | GLASMORE |  | 53.4808 | -6.2707
MV/LV Substation NE***569Z |  | 10 kV | _ | LV | 630 kVA :Building Structure | 0.63 | --> | 0.63 | 0 | 0 | Constrained, otherwise capacity available =229 kVA | --> | 0.598 | 0 | 0 | 0.5 | 0 |  | --> | C20 ex MOUNTGORRY | Mountgorry [T41,T42] | GRANGE (DR) |  | 53.4453 | -6.2199
MV/LV Substation BA***570X |  | 20 kV | _ | LV | 50 kVA :Pole Substation | 0.05 | --> | 0.05 | 0 | 0 | Constrained, otherwise capacity available =50 kVA | --> | 0.048 | 0 | 0 | 0.048 | 0 |  | --> | C24 ex MACETOWN | Macetown [T101,T102] | MACETOWN |  | 53.4894 | -6.5193
MV/LV Substation HO***570Z |  | 10 kV | _ | LV | 400 kVA :Kiosk Substation | 0.4 | --> | 0.4 | 0 | 0 | Constrained, otherwise capacity available =392 kVA | --> | 0.38 | 0 | 0 | 0.381 | 0 |  | --> | C20 ex SUTTON | Sutton [T41,T42] | GRANGE (DR) |  | 53.3788 | -6.0657
MV/LV Substation RA***571Z |  | 20 kV | _ | LV | 200 kVA :Kiosk Substation | 0.2 | --> | 0.2 | 0 | 0 | Constrained, otherwise capacity available =162 kVA | --> | 0.19 | 0 | 0.021 | 0.18 | 0 |  | --> | E16 ex ASHBOURNE | Ashbourne [T421,T422] | FINGLAS |  | 53.5193 | -6.402
MV/LV Substation RA***572Z |  | 20 kV | _ | LV | 630 kVA :Building Structure | 0.63 | --> | 0.63 | 0 | 0 | Constrained, otherwise capacity available =457 kVA | --> | 0.598 | 0 | 0.01 | 0.5 | 0 |  | --> | E21 ex BALTRASNA | Baltrasna [T121,T122] | BALTRASNA |  | 53.5229 | -6.4095
MV/LV Substation NE***575 |  | 20 kV | _ | LV | 100 kVA :Pole Substation | 0.1 | --> | 0.1 | 0 | 0 | Constrained, otherwise capacity available =88 kVA | --> | 0.095 | 0 | 0.006 | 0.092 | 0 |  | --> | E21 ex ASHBOURNE | Ashbourne [T421,T422] | FINGLAS |  | 53.4869 | -6.3157
MV/LV Substation HA***579 |  | 20 kV | _ | LV | 50 kVA :Pole Substation | 0.05 | --> | 0.05 | 0 | 0 | Constrained, otherwise capacity available =47 kVA | --> | 0.048 | 0 | 0 | 0.048 | 0 |  | --> | E12 ex ASHBOURNE | Ashbourne [T421,T422] | FINGLAS |  | 53.4972 | -6.4095
MV/LV Substation GR***579Z |  | 20 kV | _ | LV | 630 kVA :Kiosk Substation | 0.63 | --> | 0.63 | 0 | 0 | Constrained, otherwise capacity available =526 kVA | --> | 0.598 | 0 | 0.04 | 0.5 | 0 |  | --> | E17 ex BALTRASNA | Baltrasna [T121,T122] | BALTRASNA |  | 53.518 | -6.5438
MV/LV Substation AI***580Z |  | 10 kV | _ | LV | 630 kVA :Building Structure | 0.63 | --> | 0.63 | 0 | 0 | Constrained, otherwise capacity available =446 kVA | --> | 0.598 | 0 | 0 | 0.5 | 0 |  | --> | C20 ex MOUNTGORRY | Mountgorry [T41,T42] | GRANGE (DR) |  | 53.4481 | -6.224
MV/LV Substation RA***582Z |  | 20 kV | _ | LV | 200 kVA :Pole Substation | 0.2 | --> | 0.2 | 0 | 0 | Constrained, otherwise capacity available =171 kVA | --> | 0.19 | 0 | 0.045 | 0.161 | 0 |  | --> | E18 ex GLASMORE | Glasmore [T421,T422] | GLASMORE |  | 53.4728 | -6.2644
MV/LV Substation CA***583Z |  | 10 kV | _ | LV | 630 kVA :Kiosk Substation | 0.63 | --> | 0.63 | 0 | 0 | Constrained, otherwise capacity available =542 kVA | --> | 0.598 | 0 | 0.005 | 0.5 | 0 |  | --> | C21 ex MALAHIDE | Malahide [T41,T42] | GLASMORE |  | 53.4511 | -6.1585
MV/LV Substation CO***584 |  | 20 kV | _ | LV | 100 kVA :Pole Substation | 0.1 | --> | 0.1 | 0 | 0 | Constrained, otherwise capacity available =65 kVA | --> | 0.095 | 0 | 0 | 0.1 | 0 |  | --> | E21 ex ASHBOURNE | Ashbourne [T421,T422] | FINGLAS |  | 53.4601 | -6.3225
MV/LV Substation RA***585Z |  | 20 kV | _ | LV | 400 kVA :Kiosk Substation | 0.4 | --> | 0.4 | 0 | 0 | Constrained, otherwise capacity available =269 kVA | --> | 0.38 | 0 | 0.007 | 0.392 | 0 |  | --> | E16 ex ASHBOURNE | Ashbourne [T421,T422] | FINGLAS |  | 53.5179 | -6.4071
MV/LV Substation RA***586Z |  | 20 kV | _ | LV | 400 kVA :Kiosk Substation | 0.4 | --> | 0.4 | 0 | 0 | Constrained, otherwise capacity available =376 kVA | --> | 0.38 | 0 | 0 | 0.383 | 0 |  | --> | E16 ex ASHBOURNE | Ashbourne [T421,T422] | FINGLAS |  | 53.519 | -6.4039
MV/LV Substation MI***587Z |  | 20 kV | _ | LV | 200 kVA :Kiosk Substation | 0.2 | --> | 0.2 | 0 | 0 | Constrained, otherwise capacity available =161 kVA | --> | 0.19 | 0 | 0 | 0.195 | 0 |  | --> | E18 ex BALTRASNA | Baltrasna [T121,T122] | BALTRASNA |  | 53.5019 | -6.4562
MV/LV Substation GR***588 |  | 20 kV | _ | LV | 50 kVA :Pole Substation | 0.05 | --> | 0.05 | 0 | 0 | Constrained, otherwise capacity available =38 kVA | --> | 0.048 | 0 | 0 | 0.049 | 0 |  | --> | E21 ex ASHBOURNE | Ashbourne [T421,T422] | FINGLAS |  | 53.5154 | -6.2783
MV/LV Substation MI***588Z |  | 20 kV | _ | LV | 400 kVA :Kiosk Substation | 0.4 | --> | 0.4 | 0 | 0 | Constrained, otherwise capacity available =299 kVA | --> | 0.38 | 0 | 0.011 | 0.386 | 0 |  | --> | E18 ex BALTRASNA | Baltrasna [T121,T122] | BALTRASNA |  | 53.5002 | -6.4539
MV/LV Substation SE***589Z |  | 20 kV | _ | LV | 200 kVA :Kiosk Substation | 0.2 | --> | 0.2 | 0 | 0 | Constrained, otherwise capacity available =148 kVA | --> | 0.19 | 0 | 0.038 | 0.169 | 0 |  | --> | E18 ex BALTRASNA | Baltrasna [T121,T122] | BALTRASNA |  | 53.5019 | -6.4718
MV/LV Substation SK***592 |  | 20 kV | _ | LV | 50 kVA :Pole Substation | 0.05 | --> | 0.05 | 0 | 0 | Constrained, otherwise capacity available =49 kVA | --> | 0.048 | 0 | 0 | 0.048 | 0 |  | --> | E18 ex GLASMORE | Glasmore [T421,T422] | GLASMORE |  | 53.4906 | -6.26
MV/LV Substation KE***592Z |  | 10 kV | _ | LV | 200 kVA :Building Structure | 0.2 | --> | 0.2 | 0 | 0 | Constrained, otherwise capacity available =194 kVA | --> | 0.19 | 0 | 0 | 0.191 | 0 |  | --> | E11 ex ASHBOURNE | Ashbourne [T421,T422] | FINGLAS |  | 53.4451 | -6.28
MV/LV Substation BE***593 |  | 20 kV | _ | LV | 200 kVA :Pole Substation | 0.2 | --> | 0.2 | 0 | 0 | Constrained, otherwise capacity available =38 kVA | --> | 0.19 | 0 | 0.15 | 0.09 | 0 |  | --> | E18 ex GLASMORE | Glasmore [T421,T422] | GLASMORE |  | 53.5035 | -6.2684
MV/LV Substation HO***593Z |  | 10 kV | _ | LV | 200 kVA :Kiosk Substation | 0.2 | --> | 0.2 | 0 | 0 | Constrained, otherwise capacity available =188 kVA | --> | 0.19 | 0 | 0.005 | 0.188 | 0 |  | --> | C16 ex MOUNTGORRY | Mountgorry [T41,T42] | GRANGE (DR) |  | 53.4445 | -6.2062
MV/LV Substation TO***596Z |  | 10 kV | _ | LV | 200 kVA :Kiosk Substation | 0.2 | --> | 0.2 | 0.2 | 12.96 |  | --> | 0.19 | 0 | 0 | 0.19 | 0 |  | --> | C28 ex ARTANE | Artane [T101,T102] | FINGLAS |  | 53.3932 | -6.1958
MV/LV Substation BL***597X |  | 20 kV | _ | LV | 100 kVA :Pole Substation | 0.1 | --> | 0.1 | 0 | 0 | Constrained, otherwise capacity available =63 kVA | --> | 0.095 | 0 | 0.005 | 0.096 | 0 |  | --> | C24 ex MACETOWN | Macetown [T101,T102] | MACETOWN |  | 53.4772 | -6.5025
MV/LV Substation BE***598 |  | 20 kV | _ | LV | 50 kVA :Pole Substation | 0.05 | --> | 0.05 | 0 | 0 | Constrained, otherwise capacity available =41 kVA | --> | 0.048 | 0 | 0 | 0.049 | 0 |  | --> | E15 ex BATTER LANE TEMPORARY | Batter Lane Temporary 38kv [T421] | GLASMORE |  | 53.4895 | -6.2167
MV/LV Substation GR***601X |  | 20 kV | _ | LV | 50 kVA :Pole Substation | 0.05 | --> | 0.05 | 0 | 0 | Constrained, otherwise capacity available =47 kVA | --> | 0.048 | 0 | 0 | 0.048 | 0 |  | --> | C24 ex MACETOWN | Macetown [T101,T102] | MACETOWN |  | 53.474 | -6.4979
MV/LV Substation GA***602Z |  | 10 kV | _ | LV | 400 kVA :Kiosk Substation | 0.4 | --> | 0.4 | 0 | 0 | Constrained, otherwise capacity available =313 kVA | --> | 0.38 | 0 | 0.01 | 0.384 | 0 |  | --> | C15 ex MALAHIDE | Malahide [T41,T42] | GLASMORE |  | 53.4383 | -6.1554
MV/LV Substation JO***603Z |  | 20 kV | _ | LV | 50 kVA :Pole Substation | 0.05 | --> | 0.05 | 0 | 0 | Constrained, otherwise capacity available =47 kVA | --> | 0.048 | 0 | 0 | 0.048 | 0 |  | --> | E18 ex GLASMORE | Glasmore [T421,T422] | GLASMORE |  | 53.5466 | -6.2366
MV/LV Substation CO***604 |  | 20 kV | _ | LV | 200 kVA :Pole Substation | 0.2 | --> | 0.2 | 0 | 0 | Constrained, otherwise capacity available =144 kVA | --> | 0.19 | 0 | 0.011 | 0.189 | 0 |  | --> | E15 ex BATTER LANE TEMPORARY | Batter Lane Temporary 38kv [T421] | GLASMORE |  | 53.5066 | -6.193
MV/LV Substation PE***604Z |  | 10 kV | _ | LV | 400 kVA :Kiosk Substation | 0.4 | --> | 0.4 | 0 | 0 | Constrained, otherwise capacity available =328 kVA | --> | 0.38 | 0 | 0.126 | 0.296 | 0 |  | --> | C13 ex MALAHIDE | Malahide [T41,T42] | GLASMORE |  | 53.4408 | -6.2033
MV/LV Substation DR***605Z |  | 10 kV | _ | LV | 630 kVA :Kiosk Substation | 0.63 | --> | 0.63 | 0 | 0 | Constrained, otherwise capacity available =528 kVA | --> | 0.598 | 0 | 0.017 | 0.5 | 0 |  | --> | C13 ex MALAHIDE | Malahide [T41,T42] | GLASMORE |  | 53.4421 | -6.2039
MV/LV Substation BA***606 |  | 20 kV | _ | LV | 200 kVA :Pole Substation | 0.2 | --> | 0.2 | 0 | 0 | Constrained, otherwise capacity available =40 kVA | --> | 0.19 | 0 | 0 | 0.211 | 0 |  | --> | E12 ex ASHBOURNE | Ashbourne [T421,T422] | FINGLAS |  | 53.4899 | -6.3952
MV/LV Substation HO***607Z |  | 10 kV | _ | LV | 200 kVA :Kiosk Substation | 0.2 | --> | 0.2 | 0 | 0 | Constrained, otherwise capacity available =72 kVA | --> | 0.19 | 0 | 0.025 | 0.188 | 0 |  | --> | C16 ex MOUNTGORRY | Mountgorry [T41,T42] | GRANGE (DR) |  | 53.4446 | -6.2104
MV/LV Substation HO***608Z |  | 10 kV | _ | LV | 400 kVA :Kiosk Substation | 0.4 | --> | 0.4 | 0 | 0 | Constrained, otherwise capacity available =325 kVA | --> | 0.38 | 0 | 0.013 | 0.38 | 0 |  | --> | C16 ex MOUNTGORRY | Mountgorry [T41,T42] | GRANGE (DR) |  | 53.445 | -6.2124
MV/LV Substation TH***609X |  | 20 kV | _ | LV | 100 kVA :Pole Substation | 0.1 | --> | 0.1 | 0 | 0 |  | --> | 0.095 | 0 | 0.013 | 0.102 | 0 |  | --> | E11 ex GLASMORE | Glasmore [T421,T422] | GLASMORE |  | 53.4956 | -6.1115
MV/LV Substation HO***609Z |  | 10 kV | _ | LV | 630 kVA :Kiosk Substation | 0.63 | --> | 0.63 | 0 | 0 | Constrained, otherwise capacity available =533 kVA | --> | 0.598 | 0 | 0.005 | 0.5 | 0 |  | --> | C16 ex MOUNTGORRY | Mountgorry [T41,T42] | GRANGE (DR) |  | 53.4442 | -6.2127
MV/LV Substation LI***610Z |  | 20 kV | _ | LV | 200 kVA :Kiosk Substation | 0.2 | --> | 0.2 | 0 | 0 | Constrained, otherwise capacity available =174 kVA | --> | 0.19 | 0 | 0.005 | 0.19 | 0 |  | --> | E22 ex GLASMORE | Glasmore [T421,T422] | GLASMORE |  | 53.4801 | -6.2039
MV/LV Substation RI***611X |  | 20 kV | _ | LV | 100 kVA :Pole Substation | 0.1 | --> | 0.1 | 0 | 0 | Constrained, otherwise capacity available =27 kVA | --> | 0.095 | 0 | 0 | 0.104 | 0 |  | --> | E18 ex GLASMORE | Glasmore [T421,T422] | GLASMORE |  | 53.5126 | -6.2167
MV/LV Substation MA***613X |  | 10 kV | _ | LV | 200 kVA :Kiosk Substation | 0.2 | --> | 0.2 | 0 | 0 | Constrained, otherwise capacity available =200 kVA | --> | 0.19 | 0 | 0 | 0.19 | 0 |  | --> | C15 ex MALAHIDE | Malahide [T41,T42] | GLASMORE |  | 53.4406 | -6.1565
MV/LV Substation AN***614 |  | 10 kV | _ | LV | 200 kVA :Kiosk Substation | 0.2 | --> | 0.2 | 0 | 0 | Constrained, otherwise capacity available =189 kVA | --> | 0.19 | 0 | 0 | 0.192 | 0 |  | --> | C13 ex MALAHIDE | Malahide [T41,T42] | GLASMORE |  | 53.4226 | -6.1749
MV/LV Substation KE***614Z |  | 10 kV | _ | LV | 100 kVA :Pole Substation | 0.1 | --> | 0.1 | 0 | 0 | Constrained, otherwise capacity available =61 kVA | --> | 0.095 | 0 | 0 | 0.1 | 0 |  | --> | C14 ex SWORDS | Swords [T41,T42] | GLASMORE |  | 53.4459 | -6.2749
MV/LV Substation RA***615 |  | 20 kV | _ | LV | 100 kVA :Pole Substation | 0.1 | --> | 0.1 | 0 | 0 | Constrained, otherwise capacity available =69 kVA | --> | 0.095 | 0 | 0 | 0.099 | 0 |  | --> | E21 ex ASHBOURNE | Ashbourne [T421,T422] | FINGLAS |  | 53.4889 | -6.2859
MV/LV Substation CO***615X |  | 10 kV | _ | LV | 100 kVA :Pole Substation | 0.1 | --> | 0.1 | 0 | 0 | Constrained, otherwise capacity available =73 kVA | --> | 0.095 | 0 | 0.011 | 0.09 | 0 |  | --> | C13 ex MALAHIDE | Malahide [T41,T42] | GLASMORE |  | 53.4357 | -6.171
MV/LV Substation AB***615Z |  | 10 kV | _ | LV | 200 kVA :Kiosk Substation | 0.2 | --> | 0.2 | 0 | 0 | Constrained, otherwise capacity available =166 kVA | --> | 0.19 | 0 | 0.01 | 0.187 | 0 |  | --> | C13 ex MALAHIDE | Malahide [T41,T42] | GLASMORE |  | 53.4253 | -6.1748
MV/LV Substation BL***616X |  | 20 kV | _ | LV | 50 kVA :Pole Substation | 0.05 | --> | 0.05 | 0 | 0 | Constrained, otherwise capacity available =23 kVA | --> | 0.048 | 0 | 0 | 0.051 | 0 |  | --> | E17 ex BALTRASNA | Baltrasna [T121,T122] | BALTRASNA |  | 53.5267 | -6.5272
MV/LV Substation FE***616Z |  | 10 kV | _ | LV | 400 kVA :Kiosk Substation | 0.4 | --> | 0.4 | 0 | 0 | Constrained, otherwise capacity available =348 kVA | --> | 0.38 | 0 | 0.056 | 0.346 | 0 |  | --> | C16 ex MOUNTGORRY | Mountgorry [T41,T42] | GRANGE (DR) |  | 53.4492 | -6.2052
MV/LV Substation EL***617 |  | 20 kV | _ | LV | 50 kVA :Pole Substation | 0.05 | --> | 0.05 | 0 | 0 | Constrained, otherwise capacity available =26 kVA | --> | 0.048 | 0 | 0.005 | 0.047 | 0 |  | --> | E18 ex GLASMORE | Glasmore [T421,T422] | GLASMORE |  | 53.5368 | -6.2706
MV/LV Substation BO***617Z |  | 10 kV | _ | LV | 200 kVA :Kiosk Substation | 0.2 | --> | 0.2 | 0 | 0 | Constrained, otherwise capacity available =199 kVA | --> | 0.19 | 0 | 0 | 0.19 | 0 |  | --> | E17 ex GLASMORE | Glasmore [T421,T422] | GLASMORE |  | 53.4445 | -6.2412
MV/LV Substation TH***620X |  | 20 kV | _ | LV | 400 kVA :Kiosk Substation | 0.4 | --> | 0.4 | 0 | 0 | Constrained, otherwise capacity available =296 kVA | --> | 0.38 | 0 | 0.076 | 0.338 | 0 |  | --> | E16 ex ASHBOURNE | Ashbourne [T421,T422] | FINGLAS |  | 53.5096 | -6.3904
MV/LV Substation KI***620Z |  | 20 kV | _ | LV | 50 kVA :Pole Substation | 0.05 | --> | 0.05 | 0 | 0 | Constrained, otherwise capacity available =50 kVA | --> | 0.048 | 0 | 0 | 0.048 | 0 |  | --> | E21 ex ASHBOURNE | Ashbourne [T421,T422] | FINGLAS |  | 53.4661 | -6.3188
MV/LV Substation RN***621Z |  | 10 kV | _ | LV | 630 kVA :Building Structure | 0.63 | --> | 0.63 | 0 | 0 | Constrained, otherwise capacity available =604 kVA | --> | 0.598 | 0 | 0.04 | 0.5 | 0 |  | --> | C20 ex MOUNTGORRY | Mountgorry [T41,T42] | GRANGE (DR) |  | 53.4444 | -6.2196
MV/LV Substation RO***622Z |  | 20 kV | _ | LV | 200 kVA :Pole Substation | 0.2 | --> | 0.2 | 0 | 0 | Constrained, otherwise capacity available =158 kVA | --> | 0.19 | 0 | 0.026 | 0.176 | 0 |  | --> | E18 ex GLASMORE | Glasmore [T421,T422] | GLASMORE |  | 53.4912 | -6.2687
MV/LV Substation N1***623Z |  | 10 kV | _ | LV | 200 kVA :Kiosk Substation | 0.2 | --> | 0.2 | 0 | 0 | Constrained, otherwise capacity available =160 kVA | --> | 0.19 | 0 | 0 | 0.195 | 0 |  | --> | C20 ex COLLINSTOWN | Collinstown [T41,T42] | GRANGE (DR) |  | 53.442 | -6.2274
MV/LV Substation CH***624Z |  | 10 kV | _ | LV | 200 kVA :Kiosk Substation | 0.2 | --> | 0.2 | 0 | 0 | Constrained, otherwise capacity available =95 kVA | --> | 0.19 | 0 | 0.005 | 0.2 | 0 |  | --> | C18 ex MOUNTGORRY | Mountgorry [T41,T42] | GRANGE (DR) |  | 53.4496 | -6.1855
MV/LV Substation DE***626Z |  | 20 kV | _ | LV | 100 kVA :Pole Substation | 0.1 | --> | 0.1 | 0 | 0 | Constrained, otherwise capacity available =96 kVA | --> | 0.095 | 0 | 0 | 0.096 | 0 |  | --> | E15 ex BATTER LANE TEMPORARY | Batter Lane Temporary 38kv [T421] | GLASMORE |  | 53.4993 | -6.2269
MV/LV Substation FO***627Z |  | 20 kV | _ | LV | 400 kVA :Kiosk Substation | 0.4 | --> | 0.4 | 0 | 0 | Constrained, otherwise capacity available =276 kVA | --> | 0.38 | 0 | 0.007 | 0.392 | 0 |  | --> | E12 ex ASHBOURNE | Ashbourne [T421,T422] | FINGLAS |  | 53.5087 | -6.4511
MV/LV Substation AI***629Z |  | 10 kV | _ | LV | 630 kVA :Building Structure | 0.63 | --> | 0.63 | 0 | 0 | Constrained, otherwise capacity available =519 kVA | --> | 0.598 | 0 | 0 | 0.5 | 0 |  | --> | E17 ex GLASMORE | Glasmore [T421,T422] | GLASMORE |  | 53.4487 | -6.2222
MV/LV Substation AS***630X |  | 20 kV | _ | LV | 630 kVA :Building Structure | 0.63 | --> | 0.63 | 0 | 0 | Constrained, otherwise capacity available =406 kVA | --> | 0.598 | 0 | 0.003 | 0.5 | 0 |  | --> | E16 ex ASHBOURNE | Ashbourne [T421,T422] | FINGLAS |  | 53.5133 | -6.3991
MV/LV Substation AI***630Z |  | 10 kV | _ | LV | 630 kVA :Building Structure | 0.63 | --> | 0.63 | 0 | 0 | Constrained, otherwise capacity available =630 kVA | --> | 0.598 | 0 | 0 | 0.5 | 0 |  | --> | E17 ex GLASMORE | Glasmore [T421,T422] | GLASMORE |  | 53.4487 | -6.2222
MV/LV Substation BL***631X |  | 20 kV | _ | LV | 200 kVA :Pole Substation | 0.2 | --> | 0.2 | 0 | 0 | Constrained, otherwise capacity available =179 kVA | --> | 0.19 | 0 | 0.012 | 0.184 | 0 |  | --> | E11 ex GLASMORE | Glasmore [T421,T422] | GLASMORE |  | 53.4687 | -6.2101
MV/LV Substation DU***632X |  | 20 kV | _ | LV | 200 kVA :Pole Substation | 0.2 | --> | 0.2 | 0 | 0 | Constrained, otherwise capacity available =159 kVA | --> | 0.19 | 0 | 0 | 0.196 | 0 |  | --> | E11 ex GLASMORE | Glasmore [T421,T422] | GLASMORE |  | 53.4797 | -6.1158
MV/LV Substation EM***633 |  | 10 kV | _ | LV | 30 kVA :Pole Substation | 0.03 | --> | 0.03 | 0 | 0 | Constrained, otherwise capacity available =21 kVA | --> | 0.028 | 0 | 0 | 0.03 | 0 |  | --> | C13 ex MALAHIDE | Malahide [T41,T42] | GLASMORE |  | 53.4215 | -6.1829
MV/LV Substation BE***634 |  | 20 kV | _ | LV | 50 kVA :Pole Substation | 0.05 | --> | 0.05 | 0 | 0 | Constrained, otherwise capacity available =50 kVA | --> | 0.048 | 0 | 0 | 0.048 | 0 |  | --> | E15 ex BATTER LANE TEMPORARY | Batter Lane Temporary 38kv [T421] | GLASMORE |  | 53.4938 | -6.1515
MV/LV Substation RO***634Z |  | 20 kV | _ | LV | 630 kVA :Building Structure | 0.63 | --> | 0.63 | 0 | 0 | Constrained, otherwise capacity available =494 kVA | --> | 0.598 | 0 | 0.02 | 0.5 | 0 |  | --> | E22 ex GLASMORE | Glasmore [T421,T422] | GLASMORE |  | 53.4919 | -6.1941
MV/LV Substation CH***635Z |  | 20 kV | _ | LV | 400 kVA :Kiosk Substation | 0.4 | --> | 0.4 | 0 | 0 | Constrained, otherwise capacity available =303 kVA | --> | 0.38 | 0 | 0.014 | 0.383 | 0 |  | --> | E15 ex BATTER LANE TEMPORARY | Batter Lane Temporary 38kv [T421] | GLASMORE |  | 53.5235 | -6.1735
MV/LV Substation PL***637 |  | 20 kV | _ | LV | 400 kVA :Building Structure | 0.4 | --> | 0.4 | 0 | 0 | Constrained, otherwise capacity available =383 kVA | --> | 0.38 | 0 | 0 | 0.382 | 0 |  | --> | E11 ex GLASMORE | Glasmore [T421,T422] | GLASMORE |  | 53.4713 | -6.2091
MV/LV Substation MA***637Z |  | 10 kV | _ | LV | 400 kVA :Kiosk Substation | 0.4 | --> | 0.4 | 0 | 0 | Constrained, otherwise capacity available =322 kVA | --> | 0.38 | 0 | 0 | 0.39 | 0 |  | --> | C17 ex MOUNTGORRY | Mountgorry [T41,T42] | GRANGE (DR) |  | 53.4587 | -6.1892
MV/LV Substation RA***640Z |  | 20 kV | _ | LV | 400 kVA :Building Structure | 0.4 | --> | 0.4 | 0 | 0 | Constrained, otherwise capacity available =357 kVA | --> | 0.38 | 0 | 0.005 | 0.382 | 0 |  | --> | E18 ex BALTRASNA | Baltrasna [T121,T122] | BALTRASNA |  | 53.4999 | -6.4583
MV/LV Substation SE***642X |  | 20 kV | _ | LV | 50 kVA :Pole Substation | 0.05 | --> | 0.05 | 0 | 0 | Constrained, otherwise capacity available =47 kVA | --> | 0.048 | 0 | 0 | 0.048 | 0 |  | --> | E11 ex GLASMORE | Glasmore [T421,T422] | GLASMORE |  | 53.4671 | -6.199
MV/LV Substation TH***642Z |  | 20 kV | _ | LV | 50 kVA :Pole Substation | 0.05 | --> | 0.05 | 0 | 0 | Constrained, otherwise capacity available =46 kVA | --> | 0.048 | 0 | 0 | 0.048 | 0 |  | --> | E17 ex BALTRASNA | Baltrasna [T121,T122] | BALTRASNA |  | 53.5251 | -6.526
MV/LV Substation BR***643Z |  | 20 kV | _ | LV | 200 kVA :Kiosk Substation | 0.2 | --> | 0.2 | 0 | 0 | Constrained, otherwise capacity available =192 kVA | --> | 0.19 | 0 | 0 | 0.191 | 0 |  | --> | E15 ex ASHBOURNE | Ashbourne [T421,T422] | FINGLAS |  | 53.5087 | -6.3968
MV/LV Substation MI***645X |  | 20 kV | _ | LV | 50 kVA :Pole Substation | 0.05 | --> | 0.05 | 0 | 0 | Constrained, otherwise capacity available =34 kVA | --> | 0.048 | 0 | 0 | 0.05 | 0 |  | --> | E15 ex BATTER LANE TEMPORARY | Batter Lane Temporary 38kv [T421] | GLASMORE |  | 53.5254 | -6.1885
MV/LV Substation BA***645Z |  | 10 kV | _ | LV | 200 kVA :Kiosk Substation | 0.2 | --> | 0.2 | 0 | 0 | Constrained, otherwise capacity available =192 kVA | --> | 0.19 | 0 | 0 | 0.191 | 0 |  | --> | C18 ex MALAHIDE | Malahide [T41,T42] | GLASMORE |  | 53.4509 | -6.1459
MV/LV Substation KI***646Z |  | 20 kV | _ | LV | 50 kVA :Pole Substation | 0.05 | --> | 0.05 | 0 | 0 | Constrained, otherwise capacity available =34 kVA | --> | 0.048 | 0 | 0.01 | 0.042 | 0 |  | --> | E11 ex GLASMORE | Glasmore [T421,T422] | GLASMORE |  | 53.4788 | -6.1609
MV/LV Substation DE***647Z |  | 20 kV | _ | LV | 400 kVA :Kiosk Substation | 0.4 | --> | 0.4 | 0 | 0 | Constrained, otherwise capacity available =248 kVA | --> | 0.38 | 0 | 0.025 | 0.382 | 0 |  | --> | E15 ex ASHBOURNE | Ashbourne [T421,T422] | FINGLAS |  | 53.5111 | -6.4031
MV/LV Substation CO***648X |  | 20 kV | _ | LV | 50 kVA :Pole Substation | 0.05 | --> | 0.05 | 0 | 0 | Constrained, otherwise capacity available =33 kVA | --> | 0.048 | 0 | 0 | 0.05 | 0 |  | --> | E11 ex GLASMORE | Glasmore [T421,T422] | GLASMORE |  | 53.4723 | -6.1314
MV/LV Substation TH***649Z |  | 10 kV | _ | LV | 630 kVA :Kiosk Substation | 0.63 | --> | 0.63 | 0 | 0 | Constrained, otherwise capacity available =527 kVA | --> | 0.598 | 0 | 0.005 | 0.5 | 0 |  | --> | C15 ex MALAHIDE | Malahide [T41,T42] | GLASMORE |  | 53.4199 | -6.1503
MV/LV Substation KI***650Z |  | 20 kV | _ | LV | 400 kVA :Building Structure | 0.4 | --> | 0.4 | 0 | 0 | Constrained, otherwise capacity available =288 kVA | --> | 0.38 | 0 | 0 | 0.395 | 0 |  | --> | E15 ex ASHBOURNE | Ashbourne [T421,T422] | FINGLAS |  | 53.5121 | -6.4009
MV/LV Substation KI***651Z |  | 20 kV | _ | LV | 630 kVA :Building Structure | 0.63 | --> | 0.63 | 0 | 0 | Constrained, otherwise capacity available =630 kVA | --> | 0.598 | 0 | 0 | 0.5 | 0 |  | --> | E15 ex ASHBOURNE | Ashbourne [T421,T422] | FINGLAS |  | 53.5121 | -6.401
MV/LV Substation KI***652Z |  | 20 kV | _ | LV | 1000 kVA :Building Structure | 1 | --> | 1 | 0 | 0 | Constrained, otherwise capacity available =860 kVA | --> | 0.95 | 0 | 0 | 0.5 | 0 |  | --> | E15 ex ASHBOURNE | Ashbourne [T421,T422] | FINGLAS |  | 53.5114 | -6.4018
MV/LV Substation KI***653Z |  | 20 kV | _ | LV | 1000 kVA :Building Structure | 1 | --> | 1 | 0 | 0 | Constrained, otherwise capacity available =981 kVA | --> | 0.95 | 0 | 0 | 0.5 | 0 |  | --> | E15 ex ASHBOURNE | Ashbourne [T421,T422] | FINGLAS |  | 53.5114 | -6.4017
MV/LV Substation WH***654X |  | 20 kV | _ | LV | 100 kVA :Pole Substation | 0.1 | --> | 0.1 | 0 | 0 | Constrained, otherwise capacity available =99 kVA | --> | 0.095 | 0 | 0 | 0.095 | 0 |  | --> | C24 ex MACETOWN | Macetown [T101,T102] | MACETOWN |  | 53.4702 | -6.4148
MV/LV Substation TH***654Z |  | 20 kV | _ | LV | 400 kVA :Building Structure | 0.4 | --> | 0.4 | 0 | 0 | Constrained, otherwise capacity available =341 kVA | --> | 0.38 | 0 | 0 | 0.388 | 0 |  | --> | E15 ex ASHBOURNE | Ashbourne [T421,T422] | FINGLAS |  | 53.5117 | -6.4016
MV/LV Substation HO***655X |  | 20 kV | _ | LV | 200 kVA :Kiosk Substation | 0.2 | --> | 0.2 | 0 | 0 | Constrained, otherwise capacity available =178 kVA | --> | 0.19 | 0 | 0.02 | 0.178 | 0 |  | --> | C26 ex STEPHENSTOWN | Stephenstown [T101,T102] | FINGLAS |  | 53.5523 | -6.2675
MV/LV Substation TU***656Z |  | 10 kV | _ | LV | 1000 kVA :Building Structure | 1 | --> | 1 | 0 | 0 | Constrained, otherwise capacity available =788 kVA | --> | 0.95 | 0 | 0 | 0.5 | 0 |  | --> | C20 ex MOUNTGORRY | Mountgorry [T41,T42] | GRANGE (DR) |  | 53.4445 | -6.2262
MV/LV Substation NI***657X |  | 20 kV | _ | LV | 50 kVA :Pole Substation | 0.05 | --> | 0.05 | 0 | 0 | Constrained, otherwise capacity available =26 kVA | --> | 0.048 | 0 | 0.006 | 0.046 | 0 |  | --> | E16 ex ASHBOURNE | Ashbourne [T421,T422] | FINGLAS |  | 53.4958 | -6.3827
MV/LV Substation GO***657Z |  | 20 kV | _ | LV | 50 kVA :Pole Substation | 0.05 | --> | 0.05 | 0 | 0 | Constrained, otherwise capacity available =36 kVA | --> | 0.048 | 0 | 0 | 0.049 | 0 |  | --> | E15 ex BATTER LANE TEMPORARY | Batter Lane Temporary 38kv [T421] | GLASMORE |  | 53.4967 | -6.1519
MV/LV Substation HO***658Z |  | 10 kV | _ | LV | 400 kVA :Kiosk Substation | 0.4 | --> | 0.4 | 0 | 0 | Constrained, otherwise capacity available =337 kVA | --> | 0.38 | 0 | 0.02 | 0.374 | 0 |  | --> | C16 ex MOUNTGORRY | Mountgorry [T41,T42] | GRANGE (DR) |  | 53.4435 | -6.2075
MV/LV Substation DR***659X |  | 20 kV | _ | LV | 630 kVA :Building Structure | 0.63 | --> | 0.63 | 0 | 0 | Constrained, otherwise capacity available =593 kVA | --> | 0.598 | 0 | 0 | 0.5 | 0 |  | --> | E20 ex BALTRASNA | Baltrasna [T121,T122] | BALTRASNA |  | 53.5177 | -6.4123
MV/LV Substation MU***660X |  | 20 kV | _ | LV | 100 kVA :Pole Substation | 0.1 | --> | 0.1 | 0 | 0 | Constrained, otherwise capacity available =51 kVA | --> | 0.095 | 0 | 0 | 0.102 | 0 |  | --> | E21 ex ASHBOURNE | Ashbourne [T421,T422] | FINGLAS |  | 53.5214 | -6.2862
MV/LV Substation SU***660Z |  | 20 kV | _ | LV | 400 kVA :Kiosk Substation | 0.4 | --> | 0.4 | 0 | 0 | Constrained, otherwise capacity available =363 kVA | --> | 0.38 | 0 | 0 | 0.385 | 0 |  | --> | E17 ex BALTRASNA | Baltrasna [T121,T122] | BALTRASNA |  | 53.5099 | -6.5391
MV/LV Substation TY***661Z |  | 20 kV | _ | LV | 50 kVA :Pole Substation | 0.05 | --> | 0.05 | 0 | 0 | Constrained, otherwise capacity available =49 kVA | --> | 0.048 | 0 | 0 | 0 | 0 | Constrained, otherwise capacity available =48 kW | --> | C11 ex LOUGHSHINNY | Loughshinny [T41,T42] | GLASMORE |  | 53.535 | -6.1518
MV/LV Substation BE***662 |  | 20 kV | _ | LV | 50 kVA :Pole Substation | 0.05 | --> | 0.05 | 0 | 0 |  | --> | 0.048 | 0 | 0 | 0.056 | 0 |  | --> | E20 ex GLASMORE | Glasmore [T421,T422] | GLASMORE |  | 53.4847 | -6.2199
MV/LV Substation PA***662X |  | 20 kV | _ | LV | 400 kVA :Building Structure | 0.4 | --> | 0.4 | 0 | 0 | Constrained, otherwise capacity available =260 kVA | --> | 0.38 | 0 | 0.017 | 0.386 | 0 |  | --> | E21 ex ASHBOURNE | Ashbourne [T421,T422] | FINGLAS |  | 53.5184 | -6.2677
MV/LV Substation BO***662Z |  | 10 kV | _ | LV | 400 kVA :Kiosk Substation | 0.4 | --> | 0.4 | 0 | 0 | Constrained, otherwise capacity available =331 kVA | --> | 0.38 | 0 | 0.013 | 0.38 | 0 |  | --> | E17 ex GLASMORE | Glasmore [T421,T422] | GLASMORE |  | 53.4436 | -6.2319
MV/LV Substation BA***663 |  | 20 kV | _ | LV | 50 kVA :Pole Substation | 0.05 | --> | 0.05 | 0 | 0 | Constrained, otherwise capacity available =2 kVA | --> | 0.048 | 0 | 0 | 0.054 | 0 |  | --> | E11 ex GLASMORE | Glasmore [T421,T422] | GLASMORE |  | 53.473 | -6.2182
MV/LV Substation BA***663Z |  | 20 kV | _ | LV | 400 kVA :Building Structure | 0.4 | --> | 0.4 | 0 | 0 | Constrained, otherwise capacity available =356 kVA | --> | 0.38 | 0 | 0 | 0.386 | 0 |  | --> | E16 ex ASHBOURNE | Ashbourne [T421,T422] | FINGLAS |  | 53.5101 | -6.3954
MV/LV Substation CO***664 |  | 20 kV | _ | LV | 50 kVA :Pole Substation | 0.05 | --> | 0.05 | 0 | 0 | Constrained, otherwise capacity available =44 kVA | --> | 0.048 | 0 | 0 | 0.048 | 0 |  | --> | E15 ex BATTER LANE TEMPORARY | Batter Lane Temporary 38kv [T421] | GLASMORE |  | 53.5018 | -6.1917
MV/LV Substation CE***664Z |  | 10 kV | _ | LV | 400 kVA :Kiosk Substation | 0.4 | --> | 0.4 | 0 | 0 | Constrained, otherwise capacity available =337 kVA | --> | 0.38 | 0 | 0 | 0.389 | 0 |  | --> | E17 ex GLASMORE | Glasmore [T421,T422] | GLASMORE |  | 53.4498 | -6.2457
MV/LV Substation ST***666X |  | 10 kV | _ | LV | 200 kVA :Kiosk Substation | 0.2 | --> | 0.2 | 0 | 0 | Constrained, otherwise capacity available =165 kVA | --> | 0.19 | 0 | 0.006 | 0.19 | 0 |  | --> | E11 ex ASHBOURNE | Ashbourne [T421,T422] | FINGLAS |  | 53.452 | -6.3039
MV/LV Substation DR***668Z |  | 10 kV | _ | LV | 200 kVA :Kiosk Substation | 0.2 | --> | 0.2 | 0 | 0 | Constrained, otherwise capacity available =104 kVA | --> | 0.19 | 0 | 0.04 | 0.173 | 0 |  | --> | C13 ex MALAHIDE | Malahide [T41,T42] | GLASMORE |  | 53.417 | -6.1547
MV/LV Substation AS***669Z |  | 20 kV | _ | LV | 400 kVA :Kiosk Substation | 0.4 | --> | 0.4 | 0 | 0 | Constrained, otherwise capacity available =327 kVA | --> | 0.38 | 0 | 0.013 | 0.38 | 0 |  | --> | E16 ex ASHBOURNE | Ashbourne [T421,T422] | FINGLAS |  | 53.513 | -6.3948
MV/LV Substation HI***670Z |  | 10 kV | _ | LV | 400 kVA :Kiosk Substation | 0.4 | --> | 0.4 | 0 | 0 | Constrained, otherwise capacity available =310 kVA | --> | 0.38 | 0 | 0.024 | 0.374 | 0 |  | --> | C18 ex MALAHIDE | Malahide [T41,T42] | GLASMORE |  | 53.4434 | -6.151
MV/LV Substation CH***671Z |  | 20 kV | _ | LV | 200 kVA :Kiosk Substation | 0.2 | --> | 0.2 | 0 | 0 | Constrained, otherwise capacity available =174 kVA | --> | 0.19 | 0 | 0.01 | 0.186 | 0 |  | --> | E16 ex ASHBOURNE | Ashbourne [T421,T422] | FINGLAS |  | 53.5025 | -6.39
MV/LV Substation NO***673Z |  | 10 kV | _ | LV | 400 kVA :Building Structure | 0.4 | --> | 0.4 | 0 | 0 | Constrained, otherwise capacity available =290 kVA | --> | 0.38 | 0 | 0 | 0.395 | 0 |  | --> | C12 ex SWORDS | Swords [T41,T42] | GLASMORE |  | 53.4584 | -6.2099
MV/LV Substation NO***674Z |  | 10 kV | _ | LV | 400 kVA :Building Structure | 0.4 | --> | 0.4 | 0 | 0 | Constrained, otherwise capacity available =400 kVA | --> | 0.38 | 0 | 0 | 0.38 | 0 |  | --> | C12 ex SWORDS | Swords [T41,T42] | GLASMORE |  | 53.458 | -6.21
MV/LV Substation CA***675Z |  | 20 kV | _ | LV | 200 kVA :Kiosk Substation | 0.2 | --> | 0.2 | 0 | 0 | Constrained, otherwise capacity available =191 kVA | --> | 0.19 | 0 | 0 | 0.191 | 0 |  | --> | E15 ex ASHBOURNE | Ashbourne [T421,T422] | FINGLAS |  | 53.5094 | -6.404
MV/LV Substation BA***677 |  | 10 kV | _ | LV | 50 kVA :Pole Substation | 0.05 | --> | 0.05 | 0 | 0 | Constrained, otherwise capacity available =43 kVA | --> | 0.048 | 0 | 0 | 0.048 | 0 |  | --> | C17 ex MOUNTGORRY | Mountgorry [T41,T42] | GRANGE (DR) |  | 53.4553 | -6.1761
MV/LV Substation MI***677Z |  | 20 kV | _ | LV | 400 kVA :Kiosk Substation | 0.4 | --> | 0.4 | 0 | 0 | Constrained, otherwise capacity available =397 kVA | --> | 0.38 | 0 | 0 | 0.38 | 0 |  | --> | E16 ex ASHBOURNE | Ashbourne [T421,T422] | FINGLAS |  | 53.5147 | -6.4016
MV/LV Substation LU***678Z |  | 20 kV | _ | LV | 1000 kVA :Building Structure | 1 | --> | 1 | 0 | 0 | Constrained, otherwise capacity available =912 kVA | --> | 0.95 | 0 | 0 | 0.5 | 0 |  | --> | E15 ex BATTER LANE TEMPORARY | Batter Lane Temporary 38kv [T421] | GLASMORE |  | 53.5267 | -6.1639
MV/LV Substation HI***679Z |  | 20 kV | _ | LV | 400 kVA :Building Structure | 0.4 | --> | 0.4 | 0 | 0 | Constrained, otherwise capacity available =400 kVA | --> | 0.38 | 0 | 0 | 0.38 | 0 |  | --> | E21 ex ASHBOURNE | Ashbourne [T421,T422] | FINGLAS |  | 53.5358 | -6.3491
MV/LV Substation HO***680Z |  | 10 kV | _ | LV | 630 kVA :Kiosk Substation | 0.63 | --> | 0.63 | 0 | 0 | Constrained, otherwise capacity available =528 kVA | --> | 0.598 | 0 | 0.008 | 0.5 | 0 |  | --> | C16 ex MOUNTGORRY | Mountgorry [T41,T42] | GRANGE (DR) |  | 53.4431 | -6.2127
MV/LV Substation AS***681X |  | 20 kV | _ | LV | 100 kVA :Pole Substation | 0.1 | --> | 0.1 | 0 | 0 | Constrained, otherwise capacity available =97 kVA | --> | 0.095 | 0 | 0 | 0.096 | 0 |  | --> | E21 ex BALTRASNA | Baltrasna [T121,T122] | BALTRASNA |  | 53.5044 | -6.382
MV/LV Substation HO***681Z |  | 10 kV | _ | LV | 400 kVA :Kiosk Substation | 0.4 | --> | 0.4 | 0 | 0 | Constrained, otherwise capacity available =335 kVA | --> | 0.38 | 0 | 0 | 0.389 | 0 |  | --> | C16 ex MOUNTGORRY | Mountgorry [T41,T42] | GRANGE (DR) |  | 53.4422 | -6.2121
MV/LV Substation BA***682X |  | 20 kV | _ | LV | 50 kVA :Pole Substation | 0.05 | --> | 0.05 | 0 | 0 | Constrained, otherwise capacity available =40 kVA | --> | 0.048 | 0 | 0.005 | 0.045 | 0 |  | --> | E18 ex GLASMORE | Glasmore [T421,T422] | GLASMORE |  | 53.4878 | -6.2618
MV/LV Substation HO***682Z |  | 10 kV | _ | LV | 630 kVA :Kiosk Substation | 0.63 | --> | 0.63 | 0 | 0 | Constrained, otherwise capacity available =517 kVA | --> | 0.598 | 0 | 0 | 0.5 | 0 |  | --> | C16 ex MOUNTGORRY | Mountgorry [T41,T42] | GRANGE (DR) |  | 53.4425 | -6.209
MV/LV Substation WE***683X |  | 20 kV | _ | LV | 630 kVA :Building Structure | 0.63 | --> | 0.63 | 0 | 0 | Constrained, otherwise capacity available =342 kVA | --> | 0.598 | 0 | 0.005 | 0.5 | 0 |  | --> | E21 ex ASHBOURNE | Ashbourne [T421,T422] | FINGLAS |  | 53.5286 | -6.303
MV/LV Substation AS***683Z |  | 20 kV | _ | LV | 400 kVA :Building Structure | 0.4 | --> | 0.4 | 0 | 0 | Constrained, otherwise capacity available =398 kVA | --> | 0.38 | 0 | 0 | 0.38 | 0 |  | --> | E20 ex BALTRASNA | Baltrasna [T121,T122] | BALTRASNA |  | 53.5182 | -6.4097
MV/LV Substation NE***684 |  | 20 kV | _ | LV | 50 kVA :Pole Substation | 0.05 | --> | 0.05 | 0 | 0 | Constrained, otherwise capacity available =46 kVA | --> | 0.048 | 0 | 0 | 0.048 | 0 |  | --> | E20 ex GLASMORE | Glasmore [T421,T422] | GLASMORE |  | 53.479 | -6.2232
MV/LV Substation DU***684Z |  | 20 kV | _ | LV | 400 kVA :Building Structure | 0.4 | --> | 0.4 | 0 | 0 | Constrained, otherwise capacity available =340 kVA | --> | 0.38 | 0 | 0 | 0.388 | 0 |  | --> | E17 ex BALTRASNA | Baltrasna [T121,T122] | BALTRASNA |  | 53.5113 | -6.5389
MV/LV Substation TH***685Z |  | 20 kV | _ | LV | 200 kVA :Kiosk Substation | 0.2 | --> | 0.2 | 0 | 0 | Constrained, otherwise capacity available =59 kVA | --> | 0.19 | 0 | 0.011 | 0.19 | 0 |  | --> | E18 ex BALTRASNA | Baltrasna [T121,T122] | BALTRASNA |  | 53.5005 | -6.4679
MV/LV Substation BA***686X |  | 20 kV | _ | LV | 200 kVA :Pole Substation | 0.2 | --> | 0.2 | 0 | 0 | Constrained, otherwise capacity available =97 kVA | --> | 0.19 | 0 | 0.01 | 0.196 | 0 |  | --> | E18 ex GLASMORE | Glasmore [T421,T422] | GLASMORE |  | 53.5351 | -6.1952
MV/LV Substation FO***686Z |  | 10 kV | _ | LV | 630 kVA :Building Structure | 0.63 | --> | 0.63 | 0 | 0 | Constrained, otherwise capacity available =444 kVA | --> | 0.598 | 0 | 0 | 0.5 | 0 |  | --> | E17 ex GLASMORE | Glasmore [T421,T422] | GLASMORE |  | 53.4463 | -6.2382
MV/LV Substation AI***688Z |  | 20 kV | _ | LV | 400 kVA :Kiosk Substation | 0.4 | --> | 0.4 | 0 | 0 | Constrained, otherwise capacity available =400 kVA | --> | 0.38 | 0 | 0 | 0.38 | 0 |  | --> | E16 ex ASHBOURNE | Ashbourne [T421,T422] | FINGLAS |  | 53.511 | -6.3993
MV/LV Substation TA***689 |  | 20 kV | _ | LV | 50 kVA :Pole Substation | 0.05 | --> | 0.05 | 0 | 0 | Constrained, otherwise capacity available =46 kVA | --> | 0.048 | 0 | 0.005 | 0.044 | 0 |  | --> | E12 ex ASHBOURNE | Ashbourne [T421,T422] | FINGLAS |  | 53.4921 | -6.4357
MV/LV Substation AB***690 |  | 10 kV | _ | LV | 150 kVA :Pole Substation | 0.15 | --> | 0.15 | 0 | 0 | Constrained, otherwise capacity available =139 kVA | --> | 0.142 | 0 | 0.015 | 0.133 | 0 |  | --> | C13 ex MALAHIDE | Malahide [T41,T42] | GLASMORE |  | 53.4286 | -6.1805
MV/LV Substation GA***690Z |  | 10 kV | _ | LV | 400 kVA :Building Structure | 0.4 | --> | 0.4 | 0 | 0 | Constrained, otherwise capacity available =270 kVA | --> | 0.38 | 0 | 0 | 0.397 | 0 |  | --> | C19 ex MALAHIDE | Malahide [T41,T42] | GLASMORE |  | 53.4524 | -6.155
MV/LV Substation OL***691 |  | 20 kV | _ | LV | 50 kVA :Pole Substation | 0.05 | --> | 0.05 | 0 | 0 | Constrained, otherwise capacity available =50 kVA | --> | 0.048 | 0 | 0 | 0.048 | 0 |  | --> | E21 ex ASHBOURNE | Ashbourne [T421,T422] | FINGLAS |  | 53.5172 | -6.317
MV/LV Substation WH***691Z |  | 20 kV | _ | LV | 400 kVA :Kiosk Substation | 0.4 | --> | 0.4 | 0 | 0 | Constrained, otherwise capacity available =284 kVA | --> | 0.38 | 0 | 0.115 | 0.31 | 0 |  | --> | E21 ex BALTRASNA | Baltrasna [T121,T122] | BALTRASNA |  | 53.5074 | -6.3856
MV/LV Substation NE***692 |  | 20 kV | _ | LV | 200 kVA :Kiosk Substation | 0.2 | --> | 0.2 | 0 | 0 | Constrained, otherwise capacity available =172 kVA | --> | 0.19 | 0 | 0 | 0.194 | 0 |  | --> | E15 ex BATTER LANE TEMPORARY | Batter Lane Temporary 38kv [T421] | GLASMORE |  | 53.4867 | -6.168
MV/LV Substation BE***693X |  | 20 kV | _ | LV | 50 kVA :Pole Substation | 0.05 | --> | 0.05 | 0 | 0 | Constrained, otherwise capacity available =35 kVA | --> | 0.048 | 0 | 0.016 | 0.038 | 0 |  | --> | E18 ex GLASMORE | Glasmore [T421,T422] | GLASMORE |  | 53.5346 | -6.2509
MV/LV Substation KE***693Z |  | 20 kV | _ | LV | 630 kVA :Kiosk Substation | 0.63 | --> | 0.63 | 0 | 0 | Constrained, otherwise capacity available =594 kVA | --> | 0.598 | 0 | 0 | 0.5 | 0 |  | --> | E11 ex GLASMORE | Glasmore [T421,T422] | GLASMORE |  | 53.4875 | -6.1494
MV/LV Substation AS***694Z |  | 20 kV | _ | LV | 630 kVA :Building Structure | 0.63 | --> | 0.63 | 0 | 0 | Constrained, otherwise capacity available =512 kVA | --> | 0.598 | 0 | 0 | 0.5 | 0 |  | --> | E20 ex BALTRASNA | Baltrasna [T121,T122] | BALTRASNA |  | 53.5159 | -6.4165
MV/LV Substation AS***695Z |  | 20 kV | _ | LV | 630 kVA :Building Structure | 0.63 | --> | 0.63 | 0 | 0 | Constrained, otherwise capacity available =594 kVA | --> | 0.598 | 0 | 0.005 | 0.5 | 0 |  | --> | E20 ex BALTRASNA | Baltrasna [T121,T122] | BALTRASNA |  | 53.5146 | -6.4148
MV/LV Substation AS***696Z |  | 20 kV | _ | LV | 400 kVA :Building Structure | 0.4 | --> | 0.4 | 0 | 0 | Constrained, otherwise capacity available =368 kVA | --> | 0.38 | 0 | 0 | 0.384 | 0 |  | --> | E20 ex BALTRASNA | Baltrasna [T121,T122] | BALTRASNA |  | 53.5137 | -6.4169
MV/LV Substation RO***697 |  | 20 kV | _ | LV | 200 kVA :Pole Substation | 0.2 | --> | 0.2 | 0 | 0 | Constrained, otherwise capacity available =159 kVA | --> | 0.19 | 0 | 0.04 | 0.166 | 0 |  | --> | E21 ex ASHBOURNE | Ashbourne [T421,T422] | FINGLAS |  | 53.4895 | -6.2959
MV/LV Substation AS***697Z |  | 20 kV | _ | LV | 400 kVA :Kiosk Substation | 0.4 | --> | 0.4 | 0 | 0 | Constrained, otherwise capacity available =330 kVA | --> | 0.38 | 0 | 0.021 | 0.374 | 0 |  | --> | E16 ex ASHBOURNE | Ashbourne [T421,T422] | FINGLAS |  | 53.515 | -6.3938
MV/LV Substation PA***698Z |  | 10 kV | _ | LV | 630 kVA :Building Structure | 0.63 | --> | 0.63 | 0 | 0 | Constrained, otherwise capacity available =520 kVA | --> | 0.598 | 0 | 0 | 0.5 | 0 |  | --> | C11 ex MOUNTGORRY | Mountgorry [T41,T42] | GRANGE (DR) |  | 53.4555 | -6.2196
MV/LV Substation PA***699Z |  | 10 kV | _ | LV | 630 kVA :Building Structure | 0.63 | --> | 0.63 | 0 | 0 | Constrained, otherwise capacity available =434 kVA | --> | 0.598 | 0 | 0 | 0.5 | 0 |  | --> | C11 ex MOUNTGORRY | Mountgorry [T41,T42] | GRANGE (DR) |  | 53.4554 | -6.2196
MV/LV Substation CO***700Z |  | 20 kV | _ | LV | 50 kVA :Pole Substation | 0.05 | --> | 0.05 | 0 | 0 | Constrained, otherwise capacity available =50 kVA | --> | 0.048 | 0 | 0 | 0.048 | 0 |  | --> | E15 ex BATTER LANE TEMPORARY | Batter Lane Temporary 38kv [T421] | GLASMORE |  | 53.5137 | -6.1916
MV/LV Substation MO***701X |  | 20 kV | _ | LV | 630 kVA :Building Structure | 0.63 | --> | 0.63 | 0 | 0 | Constrained, otherwise capacity available =474 kVA | --> | 0.598 | 0 | 0 | 0.5 | 0 |  | --> | E11 ex GLASMORE | Glasmore [T421,T422] | GLASMORE |  | 53.47 | -6.2097
MV/LV Substation KI***701Z |  | 10 kV | _ | LV | 50 kVA :Pole Substation | 0.05 | --> | 0.05 | 0 | 0 | Constrained, otherwise capacity available =47 kVA | --> | 0.048 | 0 | 0 | 0.048 | 0 |  | --> | C20 ex COLLINSTOWN | Collinstown [T41,T42] | GRANGE (DR) |  | 53.4423 | -6.2257
MV/LV Substation MA***702Z |  | 20 kV | _ | LV | 400 kVA :Kiosk Substation | 0.4 | --> | 0.4 | 0 | 0 | Constrained, otherwise capacity available =352 kVA | --> | 0.38 | 0 | 0.011 | 0.378 | 0 |  | --> | E16 ex ASHBOURNE | Ashbourne [T421,T422] | FINGLAS |  | 53.5129 | -6.3898
MV/LV Substation MA***703Z |  | 20 kV | _ | LV | 400 kVA :Kiosk Substation | 0.4 | --> | 0.4 | 0 | 0 | Constrained, otherwise capacity available =284 kVA | --> | 0.38 | 0 | 0.054 | 0.356 | 0 |  | --> | E16 ex ASHBOURNE | Ashbourne [T421,T422] | FINGLAS |  | 53.5135 | -6.3883
MV/LV Substation BE***704X |  | 20 kV | _ | LV | 200 kVA :Pole Substation | 0.2 | --> | 0.2 | 0 | 0 | Constrained, otherwise capacity available =94 kVA | --> | 0.19 | 0 | 0.1 | 0.123 | 0 |  | --> | E18 ex GLASMORE | Glasmore [T421,T422] | GLASMORE |  | 53.5053 | -6.2647
MV/LV Substation MA***704Z |  | 10 kV | _ | LV | 400 kVA :Kiosk Substation | 0.4 | --> | 0.4 | 0 | 0 | Constrained, otherwise capacity available =338 kVA | --> | 0.38 | 0 | 0.023 | 0.371 | 0 |  | --> | C21 ex MALAHIDE | Malahide [T41,T42] | GLASMORE |  | 53.4503 | -6.1525
MV/LV Substation BA***705X |  | 20 kV | _ | LV | 50 kVA :Pole Substation | 0.05 | --> | 0.05 | 0 | 0 | Constrained, otherwise capacity available =26 kVA | --> | 0.048 | 0 | 0 | 0.051 | 0 |  | --> | E11 ex GLASMORE | Glasmore [T421,T422] | GLASMORE |  | 53.4769 | -6.1358
MV/LV Substation BU***707 |  | 20 kV | _ | LV | 50 kVA :Pole Substation | 0.05 | --> | 0.05 | 0 | 0 | Constrained, otherwise capacity available =23 kVA | --> | 0.048 | 0 | 0 | 0.051 | 0 |  | --> | E11 ex GLASMORE | Glasmore [T421,T422] | GLASMORE |  | 53.5015 | -6.1182
MV/LV Substation BE***707X |  | 20 kV | _ | LV | 200 kVA :Pole Substation | 0.2 | --> | 0.2 | 0 | 0 | Constrained, otherwise capacity available =149 kVA | --> | 0.19 | 0 | 0 | 0.197 | 0 |  | --> | E15 ex BATTER LANE TEMPORARY | Batter Lane Temporary 38kv [T421] | GLASMORE |  | 53.4989 | -6.2094
MV/LV Substation LI***709Z |  | 20 kV | _ | LV | 50 kVA :Pole Substation | 0.05 | --> | 0.05 | 0 | 0 | Constrained, otherwise capacity available =42 kVA | --> | 0.048 | 0 | 0 | 0.049 | 0 |  | --> | E21 ex ASHBOURNE | Ashbourne [T421,T422] | FINGLAS |  | 53.5014 | -6.281
MV/LV Substation GR***711X |  | 20 kV | _ | LV | 50 kVA :Pole Substation | 0.05 | --> | 0.05 | 0 | 0 | Constrained, otherwise capacity available =40 kVA | --> | 0.048 | 0 | 0.01 | 0.042 | 0 |  | --> | E18 ex GLASMORE | Glasmore [T421,T422] | GLASMORE |  | 53.5134 | -6.2277
MV/LV Substation RA***712Z |  | 20 kV | _ | LV | 630 kVA :Building Structure | 0.63 | --> | 0.63 | 0 | 0 | Constrained, otherwise capacity available =429 kVA | --> | 0.598 | 0 | 0 | 0.5 | 0 |  | --> | E21 ex BALTRASNA | Baltrasna [T121,T122] | BALTRASNA |  | 53.5263 | -6.4136
MV/LV Substation A.***713X |  | 10 kV | _ | LV | 200 kVA :Pole Substation | 0.2 | --> | 0.2 | 0 | 0 | Constrained, otherwise capacity available =178 kVA | --> | 0.19 | 0 | 0 | 0.193 | 0 |  | --> | C20 ex CLONSHAUGH | Clonshaugh [T41,T42] | FINGLAS |  | 53.4193 | -6.2176
MV/LV Substation RA***713Z |  | 20 kV | _ | LV | 630 kVA :Building Structure | 0.63 | --> | 0.63 | 0 | 0 | Constrained, otherwise capacity available =503 kVA | --> | 0.598 | 0 | 0 | 0.5 | 0 |  | --> | E20 ex BALTRASNA | Baltrasna [T121,T122] | BALTRASNA |  | 53.5217 | -6.4164
MV/LV Substation JO***714 |  | 20 kV | _ | LV | 50 kVA :Pole Substation | 0.05 | --> | 0.05 | 0 | 0 | Constrained, otherwise capacity available =46 kVA | --> | 0.048 | 0 | 0 | 0.048 | 0 |  | --> | E21 ex ASHBOURNE | Ashbourne [T421,T422] | FINGLAS |  | 53.5242 | -6.3415
MV/LV Substation MO***714Z |  | 10 kV | _ | LV | 200 kVA :Kiosk Substation | 0.2 | --> | 0.2 | 0 | 0 | Constrained, otherwise capacity available =187 kVA | --> | 0.19 | 0 | 0 | 0.192 | 0 |  | --> | C15 ex MOUNTGORRY | Mountgorry [T41,T42] | GRANGE (DR) |  | 53.4548 | -6.2075
MV/LV Substation CA***715Z |  | 10 kV | _ | LV | 630 kVA :Building Structure | 0.63 | --> | 0.63 | 0 | 0 | Constrained, otherwise capacity available =382 kVA | --> | 0.598 | 0 | 0 | 0.5 | 0 |  | --> | C19 ex KILMORE | Kilmore [T101,T102,T103] | FINGLAS |  | 53.4154 | -6.2416
MV/LV Substation ST***716 |  | 10 kV | _ | LV | 100 kVA :Pole Substation | 0.1 | --> | 0.1 | 0 | 0 | Constrained, otherwise capacity available =53 kVA | --> | 0.095 | 0 | 0.004 | 0.098 | 0 |  | --> | C20 ex CLONSHAUGH | Clonshaugh [T41,T42] | FINGLAS |  | 53.4255 | -6.2132
MV/LV Substation SE***716X |  | 10 kV | _ | LV | 200 kVA :Pole Substation | 0.2 | --> | 0.2 | 0 | 0 | Constrained, otherwise capacity available =180 kVA | --> | 0.19 | 0 | 0.01 | 0.185 | 0 |  | --> | C17 ex SWORDS | Swords [T41,T42] | GLASMORE |  | 53.465 | -6.2053
MV/LV Substation BA***717X |  | 20 kV | _ | LV | 100 kVA :Pole Substation | 0.1 | --> | 0.1 | 0 | 0 | Constrained, otherwise capacity available =88 kVA | --> | 0.095 | 0 | 0.005 | 0.093 | 0 |  | --> | E11 ex GLASMORE | Glasmore [T421,T422] | GLASMORE |  | 53.4787 | -6.1204
MV/LV Substation ST***717Z |  | 10 kV | _ | LV | 630 kVA :Building Structure | 0.63 | --> | 0.63 | 0 | 0 | Constrained, otherwise capacity available =530 kVA | --> | 0.598 | 0 | 0 | 0.5 | 0 |  | --> | C17 ex SWORDS | Swords [T41,T42] | GLASMORE |  | 53.4635 | -6.2181
MV/LV Substation AS***719X |  | 20 kV | _ | LV | 400 kVA :Building Structure | 0.4 | --> | 0.4 | 0 | 0 | Constrained, otherwise capacity available =279 kVA | --> | 0.38 | 0 | 0.026 | 0.377 | 0 |  | --> | E16 ex ASHBOURNE | Ashbourne [T421,T422] | FINGLAS |  | 53.5041 | -6.3891
MV/LV Substation RE***721Z |  | 20 kV | _ | LV | 400 kVA :Kiosk Substation | 0.4 | --> | 0.4 | 0 | 0 | Constrained, otherwise capacity available =301 kVA | --> | 0.38 | 0 | 0 | 0 | 0 | Constrained, otherwise capacity available =393 kW | --> | C11 ex LOUGHSHINNY | Loughshinny [T41,T42] | GLASMORE |  | 53.5217 | -6.1605
MV/LV Substation WO***722X |  | 20 kV | _ | LV | 50 kVA :Pole Substation | 0.05 | --> | 0.05 | 0 | 0 | Constrained, otherwise capacity available =31 kVA | --> | 0.048 | 0 | 0 | 0.05 | 0 |  | --> | C24 ex MACETOWN | Macetown [T101,T102] | MACETOWN |  | 53.4782 | -6.3698
MV/LV Substation LA***723 |  | 20 kV | _ | LV | 50 kVA :Pole Substation | 0.05 | --> | 0.05 | 0 | 0 | Constrained, otherwise capacity available =50 kVA | --> | 0.048 | 0 | 0 | 0.048 | 0 |  | --> | E15 ex BATTER LANE TEMPORARY | Batter Lane Temporary 38kv [T421] | GLASMORE |  | 53.4897 | -6.1949
MV/LV Substation KI***724 |  | 20 kV | _ | LV | 50 kVA :Pole Substation | 0.05 | --> | 0.05 | 0 | 0 | Constrained, otherwise capacity available =30 kVA | --> | 0.048 | 0 | 0.006 | 0.046 | 0 |  | --> | E16 ex ASHBOURNE | Ashbourne [T421,T422] | FINGLAS |  | 53.4974 | -6.3858
MV/LV Substation KI***725X |  | 10 kV | _ | LV | 200 kVA :Building Structure | 0.2 | --> | 0.2 | 0 | 0 | Constrained, otherwise capacity available =127 kVA | --> | 0.19 | 0 | 0.009 | 0.193 | 0 |  | --> | C13 ex MALAHIDE | Malahide [T41,T42] | GLASMORE |  | 53.4267 | -6.1704
MV/LV Substation SC***726Z |  | 10 kV | _ | LV | 400 kVA :Kiosk Substation | 0.4 | --> | 0.4 | 0 | 0 | Constrained, otherwise capacity available =335 kVA | --> | 0.38 | 0 | 0 | 0.389 | 0 |  | --> | C13 ex SUTTON | Sutton [T41,T42] | GRANGE (DR) |  | 53.3927 | -6.1318
MV/LV Substation RO***729X |  | 20 kV | _ | LV | 200 kVA :Pole Substation | 0.2 | --> | 0.2 | 0 | 0 | Constrained, otherwise capacity available =157 kVA | --> | 0.19 | 0 | 0.005 | 0.192 | 0 |  | --> | E21 ex ASHBOURNE | Ashbourne [T421,T422] | FINGLAS |  | 53.491 | -6.3016
MV/LV Substation RO***729Z |  | 10 kV | _ | LV | 400 kVA :Kiosk Substation | 0.4 | --> | 0.4 | 0 | 0 | Constrained, otherwise capacity available =341 kVA | --> | 0.38 | 0 | 0.005 | 0.384 | 0 |  | --> | C16 ex MALAHIDE | Malahide [T41,T42] | GLASMORE |  | 53.4445 | -6.1388
MV/LV Substation SE***730Z |  | 20 kV | _ | LV | 400 kVA :Kiosk Substation | 0.4 | --> | 0.4 | 0 | 0 | Constrained, otherwise capacity available =330 kVA | --> | 0.38 | 0 | 0 | 0.389 | 0 |  | --> | E16 ex ASHBOURNE | Ashbourne [T421,T422] | FINGLAS |  | 53.5136 | -6.4039
MV/LV Substation DR***731 |  | 10 kV | _ | LV | 50 kVA :Pole Substation | 0.05 | --> | 0.05 | 0 | 0 | Constrained, otherwise capacity available =21 kVA | --> | 0.048 | 0 | 0.03 | 0.029 | 0 |  | --> | C13 ex MALAHIDE | Malahide [T41,T42] | GLASMORE |  | 53.4176 | -6.1576
MV/LV Substation TO***731Z |  | 10 kV | _ | LV | 200 kVA :Kiosk Substation | 0.2 | --> | 0.2 | 0 | 0 | Constrained, otherwise capacity available =186 kVA | --> | 0.19 | 0 | 0 | 0.192 | 0 |  | --> | C18 ex MALAHIDE | Malahide [T41,T42] | GLASMORE |  | 53.442 | -6.1569
MV/LV Substation TO***732 |  | 10 kV | _ | LV | 100 kVA :Pole Substation | 0.1 | --> | 0.1 | 0 | 0 | Constrained, otherwise capacity available =100 kVA | --> | 0.095 | 0 | 0 | 0.095 | 0 |  | --> | C12 ex COLLINSTOWN | Collinstown [T41,T42] | GRANGE (DR) |  | 53.4186 | -6.2333
MV/LV Substation RA***732X |  | 20 kV | _ | LV | 200 kVA :Pole Substation | 0.2 | --> | 0.2 | 0 | 0 | Constrained, otherwise capacity available =149 kVA | --> | 0.19 | 0 | 0 | 0.197 | 0 |  | --> | E18 ex BALTRASNA | Baltrasna [T121,T122] | BALTRASNA |  | 53.5061 | -6.4648
MV/LV Substation PO***733Z |  | 20 kV | _ | LV | 400 kVA :Kiosk Substation | 0.4 | --> | 0.4 | 0 | 0 | Constrained, otherwise capacity available =389 kVA | --> | 0.38 | 0 | 0.005 | 0.378 | 0 |  | --> | E15 ex BATTER LANE TEMPORARY | Batter Lane Temporary 38kv [T421] | GLASMORE |  | 53.5274 | -6.1693
MV/LV Substation HA***735Z |  | 10 kV | _ | LV | 400 kVA :Building Structure | 0.4 | --> | 0.4 | 0 | 0 | Constrained, otherwise capacity available =362 kVA | --> | 0.38 | 0 | 0.006 | 0.381 | 0 |  | --> | C14 ex MOUNTGORRY | Mountgorry [T41,T42] | GRANGE (DR) |  | 53.456 | -6.2054
MV/LV Substation CU***736 |  | 20 kV | _ | LV | 100 kVA :Pole Substation | 0.1 | --> | 0.1 | 0 | 0 | Constrained, otherwise capacity available =93 kVA | --> | 0.095 | 0 | 0.011 | 0.088 | 0 |  | --> | E18 ex BALTRASNA | Baltrasna [T121,T122] | BALTRASNA |  | 53.5126 | -6.4577
MV/LV Substation TH***736Z |  | 10 kV | _ | LV | 630 kVA :Kiosk Substation | 0.63 | --> | 0.63 | 0 | 0 | Constrained, otherwise capacity available =564 kVA | --> | 0.598 | 0 | 0.003 | 0.5 | 0 |  | --> | E17 ex GLASMORE | Glasmore [T421,T422] | GLASMORE |  | 53.4474 | -6.2446
MV/LV Substation TH***737Z |  | 10 kV | _ | LV | 630 kVA :Kiosk Substation | 0.63 | --> | 0.63 | 0 | 0 | Constrained, otherwise capacity available =548 kVA | --> | 0.598 | 0 | 0.018 | 0.5 | 0 |  | --> | E17 ex GLASMORE | Glasmore [T421,T422] | GLASMORE |  | 53.4477 | -6.2427
MV/LV Substation RA***738 |  | 20 kV | _ | LV | 400 kVA :Building Structure | 0.4 | --> | 0.4 | 0 | 0 | Constrained, otherwise capacity available =354 kVA | --> | 0.38 | 0 | 0 | 0.386 | 0 |  | --> | E12 ex ASHBOURNE | Ashbourne [T421,T422] | FINGLAS |  | 53.4997 | -6.4302
MV/LV Substation NE***740X |  | 20 kV | _ | LV | 50 kVA :Pole Substation | 0.05 | --> | 0.05 | 0 | 0 | Constrained, otherwise capacity available =14 kVA | --> | 0.048 | 0 | 0.006 | 0.048 | 0 |  | --> | C24 ex MACETOWN | Macetown [T101,T102] | MACETOWN |  | 53.4889 | -6.4706
MV/LV Substation SW***740Z |  | 10 kV | _ | LV | 1000 kVA :Building Structure | 1 | --> | 1 | 0 | 0 | Constrained, otherwise capacity available =664 kVA | --> | 0.95 | 0 | 0 | 0.5 | 0 |  | --> | C11 ex MOUNTGORRY | Mountgorry [T41,T42] | GRANGE (DR) |  | 53.4555 | -6.2202
MV/LV Substation TA***741X |  | 20 kV | _ | LV | 400 kVA :Kiosk Substation | 0.4 | --> | 0.4 | 0 | 0 | Constrained, otherwise capacity available =362 kVA | --> | 0.38 | 0 | 0.04 | 0.355 | 0 |  | --> | C24 ex MACETOWN | Macetown [T101,T102] | MACETOWN |  | 53.4851 | -6.4784
MV/LV Substation SW***741Z |  | 10 kV | _ | LV | 630 kVA :Building Structure | 0.63 | --> | 0.63 | 0 | 0 | Constrained, otherwise capacity available =560 kVA | --> | 0.598 | 0 | 0 | 0.5 | 0 |  | --> | C11 ex MOUNTGORRY | Mountgorry [T41,T42] | GRANGE (DR) |  | 53.4556 | -6.2202
MV/LV Substation JO***742 |  | 20 kV | _ | LV | 100 kVA :Pole Substation | 0.1 | --> | 0.1 | 0 | 0 | Constrained, otherwise capacity available =75 kVA | --> | 0.095 | 0 | 0 | 0.098 | 0 |  | --> | E21 ex ASHBOURNE | Ashbourne [T421,T422] | FINGLAS |  | 53.5307 | -6.3382
MV/LV Substation FA***742X |  | 20 kV | _ | LV | 630 kVA :Building Structure | 0.63 | --> | 0.63 | 0 | 0 | Constrained, otherwise capacity available =514 kVA | --> | 0.598 | 0 | 0 | 0.5 | 0 |  | --> | C24 ex MACETOWN | Macetown [T101,T102] | MACETOWN |  | 53.4834 | -6.4685
MV/LV Substation SW***742Z |  | 10 kV | _ | LV | 630 kVA :Building Structure | 0.63 | --> | 0.63 | 0 | 0 | Constrained, otherwise capacity available =612 kVA | --> | 0.598 | 0 | 0 | 0.5 | 0 |  | --> | C11 ex MOUNTGORRY | Mountgorry [T41,T42] | GRANGE (DR) |  | 53.4556 | -6.2203
MV/LV Substation BE***743Z |  | 20 kV | _ | LV | 50 kVA :Pole Substation | 0.05 | --> | 0.05 | 0 | 0 | Constrained, otherwise capacity available =47 kVA | --> | 0.048 | 0 | 0.01 | 0.04 | 0 |  | --> | E18 ex GLASMORE | Glasmore [T421,T422] | GLASMORE |  | 53.5359 | -6.2509
MV/LV Substation EL***744Z |  | 20 kV | _ | LV | 50 kVA :Pole Substation | 0.05 | --> | 0.05 | 0 | 0 | Constrained, otherwise capacity available =47 kVA | --> | 0.048 | 0 | 0 | 0.048 | 0 |  | --> | E18 ex GLASMORE | Glasmore [T421,T422] | GLASMORE |  | 53.5321 | -6.2534
MV/LV Substation BO***745Z |  | 10 kV | _ | LV | 630 kVA :Kiosk Substation | 0.63 | --> | 0.63 | 0 | 0 | Constrained, otherwise capacity available =595 kVA | --> | 0.598 | 0 | 0 | 0.5 | 0 |  | --> | E17 ex GLASMORE | Glasmore [T421,T422] | GLASMORE |  | 53.4488 | -6.2326
MV/LV Substation TH***746Z |  | 10 kV | _ | LV | 400 kVA :Kiosk Substation | 0.4 | --> | 0.4 | 0 | 0 | Constrained, otherwise capacity available =308 kVA | --> | 0.38 | 0 | 0 | 0.392 | 0 |  | --> | E17 ex GLASMORE | Glasmore [T421,T422] | GLASMORE |  | 53.4488 | -6.2452
MV/LV Substation MO***747Z |  | 10 kV | _ | LV | 200 kVA :Kiosk Substation | 0.2 | --> | 0.2 | 0 | 0 | Constrained, otherwise capacity available =146 kVA | --> | 0.19 | 0 | 0.019 | 0.183 | 0 |  | --> | C20 ex HOWTH JUNCTION | Howth Junction [T41,T42] | GRANGE (DR) |  | 53.3877 | -6.146
MV/LV Substation AI***748Z |  | 10 kV | _ | LV | 630 kVA :Building Structure | 0.63 | --> | 0.63 | 0 | 0 | Constrained, otherwise capacity available =558 kVA | --> | 0.598 | 0 | 0 | 0.5 | 0 |  | --> | C20 ex MOUNTGORRY | Mountgorry [T41,T42] | GRANGE (DR) |  | 53.4449 | -6.2232
MV/LV Substation BE***750Z |  | 20 kV | _ | LV | 400 kVA :Kiosk Substation | 0.4 | --> | 0.4 | 0 | 0 | Constrained, otherwise capacity available =280 kVA | --> | 0.38 | 0 | 0.036 | 0.369 | 0 |  | --> | E15 ex BATTER LANE TEMPORARY | Batter Lane Temporary 38kv [T421] | GLASMORE |  | 53.4904 | -6.1589
MV/LV Substation BA***751 |  | 20 kV | _ | LV | 50 kVA :Pole Substation | 0.05 | --> | 0.05 | 0 | 0 | Constrained, otherwise capacity available =34 kVA | --> | 0.048 | 0 | 0.011 | 0.042 | 0 |  | --> | E15 ex BATTER LANE TEMPORARY | Batter Lane Temporary 38kv [T421] | GLASMORE |  | 53.5079 | -6.1691
MV/LV Substation CH***751Z |  | 20 kV | _ | LV | 200 kVA :Kiosk Substation | 0.2 | --> | 0.2 | 0 | 0 | Constrained, otherwise capacity available =188 kVA | --> | 0.19 | 0 | 0 | 0.192 | 0 |  | --> | E18 ex BALTRASNA | Baltrasna [T121,T122] | BALTRASNA |  | 53.5065 | -6.46
MV/LV Substation KI***754 |  | 20 kV | _ | LV | 50 kVA :Pole Substation | 0.05 | --> | 0.05 | 0 | 0 | Constrained, otherwise capacity available =41 kVA | --> | 0.048 | 0 | 0.01 | 0.041 | 0 |  | --> | E21 ex ASHBOURNE | Ashbourne [T421,T422] | FINGLAS |  | 53.4697 | -6.3198
MV/LV Substation WO***754Z |  | 20 kV | _ | LV | 50 kVA :Pole Substation | 0.05 | --> | 0.05 | 0 | 0 | Constrained, otherwise capacity available =38 kVA | --> | 0.048 | 0 | 0 | 0.049 | 0 |  | --> | E11 ex ASHBOURNE | Ashbourne [T421,T422] | FINGLAS |  | 53.4763 | -6.3651
MV/LV Substation RA***755 |  | 20 kV | _ | LV | 100 kVA :Pole Substation | 0.1 | --> | 0.1 | 0 | 0 | Constrained, otherwise capacity available =93 kVA | --> | 0.095 | 0 | 0 | 0.096 | 0 |  | --> | E18 ex GLASMORE | Glasmore [T421,T422] | GLASMORE |  | 53.4714 | -6.2563
MV/LV Substation ST***757Z |  | 10 kV | _ | LV | 400 kVA :Building Structure | 0.4 | --> | 0.4 | 0 | 0 | Constrained, otherwise capacity available =357 kVA | --> | 0.38 | 0 | 0 | 0.386 | 0 |  | --> | C13 ex MALAHIDE | Malahide [T41,T42] | GLASMORE |  | 53.4255 | -6.1758
MV/LV Substation CH***760Z |  | 20 kV | _ | LV | 400 kVA :Kiosk Substation | 0.4 | --> | 0.4 | 0 | 0 | Constrained, otherwise capacity available =321 kVA | --> | 0.38 | 0 | 0.199 | 0.243 | 0 |  | --> | E15 ex ASHBOURNE | Ashbourne [T421,T422] | FINGLAS |  | 53.5085 | -6.4072
MV/LV Substation CH***761Z |  | 20 kV | _ | LV | 400 kVA :Kiosk Substation | 0.4 | --> | 0.4 | 0 | 0 | Constrained, otherwise capacity available =171 kVA | --> | 0.38 | 0 | 0.256 | 0.22 | 0 |  | --> | E15 ex ASHBOURNE | Ashbourne [T421,T422] | FINGLAS |  | 53.5076 | -6.4069
MV/LV Substation MU***763X |  | 20 kV | _ | LV | 50 kVA :Pole Substation | 0.05 | --> | 0.05 | 0 | 0 | Constrained, otherwise capacity available =42 kVA | --> | 0.048 | 0 | 0 | 0.048 | 0 |  | --> | C24 ex MACETOWN | Macetown [T101,T102] | MACETOWN |  | 53.4791 | -6.394
MV/LV Substation AS***764Z |  | 20 kV | _ | LV | 630 kVA :Building Structure | 0.63 | --> | 0.63 | 0 | 0 | Constrained, otherwise capacity available =611 kVA | --> | 0.598 | 0 | 0 | 0.5 | 0 |  | --> | E20 ex BALTRASNA | Baltrasna [T121,T122] | BALTRASNA |  | 53.5137 | -6.4154
MV/LV Substation KI***765Z |  | 20 kV | _ | LV | 630 kVA :Building Structure | 0.63 | --> | 0.63 | 0 | 0 | Constrained, otherwise capacity available =518 kVA | --> | 0.598 | 0 | 0 | 0.5 | 0 |  | --> | E15 ex ASHBOURNE | Ashbourne [T421,T422] | FINGLAS |  | 53.5119 | -6.4018
MV/LV Substation MA***767 |  | 10 kV | _ | LV | 100 kVA :Pole Substation | 0.1 | --> | 0.1 | 0 | 0 | Constrained, otherwise capacity available =73 kVA | --> | 0.095 | 0 | 0.005 | 0.095 | 0 |  | --> | C39 ex COLLEGE PARK | College Park [T101,T102,T103] | COLLEGE PARK |  | 53.4584 | -6.371
MV/LV Substation SE***767Z |  | 10 kV | _ | LV | 400 kVA :Kiosk Substation | 0.4 | --> | 0.4 | 0 | 0 | Constrained, otherwise capacity available =335 kVA | --> | 0.38 | 0 | 0.04 | 0.359 | 0 |  | --> | C16 ex MALAHIDE | Malahide [T41,T42] | GLASMORE |  | 53.4428 | -6.1491
MV/LV Substation BE***768Z |  | 10 kV | _ | LV | 400 kVA :Kiosk Substation | 0.4 | --> | 0.4 | 0 | 0 | Constrained, otherwise capacity available =386 kVA | --> | 0.38 | 0 | 0 | 0.382 | 0 |  | --> | C11 ex HOWTH JUNCTION | Howth Junction [T41,T42] | GRANGE (DR) |  | 53.3806 | -6.1601
MV/LV Substation WO***769X |  | 20 kV | _ | LV | 100 kVA :Pole Substation | 0.1 | --> | 0.1 | 0 | 0 | Constrained, otherwise capacity available =95 kVA | --> | 0.095 | 0 | 0 | 0.096 | 0 |  | --> | C24 ex MACETOWN | Macetown [T101,T102] | MACETOWN |  | 53.4739 | -6.3769
MV/LV Substation RO***769Z |  | 20 kV | _ | LV | 400 kVA :Building Structure | 0.4 | --> | 0.4 | 0 | 0 | Constrained, otherwise capacity available =341 kVA | --> | 0.38 | 0 | 0 | 0.388 | 0 |  | --> | E21 ex ASHBOURNE | Ashbourne [T421,T422] | FINGLAS |  | 53.4825 | -6.2893
MV/LV Substation MA***771Z |  | 10 kV | _ | LV | 200 kVA :Kiosk Substation | 0.2 | --> | 0.2 | 0 | 0 | Constrained, otherwise capacity available =194 kVA | --> | 0.19 | 0 | 0 | 0.191 | 0 |  | --> | C19 ex MALAHIDE | Malahide [T41,T42] | GLASMORE |  | 53.443 | -6.1579
MV/LV Substation AS***772Z |  | 20 kV | _ | LV | 200 kVA :Kiosk Substation | 0.2 | --> | 0.2 | 0 | 0 | Constrained, otherwise capacity available =120 kVA | --> | 0.19 | 0 | 0.014 | 0.19 | 0 |  | --> | E21 ex BALTRASNA | Baltrasna [T121,T122] | BALTRASNA |  | 53.5135 | -6.3934
MV/LV Substation CO***773 |  | 20 kV | _ | LV | 50 kVA :Pole Substation | 0.05 | --> | 0.05 | 0 | 0 | Constrained, otherwise capacity available =48 kVA | --> | 0.048 | 0 | 0.01 | 0.04 | 0 |  | --> | E18 ex GLASMORE | Glasmore [T421,T422] | GLASMORE |  | 53.5308 | -6.2111
MV/LV Substation MA***773Z |  | 20 kV | _ | LV | 50 kVA :Pole Substation | 0.05 | --> | 0.05 | 0 | 0 | Constrained, otherwise capacity available =47 kVA | --> | 0.048 | 0 | 0 | 0.048 | 0 |  | --> | E18 ex GLASMORE | Glasmore [T421,T422] | GLASMORE |  | 53.5292 | -6.2543
MV/LV Substation RA***774Z |  | 20 kV | _ | LV | 630 kVA :Building Structure | 0.63 | --> | 0.63 | 0 | 0 | Constrained, otherwise capacity available =582 kVA | --> | 0.598 | 0 | 0 | 0.5 | 0 |  | --> | E21 ex BALTRASNA | Baltrasna [T121,T122] | BALTRASNA |  | 53.5241 | -6.41
MV/LV Substation CO***776 |  | 10 kV | _ | LV | 50 kVA :Pole Substation | 0.05 | --> | 0.05 | 0 | 0 | Constrained, otherwise capacity available =43 kVA | --> | 0.048 | 0 | 0.004 | 0.046 | 0 |  | --> | E11 ex ASHBOURNE | Ashbourne [T421,T422] | FINGLAS |  | 53.4532 | -6.341
MV/LV Substation ST***777 |  | 20 kV | _ | LV | 50 kVA :Pole Substation | 0.05 | --> | 0.05 | 0 | 0 | Constrained, otherwise capacity available =14 kVA | --> | 0.048 | 0 | 0.011 | 0.044 | 0 |  | --> | E15 ex BATTER LANE TEMPORARY | Batter Lane Temporary 38kv [T421] | GLASMORE |  | 53.5159 | -6.1905
MV/LV Substation CO***777X |  | 10 kV | _ | LV | 100 kVA :Pole Substation | 0.1 | --> | 0.1 | 0 | 0 | Constrained, otherwise capacity available =81 kVA | --> | 0.095 | 0 | 0.005 | 0.094 | 0 |  | --> | E11 ex ASHBOURNE | Ashbourne [T421,T422] | FINGLAS |  | 53.463 | -6.3541
MV/LV Substation TH***778Z |  | 20 kV | _ | LV | 200 kVA :Kiosk Substation | 0.2 | --> | 0.2 | 0 | 0 | Constrained, otherwise capacity available =128 kVA | --> | 0.19 | 0 | 0.035 | 0.174 | 0 |  | --> | E17 ex BALTRASNA | Baltrasna [T121,T122] | BALTRASNA |  | 53.5125 | -6.5349
MV/LV Substation FL***779 |  | 20 kV | _ | LV | 100 kVA :Pole Substation | 0.1 | --> | 0.1 | 0 | 0 | Constrained, otherwise capacity available =80 kVA | --> | 0.095 | 0 | 0.006 | 0.093 | 0 |  | --> | C24 ex MACETOWN | Macetown [T101,T102] | MACETOWN |  | 53.4832 | -6.4027
MV/LV Substation MA***780X |  | 10 kV | _ | LV | 100 kVA :Pole Substation | 0.1 | --> | 0.1 | 0 | 0 | Constrained, otherwise capacity available =90 kVA | --> | 0.095 | 0 | 0 | 0.096 | 0 |  | --> | C39 ex COLLEGE PARK | College Park [T101,T102,T103] | COLLEGE PARK |  | 53.4594 | -6.3683
MV/LV Substation ST***780Z |  | 20 kV | _ | LV | 400 kVA :Kiosk Substation | 0.4 | --> | 0.4 | 0 | 0 | Constrained, otherwise capacity available =391 kVA | --> | 0.38 | 0 | 0 | 0.381 | 0 |  | --> | E11 ex GLASMORE | Glasmore [T421,T422] | GLASMORE |  | 53.4868 | -6.1478
MV/LV Substation BA***781X |  | 10 kV | _ | LV | 50 kVA :Pole Substation | 0.05 | --> | 0.05 | 0 | 0 | Constrained, otherwise capacity available =45 kVA | --> | 0.048 | 0 | 0 | 0.048 | 0 |  | --> | C39 ex COLLEGE PARK | College Park [T101,T102,T103] | COLLEGE PARK |  | 53.4556 | -6.382
MV/LV Substation OU***782 |  | 10 kV | _ | LV | 100 kVA :Pole Substation | 0.1 | --> | 0.1 | 0 | 0 | Constrained, otherwise capacity available =73 kVA | --> | 0.095 | 0 | 0 | 0.099 | 0 |  | --> | C14 ex SWORDS | Swords [T41,T42] | GLASMORE |  | 53.4674 | -6.2384
MV/LV Substation BA***784Z |  | 20 kV | _ | LV | 100 kVA :Pole Substation | 0.1 | --> | 0.1 | 0 | 0 | Constrained, otherwise capacity available =100 kVA | --> | 0.095 | 0 | 0 | 0.095 | 0 |  | --> | E18 ex GLASMORE | Glasmore [T421,T422] | GLASMORE |  | 53.505 | -6.2463
MV/LV Substation MI***786Z |  | 20 kV | _ | LV | 630 kVA :Kiosk Substation | 0.63 | --> | 0.63 | 0 | 0 | Constrained, otherwise capacity available =491 kVA | --> | 0.598 | 0 | 0.01 | 0.5 | 0 |  | --> | E20 ex BALTRASNA | Baltrasna [T121,T122] | BALTRASNA |  | 53.5124 | -6.4128
MV/LV Substation BE***788X |  | 20 kV | _ | LV | 100 kVA :Pole Substation | 0.1 | --> | 0.1 | 0 | 0 | Constrained, otherwise capacity available =72 kVA | --> | 0.095 | 0 | 0.015 | 0.088 | 0 |  | --> | C24 ex MACETOWN | Macetown [T101,T102] | MACETOWN |  | 53.4478 | -6.4139
MV/LV Substation DO***788Z |  | 20 kV | _ | LV | 200 kVA :Kiosk Substation | 0.2 | --> | 0.2 | 0 | 0 | Constrained, otherwise capacity available =113 kVA | --> | 0.19 | 0 | 0 | 0.202 | 0 |  | --> | E20 ex BALTRASNA | Baltrasna [T121,T122] | BALTRASNA |  | 53.51 | -6.4095
MV/LV Substation BA***789 |  | 20 kV | _ | LV | 50 kVA :Pole Substation | 0.05 | --> | 0.05 | 0 | 0 | Constrained, otherwise capacity available =34 kVA | --> | 0.048 | 0 | 0.009 | 0.043 | 0 |  | --> | E21 ex ASHBOURNE | Ashbourne [T421,T422] | FINGLAS |  | 53.4669 | -6.3169
MV/LV Substation FO***789Z |  | 10 kV | _ | LV | 100 kVA :Pole Substation | 0.1 | --> | 0.1 | 0 | 0 | Constrained, otherwise capacity available =98 kVA | --> | 0.095 | 0 | 0 | 0.095 | 0 |  | --> | C14 ex SWORDS | Swords [T41,T42] | GLASMORE |  | 53.4418 | -6.2578
MV/LV Substation KI***790X |  | 20 kV | _ | LV | 100 kVA :Pole Substation | 0.1 | --> | 0.1 | 0 | 0 | Constrained, otherwise capacity available =97 kVA | --> | 0.095 | 0 | 0 | 0.095 | 0 |  | --> | C24 ex MACETOWN | Macetown [T101,T102] | MACETOWN |  | 53.4816 | -6.4165
MV/LV Substation LE***792 |  | 20 kV | _ | LV | 100 kVA :Pole Substation | 0.1 | --> | 0.1 | 0 | 0 | Constrained, otherwise capacity available =51 kVA | --> | 0.095 | 0 | 0.006 | 0.097 | 0 |  | --> | E21 ex ASHBOURNE | Ashbourne [T421,T422] | FINGLAS |  | 53.466 | -6.2764
MV/LV Substation CO***792X |  | 10 kV | _ | LV | 200 kVA :Pole Substation | 0.2 | --> | 0.2 | 0 | 0 |  | --> | 0.19 | 0 | 0 | 0.21 | 0 |  | --> | E11 ex ASHBOURNE | Ashbourne [T421,T422] | FINGLAS |  | 53.46 | -6.3508
MV/LV Substation BE***792Z |  | 10 kV | _ | LV | 630 kVA :Kiosk Substation | 0.63 | --> | 0.63 | 0 | 0 | Constrained, otherwise capacity available =630 kVA | --> | 0.598 | 0 | 0 | 0.5 | 0 |  | --> | C17 ex KILMORE | Kilmore [T101,T102,T103] | FINGLAS |  | 53.4026 | -6.1979
MV/LV Substation KN***793 |  | 10 kV | _ | LV | 50 kVA :Pole Substation | 0.05 | --> | 0.05 | 0 | 0 | Constrained, otherwise capacity available =25 kVA | --> | 0.048 | 0 | 0 | 0.051 | 0 |  | --> | C14 ex SWORDS | Swords [T41,T42] | GLASMORE |  | 53.4548 | -6.2677
MV/LV Substation CO***793X |  | 10 kV | _ | LV | 100 kVA :Pole Substation | 0.1 | --> | 0.1 | 0 | 0 | Constrained, otherwise capacity available =100 kVA | --> | 0.095 | 0 | 0 | 0.095 | 0 |  | --> | E11 ex ASHBOURNE | Ashbourne [T421,T422] | FINGLAS |  | 53.4529 | -6.3469
MV/LV Substation MO***793Z |  | 10 kV | _ | LV | 400 kVA :Kiosk Substation | 0.4 | --> | 0.4 | 0 | 0 | Constrained, otherwise capacity available =400 kVA | --> | 0.38 | 0 | 0 | 0.38 | 0 |  | --> | C22 ex GRANGE (DR) | Grange (dr) [T41,T42] | GRANGE (DR) |  | 53.4044 | -6.2002
MV/LV Substation FO***794 |  | 10 kV | _ | LV | 100 kVA :Pole Substation | 0.1 | --> | 0.1 | 0 | 0 | Constrained, otherwise capacity available =71 kVA | --> | 0.095 | 0 | 0 | 0.099 | 0 |  | --> | C14 ex SWORDS | Swords [T41,T42] | GLASMORE |  | 53.4395 | -6.2512
MV/LV Substation WA***794X |  | 10 kV | _ | LV | 100 kVA :Pole Substation | 0.1 | --> | 0.1 | 0 | 0 | Constrained, otherwise capacity available =80 kVA | --> | 0.095 | 0 | 0 | 0.098 | 0 |  | --> | E11 ex ASHBOURNE | Ashbourne [T421,T422] | FINGLAS |  | 53.4458 | -6.3395
MV/LV Substation KN***794Z |  | 10 kV | _ | LV | 200 kVA :Pole Substation | 0.2 | --> | 0.2 | 0 | 0 | Constrained, otherwise capacity available =142 kVA | --> | 0.19 | 0 | 0 | 0.198 | 0 |  | --> | C14 ex SWORDS | Swords [T41,T42] | GLASMORE |  | 53.4502 | -6.2657
MV/LV Substation SU***795X |  | 10 kV | _ | LV | 200 kVA :Pole Substation | 0.2 | --> | 0.2 | 0 | 0 | Constrained, otherwise capacity available =163 kVA | --> | 0.19 | 0 | 0.03 | 0.173 | 0 |  | --> | E11 ex ASHBOURNE | Ashbourne [T421,T422] | FINGLAS |  | 53.4424 | -6.3479
MV/LV Substation TH***796X |  | 10 kV | _ | LV | 100 kVA :Pole Substation | 0.1 | --> | 0.1 | 0 | 0 | Constrained, otherwise capacity available =66 kVA | --> | 0.095 | 0 | 0 | 0.1 | 0 |  | --> | E11 ex ASHBOURNE | Ashbourne [T421,T422] | FINGLAS |  | 53.4409 | -6.3377
MV/LV Substation RA***796Z |  | 20 kV | _ | LV | 630 kVA :Building Structure | 0.63 | --> | 0.63 | 0 | 0 | Constrained, otherwise capacity available =519 kVA | --> | 0.598 | 0 | 0.2 | 0.465 | 0 |  | --> | E21 ex BALTRASNA | Baltrasna [T121,T122] | BALTRASNA |  | 53.5234 | -6.4065
MV/LV Substation BI***797X |  | 10 kV | _ | LV | 50 kVA :Pole Substation | 0.05 | --> | 0.05 | 0 | 0 | Constrained, otherwise capacity available =39 kVA | --> | 0.048 | 0 | 0 | 0.049 | 0 |  | --> | E11 ex ASHBOURNE | Ashbourne [T421,T422] | FINGLAS |  | 53.4378 | -6.3348
MV/LV Substation MA***797Z |  | 20 kV | _ | LV | 200 kVA :Pole Substation | 0.2 | --> | 0.2 | 0 | 0 | Constrained, otherwise capacity available =128 kVA | --> | 0.19 | 0 | 0 | 0.2 | 0 |  | --> | C24 ex MACETOWN | Macetown [T101,T102] | MACETOWN |  | 53.4774 | -6.5049
MV/LV Substation BI***798X |  | 10 kV | _ | LV | 50 kVA :Pole Substation | 0.05 | --> | 0.05 | 0 | 0 | Constrained, otherwise capacity available =19 kVA | --> | 0.048 | 0 | 0.004 | 0.048 | 0 |  | --> | E11 ex ASHBOURNE | Ashbourne [T421,T422] | FINGLAS |  | 53.4391 | -6.3314
MV/LV Substation WE***798Z |  | 20 kV | _ | LV | 400 kVA :Kiosk Substation | 0.4 | --> | 0.4 | 0 | 0 | Constrained, otherwise capacity available =372 kVA | --> | 0.38 | 0 | 0.008 | 0.378 | 0 |  | --> | E21 ex ASHBOURNE | Ashbourne [T421,T422] | FINGLAS |  | 53.5203 | -6.3156
MV/LV Substation LE***799 |  | 20 kV | _ | LV | 50 kVA :Pole Substation | 0.05 | --> | 0.05 | 0 | 0 | Constrained, otherwise capacity available =36 kVA | --> | 0.048 | 0 | 0 | 0.049 | 0 |  | --> | E21 ex ASHBOURNE | Ashbourne [T421,T422] | FINGLAS |  | 53.5302 | -6.3117
MV/LV Substation NE***799X |  | 10 kV | _ | LV | 200 kVA :Pole Substation | 0.2 | --> | 0.2 | 0 | 0 | Constrained, otherwise capacity available =169 kVA | --> | 0.19 | 0 | 0 | 0.194 | 0 |  | --> | E11 ex ASHBOURNE | Ashbourne [T421,T422] | FINGLAS |  | 53.4493 | -6.327
MV/LV Substation CO***799Z |  | 20 kV | _ | LV | 100 kVA :Pole Substation | 0.1 | --> | 0.1 | 0 | 0 | Constrained, otherwise capacity available =88 kVA | --> | 0.095 | 0 | 0.025 | 0.078 | 0 |  | --> | E15 ex BATTER LANE TEMPORARY | Batter Lane Temporary 38kv [T421] | GLASMORE |  | 53.5154 | -6.1944
MV/LV Substation CO***800X |  | 10 kV | _ | LV | 100 kVA :Pole Substation | 0.1 | --> | 0.1 | 0 | 0 | Constrained, otherwise capacity available =100 kVA | --> | 0.095 | 0 | 0 | 0.095 | 0 |  | --> | E11 ex ASHBOURNE | Ashbourne [T421,T422] | FINGLAS |  | 53.4632 | -6.3448
MV/LV Substation CO***801X |  | 10 kV | _ | LV | 50 kVA :Pole Substation | 0.05 | --> | 0.05 | 0 | 0 | Constrained, otherwise capacity available =17 kVA | --> | 0.048 | 0 | 0.005 | 0.048 | 0 |  | --> | E11 ex ASHBOURNE | Ashbourne [T421,T422] | FINGLAS |  | 53.4593 | -6.3483
MV/LV Substation EN***801Z |  | 10 kV | _ | LV | 630 kVA :Building Structure | 0.63 | --> | 0.63 | 0 | 0 | Constrained, otherwise capacity available =520 kVA | --> | 0.598 | 0 | 0.012 | 0.5 | 0 |  | --> | C20 ex MOUNTGORRY | Mountgorry [T41,T42] | GRANGE (DR) |  | 53.4435 | -6.2176
MV/LV Substation RA***803 |  | 20 kV | _ | LV | 50 kVA :Pole Substation | 0.05 | --> | 0.05 | 0 | 0 | Constrained, otherwise capacity available =42 kVA | --> | 0.048 | 0 | 0.005 | 0.045 | 0 |  | --> | E12 ex ASHBOURNE | Ashbourne [T421,T422] | FINGLAS |  | 53.5002 | -6.4291
MV/LV Substation NE***804 |  | 20 kV | _ | LV | 50 kVA :Pole Substation | 0.05 | --> | 0.05 | 0 | 0 | Constrained, otherwise capacity available =29 kVA | --> | 0.048 | 0 | 0.01 | 0.043 | 0 |  | --> | E15 ex BATTER LANE TEMPORARY | Batter Lane Temporary 38kv [T421] | GLASMORE |  | 53.5111 | -6.1795
MV/LV Substation KI***806X |  | 10 kV | _ | LV | 50 kVA :Pole Substation | 0.05 | --> | 0.05 | 0 | 0 | Constrained, otherwise capacity available =10 kVA | --> | 0.048 | 0 | 0.016 | 0.041 | 0 |  | --> | E11 ex ASHBOURNE | Ashbourne [T421,T422] | FINGLAS |  | 53.4477 | -6.2942
MV/LV Substation FE***806Z |  | 10 kV | _ | LV | 400 kVA :Kiosk Substation | 0.4 | --> | 0.4 | 0 | 0 | Constrained, otherwise capacity available =317 kVA | --> | 0.38 | 0 | 0 | 0.391 | 0 |  | --> | C16 ex MOUNTGORRY | Mountgorry [T41,T42] | GRANGE (DR) |  | 53.4442 | -6.1965
MV/LV Substation MO***807Z |  | 20 kV | _ | LV | 200 kVA :Pole Substation | 0.2 | --> | 0.2 | 0 | 0 | Constrained, otherwise capacity available =170 kVA | --> | 0.19 | 0 | 0 | 0.194 | 0 |  | --> | E22 ex GLASMORE | Glasmore [T421,T422] | GLASMORE |  | 53.4784 | -6.2068
MV/LV Substation KI***808X |  | 10 kV | _ | LV | 50 kVA :Pole Substation | 0.05 | --> | 0.05 | 0 | 0 | Constrained, otherwise capacity available =48 kVA | --> | 0.048 | 0 | 0.004 | 0.045 | 0 |  | --> | E11 ex ASHBOURNE | Ashbourne [T421,T422] | FINGLAS |  | 53.4513 | -6.282
MV/LV Substation KI***810X |  | 10 kV | _ | LV | 50 kVA :Pole Substation | 0.05 | --> | 0.05 | 0 | 0 | Constrained, otherwise capacity available =40 kVA | --> | 0.048 | 0 | 0 | 0.049 | 0 |  | --> | E11 ex ASHBOURNE | Ashbourne [T421,T422] | FINGLAS |  | 53.4521 | -6.2775
MV/LV Substation BA***810Z |  | 20 kV | _ | LV | 200 kVA :Kiosk Substation | 0.2 | --> | 0.2 | 0 | 0 | Constrained, otherwise capacity available =179 kVA | --> | 0.19 | 0 | 0.024 | 0.175 | 0 |  | --> | E18 ex GLASMORE | Glasmore [T421,T422] | GLASMORE |  | 53.5176 | -6.2674
MV/LV Substation KN***811X |  | 10 kV | _ | LV | 50 kVA :Pole Substation | 0.05 | --> | 0.05 | 0 | 0 | Constrained, otherwise capacity available =33 kVA | --> | 0.048 | 0 | 0 | 0.05 | 0 |  | --> | C14 ex SWORDS | Swords [T41,T42] | GLASMORE |  | 53.4472 | -6.2708
MV/LV Substation KN***812X |  | 10 kV | _ | LV | 50 kVA :Pole Substation | 0.05 | --> | 0.05 | 0 | 0 | Constrained, otherwise capacity available =18 kVA | --> | 0.048 | 0 | 0 | 0.052 | 0 |  | --> | C14 ex SWORDS | Swords [T41,T42] | GLASMORE |  | 53.4559 | -6.2671
MV/LV Substation WO***812Z |  | 20 kV | _ | LV | 50 kVA :Pole Substation | 0.05 | --> | 0.05 | 0 | 0 | Constrained, otherwise capacity available =50 kVA | --> | 0.048 | 0 | 0 | 0.048 | 0 |  | --> | E11 ex ASHBOURNE | Ashbourne [T421,T422] | FINGLAS |  | 53.4747 | -6.3647
MV/LV Substation BR***813X |  | 10 kV | _ | LV | 630 kVA :Kiosk Substation | 0.63 | --> | 0.63 | 0 | 0 | Constrained, otherwise capacity available =569 kVA | --> | 0.598 | 0 | 0 | 0.5 | 0 |  | --> | C14 ex SWORDS | Swords [T41,T42] | GLASMORE |  | 53.46 | -6.2628
MV/LV Substation UL***814 |  | 10 kV | _ | LV | 100 kVA :Pole Substation | 0.1 | --> | 0.1 | 0 | 0 | Constrained, otherwise capacity available =94 kVA | --> | 0.095 | 0 | 0 | 0.096 | 0 |  | --> | C20 ex COLLINSTOWN | Collinstown [T41,T42] | GRANGE (DR) |  | 53.4315 | -6.2289
MV/LV Substation CO***814Z |  | 20 kV | _ | LV | 400 kVA :Kiosk Substation | 0.4 | --> | 0.4 | 0 | 0 | Constrained, otherwise capacity available =387 kVA | --> | 0.38 | 0 | 0 | 0.382 | 0 |  | --> | E17 ex BALTRASNA | Baltrasna [T121,T122] | BALTRASNA |  | 53.5233 | -6.5524
MV/LV Substation BR***815X |  | 10 kV | _ | LV | 100 kVA :Pole Substation | 0.1 | --> | 0.1 | 0 | 0 | Constrained, otherwise capacity available =80 kVA | --> | 0.095 | 0 | 0 | 0.098 | 0 |  | --> | C14 ex SWORDS | Swords [T41,T42] | GLASMORE |  | 53.456 | -6.2567
MV/LV Substation P ***815Z |  | 20 kV | _ | LV | 50 kVA :Pole Substation | 0.05 | --> | 0.05 | 0 | 0 | Constrained, otherwise capacity available =50 kVA | --> | 0.048 | 0 | 0 | 0.048 | 0 |  | --> | E11 ex GLASMORE | Glasmore [T421,T422] | GLASMORE |  | 53.4901 | -6.1117
MV/LV Substation O2***816Z |  | 10 kV | _ | LV | 50 kVA :Pole Substation | 0.05 | --> | 0.05 | 0 | 0 | Constrained, otherwise capacity available =50 kVA | --> | 0.048 | 0 | 0 | 0.048 | 0 |  | --> | C14 ex SWORDS | Swords [T41,T42] | GLASMORE |  | 53.4445 | -6.2522
MV/LV Substation RA***817X |  | 10 kV | _ | LV | 50 kVA :Pole Substation | 0.05 | --> | 0.05 | 0 | 0 | Constrained, otherwise capacity available =34 kVA | --> | 0.048 | 0 | 0 | 0.05 | 0 |  | --> | C14 ex SWORDS | Swords [T41,T42] | GLASMORE |  | 53.4462 | -6.2597
MV/LV Substation RA***818 |  | 20 kV | _ | LV | 100 kVA :Pole Substation | 0.1 | --> | 0.1 | 0 | 0 | Constrained, otherwise capacity available =98 kVA | --> | 0.095 | 0 | 0 | 0.095 | 0 |  | --> | E21 ex BALTRASNA | Baltrasna [T121,T122] | BALTRASNA |  | 53.5257 | -6.4114
MV/LV Substation FO***818X |  | 10 kV | _ | LV | 100 kVA :Pole Substation | 0.1 | --> | 0.1 | 0 | 0 | Constrained, otherwise capacity available =97 kVA | --> | 0.095 | 0 | 0 | 0.095 | 0 |  | --> | C14 ex SWORDS | Swords [T41,T42] | GLASMORE |  | 53.4407 | -6.2615
MV/LV Substation PA***818Z |  | 10 kV | _ | LV | 630 kVA :Building Structure | 0.63 | --> | 0.63 | 0 | 0 | Constrained, otherwise capacity available =481 kVA | --> | 0.598 | 0 | 0 | 0.5 | 0 |  | --> | C11 ex MOUNTGORRY | Mountgorry [T41,T42] | GRANGE (DR) |  | 53.4554 | -6.2196
MV/LV Substation WY***819Z |  | 20 kV | _ | LV | 630 kVA :Building Structure | 0.63 | --> | 0.63 | 0 | 0 | Constrained, otherwise capacity available =629 kVA | --> | 0.598 | 0 | 0 | 0.5 | 0 |  | --> | E21 ex ASHBOURNE | Ashbourne [T421,T422] | FINGLAS |  | 53.5395 | -6.3553
MV/LV Substation AI***820Z |  | 10 kV | _ | LV | 630 kVA :Building Structure | 0.63 | --> | 0.63 | 0 | 0 | Constrained, otherwise capacity available =569 kVA | --> | 0.598 | 0 | 0 | 0.5 | 0 |  | --> | C20 ex MOUNTGORRY | Mountgorry [T41,T42] | GRANGE (DR) |  | 53.4481 | -6.2211
MV/LV Substation AI***821Z |  | 10 kV | _ | LV | 630 kVA :Building Structure | 0.63 | --> | 0.63 | 0 | 0 | Constrained, otherwise capacity available =355 kVA | --> | 0.598 | 0 | 0 | 0.5 | 0 |  | --> | C20 ex MOUNTGORRY | Mountgorry [T41,T42] | GRANGE (DR) |  | 53.4481 | -6.2211
MV/LV Substation AI***822Z |  | 10 kV | _ | LV | 630 kVA :Building Structure | 0.63 | --> | 0.63 | 0 | 0 | Constrained, otherwise capacity available =589 kVA | --> | 0.598 | 0 | 0 | 0.5 | 0 |  | --> | C20 ex MOUNTGORRY | Mountgorry [T41,T42] | GRANGE (DR) |  | 53.4458 | -6.2235
MV/LV Substation AI***823Z |  | 10 kV | _ | LV | 630 kVA :Building Structure | 0.63 | --> | 0.63 | 0 | 0 | Constrained, otherwise capacity available =312 kVA | --> | 0.598 | 0 | 0.03 | 0.5 | 0 |  | --> | C20 ex MOUNTGORRY | Mountgorry [T41,T42] | GRANGE (DR) |  | 53.4457 | -6.2235
MV/LV Substation GO***824Z |  | 10 kV | _ | LV | 100 kVA :Pole Substation | 0.1 | --> | 0.1 | 0 | 0 | Constrained, otherwise capacity available =84 kVA | --> | 0.095 | 0 | 0 | 0.097 | 0 |  | --> | C13 ex MALAHIDE | Malahide [T41,T42] | GLASMORE |  | 53.4197 | -6.1618
MV/LV Substation ST***826Z |  | 10 kV | _ | LV | 400 kVA :Kiosk Substation | 0.4 | --> | 0.4 | 0 | 0 | Constrained, otherwise capacity available =330 kVA | --> | 0.38 | 0 | 0.032 | 0.366 | 0 |  | --> | C13 ex MALAHIDE | Malahide [T41,T42] | GLASMORE |  | 53.4374 | -6.1806
MV/LV Substation TU***827Z |  | 20 kV | _ | LV | 400 kVA :Kiosk Substation | 0.4 | --> | 0.4 | 0 | 0 | Constrained, otherwise capacity available =373 kVA | --> | 0.38 | 0 | 0 | 0.384 | 0 |  | --> | E15 ex BATTER LANE TEMPORARY | Batter Lane Temporary 38kv [T421] | GLASMORE |  | 53.4868 | -6.1515
MV/LV Substation KI***831Z |  | 10 kV | _ | LV | 200 kVA :Pole Substation | 0.2 | --> | 0.2 | 0 | 0 | Constrained, otherwise capacity available =172 kVA | --> | 0.19 | 0 | 0 | 0.194 | 0 |  | --> | C14 ex SWORDS | Swords [T41,T42] | GLASMORE |  | 53.447 | -6.2663
MV/LV Substation CA***832X |  | 20 kV | _ | LV | 100 kVA :Pole Substation | 0.1 | --> | 0.1 | 0 | 0 | Constrained, otherwise capacity available =94 kVA | --> | 0.095 | 0 | 0 | 0.096 | 0 |  | --> | E15 ex ASHBOURNE | Ashbourne [T421,T422] | FINGLAS |  | 53.5111 | -6.4036
MV/LV Substation RA***832Z |  | 20 kV | _ | LV | 630 kVA :Building Structure | 0.63 | --> | 0.63 | 0 | 0 | Constrained, otherwise capacity available =594 kVA | --> | 0.598 | 0 | 0.01 | 0.5 | 0 |  | --> | E21 ex BALTRASNA | Baltrasna [T121,T122] | BALTRASNA |  | 53.5206 | -6.4083
MV/LV Substation FA***834X |  | 20 kV | _ | LV | 200 kVA :Kiosk Substation | 0.2 | --> | 0.2 | 0 | 0 | Constrained, otherwise capacity available =94 kVA | --> | 0.19 | 0 | 0.099 | 0.131 | 0 |  | --> | E18 ex BALTRASNA | Baltrasna [T121,T122] | BALTRASNA |  | 53.4992 | -6.4638
MV/LV Substation ME***834Z |  | 10 kV | _ | LV | 630 kVA :Building Structure | 0.63 | --> | 0.63 | 0 | 0 | Constrained, otherwise capacity available =563 kVA | --> | 0.598 | 0 | 0 | 0.5 | 0 |  | --> | C20 ex COLLINSTOWN | Collinstown [T41,T42] | GRANGE (DR) |  | 53.4382 | -6.2262
MV/LV Substation RA***836Z |  | 20 kV | _ | LV | 630 kVA :Building Structure | 0.63 | --> | 0.63 | 0 | 0 | Constrained, otherwise capacity available =343 kVA | --> | 0.598 | 0 | 0 | 0.5 | 0 |  | --> | E21 ex BALTRASNA | Baltrasna [T121,T122] | BALTRASNA |  | 53.5204 | -6.4056
MV/LV Substation ST***837Z |  | 10 kV | _ | LV | 200 kVA :Kiosk Substation | 0.2 | --> | 0.2 | 0 | 0 | Constrained, otherwise capacity available =144 kVA | --> | 0.19 | 0 | 0.124 | 0.106 | 0 |  | --> | C18 ex MOUNTGORRY | Mountgorry [T41,T42] | GRANGE (DR) |  | 53.4524 | -6.1839
MV/LV Substation LE***839Z |  | 20 kV | _ | LV | 400 kVA :Building Structure | 0.4 | --> | 0.4 | 0 | 0 | Constrained, otherwise capacity available =390 kVA | --> | 0.38 | 0 | 0.006 | 0.377 | 0 |  | --> | E11 ex GLASMORE | Glasmore [T421,T422] | GLASMORE |  | 53.4885 | -6.1117
MV/LV Substation AG***841X |  | 20 kV | _ | LV | 50 kVA :Pole Substation | 0.05 | --> | 0.05 | 0 | 0 | Constrained, otherwise capacity available =45 kVA | --> | 0.048 | 0 | 0.006 | 0.044 | 0 |  | --> | E15 ex BATTER LANE TEMPORARY | Batter Lane Temporary 38kv [T421] | GLASMORE |  | 53.5074 | -6.185
MV/LV Substation SK***842X |  | 20 kV | _ | LV | 50 kVA :Pole Substation | 0.05 | --> | 0.05 | 0 | 0 | Constrained, otherwise capacity available =43 kVA | --> | 0.048 | 0 | 0.003 | 0.046 | 0 |  | --> | E18 ex GLASMORE | Glasmore [T421,T422] | GLASMORE |  | 53.5005 | -6.2689
MV/LV Substation HA***845X |  | 20 kV | _ | LV | 200 kVA :Pole Substation | 0.2 | --> | 0.2 | 0 | 0 | Constrained, otherwise capacity available =175 kVA | --> | 0.19 | 0 | 0 | 0.193 | 0 |  | --> | E20 ex BALTRASNA | Baltrasna [T121,T122] | BALTRASNA |  | 53.5272 | -6.4166
MV/LV Substation BR***845Z |  | 10 kV | _ | LV | 400 kVA :Kiosk Substation | 0.4 | --> | 0.4 | 0 | 0 | Constrained, otherwise capacity available =369 kVA | --> | 0.38 | 0 | 0.013 | 0.375 | 0 |  | --> | C19 ex SWORDS | Swords [T41,T42] | GLASMORE |  | 53.4576 | -6.2329
MV/LV Substation PU***848 |  | 20 kV | _ | LV | 100 kVA :Pole Substation | 0.1 | --> | 0.1 | 0 | 0 | Constrained, otherwise capacity available =83 kVA | --> | 0.095 | 0 | 0.006 | 0.093 | 0 |  | --> | E21 ex ASHBOURNE | Ashbourne [T421,T422] | FINGLAS |  | 53.5349 | -6.3361
MV/LV Substation RO***850X |  | 20 kV | _ | LV | 100 kVA :Pole Substation | 0.1 | --> | 0.1 | 0 | 0 | Constrained, otherwise capacity available =84 kVA | --> | 0.095 | 0 | 0 | 0.097 | 0 |  | --> | E18 ex GLASMORE | Glasmore [T421,T422] | GLASMORE |  | 53.4796 | -6.27
MV/LV Substation GR***850Z |  | 20 kV | _ | LV | 50 kVA :Pole Substation | 0.05 | --> | 0.05 | 0 | 0 | Constrained, otherwise capacity available =46 kVA | --> | 0.048 | 0 | 0 | 0.048 | 0 |  | --> | C24 ex MACETOWN | Macetown [T101,T102] | MACETOWN |  | 53.4727 | -6.4222
MV/LV Substation CL***851X |  | 20 kV | _ | LV | 400 kVA :Kiosk Substation | 0.4 | --> | 0.4 | 0 | 0 | Constrained, otherwise capacity available =287 kVA | --> | 0.38 | 0 | 0.1 | 0.321 | 0 |  | --> | E18 ex BALTRASNA | Baltrasna [T121,T122] | BALTRASNA |  | 53.5024 | -6.4686
MV/LV Substation DE***851Z |  | 20 kV | _ | LV | 50 kVA :Pole Substation | 0.05 | --> | 0.05 | 0 | 0 | Constrained, otherwise capacity available =42 kVA | --> | 0.048 | 0 | 0 | 0.049 | 0 |  | --> | E15 ex BATTER LANE TEMPORARY | Batter Lane Temporary 38kv [T421] | GLASMORE |  | 53.5038 | -6.2245
MV/LV Substation EN***852Z |  | 10 kV | _ | LV | 630 kVA :Building Structure | 0.63 | --> | 0.63 | 0 | 0 | Constrained, otherwise capacity available =497 kVA | --> | 0.598 | 0 | 0.035 | 0.5 | 0 |  | --> | C16 ex MOUNTGORRY | Mountgorry [T41,T42] | GRANGE (DR) |  | 53.4482 | -6.2022
MV/LV Substation NE***853 |  | 20 kV | _ | LV | 100 kVA :Pole Substation | 0.1 | --> | 0.1 | 0 | 0 | Constrained, otherwise capacity available =90 kVA | --> | 0.095 | 0 | 0.004 | 0.093 | 0 |  | --> | E15 ex BATTER LANE TEMPORARY | Batter Lane Temporary 38kv [T421] | GLASMORE |  | 53.507 | -6.1762
MV/LV Substation IR***854X |  | 10 kV | _ | LV | 200 kVA :Pole Substation | 0.2 | --> | 0.2 | 0 | 0 | Constrained, otherwise capacity available =188 kVA | --> | 0.19 | 0 | 0 | 0.192 | 0 |  | --> | C20 ex COLLINSTOWN | Collinstown [T41,T42] | GRANGE (DR) |  | 53.4367 | -6.2261
MV/LV Substation EN***854Z |  | 10 kV | _ | LV | 630 kVA :Building Structure | 0.63 | --> | 0.63 | 0 | 0 | Constrained, otherwise capacity available =582 kVA | --> | 0.598 | 0 | 0.01 | 0.5 | 0 |  | --> | C16 ex MOUNTGORRY | Mountgorry [T41,T42] | GRANGE (DR) |  | 53.4487 | -6.2022
MV/LV Substation BO***856 |  | 20 kV | _ | LV | 400 kVA :Kiosk Substation | 0.4 | --> | 0.4 | 0 | 0 | Constrained, otherwise capacity available =295 kVA | --> | 0.38 | 0 | 0.045 | 0.361 | 0 |  | --> | E15 ex ASHBOURNE | Ashbourne [T421,T422] | FINGLAS |  | 53.5046 | -6.4044
MV/LV Substation MA***857 |  | 20 kV | _ | LV | 50 kVA :Pole Substation | 0.05 | --> | 0.05 | 0 | 0 | Constrained, otherwise capacity available =36 kVA | --> | 0.048 | 0 | 0 | 0.049 | 0 |  | --> | E11 ex ASHBOURNE | Ashbourne [T421,T422] | FINGLAS |  | 53.4707 | -6.3602
MV/LV Substation GR***858X |  | 10 kV | _ | LV | 50 kVA :Pole Substation | 0.05 | --> | 0.05 | 0 | 0 | Constrained, otherwise capacity available =46 kVA | --> | 0.048 | 0 | 0 | 0.048 | 0 |  | --> | C17 ex MOUNTGORRY | Mountgorry [T41,T42] | GRANGE (DR) |  | 53.4616 | -6.2021
MV/LV Substation TY***858Z |  | 20 kV | _ | LV | 50 kVA :Pole Substation | 0.05 | --> | 0.05 | 0 | 0 | Constrained, otherwise capacity available =32 kVA | --> | 0.048 | 0 | 0 | 0 | 0 | Constrained, otherwise capacity available =50 kW | --> | C11 ex LOUGHSHINNY | Loughshinny [T41,T42] | GLASMORE |  | 53.5326 | -6.1367
MV/LV Substation RO***859X |  | 20 kV | _ | LV | 50 kVA :Pole Substation | 0.05 | --> | 0.05 | 0 | 0 | Constrained, otherwise capacity available =27 kVA | --> | 0.048 | 0 | 0 | 0.05 | 0 |  | --> | E18 ex GLASMORE | Glasmore [T421,T422] | GLASMORE |  | 53.5074 | -6.2398
MV/LV Substation AP***859Z |  | 20 kV | _ | LV | 200 kVA :Kiosk Substation | 0.2 | --> | 0.2 | 0 | 0 | Constrained, otherwise capacity available =187 kVA | --> | 0.19 | 0 | 0 | 0.192 | 0 |  | --> | E13 ex GLASMORE | Glasmore [T421,T422] | GLASMORE |  | 53.4724 | -6.2342
MV/LV Substation TH***860 |  | 20 kV | _ | LV | 100 kVA :Pole Substation | 0.1 | --> | 0.1 | 0 | 0 | Constrained, otherwise capacity available =57 kVA | --> | 0.095 | 0 | 0 | 0.101 | 0 |  | --> | E15 ex BATTER LANE TEMPORARY | Batter Lane Temporary 38kv [T421] | GLASMORE |  | 53.5307 | -6.1742
MV/LV Substation AS***863X |  | 10 kV | _ | LV | 400 kVA :Kiosk Substation | 0.4 | --> | 0.4 | 0 | 0 | Constrained, otherwise capacity available =302 kVA | --> | 0.38 | 0 | 0.026 | 0.374 | 0 |  | --> | C13 ex MALAHIDE | Malahide [T41,T42] | GLASMORE |  | 53.4259 | -6.1936
MV/LV Substation LU***863Z |  | 20 kV | _ | LV | 200 kVA :Pole Substation | 0.2 | --> | 0.2 | 0 | 0 | Constrained, otherwise capacity available =135 kVA | --> | 0.19 | 0 | 0 | 0 | 0 | Constrained, otherwise capacity available =199 kW | --> | C11 ex LOUGHSHINNY | Loughshinny [T41,T42] | GLASMORE |  | 53.5288 | -6.158
MV/LV Substation RO***864 |  | 20 kV | _ | LV | 200 kVA :Pole Substation | 0.2 | --> | 0.2 | 0 | 0 | Constrained, otherwise capacity available =130 kVA | --> | 0.19 | 0 | 0.006 | 0.195 | 0 |  | --> | E21 ex ASHBOURNE | Ashbourne [T421,T422] | FINGLAS |  | 53.4878 | -6.3026
MV/LV Substation CL***864Z |  | 20 kV | _ | LV | 400 kVA :Kiosk Substation | 0.4 | --> | 0.4 | 0 | 0 | Constrained, otherwise capacity available =357 kVA | --> | 0.38 | 0 | 0 | 0.386 | 0 |  | --> | E21 ex ASHBOURNE | Ashbourne [T421,T422] | FINGLAS |  | 53.5236 | -6.3179
MV/LV Substation KI***865 |  | 10 kV | _ | LV | 100 kVA :Pole Substation | 0.1 | --> | 0.1 | 0 | 0 | Constrained, otherwise capacity available =96 kVA | --> | 0.095 | 0 | 0.015 | 0.084 | 0 |  | --> | C13 ex MALAHIDE | Malahide [T41,T42] | GLASMORE |  | 53.4374 | -6.1717
MV/LV Substation TH***866X |  | 20 kV | _ | LV | 400 kVA :Kiosk Substation | 0.4 | --> | 0.4 | 0 | 0 | Constrained, otherwise capacity available =343 kVA | --> | 0.38 | 0 | 0.046 | 0.354 | 0 |  | --> | E11 ex GLASMORE | Glasmore [T421,T422] | GLASMORE |  | 53.4872 | -6.141
MV/LV Substation RI***866Y |  | 10 kV | _ | LV | 400 kVA :Kiosk Substation | 0.4 | --> | 0.4 | 0 | 0 | Constrained, otherwise capacity available =318 kVA | --> | 0.38 | 0 | 0.038 | 0.363 | 0 |  | --> | E17 ex GLASMORE | Glasmore [T421,T422] | GLASMORE |  | 53.4462 | -6.2474
MV/LV Substation TH***867X |  | 20 kV | _ | LV | 400 kVA :Kiosk Substation | 0.4 | --> | 0.4 | 0 | 0 | Constrained, otherwise capacity available =244 kVA | --> | 0.38 | 0 | 0.069 | 0.35 | 0 |  | --> | E11 ex GLASMORE | Glasmore [T421,T422] | GLASMORE |  | 53.4883 | -6.1432
MV/LV Substation RA***867Z |  | 20 kV | _ | LV | 400 kVA :Building Structure | 0.4 | --> | 0.4 | 0 | 0 | Constrained, otherwise capacity available =380 kVA | --> | 0.38 | 0 | 0 | 0.383 | 0 |  | --> | E21 ex BALTRASNA | Baltrasna [T121,T122] | BALTRASNA |  | 53.5246 | -6.4065
MV/LV Substation RA***868 |  | 20 kV | _ | LV | 50 kVA :Pole Substation | 0.05 | --> | 0.05 | 0 | 0 | Constrained, otherwise capacity available =9 kVA | --> | 0.048 | 0 | 0.017 | 0.04 | 0 |  | --> | E18 ex GLASMORE | Glasmore [T421,T422] | GLASMORE |  | 53.4727 | -6.2543
MV/LV Substation ME***869X |  | 20 kV | _ | LV | 200 kVA :Kiosk Substation | 0.2 | --> | 0.2 | 0 | 0 | Constrained, otherwise capacity available =104 kVA | --> | 0.19 | 0 | 0.045 | 0.169 | 0 |  | --> | E18 ex BALTRASNA | Baltrasna [T121,T122] | BALTRASNA |  | 53.5047 | -6.4639
MV/LV Substation ME***870X |  | 20 kV | _ | LV | 200 kVA :Kiosk Substation | 0.2 | --> | 0.2 | 0 | 0 | Constrained, otherwise capacity available =98 kVA | --> | 0.19 | 0 | 0.02 | 0.189 | 0 |  | --> | E18 ex BALTRASNA | Baltrasna [T121,T122] | BALTRASNA |  | 53.5034 | -6.4644
MV/LV Substation HO***870Z |  | 10 kV | _ | LV | 400 kVA :Kiosk Substation | 0.4 | --> | 0.4 | 0 | 0 | Constrained, otherwise capacity available =378 kVA | --> | 0.38 | 0 | 0 | 0.383 | 0 |  | --> | C11 ex SUTTON | Sutton [T41,T42] | GRANGE (DR) |  | 53.3897 | -6.0812
MV/LV Substation CO***871 |  | 10 kV | _ | LV | 50 kVA :Pole Substation | 0.05 | --> | 0.05 | 0 | 0 | Constrained, otherwise capacity available =45 kVA | --> | 0.048 | 0 | 0 | 0.048 | 0 |  | --> | E11 ex ASHBOURNE | Ashbourne [T421,T422] | FINGLAS |  | 53.4565 | -6.3477
MV/LV Substation HA***871X |  | 10 kV | _ | LV | 50 kVA :Pole Substation | 0.05 | --> | 0.05 | 0 | 0 | Constrained, otherwise capacity available =42 kVA | --> | 0.048 | 0 | 0.01 | 0.041 | 0 |  | --> | C13 ex MALAHIDE | Malahide [T41,T42] | GLASMORE |  | 53.4285 | -6.1525
MV/LV Substation SH***871Z |  | 10 kV | _ | LV | 400 kVA :Building Structure | 0.4 | --> | 0.4 | 0 | 0 | Constrained, otherwise capacity available =358 kVA | --> | 0.38 | 0 | 0.011 | 0.378 | 0 |  | --> | C11 ex HOWTH JUNCTION | Howth Junction [T41,T42] | GRANGE (DR) |  | 53.38 | -6.1622
MV/LV Substation SH***872 |  | 10 kV | _ | LV | 50 kVA :Pole Substation | 0.05 | --> | 0.05 | 0 | 0 | Constrained, otherwise capacity available =39 kVA | --> | 0.048 | 0 | 0.003 | 0.047 | 0 |  | --> | E11 ex ASHBOURNE | Ashbourne [T421,T422] | FINGLAS |  | 53.45 | -6.322
MV/LV Substation BL***872X |  | 20 kV | _ | LV | 200 kVA :Kiosk Substation | 0.2 | --> | 0.2 | 0 | 0 | Constrained, otherwise capacity available =116 kVA | --> | 0.19 | 0 | 0 | 0.201 | 0 |  | --> | E15 ex BATTER LANE TEMPORARY | Batter Lane Temporary 38kv [T421] | GLASMORE |  | 53.5032 | -6.1931
MV/LV Substation KI***873X |  | 10 kV | _ | LV | 200 kVA :Pole Substation | 0.2 | --> | 0.2 | 0 | 0 | Constrained, otherwise capacity available =130 kVA | --> | 0.19 | 0 | 0.058 | 0.156 | 0 |  | --> | C13 ex MALAHIDE | Malahide [T41,T42] | GLASMORE |  | 53.4388 | -6.1662
MV/LV Substation MU***875 |  | 20 kV | _ | LV | 200 kVA :Pole Substation | 0.2 | --> | 0.2 | 0 | 0 | Constrained, otherwise capacity available =180 kVA | --> | 0.19 | 0 | 0 | 0.193 | 0 |  | --> | E21 ex ASHBOURNE | Ashbourne [T421,T422] | FINGLAS |  | 53.5271 | -6.2847
MV/LV Substation CO***875X |  | 20 kV | _ | LV | 50 kVA :Pole Substation | 0.05 | --> | 0.05 | 0 | 0 | Constrained, otherwise capacity available =49 kVA | --> | 0.048 | 0 | 0 | 0.048 | 0 |  | --> | E18 ex GLASMORE | Glasmore [T421,T422] | GLASMORE |  | 53.5267 | -6.2078
MV/LV Substation DE***875Z |  | 20 kV | _ | LV | 200 kVA :Kiosk Substation | 0.2 | --> | 0.2 | 0 | 0 | Constrained, otherwise capacity available =185 kVA | --> | 0.19 | 0 | 0 | 0.192 | 0 |  | --> | C24 ex MACETOWN | Macetown [T101,T102] | MACETOWN |  | 53.4713 | -6.4771
MV/LV Substation HA***876 |  | 20 kV | _ | LV | 50 kVA :Pole Substation | 0.05 | --> | 0.05 | 0 | 0 | Constrained, otherwise capacity available =34 kVA | --> | 0.048 | 0 | 0.022 | 0.033 | 0 |  | --> | E15 ex ASHBOURNE | Ashbourne [T421,T422] | FINGLAS |  | 53.4965 | -6.4025
MV/LV Substation FL***876Z |  | 20 kV | _ | LV | 50 kVA :Pole Substation | 0.05 | --> | 0.05 | 0 | 0 | Constrained, otherwise capacity available =49 kVA | --> | 0.048 | 0 | 0.004 | 0.045 | 0 |  | --> | C24 ex MACETOWN | Macetown [T101,T102] | MACETOWN |  | 53.4785 | -6.393
MV/LV Substation NE***878 |  | 20 kV | _ | LV | 50 kVA :Pole Substation | 0.05 | --> | 0.05 | 0 | 0 | Constrained, otherwise capacity available =37 kVA | --> | 0.048 | 0 | 0.005 | 0.046 | 0 |  | --> | E15 ex BATTER LANE TEMPORARY | Batter Lane Temporary 38kv [T421] | GLASMORE |  | 53.5074 | -6.1822
MV/LV Substation CU***878X |  | 10 kV | _ | LV | 50 kVA :Pole Substation | 0.05 | --> | 0.05 | 0 | 0 | Constrained, otherwise capacity available =32 kVA | --> | 0.048 | 0 | 0 | 0.05 | 0 |  | --> | C20 ex CLONSHAUGH | Clonshaugh [T41,T42] | FINGLAS |  | 53.4183 | -6.2217
MV/LV Substation CU***879X |  | 10 kV | _ | LV | 50 kVA :Pole Substation | 0.05 | --> | 0.05 | 0 | 0 | Constrained, otherwise capacity available =38 kVA | --> | 0.048 | 0 | 0 | 0.049 | 0 |  | --> | C20 ex CLONSHAUGH | Clonshaugh [T41,T42] | FINGLAS |  | 53.4238 | -6.22
MV/LV Substation FO***879Z |  | 10 kV | _ | LV | 100 kVA :Pole Substation | 0.1 | --> | 0.1 | 0 | 0 | Constrained, otherwise capacity available =96 kVA | --> | 0.095 | 0 | 0 | 0.096 | 0 |  | --> | C14 ex SWORDS | Swords [T41,T42] | GLASMORE |  | 53.4432 | -6.2593
MV/LV Substation DE***880X |  | 20 kV | _ | LV | 50 kVA :Pole Substation | 0.05 | --> | 0.05 | 0 | 0 | Constrained, otherwise capacity available =42 kVA | --> | 0.048 | 0 | 0 | 0.049 | 0 |  | --> | E15 ex BATTER LANE TEMPORARY | Batter Lane Temporary 38kv [T421] | GLASMORE |  | 53.4999 | -6.2279
MV/LV Substation MU***882X |  | 20 kV | _ | LV | 50 kVA :Pole Substation | 0.05 | --> | 0.05 | 0 | 0 | Constrained, otherwise capacity available =48 kVA | --> | 0.048 | 0 | 0 | 0.048 | 0 |  | --> | C24 ex MACETOWN | Macetown [T101,T102] | MACETOWN |  | 53.4725 | -6.4522
MV/LV Substation ST***884 |  | 20 kV | _ | LV | 200 kVA :Kiosk Substation | 0.2 | --> | 0.2 | 0 | 0 | Constrained, otherwise capacity available =130 kVA | --> | 0.19 | 0 | 0.016 | 0.188 | 0 |  | --> | E18 ex BALTRASNA | Baltrasna [T121,T122] | BALTRASNA |  | 53.5007 | -6.4701
MV/LV Substation CA***885X |  | 20 kV | _ | LV | 50 kVA :Pole Substation | 0.05 | --> | 0.05 | 0 | 0 | Constrained, otherwise capacity available =46 kVA | --> | 0.048 | 0 | 0 | 0.048 | 0 |  | --> | E21 ex ASHBOURNE | Ashbourne [T421,T422] | FINGLAS |  | 53.5131 | -6.3152
MV/LV Substation BL***889X |  | 20 kV | _ | LV | 100 kVA :Pole Substation | 0.1 | --> | 0.1 | 0 | 0 | Constrained, otherwise capacity available =82 kVA | --> | 0.095 | 0 | 0 | 0.097 | 0 |  | --> | E15 ex BATTER LANE TEMPORARY | Batter Lane Temporary 38kv [T421] | GLASMORE |  | 53.5007 | -6.1953
MV/LV Substation KI***890 |  | 20 kV | _ | LV | 50 kVA :Pole Substation | 0.05 | --> | 0.05 | 0 | 0 | Constrained, otherwise capacity available =43 kVA | --> | 0.048 | 0 | 0.003 | 0.046 | 0 |  | --> | E15 ex BATTER LANE TEMPORARY | Batter Lane Temporary 38kv [T421] | GLASMORE |  | 53.5181 | -6.1828
MV/LV Substation MA***892X |  | 20 kV | _ | LV | 200 kVA :Pole Substation | 0.2 | --> | 0.2 | 0 | 0 | Constrained, otherwise capacity available =187 kVA | --> | 0.19 | 0 | 0.04 | 0.162 | 0 |  | --> | E20 ex GLASMORE | Glasmore [T421,T422] | GLASMORE |  | 53.4896 | -6.242
MV/LV Substation TU***895X |  | 20 kV | _ | LV | 200 kVA :Pole Substation | 0.2 | --> | 0.2 | 0 | 0 | Constrained, otherwise capacity available =175 kVA | --> | 0.19 | 0 | 0 | 0.193 | 0 |  | --> | E15 ex BATTER LANE TEMPORARY | Batter Lane Temporary 38kv [T421] | GLASMORE |  | 53.4926 | -6.1937
MV/LV Substation EV***898 |  | 10 kV | _ | LV | 100 kVA :Pole Substation | 0.1 | --> | 0.1 | 0 | 0 | Constrained, otherwise capacity available =99 kVA | --> | 0.095 | 0 | 0 | 0.095 | 0 |  | --> | C14 ex SWORDS | Swords [T41,T42] | GLASMORE |  | 53.4498 | -6.2595
MV/LV Substation AU***898X |  | 10 kV | _ | LV | 50 kVA :Pole Substation | 0.05 | --> | 0.05 | 0 | 0 | Constrained, otherwise capacity available =40 kVA | --> | 0.048 | 0 | 0 | 0.049 | 0 |  | --> | C18 ex MOUNTGORRY | Mountgorry [T41,T42] | GRANGE (DR) |  | 53.4437 | -6.18
MV/LV Substation BU***899X |  | 20 kV | _ | LV | 50 kVA :Pole Substation | 0.05 | --> | 0.05 | 0 | 0 | Constrained, otherwise capacity available =50 kVA | --> | 0.048 | 0 | 0 | 0.048 | 0 |  | --> | E11 ex ASHBOURNE | Ashbourne [T421,T422] | FINGLAS |  | 53.4792 | -6.3673
MV/LV Substation KI***904 |  | 10 kV | _ | LV | 50 kVA :Pole Substation | 0.05 | --> | 0.05 | 0 | 0 | Constrained, otherwise capacity available =36 kVA | --> | 0.048 | 0 | 0.005 | 0.046 | 0 |  | --> | E11 ex ASHBOURNE | Ashbourne [T421,T422] | FINGLAS |  | 53.4481 | -6.2897
MV/LV Substation BA***905 |  | 10 kV | _ | LV | 50 kVA :Pole Substation | 0.05 | --> | 0.05 | 0 | 0 | Constrained, otherwise capacity available =39 kVA | --> | 0.048 | 0 | 0 | 0.049 | 0 |  | --> | C39 ex COLLEGE PARK | College Park [T101,T102,T103] | COLLEGE PARK |  | 53.4492 | -6.3792
MV/LV Substation NE***909 |  | 20 kV | _ | LV | 100 kVA :Pole Substation | 0.1 | --> | 0.1 | 0 | 0 | Constrained, otherwise capacity available =85 kVA | --> | 0.095 | 0 | 0.005 | 0.093 | 0 |  | --> | C24 ex MACETOWN | Macetown [T101,T102] | MACETOWN |  | 53.4917 | -6.4739
MV/LV Substation RA***911 |  | 20 kV | _ | LV | 200 kVA :Pole Substation | 0.2 | --> | 0.2 | 0 | 0 | Constrained, otherwise capacity available =196 kVA | --> | 0.19 | 0 | 0 | 0.191 | 0 |  | --> | E12 ex ASHBOURNE | Ashbourne [T421,T422] | FINGLAS |  | 53.5012 | -6.4273
MV/LV Substation CO***914 |  | 20 kV | _ | LV | 630 kVA :Building Structure | 0.63 | --> | 0.63 | 0 | 0 | Constrained, otherwise capacity available =402 kVA | --> | 0.598 | 0 | 0 | 0.5 | 0 |  | --> | E15 ex BATTER LANE TEMPORARY | Batter Lane Temporary 38kv [T421] | GLASMORE |  | 53.5042 | -6.1923
MV/LV Substation AS***917 |  | 20 kV | _ | LV | 400 kVA :Kiosk Substation | 0.4 | --> | 0.4 | 0 | 0 | Constrained, otherwise capacity available =336 kVA | --> | 0.38 | 0 | 0 | 0.389 | 0 |  | --> | E16 ex ASHBOURNE | Ashbourne [T421,T422] | FINGLAS |  | 53.5067 | -6.3879
MV/LV Substation TO***920 |  | 10 kV | _ | LV | 100 kVA :Pole Substation | 0.1 | --> | 0.1 | 0 | 0 | Constrained, otherwise capacity available =52 kVA | --> | 0.095 | 0 | 0 | 0.101 | 0 |  | --> | E11 ex ASHBOURNE | Ashbourne [T421,T422] | FINGLAS |  | 53.4525 | -6.2882
MV/LV Substation BU***922 |  | 20 kV | _ | LV | 100 kVA :Pole Substation | 0.1 | --> | 0.1 | 0 | 0 | Constrained, otherwise capacity available =73 kVA | --> | 0.095 | 0 | 0.015 | 0.088 | 0 |  | --> | E21 ex ASHBOURNE | Ashbourne [T421,T422] | FINGLAS |  | 53.4903 | -6.3588
MV/LV Substation AS***923 |  | 20 kV | _ | LV | 1000 kVA :Building Structure | 1 | --> | 1 | 0 | 0 | Constrained, otherwise capacity available =790 kVA | --> | 0.95 | 0 | 0.095 | 0.5 | 0 |  | --> | E20 ex BALTRASNA | Baltrasna [T121,T122] | BALTRASNA |  | 53.5177 | -6.4133
MV/LV Substation RO***926 |  | 20 kV | _ | LV | 100 kVA :Pole Substation | 0.1 | --> | 0.1 | 0 | 0 | Constrained, otherwise capacity available =89 kVA | --> | 0.095 | 0 | 0 | 0.096 | 0 |  | --> | E18 ex GLASMORE | Glasmore [T421,T422] | GLASMORE |  | 53.5149 | -6.2388
MV/LV Substation KI***927 |  | 20 kV | _ | LV | 50 kVA :Pole Substation | 0.05 | --> | 0.05 | 0 | 0 | Constrained, otherwise capacity available =47 kVA | --> | 0.048 | 0 | 0 | 0.048 | 0 |  | --> | C24 ex MACETOWN | Macetown [T101,T102] | MACETOWN |  | 53.4746 | -6.4692
MV/LV Substation BA***929 |  | 20 kV | _ | LV | 50 kVA :Pole Substation | 0.05 | --> | 0.05 | 0 | 0 | Constrained, otherwise capacity available =35 kVA | --> | 0.048 | 0 | 0 | 0.05 | 0 |  | --> | E18 ex GLASMORE | Glasmore [T421,T422] | GLASMORE |  | 53.518 | -6.2621
MV/LV Substation GR***940 |  | 20 kV | _ | LV | 50 kVA :Pole Substation | 0.05 | --> | 0.05 | 0 | 0 | Constrained, otherwise capacity available =44 kVA | --> | 0.048 | 0 | 0.005 | 0.045 | 0 |  | --> | E18 ex GLASMORE | Glasmore [T421,T422] | GLASMORE |  | 53.5118 | -6.2245
MV/LV Substation BA***945 |  | 10 kV | _ | LV | 150 kVA :Pole Substation | 0.15 | --> | 0.15 | 0 | 0 | Constrained, otherwise capacity available =139 kVA | --> | 0.142 | 0 | 0 | 0.144 | 0 |  | --> | C13 ex MALAHIDE | Malahide [T41,T42] | GLASMORE |  | 53.4228 | -6.1778
MV/LV Substation CO***950 |  | 10 kV | _ | LV | 200 kVA :Pole Substation | 0.2 | --> | 0.2 | 0 | 0 | Constrained, otherwise capacity available =180 kVA | --> | 0.19 | 0 | 0 | 0.193 | 0 |  | --> | E11 ex ASHBOURNE | Ashbourne [T421,T422] | FINGLAS |  | 53.4615 | -6.3506
MV/LV Substation LE***953 |  | 20 kV | _ | LV | 100 kVA :Pole Substation | 0.1 | --> | 0.1 | 0 | 0 | Constrained, otherwise capacity available =0 kVA | --> | 0.095 | 0 | 0.043 | 0.076 | 0 |  | --> | E18 ex BALTRASNA | Baltrasna [T121,T122] | BALTRASNA |  | 53.512 | -6.4594
MV/LV Substation BA***955 |  | 20 kV | _ | LV | 100 kVA :Pole Substation | 0.1 | --> | 0.1 | 0 | 0 | Constrained, otherwise capacity available =72 kVA | --> | 0.095 | 0 | 0.011 | 0.091 | 0 |  | --> | E15 ex ASHBOURNE | Ashbourne [T421,T422] | FINGLAS |  | 53.4971 | -6.3908
MV/LV Substation CO***962 |  | 10 kV | _ | LV | 200 kVA :Pole Substation | 0.2 | --> | 0.2 | 0 | 0 | Constrained, otherwise capacity available =61 kVA | --> | 0.19 | 0 | 0 | 0.208 | 0 |  | --> | C20 ex COLLINSTOWN | Collinstown [T41,T42] | GRANGE (DR) |  | 53.4323 | -6.2289
MV/LV Substation PO***964 |  | 20 kV | _ | LV | 200 kVA :Pole Substation | 0.2 | --> | 0.2 | 0 | 0 | Constrained, otherwise capacity available =199 kVA | --> | 0.19 | 0 | 0 | 0.19 | 0 |  | --> | E11 ex GLASMORE | Glasmore [T421,T422] | GLASMORE |  | 53.4866 | -6.1173
MV/LV Substation CO***967 |  | 10 kV | _ | LV | 50 kVA :Pole Substation | 0.05 | --> | 0.05 | 0 | 0 | Constrained, otherwise capacity available =15 kVA | --> | 0.048 | 0 | 0 | 0.052 | 0 |  | --> | E11 ex ASHBOURNE | Ashbourne [T421,T422] | FINGLAS |  | 53.4593 | -6.3497
MV/LV Substation RI***968 |  | 20 kV | _ | LV | 50 kVA :Pole Substation | 0.05 | --> | 0.05 | 0 | 0 | Constrained, otherwise capacity available =43 kVA | --> | 0.048 | 0 | 0 | 0.048 | 0 |  | --> | E18 ex GLASMORE | Glasmore [T421,T422] | GLASMORE |  | 53.5189 | -6.2325
MV/LV Substation RA***981 |  | 20 kV | _ | LV | 100 kVA :Pole Substation | 0.1 | --> | 0.1 | 0 | 0 | Constrained, otherwise capacity available =99 kVA | --> | 0.095 | 0 | 0.005 | 0.091 | 0 |  | --> | E18 ex GLASMORE | Glasmore [T421,T422] | GLASMORE |  | 53.4747 | -6.2563
MV/LV Substation DO***982 |  | 20 kV | _ | LV | 100 kVA :Pole Substation | 0.1 | --> | 0.1 | 0 | 0 | Constrained, otherwise capacity available =99 kVA | --> | 0.095 | 0 | 0 | 0.095 | 0 |  | --> | E16 ex ASHBOURNE | Ashbourne [T421,T422] | FINGLAS |  | 53.4936 | -6.3805
MV/LV Substation NI***988 |  | 20 kV | _ | LV | 50 kVA :Pole Substation | 0.05 | --> | 0.05 | 0 | 0 | Constrained, otherwise capacity available =50 kVA | --> | 0.048 | 0 | 0 | 0.048 | 0 |  | --> | E16 ex ASHBOURNE | Ashbourne [T421,T422] | FINGLAS |  | 53.4967 | -6.3829
MV/LV Substation CO***990 |  | 20 kV | _ | LV | 100 kVA :Pole Substation | 0.1 | --> | 0.1 | 0 | 0 | Constrained, otherwise capacity available =72 kVA | --> | 0.095 | 0 | 0 | 0.099 | 0 |  | --> | E11 ex GLASMORE | Glasmore [T421,T422] | GLASMORE |  | 53.4699 | -6.1317
MV/LV Substation MA***991 |  | 20 kV | _ | LV | 50 kVA :Pole Substation | 0.05 | --> | 0.05 | 0 | 0 | Constrained, otherwise capacity available =39 kVA | --> | 0.048 | 0 | 0 | 0.049 | 0 |  | --> | E15 ex BATTER LANE TEMPORARY | Batter Lane Temporary 38kv [T421] | GLASMORE |  | 53.4917 | -6.2257
MV/LV Substation SW***994 |  | 10 kV | _ | LV | 50 kVA :Pole Substation | 0.05 | --> | 0.05 | 0 | 0 | Constrained, otherwise capacity available =46 kVA | --> | 0.048 | 0 | 0 | 0.048 | 0 |  | --> | C17 ex MOUNTGORRY | Mountgorry [T41,T42] | GRANGE (DR) |  | 53.4568 | -6.1797
MV/LV Substation EM***997 |  | 10 kV | _ | LV | 50 kVA :Pole Substation | 0.05 | --> | 0.05 | 0 | 0 | Constrained, otherwise capacity available =34 kVA | --> | 0.048 | 0 | 0.011 | 0.042 | 0 |  | --> | C13 ex MALAHIDE | Malahide [T41,T42] | GLASMORE |  | 53.4233 | -6.1815
MV/LV Substation ST***001 |  | 10 kV | _ | LV | 630 kVA :Kiosk Substation | 0.63 | --> | 0.63 | 0 | 0 | Constrained, otherwise capacity available =217 kVA | --> | 0.598 | 0 | 0.01 | 0.5 | 0 |  | --> | C19 ex GARRYOWEN | Garryowen [T41,T42] | LIMERICK |  | 52.663 | -8.6175
MV/LV Substation TH***002 |  | 10 kV | _ | LV | 400 kVA :Kiosk Substation | 0.4 | --> | 0.4 | 0 | 0 | Constrained, otherwise capacity available =207 kVA | --> | 0.38 | 0 | 0.004 | 0.402 | 0 |  | --> | C13 ex CORBALLY | Corbally [T41,T42] | ARDNACRUSHA |  | 52.669 | -8.6232
MV/LV Substation EN***003 |  | 10 kV | _ | LV | 400 kVA :Kiosk Substation | 0.4 | --> | 0.4 | 0 | 0 | Constrained, otherwise capacity available =170 kVA | --> | 0.38 | 0 | 0.058 | 0.367 | 0 |  | --> | C17 ex CAHERDAVIN | Caherdavin [T41,T42] | ARDNACRUSHA |  | 52.6664 | -8.641
MV/LV Substation SH***003Z |  | 10 kV | _ | LV | 1000 kVA :Building Structure | 1 | --> | 1 | 0 | 0 | Constrained, otherwise capacity available =823 kVA | --> | 0.95 | 0 | 0 | 0.5 | 0 |  | --> | C20 ex ROCHES STREET | Roches Street [T41,T42] | LIMERICK |  | 52.6611 | -8.6326
MV/LV Substation CR***004 |  | 10 kV | _ | LV | 200 kVA :Kiosk Substation | 0.2 | --> | 0.2 | 0 | 0 | Constrained, otherwise capacity available =156 kVA | --> | 0.19 | 0 | 0 | 0.196 | 0 |  | --> | C11 ex MOYLISH | Moylish [T41,T42] | ARDNACRUSHA |  | 52.6814 | -8.651
MV/LV Substation PR***004X |  | 10 kV | _ | LV | 400 kVA :Kiosk Substation | 0.4 | --> | 0.4 | 0 | 0 | Constrained, otherwise capacity available =268 kVA | --> | 0.38 | 0 | 0.027 | 0.378 | 0 |  | --> | C11 ex ROCHES STREET | Roches Street [T41,T42] | LIMERICK |  | 52.6602 | -8.6236
MV/LV Substation AB***004Y |  | 10 kV | _ | LV | 200 kVA :Kiosk Substation | 0.2 | --> | 0.2 | 0 | 0 | Constrained, otherwise capacity available =114 kVA | --> | 0.19 | 0 | 0.031 | 0.178 | 0 |  | --> | C14 ex RAHEEN | Raheen [T41,T42] | LIMERICK |  | 52.636 | -8.664
MV/LV Substation O ***005 |  | 10 kV | _ | LV | 400 kVA :Building Structure | 0.4 | --> | 0.4 | 0 | 0 | Constrained, otherwise capacity available =113 kVA | --> | 0.38 | 0 | 0.006 | 0.413 | 0 |  | --> | C17 ex BALLINACURRA | Ballinacurra [T41,T42] | LIMERICK |  | 52.6593 | -8.6365
MV/LV Substation RE***005X |  | 10 kV | _ | LV | 630 kVA :Building Structure | 0.63 | --> | 0.63 | 0 | 0 | Constrained, otherwise capacity available =546 kVA | --> | 0.598 | 0 | 0.019 | 0.5 | 0 |  | --> | C19 ex RAHEEN | Raheen [T41,T42] | LIMERICK |  | 52.6331 | -8.6544
MV/LV Substation RI***005Z |  | 10 kV | _ | LV | 200 kVA :Kiosk Substation | 0.2 | --> | 0.2 | 0 | 0 | Constrained, otherwise capacity available =185 kVA | --> | 0.19 | 0 | 0.008 | 0.186 | 0 |  | --> | C20 ex GARRYOWEN | Garryowen [T41,T42] | LIMERICK |  | 52.6492 | -8.598
MV/LV Substation DO***006 |  | 10 kV | _ | LV | 630 kVA :Building Structure | 0.63 | --> | 0.63 | 0 | 0 | Constrained, otherwise capacity available =570 kVA | --> | 0.598 | 0 | 0 | 0.5 | 0 |  | --> | C17 ex BALLINACURRA | Ballinacurra [T41,T42] | LIMERICK |  | 52.6577 | -8.6421
MV/LV Substation DA***006X |  | 10 kV | _ | LV | 200 kVA :Kiosk Substation | 0.2 | --> | 0.2 | 0 | 0 | Constrained, otherwise capacity available =139 kVA | --> | 0.19 | 0 | 0.016 | 0.186 | 0 |  | --> | C13 ex CAHERDAVIN | Caherdavin [T41,T42] | ARDNACRUSHA |  | 52.674 | -8.6559
MV/LV Substation CL***007 |  | 10 kV | _ | LV | 630 kVA :Kiosk Substation | 0.63 | --> | 0.63 | 0 | 0 | Constrained, otherwise capacity available =398 kVA | --> | 0.598 | 0 | 0.005 | 0.5 | 0 |  | --> | C18 ex BALLINACURRA | Ballinacurra [T41,T42] | LIMERICK |  | 52.6559 | -8.6279
MV/LV Substation PL***007X |  | 10 kV | _ | LV | 200 kVA :Kiosk Substation | 0.2 | --> | 0.2 | 0.18 | 13.8 |  | --> | 0.19 | 0 | 0.006 | 0.188 | 0 |  | --> | C18 ex SINGLAND | Singland [T101,T102] | SINGLAND |  | 52.673 | -8.5665
MV/LV Substation LA***007Y |  | 10 kV | _ | LV | 200 kVA :Kiosk Substation | 0.2 | --> | 0.2 | 0 | 0 | Constrained, otherwise capacity available =184 kVA | --> | 0.19 | 0 | 0 | 0.192 | 0 |  | --> | C20 ex CAHERDAVIN | Caherdavin [T41,T42] | ARDNACRUSHA |  | 52.6778 | -8.688
MV/LV Substation CH***007Z |  | 10 kV | _ | LV | 400 kVA :Kiosk Substation | 0.4 | --> | 0.4 | 0.333 | 13.8 |  | --> | 0.38 | 0 | 0 | 0.389 | 0 |  | --> | C21 ex SINGLAND | Singland [T101,T102] | SINGLAND |  | 52.655 | -8.5979
MV/LV Substation PU***008 |  | 10 kV | _ | LV | 630 kVA :Kiosk Substation | 0.63 | --> | 0.63 | 0 | 0 | Constrained, otherwise capacity available =394 kVA | --> | 0.598 | 0 | 0.071 | 0.5 | 0 |  | --> | C11 ex GARRYOWEN | Garryowen [T41,T42] | LIMERICK |  | 52.6501 | -8.6354
MV/LV Substation LI***008Y |  | 20 kV | _ | LV | 200 kVA :Kiosk Substation | 0.2 | --> | 0.2 | 0 | 0 | Constrained, otherwise capacity available =147 kVA | --> | 0.19 | 0 | 0 | 0 | 0 | Constrained, otherwise capacity available =197 kW | --> | E09 ex BRUFF |  |  |  | 52.5918 | -8.5502
MV/LV Substation CA***009 |  | 10 kV | _ | LV | 630 kVA :Kiosk Substation | 0.63 | --> | 0.63 | 0 | 0 | Constrained, otherwise capacity available =345 kVA | --> | 0.598 | 0 | 0.01 | 0.5 | 0 |  | --> | C13 ex GARRYOWEN | Garryowen [T41,T42] | LIMERICK |  | 52.6563 | -8.6182
MV/LV Substation CA***009Z |  | 10 kV | _ | LV | 400 kVA :Building Structure | 0.4 | --> | 0.4 | 0 | 0 | Constrained, otherwise capacity available =264 kVA | --> | 0.38 | 0 | 0.105 | 0.32 | 0 |  | --> | C12 ex RAHEEN | Raheen [T41,T42] | LIMERICK |  | 52.6271 | -8.6631
MV/LV Substation FI***010 |  | 10 kV | _ | LV | 400 kVA :Kiosk Substation | 0.4 | --> | 0.4 | 0 | 0 | Constrained, otherwise capacity available =253 kVA | --> | 0.38 | 0 | 0.004 | 0.397 | 0 |  | --> | C11 ex ROCHES STREET | Roches Street [T41,T42] | LIMERICK |  | 52.6607 | -8.6193
MV/LV Substation AS***010Y |  | 10 kV | _ | LV | 630 kVA :Building Structure | 0.63 | --> | 0.63 | 0 | 0 | Constrained, otherwise capacity available =516 kVA | --> | 0.598 | 0 | 0.01 | 0.5 | 0 |  | --> | C12 ex BALLINACURRA | Ballinacurra [T41,T42] | LIMERICK |  | 52.6557 | -8.6505
MV/LV Substation RO***011 |  | 10 kV | _ | LV | 630 kVA :Building Structure | 0.63 | --> | 0.63 | 0 | 0 |  | --> | 0.598 | 0 | 0.002 | 0.5 | 0 |  | --> | C15 ex ROCHES STREET | Roches Street [T41,T42] | LIMERICK |  | 52.6613 | -8.6264
MV/LV Substation G.***011X |  | 10 kV | _ | LV | 630 kVA :Kiosk Substation | 0.63 | --> | 0.63 | 0 | 0 | Constrained, otherwise capacity available =508 kVA | --> | 0.598 | 0 | 0.037 | 0.5 | 0 |  | --> | C16 ex BALLINACURRA | Ballinacurra [T41,T42] | LIMERICK |  | 52.6358 | -8.6444
MV/LV Substation JU***012Y |  | 10 kV | _ | LV | 630 kVA :Building Structure | 0.63 | --> | 0.63 | 0 | 0 | Constrained, otherwise capacity available =445 kVA | --> | 0.598 | 0 | 0 | 0.5 | 0 |  | --> | C20 ex ROCHES STREET | Roches Street [T41,T42] | LIMERICK |  | 52.6608 | -8.6327
MV/LV Substation CO***013 |  | 10 kV | _ | LV | 630 kVA :Kiosk Substation | 0.63 | --> | 0.63 | 0.495 | 13.8 |  | --> | 0.598 | 0 | 0.005 | 0.5 | 0 |  | --> | C17 ex SINGLAND | Singland [T101,T102] | SINGLAND |  | 52.6712 | -8.5794
MV/LV Substation EL***013X |  | 10 kV | _ | LV | 200 kVA :Kiosk Substation | 0.2 | --> | 0.2 | 0 | 0 | Constrained, otherwise capacity available =91 kVA | --> | 0.19 | 0 | 0 | 0.204 | 0 |  | --> | C11 ex GARRYOWEN | Garryowen [T41,T42] | LIMERICK |  | 52.6473 | -8.6243
MV/LV Substation BA***013Y |  | 10 kV | _ | LV | 50 kVA :Pole Substation | 0.05 | --> | 0.05 | 0 | 0 | Constrained, otherwise capacity available =44 kVA | --> | 0.048 | 0 | 0 | 0.048 | 0 |  | --> | C20 ex RAHEEN | Raheen [T41,T42] | LIMERICK |  | 52.6277 | -8.6334
MV/LV Substation GL***014X |  | 10 kV | _ | LV | 200 kVA :Kiosk Substation | 0.2 | --> | 0.2 | 0 | 0 | Constrained, otherwise capacity available =108 kVA | --> | 0.19 | 0 | 0.011 | 0.194 | 0 |  | --> | C16 ex MOYLISH | Moylish [T41,T42] | ARDNACRUSHA |  | 52.6778 | -8.6618
MV/LV Substation HI***015X |  | 10 kV | _ | LV | 400 kVA :Kiosk Substation | 0.4 | --> | 0.4 | 0 | 0 | Constrained, otherwise capacity available =289 kVA | --> | 0.38 | 0 | 0.074 | 0.34 | 0 |  | --> | C14 ex RAHEEN | Raheen [T41,T42] | LIMERICK |  | 52.6356 | -8.6603
MV/LV Substation TH***015Z |  | 10 kV | _ | LV | 630 kVA :Building Structure | 0.63 | --> | 0.63 | 0 | 0 | Constrained, otherwise capacity available =622 kVA | --> | 0.598 | 0 | 0 | 0.5 | 0 |  | --> | C18 ex BALLINACURRA | Ballinacurra [T41,T42] | LIMERICK |  | 52.6574 | -8.6272
MV/LV Substation MC***016X |  | 10 kV | _ | LV | 200 kVA :Building Structure | 0.2 | --> | 0.2 | 0 | 0 | Constrained, otherwise capacity available =108 kVA | --> | 0.19 | 0 | 0 | 0.202 | 0 |  | --> | C11 ex DOCK ROAD | Dock Road [T41,T42] | LIMERICK |  | 52.6537 | -8.6557
MV/LV Substation HA***016Y |  | 10 kV | _ | LV | 400 kVA :Building Structure | 0.4 | --> | 0.4 | 0 | 0 | Constrained, otherwise capacity available =316 kVA | --> | 0.38 | 0 | 0 | 0.391 | 0 |  | --> | C22 ex ROCHES STREET | Roches Street [T41,T42] | LIMERICK |  | 52.6645 | -8.6294
MV/LV Substation CO***017 |  | 10 kV | _ | LV | 630 kVA :Kiosk Substation | 0.63 | --> | 0.63 | 0 | 0 | Constrained, otherwise capacity available =442 kVA | --> | 0.598 | 0 | 0.074 | 0.5 | 0 |  | --> | C18 ex CORBALLY | Corbally [T41,T42] | ARDNACRUSHA |  | 52.6769 | -8.6137
MV/LV Substation LE***017X |  | 10 kV | _ | LV | 630 kVA :Kiosk Substation | 0.63 | --> | 0.63 | 0 | 0 | Constrained, otherwise capacity available =396 kVA | --> | 0.598 | 0 | 0 | 0.5 | 0 |  | --> | C17 ex GARRYOWEN | Garryowen [T41,T42] | LIMERICK |  | 52.6657 | -8.6165
MV/LV Substation CA***018 |  | 10 kV | _ | LV | 400 kVA :Building Structure | 0.4 | --> | 0.4 | 0.29 | 13.8 |  | --> | 0.38 | 0 | 0.037 | 0.367 | 0 |  | --> | C18 ex SINGLAND | Singland [T101,T102] | SINGLAND |  | 52.6647 | -8.5706
MV/LV Substation ST***018X |  | 10 kV | _ | LV | 400 kVA :Building Structure | 0.4 | --> | 0.4 | 0 | 0 | Constrained, otherwise capacity available =337 kVA | --> | 0.38 | 0 | 0.003 | 0.386 | 0 |  | --> | C13 ex CORBALLY | Corbally [T41,T42] | ARDNACRUSHA |  | 52.6756 | -8.6276
MV/LV Substation GL***018Z |  | 10 kV | _ | LV | 400 kVA :Kiosk Substation | 0.4 | --> | 0.4 | 0 | 0 | Constrained, otherwise capacity available =372 kVA | --> | 0.38 | 0 | 0.016 | 0.372 | 0 |  | --> | C21 ex CASTLETROY | Castletroy [T41,T42] | ARDNACRUSHA |  | 52.6566 | -8.5645
MV/LV Substation RA***019X |  | 10 kV | _ | LV | 200 kVA :Kiosk Substation | 0.2 | --> | 0.2 | 0 | 0 | Constrained, otherwise capacity available =109 kVA | --> | 0.19 | 0 | 0.025 | 0.184 | 0 |  | --> | C19 ex RAHEEN | Raheen [T41,T42] | LIMERICK |  | 52.6309 | -8.6511
MV/LV Substation AT***019Z |  | 10 kV | _ | LV | 630 kVA :Building Structure | 0.63 | --> | 0.63 | 0 | 0 | Constrained, otherwise capacity available =398 kVA | --> | 0.598 | 0 | 0 | 0.5 | 0 |  | --> | C11 ex CORBALLY | Corbally [T41,T42] | ARDNACRUSHA |  | 52.6862 | -8.6061
MV/LV Substation CL***020Z |  | 10 kV | _ | LV | 400 kVA :Kiosk Substation | 0.4 | --> | 0.4 | 0 | 0 | Constrained, otherwise capacity available =284 kVA | --> | 0.38 | 0 | 0.032 | 0.372 | 0 |  | --> | C16 ex BALLINACURRA | Ballinacurra [T41,T42] | LIMERICK |  | 52.6372 | -8.6364
MV/LV Substation HU***021Y |  | 10 kV | _ | LV | 400 kVA :Kiosk Substation | 0.4 | --> | 0.4 | 0 | 0 | Constrained, otherwise capacity available =254 kVA | --> | 0.38 | 0 | 0.056 | 0.358 | 0 |  | --> | C16 ex BALLINACURRA | Ballinacurra [T41,T42] | LIMERICK |  | 52.6322 | -8.6401
MV/LV Substation HE***022X |  | 20 kV | _ | LV | 50 kVA :Pole Substation | 0.05 | --> | 0.05 | 0.032 | 6.81 |  | --> | 0.048 | 0 | 0.02 | 0.035 | 0 |  | --> | C06 ex AHANE | Ahane [T102] | AHANE |  | 52.6959 | -8.5113
MV/LV Substation NA***022Y |  | 10 kV | _ | LV | 630 kVA :Building Structure | 0.63 | --> | 0.63 | 0 | 0 | Constrained, otherwise capacity available =407 kVA | --> | 0.598 | 0 | 0.04 | 0.5 | 0 |  | --> | C17 ex BALLINACURRA | Ballinacurra [T41,T42] | LIMERICK |  | 52.6583 | -8.6389
MV/LV Substation MU***023X |  | 10 kV | _ | LV | 200 kVA :Building Structure | 0.2 | --> | 0.2 | 0.082 | 13.8 |  | --> | 0.19 | 0 | 0.01 | 0.198 | 0 |  | --> | C13 ex SINGLAND | Singland [T101,T102] | SINGLAND |  | 52.6674 | -8.6053
MV/LV Substation RE***023Y |  | 10 kV | _ | LV | 50 kVA :Pole Substation | 0.05 | --> | 0.05 | 0 | 0 | Constrained, otherwise capacity available =30 kVA | --> | 0.048 | 0 | 0 | 0.05 | 0 |  | --> | E16 ex CRATLOE | Cratloe [T421,T422] | ARDNACRUSHA |  | 52.7245 | -8.7104
MV/LV Substation DR***023Z |  | 20 kV | _ | LV | 50 kVA :Pole Substation | 0.05 | --> | 0.05 | 0.046 | 13.8 |  | --> | 0.048 | 0 | 0.011 | 0.04 | 0 |  | --> | C14 ex SINGLAND | Singland [T101,T102] | SINGLAND |  | 52.627 | -8.5724
MV/LV Substation RH***024Y |  | 10 kV | _ | LV | 400 kVA :Kiosk Substation | 0.4 | --> | 0.4 | 0.3 | 13.8 |  | --> | 0.38 | 0 | 0.031 | 0.37 | 0 |  | --> | C13 ex SINGLAND | Singland [T101,T102] | SINGLAND |  | 52.6651 | -8.591
MV/LV Substation CR***024Z |  | 10 kV | _ | LV | 400 kVA :Kiosk Substation | 0.4 | --> | 0.4 | 0 | 0 | Constrained, otherwise capacity available =360 kVA | --> | 0.38 | 0 | 0.005 | 0.382 | 0 |  | --> | C14 ex RAHEEN | Raheen [T41,T42] | LIMERICK |  | 52.6407 | -8.6495
MV/LV Substation MO***025X |  | 10 kV | _ | LV | 200 kVA :Kiosk Substation | 0.2 | --> | 0.2 | 0.16 | 13.8 |  | --> | 0.19 | 0 | 0.018 | 0.182 | 0 |  | --> | C18 ex SINGLAND | Singland [T101,T102] | SINGLAND |  | 52.666 | -8.5658
MV/LV Substation CL***025Z |  | 20 kV | _ | LV | 50 kVA :Pole Substation | 0.05 | --> | 0.05 | 0 | 0 | Constrained, otherwise capacity available =48 kVA | --> | 0.048 | 0 | 0.011 | 0.04 | 0 |  | --> | E18 ex CRATLOE | Cratloe [T421,T422] | ARDNACRUSHA |  | 52.7174 | -8.8105
MV/LV Substation IS***026 |  | 10 kV | _ | LV | 200 kVA :Building Structure | 0.2 | --> | 0.2 | 0 | 0 | Constrained, otherwise capacity available =114 kVA | --> | 0.19 | 0 | 0 | 0.201 | 0 |  | --> | C13 ex CORBALLY | Corbally [T41,T42] | ARDNACRUSHA |  | 52.6782 | -8.6287
MV/LV Substation GA***026X |  | 10 kV | _ | LV | 400 kVA :Kiosk Substation | 0.4 | --> | 0.4 | 0 | 0 | Constrained, otherwise capacity available =232 kVA | --> | 0.38 | 0 | 0 | 0.402 | 0 |  | --> | C20 ex GARRYOWEN | Garryowen [T41,T42] | LIMERICK |  | 52.6497 | -8.6064
MV/LV Substation PA***027 |  | 10 kV | _ | LV | 630 kVA :Building Structure | 0.63 | --> | 0.63 | 0 | 0 | Constrained, otherwise capacity available =377 kVA | --> | 0.598 | 0 | 0 | 0.5 | 0 |  | --> | C11 ex ROCHES STREET | Roches Street [T41,T42] | LIMERICK |  | 52.6603 | -8.6254
MV/LV Substation BA***027X |  | 10 kV | _ | LV | 630 kVA :Building Structure | 0.63 | --> | 0.63 | 0 | 0 | Constrained, otherwise capacity available =524 kVA | --> | 0.598 | 0 | 0 | 0.5 | 0 |  | --> | C20 ex GARRYOWEN | Garryowen [T41,T42] | LIMERICK |  | 52.6417 | -8.5948
MV/LV Substation AI***030Z |  | 10 kV | _ | LV | 200 kVA :Kiosk Substation | 0.2 | --> | 0.2 | 0 | 0 | Constrained, otherwise capacity available =176 kVA | --> | 0.19 | 0 | 0.005 | 0.19 | 0 |  | --> | C13 ex DOCK ROAD | Dock Road [T41,T42] | LIMERICK |  | 52.6349 | -8.6709
MV/LV Substation ST***031Z |  | 10 kV | _ | LV | 400 kVA :Building Structure | 0.4 | --> | 0.4 | 0 | 0 | Constrained, otherwise capacity available =296 kVA | --> | 0.38 | 0 | 0 | 0.394 | 0 |  | --> | C21 ex CASTLETROY | Castletroy [T41,T42] | ARDNACRUSHA |  | 52.6642 | -8.5527
MV/LV Substation HE***032Y |  | 10 kV | _ | LV | 200 kVA :Kiosk Substation | 0.2 | --> | 0.2 | 0 | 0 | Constrained, otherwise capacity available =165 kVA | --> | 0.19 | 0 | 0.04 | 0.165 | 0 |  | --> | C21 ex CASTLETROY | Castletroy [T41,T42] | ARDNACRUSHA |  | 52.6565 | -8.5582
MV/LV Substation RO***032Z |  | 10 kV | _ | LV | 630 kVA :Building Structure | 0.63 | --> | 0.63 | 0 | 0 | Constrained, otherwise capacity available =568 kVA | --> | 0.598 | 0 | 0 | 0.5 | 0 |  | --> | C17 ex CASTLETROY | Castletroy [T41,T42] | ARDNACRUSHA |  | 52.6727 | -8.5555
MV/LV Substation BR***033Y |  | 10 kV | _ | LV | 400 kVA :Kiosk Substation | 0.4 | --> | 0.4 | 0.331 | 13.8 |  | --> | 0.38 | 0 | 0.01 | 0.382 | 0 |  | --> | C18 ex SINGLAND | Singland [T101,T102] | SINGLAND |  | 52.6665 | -8.5578
MV/LV Substation GL***033Z |  | 20 kV | _ | LV | 100 kVA :Pole Substation | 0.1 | --> | 0.1 | 0 | 0 | Constrained, otherwise capacity available =87 kVA | --> | 0.095 | 0 | 0 | 0.097 | 0 |  | --> | E21 ex CRATLOE | Cratloe [T421,T422] | ARDNACRUSHA |  | 52.6979 | -8.7741
MV/LV Substation RO***034 |  | 20 kV | _ | LV | 50 kVA :Pole Substation | 0.05 | --> | 0.05 | 0 | 0 | Constrained, otherwise capacity available =43 kVA | --> | 0.048 | 0 | 0.011 | 0.04 | 0 |  | --> | C11 ex RAHEEN | Raheen [T41,T42] | LIMERICK |  | 52.6081 | -8.6598
MV/LV Substation NE***035 |  | 10 kV | _ | LV | 100 kVA :Pole Substation | 0.1 | --> | 0.1 | 0.071 | 13.8 |  | --> | 0.095 | 0 | 0.035 | 0.073 | 0 |  | --> | C18 ex SINGLAND | Singland [T101,T102] | SINGLAND |  | 52.6661 | -8.5607
MV/LV Substation GR***035Y |  | 10 kV | _ | LV | 400 kVA :Kiosk Substation | 0.4 | --> | 0.4 | 0 | 0 | Constrained, otherwise capacity available =288 kVA | --> | 0.38 | 0 | 0.046 | 0.361 | 0 |  | --> | C20 ex DOCK ROAD | Dock Road [T41,T42] | LIMERICK |  | 52.6454 | -8.6462
MV/LV Substation CO***036X |  | 10 kV | _ | LV | 630 kVA :Kiosk Substation | 0.63 | --> | 0.63 | 0 | 0 | Constrained, otherwise capacity available =461 kVA | --> | 0.598 | 0 | 0.002 | 0.5 | 0 |  | --> | C11 ex MOYLISH | Moylish [T41,T42] | ARDNACRUSHA |  | 52.6807 | -8.641
MV/LV Substation LA***036Z |  | 10 kV | _ | LV | 400 kVA :Kiosk Substation | 0.4 | --> | 0.4 | 0 | 0 | Constrained, otherwise capacity available =388 kVA | --> | 0.38 | 0 | 0 | 0.382 | 0 |  | --> | C12 ex BALLINACURRA | Ballinacurra [T41,T42] | LIMERICK |  | 52.6514 | -8.6475
MV/LV Substation RA***037Z |  | 10 kV | _ | LV | 630 kVA :Building Structure | 0.63 | --> | 0.63 | 0 | 0 | Constrained, otherwise capacity available =497 kVA | --> | 0.598 | 0 | 0 | 0.5 | 0 |  | --> | C16 ex RAHEEN | Raheen [T41,T42] | LIMERICK |  | 52.6174 | -8.6621
MV/LV Substation HI***038 |  | 10 kV | _ | LV | 400 kVA :Kiosk Substation | 0.4 | --> | 0.4 | 0.309 | 13.8 |  | --> | 0.38 | 0 | 0.029 | 0.371 | 0 |  | --> | C20 ex SINGLAND | Singland [T101,T102] | SINGLAND |  | 52.6608 | -8.6006
MV/LV Substation NO***038X |  | 10 kV | _ | LV | 400 kVA :Kiosk Substation | 0.4 | --> | 0.4 | 0.274 | 13.8 |  | --> | 0.38 | 0 | 0.046 | 0.363 | 0 |  | --> | C20 ex SINGLAND | Singland [T101,T102] | SINGLAND |  | 52.6601 | -8.5959
MV/LV Substation O.***038Y |  | 10 kV | _ | LV | 630 kVA :Building Structure | 0.63 | --> | 0.63 | 0 | 0 | Constrained, otherwise capacity available =380 kVA | --> | 0.598 | 0 | 0.05 | 0.5 | 0 |  | --> | C11 ex GARRYOWEN | Garryowen [T41,T42] | LIMERICK |  | 52.6507 | -8.592
MV/LV Substation FI***039 |  | 10 kV | _ | LV | 50 kVA :Pole Substation | 0.05 | --> | 0.05 | 0 | 0 | Constrained, otherwise capacity available =38 kVA | --> | 0.048 | 0 | 0.003 | 0.047 | 0 |  | --> | C16 ex GILLOGUE | Gillogue [T41,T42] | ARDNACRUSHA |  | 52.7 | -8.6095
MV/LV Substation FE***039X |  | 10 kV | _ | LV | 200 kVA :Kiosk Substation | 0.2 | --> | 0.2 | 0 | 0 | Constrained, otherwise capacity available =130 kVA | --> | 0.19 | 0 | 0.064 | 0.152 | 0 |  | --> | C18 ex CAHERDAVIN | Caherdavin [T41,T42] | ARDNACRUSHA |  | 52.6757 | -8.6702
MV/LV Substation TH***041Y |  | 10 kV | _ | LV | 400 kVA :Kiosk Substation | 0.4 | --> | 0.4 | 0 | 0 | Constrained, otherwise capacity available =339 kVA | --> | 0.38 | 0 | 0.017 | 0.376 | 0 |  | --> | C16 ex GILLOGUE | Gillogue [T41,T42] | ARDNACRUSHA |  | 52.6809 | -8.6009
MV/LV Substation MI***041Z |  | 10 kV | _ | LV | 1000 kVA :Building Structure | 1 | --> | 1 | 0 | 0 | Constrained, otherwise capacity available =872 kVA | --> | 0.95 | 0 | 0 | 0.5 | 0 |  | --> | C20 ex ROCHES STREET | Roches Street [T41,T42] | LIMERICK |  | 52.6615 | -8.6321
MV/LV Substation MO***042X |  | 10 kV | _ | LV | 400 kVA :Kiosk Substation | 0.4 | --> | 0.4 | 0 | 0 | Constrained, otherwise capacity available =285 kVA | --> | 0.38 | 0 | 0.148 | 0.286 | 0 |  | --> | C21 ex CASTLETROY | Castletroy [T41,T42] | ARDNACRUSHA |  | 52.6625 | -8.5509
MV/LV Substation EA***042Y |  | 10 kV | _ | LV | 400 kVA :Building Structure | 0.4 | --> | 0.4 | 0 | 0 | Constrained, otherwise capacity available =284 kVA | --> | 0.38 | 0 | 0 | 0.396 | 0 |  | --> | C19 ex CASTLETROY | Castletroy [T41,T42] | ARDNACRUSHA |  | 52.6719 | -8.5488
MV/LV Substation DR***044 |  | 20 kV | _ | LV | 100 kVA :Pole Substation | 0.1 | --> | 0.1 | 0.034 | 13.8 |  | --> | 0.095 | 0 | 0.006 | 0.099 | 0 |  | --> | C14 ex SINGLAND | Singland [T101,T102] | SINGLAND |  | 52.6246 | -8.5733
MV/LV Substation TO***044X |  | 10 kV | _ | LV | 1000 kVA :Building Structure | 1 | --> | 1 | 0 | 0 | Constrained, otherwise capacity available =804 kVA | --> | 0.95 | 0 | 0 | 0.5 | 0 |  | --> | C13 ex ROCHES STREET | Roches Street [T41,T42] | LIMERICK |  | 52.6631 | -8.6264
MV/LV Substation CR***045X |  | 20 kV | _ | LV | 200 kVA :Pole Substation | 0.2 | --> | 0.2 | 0 | 0 | Constrained, otherwise capacity available =169 kVA | --> | 0.19 | 0 | 0.015 | 0.183 | 0 |  | --> | E21 ex CRATLOE | Cratloe [T421,T422] | ARDNACRUSHA |  | 52.6989 | -8.7597
MV/LV Substation CR***045Z |  | 20 kV | _ | LV | 100 kVA :Pole Substation | 0.1 | --> | 0.1 | 0 | 0 | Constrained, otherwise capacity available =96 kVA | --> | 0.095 | 0 | 0 | 0.096 | 0 |  | --> | E18 ex PATRICKSWELL | Patrickswell [T421,T422] | LIMERICK |  | 52.5772 | -8.6713
MV/LV Substation AR***047 |  | 10 kV | _ | LV | 400 kVA :Kiosk Substation | 0.4 | --> | 0.4 | 0 | 0 | Constrained, otherwise capacity available =397 kVA | --> | 0.38 | 0 | 0 | 0.38 | 0 |  | --> | C16 ex GILLOGUE | Gillogue [T41,T42] | ARDNACRUSHA |  | 52.7068 | -8.6191
MV/LV Substation BA***048 |  | 10 kV | _ | LV | 400 kVA :Kiosk Substation | 0.4 | --> | 0.4 | 0 | 0 | Constrained, otherwise capacity available =346 kVA | --> | 0.38 | 0 | 0.026 | 0.368 | 0 |  | --> | C20 ex DOCK ROAD | Dock Road [T41,T42] | LIMERICK |  | 52.644 | -8.6453
MV/LV Substation TH***049 |  | 10 kV | _ | LV | 400 kVA :Kiosk Substation | 0.4 | --> | 0.4 | 0 | 0 | Constrained, otherwise capacity available =135 kVA | --> | 0.38 | 0 | 0.065 | 0.366 | 0 |  | --> | C13 ex CORBALLY | Corbally [T41,T42] | ARDNACRUSHA |  | 52.6701 | -8.6322
MV/LV Substation 4F***049X |  | 10 kV | _ | LV | 200 kVA :Building Structure | 0.2 | --> | 0.2 | 0 | 0 | Constrained, otherwise capacity available =195 kVA | --> | 0.19 | 0 | 0 | 0.191 | 0 |  | --> | C19 ex CAHERDAVIN | Caherdavin [T41,T42] | ARDNACRUSHA |  | 52.6723 | -8.6378
MV/LV Substation ST***050X |  | 10 kV | _ | LV | 630 kVA :Building Structure | 0.63 | --> | 0.63 | 0 | 0 | Constrained, otherwise capacity available =293 kVA | --> | 0.598 | 0 | 0 | 0.5 | 0 |  | --> | C17 ex CAHERDAVIN | Caherdavin [T41,T42] | ARDNACRUSHA |  | 52.6683 | -8.6431
MV/LV Substation PR***051 |  | 10 kV | _ | LV | 400 kVA :Building Structure | 0.4 | --> | 0.4 | 0 | 0 | Constrained, otherwise capacity available =293 kVA | --> | 0.38 | 0 | 0 | 0.394 | 0 |  | --> | C11 ex GARRYOWEN | Garryowen [T41,T42] | LIMERICK |  | 52.6501 | -8.6269
MV/LV Substation ME***051X |  | 10 kV | _ | LV | 400 kVA :Kiosk Substation | 0.4 | --> | 0.4 | 0 | 0 | Constrained, otherwise capacity available =326 kVA | --> | 0.38 | 0 | 0.057 | 0.348 | 0 |  | --> | C14 ex RAHEEN | Raheen [T41,T42] | LIMERICK |  | 52.633 | -8.6604
MV/LV Substation CL***051Z |  | 20 kV | _ | LV | 50 kVA :Pole Substation | 0.05 | --> | 0.05 | 0 | 0 | Constrained, otherwise capacity available =46 kVA | --> | 0.048 | 0 | 0 | 0.048 | 0 |  | --> | E18 ex CRATLOE | Cratloe [T421,T422] | ARDNACRUSHA |  | 52.6995 | -8.832
MV/LV Substation TH***052X |  | 10 kV | _ | LV | 400 kVA :Kiosk Substation | 0.4 | --> | 0.4 | 0 | 0 | Constrained, otherwise capacity available =350 kVA | --> | 0.38 | 0 | 0 | 0.387 | 0 |  | --> | C16 ex BALLINACURRA | Ballinacurra [T41,T42] | LIMERICK |  | 52.6335 | -8.6413
MV/LV Substation BA***053 |  | 20 kV | _ | LV | 50 kVA :Pole Substation | 0.05 | --> | 0.05 | 0.024 | 13.8 |  | --> | 0.048 | 0 | 0.005 | 0.047 | 0 |  | --> | C14 ex SINGLAND | Singland [T101,T102] | SINGLAND |  | 52.6274 | -8.576
MV/LV Substation RO***053X |  | 10 kV | _ | LV | 200 kVA :Kiosk Substation | 0.2 | --> | 0.2 | 0 | 0 | Constrained, otherwise capacity available =142 kVA | --> | 0.19 | 0 | 0.023 | 0.181 | 0 |  | --> | C20 ex GARRYOWEN | Garryowen [T41,T42] | LIMERICK |  | 52.6455 | -8.6294
MV/LV Substation SA***053Z |  | 10 kV | _ | LV | 630 kVA :Kiosk Substation | 0.63 | --> | 0.63 | 0 | 0 | Constrained, otherwise capacity available =630 kVA | --> | 0.598 | 0 | 0 | 0.5 | 0 |  | --> | C20 ex ROCHES STREET | Roches Street [T41,T42] | LIMERICK |  | 52.6633 | -8.6287
MV/LV Substation MO***054 |  | 10 kV | _ | LV | 630 kVA :Building Structure | 0.63 | --> | 0.63 | 0 | 0 | Constrained, otherwise capacity available =454 kVA | --> | 0.598 | 0 | 0 | 0.5 | 0 |  | --> | C20 ex BALLINACURRA | Ballinacurra [T41,T42] | LIMERICK |  | 52.6606 | -8.6339
MV/LV Substation GL***054X |  | 10 kV | _ | LV | 400 kVA :Kiosk Substation | 0.4 | --> | 0.4 | 0 | 0 | Constrained, otherwise capacity available =352 kVA | --> | 0.38 | 0 | 0 | 0.386 | 0 |  | --> | C11 ex MOYLISH | Moylish [T41,T42] | ARDNACRUSHA |  | 52.6833 | -8.6445
MV/LV Substation KN***054Y |  | 10 kV | _ | LV | 200 kVA :Pole Substation | 0.2 | --> | 0.2 | 0 | 0 | Constrained, otherwise capacity available =166 kVA | --> | 0.19 | 0 | 0 | 0.194 | 0 |  | --> | C18 ex CAHERDAVIN | Caherdavin [T41,T42] | ARDNACRUSHA |  | 52.6726 | -8.6704
MV/LV Substation MU***055X |  | 10 kV | _ | LV | 400 kVA :Kiosk Substation | 0.4 | --> | 0.4 | 0 | 0 | Constrained, otherwise capacity available =346 kVA | --> | 0.38 | 0 | 0.047 | 0.352 | 0 |  | --> | C19 ex RAHEEN | Raheen [T41,T42] | LIMERICK |  | 52.6302 | -8.6472
MV/LV Substation BR***056 |  | 10 kV | _ | LV | 400 kVA :Kiosk Substation | 0.4 | --> | 0.4 | 0 | 0 | Constrained, otherwise capacity available =236 kVA | --> | 0.38 | 0 | 0.105 | 0.324 | 0 |  | --> | C12 ex CAHERDAVIN | Caherdavin [T41,T42] | ARDNACRUSHA |  | 52.6652 | -8.6592
MV/LV Substation CR***056X |  | 10 kV | _ | LV | 400 kVA :Kiosk Substation | 0.4 | --> | 0.4 | 0 | 0 | Constrained, otherwise capacity available =190 kVA | --> | 0.38 | 0 | 0.034 | 0.382 | 0 |  | --> | C20 ex GARRYOWEN | Garryowen [T41,T42] | LIMERICK |  | 52.6468 | -8.5938
MV/LV Substation RI***056Z |  | 20 kV | _ | LV | 100 kVA :Pole Substation | 0.1 | --> | 0.1 | 0.092 | 13.8 |  | --> | 0.095 | 0 | 0 | 0.096 | 0 |  | --> | C14 ex SINGLAND | Singland [T101,T102] | SINGLAND |  | 52.5898 | -8.4702
MV/LV Substation BL***057 |  | 10 kV | _ | LV | 400 kVA :Kiosk Substation | 0.4 | --> | 0.4 | 0 | 0 | Constrained, otherwise capacity available =136 kVA | --> | 0.38 | 0 | 0.026 | 0.395 | 0 |  | --> | C13 ex GARRYOWEN | Garryowen [T41,T42] | LIMERICK |  | 52.6569 | -8.608
MV/LV Substation B ***057Z |  | 10 kV | _ | LV | 630 kVA :Building Structure | 0.63 | --> | 0.63 | 0 | 0 | Constrained, otherwise capacity available =562 kVA | --> | 0.598 | 0 | 0 | 0.5 | 0 |  | --> | C22 ex GARRYOWEN | Garryowen [T41,T42] | LIMERICK |  | 52.6498 | -8.5739
MV/LV Substation CI***058 |  | 10 kV | _ | LV | 400 kVA :Building Structure | 0.4 | --> | 0.4 | 0 | 0 | Constrained, otherwise capacity available =252 kVA | --> | 0.38 | 0 | 0 | 0.4 | 0 |  | --> | C13 ex CORBALLY | Corbally [T41,T42] | ARDNACRUSHA |  | 52.6688 | -8.6248
MV/LV Substation DO***058X |  | 10 kV | _ | LV | 400 kVA :Building Structure | 0.4 | --> | 0.4 | 0 | 0 | Constrained, otherwise capacity available =370 kVA | --> | 0.38 | 0 | 0 | 0.384 | 0 |  | --> | C17 ex BALLINACURRA | Ballinacurra [T41,T42] | LIMERICK |  | 52.6567 | -8.6485
MV/LV Substation BA***059 |  | 20 kV | _ | LV | 100 kVA :Pole Substation | 0.1 | --> | 0.1 | 0 | 0 | Constrained, otherwise capacity available =48 kVA | --> | 0.095 | 0 | 0.005 | 0 | 0 | Constrained, otherwise capacity available =98 kW | --> | E09 ex BRUFF |  |  |  | 52.5979 | -8.5478
MV/LV Substation EL***059X |  | 10 kV | _ | LV | 400 kVA :Kiosk Substation | 0.4 | --> | 0.4 | 0 | 0 | Constrained, otherwise capacity available =255 kVA | --> | 0.38 | 0 | 0.01 | 0.392 | 0 |  | --> | C15 ex CASTLETROY | Castletroy [T41,T42] | ARDNACRUSHA |  | 52.6692 | -8.5604
MV/LV Substation CR***059Z |  | 10 kV | _ | LV | 1000 kVA :Building Structure | 1 | --> | 1 | 0 | 0 | Constrained, otherwise capacity available =810 kVA | --> | 0.95 | 0 | 0 | 0.5 | 0 |  | --> | C15 ex BALLINACURRA | Ballinacurra [T41,T42] | LIMERICK |  | 52.6397 | -8.6437
MV/LV Substation DU***061 |  | 10 kV | _ | LV | 630 kVA :Building Structure | 0.63 | --> | 0.63 | 0.458 | 13.8 |  | --> | 0.598 | 0 | 0.031 | 0.5 | 0 |  | --> | C20 ex SINGLAND | Singland [T101,T102] | SINGLAND |  | 52.6624 | -8.5966
MV/LV Substation WE***061X |  | 10 kV | _ | LV | 200 kVA :Kiosk Substation | 0.2 | --> | 0.2 | 0 | 0 | Constrained, otherwise capacity available =178 kVA | --> | 0.19 | 0 | 0 | 0.193 | 0 |  | --> | C22 ex ROCHES STREET | Roches Street [T41,T42] | LIMERICK |  | 52.6666 | -8.6311
MV/LV Substation GO***061Y |  | 20 kV | _ | LV | 100 kVA :Pole Substation | 0.1 | --> | 0.1 | 0 | 0 | Constrained, otherwise capacity available =92 kVA | --> | 0.095 | 0 | 0 | 0 | 0 | Constrained, otherwise capacity available =96 kW | --> | E09 ex BRUFF |  |  |  | 52.586 | -8.5518
MV/LV Substation LO***061Z |  | 10 kV | _ | LV | 400 kVA :Kiosk Substation | 0.4 | --> | 0.4 | 0 | 0 | Constrained, otherwise capacity available =379 kVA | --> | 0.38 | 0 | 0.014 | 0.372 | 0 |  | --> | C11 ex CORBALLY | Corbally [T41,T42] | ARDNACRUSHA |  | 52.675 | -8.6063
MV/LV Substation LI***062 |  | 10 kV | _ | LV | 100 kVA :Pole Substation | 0.1 | --> | 0.1 | 0 | 0 | Constrained, otherwise capacity available =100 kVA | --> | 0.095 | 0 | 0 | 0.095 | 0 |  | --> | C20 ex GARRYOWEN | Garryowen [T41,T42] | LIMERICK |  | 52.6456 | -8.6225
MV/LV Substation SH***062X |  | 20 kV | _ | LV | 400 kVA :Building Structure | 0.4 | --> | 0.4 | 0 | 0 | Constrained, otherwise capacity available =260 kVA | --> | 0.38 | 0 | 0 | 0.395 | 0 |  | --> | E18 ex CRATLOE | Cratloe [T421,T422] | ARDNACRUSHA |  | 52.6897 | -8.8374
MV/LV Substation GR***062Z |  | 10 kV | _ | LV | 400 kVA :Building Structure | 0.4 | --> | 0.4 | 0.236 | 13.8 |  | --> | 0.38 | 0 | 0 | 0.402 | 0 |  | --> | C19 ex SINGLAND | Singland [T101,T102] | SINGLAND |  | 52.6641 | -8.5774
MV/LV Substation EL***063 |  | 10 kV | _ | LV | 630 kVA :Building Structure | 0.63 | --> | 0.63 | 0 | 0 | Constrained, otherwise capacity available =282 kVA | --> | 0.598 | 0 | 0 | 0.5 | 0 |  | --> | C12 ex CORBALLY | Corbally [T41,T42] | ARDNACRUSHA |  | 52.6645 | -8.6243
MV/LV Substation SA***063X |  | 10 kV | _ | LV | 400 kVA :Building Structure | 0.4 | --> | 0.4 | 0 | 0 | Constrained, otherwise capacity available =296 kVA | --> | 0.38 | 0 | 0 | 0.394 | 0 |  | --> | C18 ex BALLINACURRA | Ballinacurra [T41,T42] | LIMERICK |  | 52.6554 | -8.6319
MV/LV Substation DO***063Y |  | 10 kV | _ | LV | 200 kVA :Building Structure | 0.2 | --> | 0.2 | 0 | 0 | Constrained, otherwise capacity available =32 kVA | --> | 0.19 | 0 | 0 | 0.212 | 0 |  | --> | C17 ex BALLINACURRA | Ballinacurra [T41,T42] | LIMERICK |  | 52.658 | -8.6403
MV/LV Substation TR***064X |  | 10 kV | _ | LV | 400 kVA :Building Structure | 0.4 | --> | 0.4 | 0 | 0 | Constrained, otherwise capacity available =399 kVA | --> | 0.38 | 0 | 0 | 0.38 | 0 |  | --> | C12 ex BALLINACURRA | Ballinacurra [T41,T42] | LIMERICK |  | 52.6534 | -8.6397
MV/LV Substation BR***064Y |  | 10 kV | _ | LV | 400 kVA :Kiosk Substation | 0.4 | --> | 0.4 | 0 | 0 | Constrained, otherwise capacity available =297 kVA | --> | 0.38 | 0 | 0 | 0.394 | 0 |  | --> | C16 ex CORBALLY | Corbally [T41,T42] | ARDNACRUSHA |  | 52.6657 | -8.6204
MV/LV Substation PA***065 |  | 10 kV | _ | LV | 630 kVA :Building Structure | 0.63 | --> | 0.63 | 0.5 | 13.8 |  | --> | 0.598 | 0 | 0 | 0.5 | 0 |  | --> | C20 ex SINGLAND | Singland [T101,T102] | SINGLAND |  | 52.663 | -8.5977
MV/LV Substation TI***065X |  | 10 kV | _ | LV | 400 kVA :Building Structure | 0.4 | --> | 0.4 | 0 | 0 | Constrained, otherwise capacity available =239 kVA | --> | 0.38 | 0 | 0.01 | 0.394 | 0 |  | --> | C22 ex GARRYOWEN | Garryowen [T41,T42] | LIMERICK |  | 52.6526 | -8.5916
MV/LV Substation HO***066X |  | 10 kV | _ | LV | 1000 kVA :Building Structure | 1 | --> | 1 | 0 | 0 | Constrained, otherwise capacity available =789 kVA | --> | 0.95 | 0 | 0.005 | 0.5 | 0 |  | --> | C22 ex ROCHES STREET | Roches Street [T41,T42] | LIMERICK |  | 52.6649 | -8.6288
MV/LV Substation KY***067Z |  | 10 kV | _ | LV | 630 kVA :Kiosk Substation | 0.63 | --> | 0.63 | 0 | 0 | Constrained, otherwise capacity available =480 kVA | --> | 0.598 | 0 | 0.08 | 0.5 | 0 |  | --> | C21 ex CASTLETROY | Castletroy [T41,T42] | ARDNACRUSHA |  | 52.6545 | -8.5577
MV/LV Substation CH***068Y |  | 10 kV | _ | LV | 200 kVA :Kiosk Substation | 0.2 | --> | 0.2 | 0 | 0 | Constrained, otherwise capacity available =97 kVA | --> | 0.19 | 0 | 0.093 | 0.135 | 0 |  | --> | C20 ex RAHEEN | Raheen [T41,T42] | LIMERICK |  | 52.6246 | -8.6511
MV/LV Substation BR***069Y |  | 20 kV | _ | LV | 100 kVA :Pole Substation | 0.1 | --> | 0.1 | 0 | 0 | Constrained, otherwise capacity available =98 kVA | --> | 0.095 | 0 | 0 | 0.095 | 0 |  | --> | E21 ex CRATLOE | Cratloe [T421,T422] | ARDNACRUSHA |  | 52.7011 | -8.7734
MV/LV Substation CI***069Z |  | 10 kV | _ | LV | 630 kVA :Building Structure | 0.63 | --> | 0.63 | 0 | 0 | Constrained, otherwise capacity available =458 kVA | --> | 0.598 | 0 | 0.1 | 0.5 | 0 |  | --> | C22 ex GARRYOWEN | Garryowen [T41,T42] | LIMERICK |  | 52.6493 | -8.5761
MV/LV Substation EU***070 |  | 20 kV | _ | LV | 50 kVA :Pole Substation | 0.05 | --> | 0.05 | 0 | 0 | Constrained, otherwise capacity available =44 kVA | --> | 0.048 | 0 | 0 | 0 | 0 | Constrained, otherwise capacity available =48 kW | --> | E09 ex BRUFF |  |  |  | 52.5962 | -8.5462
MV/LV Substation CI***070Z |  | 10 kV | _ | LV | 400 kVA :Building Structure | 0.4 | --> | 0.4 | 0 | 0 | Constrained, otherwise capacity available =156 kVA | --> | 0.38 | 0 | 0 | 0.412 | 0 |  | --> | C22 ex GARRYOWEN | Garryowen [T41,T42] | LIMERICK |  | 52.6481 | -8.5742
MV/LV Substation BA***072 |  | 10 kV | _ | LV | 50 kVA :Pole Substation | 0.05 | --> | 0.05 | 0.031 | 13.8 |  | --> | 0.048 | 0 | 0 | 0.05 | 0 |  | --> | C20 ex SINGLAND | Singland [T101,T102] | SINGLAND |  | 52.6478 | -8.5708
MV/LV Substation TH***072X |  | 10 kV | _ | LV | 1000 kVA :Building Structure | 1 | --> | 1 | 0 | 0 | Constrained, otherwise capacity available =819 kVA | --> | 0.95 | 0 | 0 | 0.5 | 0 |  | --> | C19 ex CAHERDAVIN | Caherdavin [T41,T42] | ARDNACRUSHA |  | 52.6735 | -8.6432
MV/LV Substation TR***074 |  | 10 kV | _ | LV | 400 kVA :Kiosk Substation | 0.4 | --> | 0.4 | 0 | 0 | Constrained, otherwise capacity available =309 kVA | --> | 0.38 | 0 | 0.11 | 0.311 | 0 |  | --> | C11 ex DOCK ROAD | Dock Road [T41,T42] | LIMERICK |  | 52.655 | -8.6542
MV/LV Substation GE***074X |  | 10 kV | _ | LV | 200 kVA :Building Structure | 0.2 | --> | 0.2 | 0 | 0 | Constrained, otherwise capacity available =189 kVA | --> | 0.19 | 0 | 0 | 0.192 | 0 |  | --> | C13 ex RAHEEN | Raheen [T41,T42] | LIMERICK |  | 52.6248 | -8.6537
MV/LV Substation TA***074Z |  | 10 kV | _ | LV | 400 kVA :Kiosk Substation | 0.4 | --> | 0.4 | 0 | 0 | Constrained, otherwise capacity available =361 kVA | --> | 0.38 | 0 | 0.029 | 0.364 | 0 |  | --> | C21 ex CASTLETROY | Castletroy [T41,T42] | ARDNACRUSHA |  | 52.6537 | -8.5623
MV/LV Substation BA***075 |  | 10 kV | _ | LV | 400 kVA :Building Structure | 0.4 | --> | 0.4 | 0 | 0 | Constrained, otherwise capacity available =115 kVA | --> | 0.38 | 0 | 0.006 | 0.413 | 0 |  | --> | C14 ex MOYLISH | Moylish [T41,T42] | ARDNACRUSHA |  | 52.6767 | -8.6425
MV/LV Substation CR***075X |  | 10 kV | _ | LV | 1000 kVA :Building Structure | 1 | --> | 1 | 0 | 0 | Constrained, otherwise capacity available =719 kVA | --> | 0.95 | 0 | 0 | 0.5 | 0 |  | --> | C13 ex ROCHES STREET | Roches Street [T41,T42] | LIMERICK |  | 52.6638 | -8.626
MV/LV Substation RO***076X |  | 10 kV | _ | LV | 630 kVA :Building Structure | 0.63 | --> | 0.63 | 0 | 0 | Constrained, otherwise capacity available =622 kVA | --> | 0.598 | 0 | 0 | 0.5 | 0 |  | --> | C22 ex ROCHES STREET | Roches Street [T41,T42] | LIMERICK |  | 52.6647 | -8.6275
MV/LV Substation MO***077X |  | 10 kV | _ | LV | 400 kVA :Kiosk Substation | 0.4 | --> | 0.4 | 0 | 0 | Constrained, otherwise capacity available =266 kVA | --> | 0.38 | 0 | 0.217 | 0.237 | 0 |  | --> | C21 ex CASTLETROY | Castletroy [T41,T42] | ARDNACRUSHA |  | 52.6575 | -8.554
MV/LV Substation HA***077Y |  | 10 kV | _ | LV | 630 kVA :Building Structure | 0.63 | --> | 0.63 | 0 | 0 | Constrained, otherwise capacity available =456 kVA | --> | 0.598 | 0 | 0.016 | 0.5 | 0 |  | --> | C20 ex BALLINACURRA | Ballinacurra [T41,T42] | LIMERICK |  | 52.6605 | -8.6331
MV/LV Substation NE***077Z |  | 10 kV | _ | LV | 630 kVA :Building Structure | 0.63 | --> | 0.63 | 0 | 0 | Constrained, otherwise capacity available =468 kVA | --> | 0.598 | 0 | 0.102 | 0.5 | 0 |  | --> | C12 ex BALLINACURRA | Ballinacurra [T41,T42] | LIMERICK |  | 52.6502 | -8.6376
MV/LV Substation HI***078 |  | 10 kV | _ | LV | 630 kVA :Building Structure | 0.63 | --> | 0.63 | 0 | 0 | Constrained, otherwise capacity available =291 kVA | --> | 0.598 | 0 | 0 | 0.5 | 0 |  | --> | C19 ex GARRYOWEN | Garryowen [T41,T42] | LIMERICK |  | 52.6626 | -8.6223
MV/LV Substation LI***078X |  | 10 kV | _ | LV | 400 kVA :Kiosk Substation | 0.4 | --> | 0.4 | 0 | 0 | Constrained, otherwise capacity available =365 kVA | --> | 0.38 | 0 | 0 | 0.385 | 0 |  | --> | C14 ex GARRYOWEN | Garryowen [T41,T42] | LIMERICK |  | 52.6655 | -8.6111
MV/LV Substation CA***078Z |  | 20 kV | _ | LV | 400 kVA :Kiosk Substation | 0.4 | --> | 0.4 | 0 | 0 | Constrained, otherwise capacity available =358 kVA | --> | 0.38 | 0 | 0 | 0.386 | 0 |  | --> | E18 ex CRATLOE | Cratloe [T421,T422] | ARDNACRUSHA |  | 52.6981 | -8.8124
MV/LV Substation FA***079X |  | 10 kV | _ | LV | 400 kVA :Building Structure | 0.4 | --> | 0.4 | 0 | 0 | Constrained, otherwise capacity available =275 kVA | --> | 0.38 | 0 | 0.049 | 0.355 | 0 |  | --> | C13 ex RAHEEN | Raheen [T41,T42] | LIMERICK |  | 52.6237 | -8.6534
MV/LV Substation AR***079Z |  | 10 kV | _ | LV | 400 kVA :Kiosk Substation | 0.4 | --> | 0.4 | 0 | 0 | Constrained, otherwise capacity available =274 kVA | --> | 0.38 | 0 | 0.066 | 0.348 | 0 |  | --> | C13 ex DOCK ROAD | Dock Road [T41,T42] | LIMERICK |  | 52.6382 | -8.6748
MV/LV Substation CH***080X |  | 10 kV | _ | LV | 200 kVA :Building Structure | 0.2 | --> | 0.2 | 0 | 0 | Constrained, otherwise capacity available =156 kVA | --> | 0.19 | 0 | 0.006 | 0.191 | 0 |  | --> | C13 ex GARRYOWEN | Garryowen [T41,T42] | LIMERICK |  | 52.6549 | -8.5991
MV/LV Substation BL***080Z |  | 10 kV | _ | LV | 400 kVA :Kiosk Substation | 0.4 | --> | 0.4 | 0 | 0 | Constrained, otherwise capacity available =215 kVA | --> | 0.38 | 0 | 0.138 | 0.302 | 0 |  | --> | C21 ex CASTLETROY | Castletroy [T41,T42] | ARDNACRUSHA |  | 52.6613 | -8.5419
MV/LV Substation CA***082 |  | 10 kV | _ | LV | 400 kVA :Building Structure | 0.4 | --> | 0.4 | 0.238 | 13.8 |  | --> | 0.38 | 0 | 0.013 | 0.392 | 0 |  | --> | C18 ex SINGLAND | Singland [T101,T102] | SINGLAND |  | 52.6668 | -8.5575
MV/LV Substation CO***082Y |  | 10 kV | _ | LV | 400 kVA :Kiosk Substation | 0.4 | --> | 0.4 | 0 | 0 | Constrained, otherwise capacity available =329 kVA | --> | 0.38 | 0 | 0.023 | 0.373 | 0 |  | --> | C11 ex BALLINACURRA | Ballinacurra [T41,T42] | LIMERICK |  | 52.6558 | -8.6449
MV/LV Substation SH***082Z |  | 10 kV | _ | LV | 400 kVA :Kiosk Substation | 0.4 | --> | 0.4 | 0 | 0 | Constrained, otherwise capacity available =356 kVA | --> | 0.38 | 0 | 0 | 0.386 | 0 |  | --> | C16 ex MOYLISH | Moylish [T41,T42] | ARDNACRUSHA |  | 52.6783 | -8.6662
MV/LV Substation LA***083 |  | 10 kV | _ | LV | 400 kVA :Kiosk Substation | 0.4 | --> | 0.4 | 0 | 0 | Constrained, otherwise capacity available =259 kVA | --> | 0.38 | 0 | 0.083 | 0.337 | 0 |  | --> | C19 ex CAHERDAVIN | Caherdavin [T41,T42] | ARDNACRUSHA |  | 52.6714 | -8.6465
MV/LV Substation MI***084 |  | 10 kV | _ | LV | 400 kVA :Kiosk Substation | 0.4 | --> | 0.4 | 0.364 | 13.8 |  | --> | 0.38 | 0 | 0 | 0.385 | 0 |  | --> | C18 ex SINGLAND | Singland [T101,T102] | SINGLAND |  | 52.6706 | -8.5731
MV/LV Substation CL***084X |  | 10 kV | _ | LV | 400 kVA :Kiosk Substation | 0.4 | --> | 0.4 | 0 | 0 | Constrained, otherwise capacity available =305 kVA | --> | 0.38 | 0 | 0.045 | 0.359 | 0 |  | --> | C20 ex CAHERDAVIN | Caherdavin [T41,T42] | ARDNACRUSHA |  | 52.6755 | -8.6843
MV/LV Substation KN***085 |  | 20 kV | _ | LV | 50 kVA :Pole Substation | 0.05 | --> | 0.05 | 0.041 | 13.8 |  | --> | 0.048 | 0 | 0 | 0.049 | 0 |  | --> | C14 ex SINGLAND | Singland [T101,T102] | SINGLAND |  | 52.5834 | -8.4813
MV/LV Substation ME***086 |  | 10 kV | _ | LV | 400 kVA :Kiosk Substation | 0.4 | --> | 0.4 | 0 | 0 | Constrained, otherwise capacity available =292 kVA | --> | 0.38 | 0 | 0.034 | 0.369 | 0 |  | --> | C18 ex CORBALLY | Corbally [T41,T42] | ARDNACRUSHA |  | 52.6854 | -8.6238
MV/LV Substation LA***087 |  | 10 kV | _ | LV | 200 kVA :Kiosk Substation | 0.2 | --> | 0.2 | 0 | 0 | Constrained, otherwise capacity available =160 kVA | --> | 0.19 | 0 | 0.005 | 0.192 | 0 |  | --> | C11 ex CORBALLY | Corbally [T41,T42] | ARDNACRUSHA |  | 52.6785 | -8.6084
MV/LV Substation GO***087Z |  | 20 kV | _ | LV | 400 kVA :Kiosk Substation | 0.4 | --> | 0.4 | 0 | 0 | Constrained, otherwise capacity available =328 kVA | --> | 0.38 | 0 | 0.019 | 0.376 | 0 |  | --> | E21 ex CRATLOE | Cratloe [T421,T422] | ARDNACRUSHA |  | 52.7384 | -8.7744
MV/LV Substation CA***088 |  | 20 kV | _ | LV | 50 kVA :Pole Substation | 0.05 | --> | 0.05 | 0.038 | 13.8 |  | --> | 0.048 | 0 | 0 | 0.049 | 0 |  | --> | C14 ex SINGLAND | Singland [T101,T102] | SINGLAND |  | 52.5998 | -8.4884
MV/LV Substation LE***089X |  | 20 kV | _ | LV | 50 kVA :Pole Substation | 0.05 | --> | 0.05 | 0 | 0 | Constrained, otherwise capacity available =49 kVA | --> | 0.048 | 0 | 0 | 0.048 | 0 |  | --> | C11 ex RAHEEN | Raheen [T41,T42] | LIMERICK |  | 52.5959 | -8.6435
MV/LV Substation VI***089Y |  | 20 kV | _ | LV | 200 kVA :Kiosk Substation | 0.2 | --> | 0.2 | 0.2 | 6.81 |  | --> | 0.19 | 0 | 0 | 0.19 | 0 |  | --> | C03 ex AHANE | Ahane [T102] | AHANE |  | 52.6722 | -8.5345
MV/LV Substation EM***090 |  | 10 kV | _ | LV | 400 kVA :Kiosk Substation | 0.4 | --> | 0.4 | 0 | 0 | Constrained, otherwise capacity available =128 kVA | --> | 0.38 | 0 | 0.006 | 0.411 | 0 |  | --> | C20 ex BALLINACURRA | Ballinacurra [T41,T42] | LIMERICK |  | 52.6567 | -8.6325
MV/LV Substation CO***090Z |  | 20 kV | _ | LV | 400 kVA :Kiosk Substation | 0.4 | --> | 0.4 | 0.29 | 13.8 |  | --> | 0.38 | 0 | 0.036 | 0.368 | 0 |  | --> | C14 ex SINGLAND | Singland [T101,T102] | SINGLAND |  | 52.595 | -8.4695
MV/LV Substation CA***091 |  | 10 kV | _ | LV | 630 kVA :Kiosk Substation | 0.63 | --> | 0.63 | 0 | 0 | Constrained, otherwise capacity available =380 kVA | --> | 0.598 | 0 | 0.065 | 0.5 | 0 |  | --> | C12 ex CAHERDAVIN | Caherdavin [T41,T42] | ARDNACRUSHA |  | 52.6699 | -8.6582
MV/LV Substation CA***091X |  | 20 kV | _ | LV | 400 kVA :Kiosk Substation | 0.4 | --> | 0.4 | 0.357 | 13.8 |  | --> | 0.38 | 0 | 0.021 | 0.37 | 0 |  | --> | C14 ex SINGLAND | Singland [T101,T102] | SINGLAND |  | 52.595 | -8.4737
MV/LV Substation LI***092 |  | 10 kV | _ | LV | 630 kVA :Building Structure | 0.63 | --> | 0.63 | 0 | 0 | Constrained, otherwise capacity available =383 kVA | --> | 0.598 | 0 | 0.04 | 0.5 | 0 |  | --> | C20 ex BALLINACURRA | Ballinacurra [T41,T42] | LIMERICK |  | 52.658 | -8.6317
MV/LV Substation HA***092X |  | 20 kV | _ | LV | 50 kVA :Pole Substation | 0.05 | --> | 0.05 | 0.03 | 6.81 |  | --> | 0.048 | 0 | 0.01 | 0.043 | 0 |  | --> | C03 ex AHANE | Ahane [T102] | AHANE |  | 52.6668 | -8.5404
MV/LV Substation AN***093X |  | 20 kV | _ | LV | 100 kVA :Pole Substation | 0.1 | --> | 0.1 | 0.026 | 6.81 |  | --> | 0.095 | 0 | 0.03 | 0.082 | 0 |  | --> | C03 ex AHANE | Ahane [T102] | AHANE |  | 52.6704 | -8.5326
MV/LV Substation TH***093Y |  | 20 kV | _ | LV | 200 kVA :Kiosk Substation | 0.2 | --> | 0.2 | 0 | 0 | Constrained, otherwise capacity available =140 kVA | --> | 0.19 | 0 | 0.038 | 0 | 0 | Constrained, otherwise capacity available =170 kW | --> | E09 ex BRUFF |  |  |  | 52.5903 | -8.5474
MV/LV Substation MA***094 |  | 10 kV | _ | LV | 1000 kVA :Kiosk Substation | 1 | --> | 1 | 0 | 0 | Constrained, otherwise capacity available =802 kVA | --> | 0.95 | 0 | 0 | 0.5 | 0 |  | --> | C16 ex ROCHES STREET | Roches Street [T41,T42] | LIMERICK |  | 52.6603 | -8.6298
MV/LV Substation RO***094Z |  | 10 kV | _ | LV | 50 kVA :Pole Substation | 0.05 | --> | 0.05 | 0 | 0 | Constrained, otherwise capacity available =24 kVA | --> | 0.048 | 0 | 0.012 | 0.042 | 0 |  | --> | C20 ex GARRYOWEN | Garryowen [T41,T42] | LIMERICK |  | 52.6412 | -8.6292
MV/LV Substation RI***095X |  | 20 kV | _ | LV | 200 kVA :Kiosk Substation | 0.2 | --> | 0.2 | 0.156 | 6.81 |  | --> | 0.19 | 0 | 0.02 | 0.181 | 0 |  | --> | C06 ex AHANE | Ahane [T102] | AHANE |  | 52.6785 | -8.5088
MV/LV Substation DO***095Z |  | 20 kV | _ | LV | 50 kVA :Pole Substation | 0.05 | --> | 0.05 | 0 | 0 | Constrained, otherwise capacity available =45 kVA | --> | 0.048 | 0 | 0 | 0.048 | 0 |  | --> | C11 ex RAHEEN | Raheen [T41,T42] | LIMERICK |  | 52.5981 | -8.6718
MV/LV Substation UN***096 |  | 10 kV | _ | LV | 400 kVA :Building Structure | 0.4 | --> | 0.4 | 0.4 | 6.81 |  | --> | 0.38 | 0 | 0 | 0.38 | 0 |  | --> | C05 ex AHANE | Ahane [T102] | AHANE |  | 52.6646 | -8.5023
MV/LV Substation EM***096Z |  | 10 kV | _ | LV | 50 kVA :Building Structure | 0.05 | --> | 0.05 | 0 | 0 | Constrained, otherwise capacity available =44 kVA | --> | 0.048 | 0 | 0 | 0.048 | 0 |  | --> | C16 ex RAHEEN | Raheen [T41,T42] | LIMERICK |  | 52.6201 | -8.655
MV/LV Substation UN***097 |  | 10 kV | _ | LV | 400 kVA :Building Structure | 0.4 | --> | 0.4 | 0.399 | 6.81 |  | --> | 0.38 | 0 | 0 | 0.38 | 0 |  | --> | C05 ex AHANE | Ahane [T102] | AHANE |  | 52.6641 | -8.5036
MV/LV Substation SH***097X |  | 20 kV | _ | LV | 400 kVA :Kiosk Substation | 0.4 | --> | 0.4 | 0 | 0 | Constrained, otherwise capacity available =287 kVA | --> | 0.38 | 0 | 0.013 | 0.386 | 0 |  | --> | E21 ex CRATLOE | Cratloe [T421,T422] | ARDNACRUSHA |  | 52.7399 | -8.7787
MV/LV Substation BA***098 |  | 10 kV | _ | LV | 400 kVA :Building Structure | 0.4 | --> | 0.4 | 0 | 0 | Constrained, otherwise capacity available =193 kVA | --> | 0.38 | 0 | 0.071 | 0.355 | 0 |  | --> | C14 ex RAHEEN | Raheen [T41,T42] | LIMERICK |  | 52.6404 | -8.652
MV/LV Substation GL***098X |  | 10 kV | _ | LV | 400 kVA :Kiosk Substation | 0.4 | --> | 0.4 | 0 | 0 | Constrained, otherwise capacity available =335 kVA | --> | 0.38 | 0 | 0 | 0.389 | 0 |  | --> | C11 ex MOYLISH | Moylish [T41,T42] | ARDNACRUSHA |  | 52.6838 | -8.6474
MV/LV Substation UN***099 |  | 10 kV | _ | LV | 200 kVA :Building Structure | 0.2 | --> | 0.2 | 0.166 | 6.81 |  | --> | 0.19 | 0 | 0 | 0.195 | 0 |  | --> | C05 ex AHANE | Ahane [T102] | AHANE |  | 52.6634 | -8.5048
MV/LV Substation EL***099X |  | 10 kV | _ | LV | 400 kVA :Building Structure | 0.4 | --> | 0.4 | 0 | 0 | Constrained, otherwise capacity available =284 kVA | --> | 0.38 | 0 | 0.05 | 0.358 | 0 |  | --> | C16 ex RAHEEN | Raheen [T41,T42] | LIMERICK |  | 52.6233 | -8.6555
MV/LV Substation UN***100 |  | 10 kV | _ | LV | 400 kVA :Building Structure | 0.4 | --> | 0.4 | 0.319 | 6.81 |  | --> | 0.38 | 0 | 0.05 | 0.354 | 0 |  | --> | C05 ex AHANE | Ahane [T102] | AHANE |  | 52.6647 | -8.503
MV/LV Substation HA***100X |  | 10 kV | _ | LV | 400 kVA :Kiosk Substation | 0.4 | --> | 0.4 | 0 | 0 | Constrained, otherwise capacity available =280 kVA | --> | 0.38 | 0 | 0 | 0.396 | 0 |  | --> | C20 ex BALLINACURRA | Ballinacurra [T41,T42] | LIMERICK |  | 52.659 | -8.6308
MV/LV Substation KN***101 |  | 10 kV | _ | LV | 400 kVA :Kiosk Substation | 0.4 | --> | 0.4 | 0 | 0 | Constrained, otherwise capacity available =306 kVA | --> | 0.38 | 0 | 0.02 | 0.378 | 0 |  | --> | C11 ex MOYLISH | Moylish [T41,T42] | ARDNACRUSHA |  | 52.6998 | -8.6526
MV/LV Substation ST***101X |  | 10 kV | _ | LV | 400 kVA :Kiosk Substation | 0.4 | --> | 0.4 | 0 | 0 | Constrained, otherwise capacity available =252 kVA | --> | 0.38 | 0 | 0.049 | 0.363 | 0 |  | --> | C19 ex RAHEEN | Raheen [T41,T42] | LIMERICK |  | 52.6328 | -8.648
MV/LV Substation ST***101Y |  | 10 kV | _ | LV | 630 kVA :Building Structure | 0.63 | --> | 0.63 | 0 | 0 | Constrained, otherwise capacity available =435 kVA | --> | 0.598 | 0 | 0 | 0.5 | 0 |  | --> | C20 ex BALLINACURRA | Ballinacurra [T41,T42] | LIMERICK |  | 52.6603 | -8.6354
MV/LV Substation KI***102Y |  | 10 kV | _ | LV | 630 kVA :Kiosk Substation | 0.63 | --> | 0.63 | 0 | 0 | Constrained, otherwise capacity available =465 kVA | --> | 0.598 | 0 | 0 | 0.5 | 0 |  | --> | C21 ex CASTLETROY | Castletroy [T41,T42] | ARDNACRUSHA |  | 52.6688 | -8.5546
MV/LV Substation CH***102Z |  | 10 kV | _ | LV | 630 kVA :Building Structure | 0.63 | --> | 0.63 | 0.5 | 13.8 |  | --> | 0.598 | 0 | 0 | 0.5 | 0 |  | --> | C21 ex SINGLAND | Singland [T101,T102] | SINGLAND |  | 52.6581 | -8.5942
MV/LV Substation UN***103 |  | 10 kV | _ | LV | 630 kVA :Building Structure | 0.63 | --> | 0.63 | 0.5 | 6.81 |  | --> | 0.598 | 0 | 0 | 0.5 | 0 |  | --> | C05 ex AHANE | Ahane [T102] | AHANE |  | 52.6638 | -8.5049
MV/LV Substation HU***104 |  | 10 kV | _ | LV | 630 kVA :Building Structure | 0.63 | --> | 0.63 | 0 | 0 | Constrained, otherwise capacity available =513 kVA | --> | 0.598 | 0 | 0.07 | 0.5 | 0 |  | --> | C11 ex ROCHES STREET | Roches Street [T41,T42] | LIMERICK |  | 52.66 | -8.6258
MV/LV Substation CA***104Z |  | 10 kV | _ | LV | 400 kVA :Kiosk Substation | 0.4 | --> | 0.4 | 0.3 | 13.8 |  | --> | 0.38 | 0 | 0.081 | 0.333 | 0 |  | --> | C18 ex SINGLAND | Singland [T101,T102] | SINGLAND |  | 52.663 | -8.5677
MV/LV Substation GR***105 |  | 10 kV | _ | LV | 400 kVA :Kiosk Substation | 0.4 | --> | 0.4 | 0 | 0 | Constrained, otherwise capacity available =365 kVA | --> | 0.38 | 0 | 0 | 0.385 | 0 |  | --> | C16 ex CORBALLY | Corbally [T41,T42] | ARDNACRUSHA |  | 52.6663 | -8.6234
MV/LV Substation VA***105X |  | 10 kV | _ | LV | 400 kVA :Building Structure | 0.4 | --> | 0.4 | 0 | 0 | Constrained, otherwise capacity available =268 kVA | --> | 0.38 | 0 | 0.015 | 0.386 | 0 |  | --> | C15 ex CASTLETROY | Castletroy [T41,T42] | ARDNACRUSHA |  | 52.6704 | -8.554
MV/LV Substation CE***105Z |  | 20 kV | _ | LV | 400 kVA :Kiosk Substation | 0.4 | --> | 0.4 | 0.281 | 13.8 |  | --> | 0.38 | 0 | 0.04 | 0.366 | 0 |  | --> | C14 ex SINGLAND | Singland [T101,T102] | SINGLAND |  | 52.5968 | -8.4762
MV/LV Substation JE***107X |  | 10 kV | _ | LV | 200 kVA :Building Structure | 0.2 | --> | 0.2 | 0 | 0 | Constrained, otherwise capacity available =200 kVA | --> | 0.19 | 0 | 0 | 0.19 | 0 |  | --> | C18 ex CAHERDAVIN | Caherdavin [T41,T42] | ARDNACRUSHA |  | 52.6692 | -8.6631
MV/LV Substation I.***108X |  | 10 kV | _ | LV | 200 kVA :Building Structure | 0.2 | --> | 0.2 | 0.2 | 13.8 |  | --> | 0.19 | 0 | 0 | 0.19 | 0 |  | --> | C17 ex SINGLAND | Singland [T101,T102] | SINGLAND |  | 52.6736 | -8.5786
MV/LV Substation AL***108Z |  | 10 kV | _ | LV | 400 kVA :Kiosk Substation | 0.4 | --> | 0.4 | 0.348 | 13.8 |  | --> | 0.38 | 0 | 0 | 0.387 | 0 |  | --> | C19 ex SINGLAND | Singland [T101,T102] | SINGLAND |  | 52.664 | -8.587
MV/LV Substation HA***109 |  | 10 kV | _ | LV | 400 kVA :Building Structure | 0.4 | --> | 0.4 | 0 | 0 | Constrained, otherwise capacity available =362 kVA | --> | 0.38 | 0 | 0.006 | 0.381 | 0 |  | --> | C19 ex CAHERDAVIN | Caherdavin [T41,T42] | ARDNACRUSHA |  | 52.6728 | -8.6394
MV/LV Substation MO***109X |  | 10 kV | _ | LV | 400 kVA :Kiosk Substation | 0.4 | --> | 0.4 | 0 | 0 | Constrained, otherwise capacity available =279 kVA | --> | 0.38 | 0 | 0.099 | 0.323 | 0 |  | --> | C19 ex RAHEEN | Raheen [T41,T42] | LIMERICK |  | 52.633 | -8.6453
MV/LV Substation ME***109Y |  | 10 kV | _ | LV | 200 kVA :Kiosk Substation | 0.2 | --> | 0.2 | 0 | 0 | Constrained, otherwise capacity available =142 kVA | --> | 0.19 | 0 | 0 | 0.198 | 0 |  | --> | C13 ex CAHERDAVIN | Caherdavin [T41,T42] | ARDNACRUSHA |  | 52.6721 | -8.6592
MV/LV Substation PA***110 |  | 10 kV | _ | LV | 50 kVA :Pole Substation | 0.05 | --> | 0.05 | 0 | 0 | Constrained, otherwise capacity available =39 kVA | --> | 0.048 | 0 | 0 | 0.049 | 0 |  | --> | C14 ex GARRYOWEN | Garryowen [T41,T42] | LIMERICK |  | 52.6685 | -8.6076
MV/LV Substation PE***110X |  | 10 kV | _ | LV | 400 kVA :Building Structure | 0.4 | --> | 0.4 | 0 | 0 | Constrained, otherwise capacity available =330 kVA | --> | 0.38 | 0 | 0 | 0.389 | 0 |  | --> | C22 ex ROCHES STREET | Roches Street [T41,T42] | LIMERICK |  | 52.6642 | -8.6265
MV/LV Substation CO***110Y |  | 10 kV | _ | LV | 200 kVA :Kiosk Substation | 0.2 | --> | 0.2 | 0 | 0 | Constrained, otherwise capacity available =145 kVA | --> | 0.19 | 0 | 0.032 | 0.174 | 0 |  | --> | C13 ex MOYLISH | Moylish [T41,T42] | ARDNACRUSHA |  | 52.6748 | -8.652
MV/LV Substation GA***111 |  | 10 kV | _ | LV | 400 kVA :Building Structure | 0.4 | --> | 0.4 | 0 | 0 | Constrained, otherwise capacity available =223 kVA | --> | 0.38 | 0 | 0.027 | 0.383 | 0 |  | --> | C14 ex GARRYOWEN | Garryowen [T41,T42] | LIMERICK |  | 52.6604 | -8.6097
MV/LV Substation CA***111X |  | 10 kV | _ | LV | 400 kVA :Kiosk Substation | 0.4 | --> | 0.4 | 0.229 | 13.8 |  | --> | 0.38 | 0 | 0.04 | 0.373 | 0 |  | --> | C21 ex SINGLAND | Singland [T101,T102] | SINGLAND |  | 52.6599 | -8.5931
MV/LV Substation PO***111Z |  | 10 kV | _ | LV | 200 kVA :Pole Substation | 0.2 | --> | 0.2 | 0 | 0 | Constrained, otherwise capacity available =187 kVA | --> | 0.19 | 0 | 0.011 | 0.184 | 0 |  | --> | E16 ex CRATLOE | Cratloe [T421,T422] | ARDNACRUSHA |  | 52.6919 | -8.7533
MV/LV Substation OA***112X |  | 10 kV | _ | LV | 400 kVA :Kiosk Substation | 0.4 | --> | 0.4 | 0 | 0 | Constrained, otherwise capacity available =285 kVA | --> | 0.38 | 0 | 0.01 | 0.388 | 0 |  | --> | C15 ex CASTLETROY | Castletroy [T41,T42] | ARDNACRUSHA |  | 52.6699 | -8.558
MV/LV Substation RE***113 |  | 10 kV | _ | LV | 400 kVA :Building Structure | 0.4 | --> | 0.4 | 0 | 0 | Constrained, otherwise capacity available =190 kVA | --> | 0.38 | 0 | 0.021 | 0.392 | 0 |  | --> | C17 ex CAHERDAVIN | Caherdavin [T41,T42] | ARDNACRUSHA |  | 52.6677 | -8.6321
MV/LV Substation PI***113X |  | 10 kV | _ | LV | 400 kVA :Kiosk Substation | 0.4 | --> | 0.4 | 0 | 0 | Constrained, otherwise capacity available =341 kVA | --> | 0.38 | 0 | 0 | 0.388 | 0 |  | --> | C11 ex MOYLISH | Moylish [T41,T42] | ARDNACRUSHA |  | 52.6823 | -8.6546
MV/LV Substation IN***114 |  | 10 kV | _ | LV | 200 kVA :Building Structure | 0.2 | --> | 0.2 | 0 | 0 | Constrained, otherwise capacity available =189 kVA | --> | 0.19 | 0 | 0 | 0.192 | 0 |  | --> | C18 ex CASTLETROY | Castletroy [T41,T42] | ARDNACRUSHA |  | 52.6709 | -8.5527
MV/LV Substation CA***114X |  | 10 kV | _ | LV | 630 kVA :Kiosk Substation | 0.63 | --> | 0.63 | 0 | 0 | Constrained, otherwise capacity available =517 kVA | --> | 0.598 | 0 | 0.039 | 0.5 | 0 |  | --> | C19 ex RAHEEN | Raheen [T41,T42] | LIMERICK |  | 52.6297 | -8.6585
MV/LV Substation MO***114Y |  | 10 kV | _ | LV | 630 kVA :Kiosk Substation | 0.63 | --> | 0.63 | 0 | 0 | Constrained, otherwise capacity available =555 kVA | --> | 0.598 | 0 | 0 | 0.5 | 0 |  | --> | C19 ex CAHERDAVIN | Caherdavin [T41,T42] | ARDNACRUSHA |  | 52.6739 | -8.646
MV/LV Substation MI***115 |  | 10 kV | _ | LV | 100 kVA :Pole Substation | 0.1 | --> | 0.1 | 0 | 0 | Constrained, otherwise capacity available =79 kVA | --> | 0.095 | 0 | 0.015 | 0.087 | 0 |  | --> | C18 ex CORBALLY | Corbally [T41,T42] | ARDNACRUSHA |  | 52.6838 | -8.6234
MV/LV Substation NE***116 |  | 10 kV | _ | LV | 200 kVA :Pole Substation | 0.2 | --> | 0.2 | 0 | 0 | Constrained, otherwise capacity available =146 kVA | --> | 0.19 | 0 | 0.04 | 0.168 | 0 |  | --> | C14 ex MOYLISH | Moylish [T41,T42] | ARDNACRUSHA |  | 52.6763 | -8.6336
MV/LV Substation CH***116X |  | 10 kV | _ | LV | 200 kVA :Kiosk Substation | 0.2 | --> | 0.2 | 0 | 13.8 |  | --> | 0.19 | 0 | 0 | 0.21 | 0 |  | --> | C13 ex SINGLAND | Singland [T101,T102] | SINGLAND |  | 52.665 | -8.6033
MV/LV Substation MI***116Y |  | 10 kV | _ | LV | 400 kVA :Kiosk Substation | 0.4 | --> | 0.4 | 0 | 0 | Constrained, otherwise capacity available =348 kVA | --> | 0.38 | 0 | 0.036 | 0.36 | 0 |  | --> | C21 ex CASTLETROY | Castletroy [T41,T42] | ARDNACRUSHA |  | 52.6552 | -8.5562
MV/LV Substation FO***117X |  | 10 kV | _ | LV | 400 kVA :Building Structure | 0.4 | --> | 0.4 | 0 | 0 |  | --> | 0.38 | 0 | 0 | 0.4 | 0 |  | --> | C16 ex RAHEEN | Raheen [T41,T42] | LIMERICK |  | 52.6188 | -8.653
MV/LV Substation BR***117Y |  | 10 kV | _ | LV | 200 kVA :Kiosk Substation | 0.2 | --> | 0.2 | 0 | 0 | Constrained, otherwise capacity available =164 kVA | --> | 0.19 | 0 | 0.022 | 0.179 | 0 |  | --> | C18 ex CORBALLY | Corbally [T41,T42] | ARDNACRUSHA |  | 52.6834 | -8.6212
MV/LV Substation CO***117Z |  | 10 kV | _ | LV | 630 kVA :Building Structure | 0.63 | --> | 0.63 | 0 | 0 | Constrained, otherwise capacity available =561 kVA | --> | 0.598 | 0 | 0 | 0.5 | 0 |  | --> | C11 ex BALLINACURRA | Ballinacurra [T41,T42] | LIMERICK |  | 52.6598 | -8.6356
MV/LV Substation HI***118X |  | 10 kV | _ | LV | 400 kVA :Building Structure | 0.4 | --> | 0.4 | 0 | 0 | Constrained, otherwise capacity available =354 kVA | --> | 0.38 | 0 | 0.009 | 0.38 | 0 |  | --> | C19 ex CASTLETROY | Castletroy [T41,T42] | ARDNACRUSHA |  | 52.6695 | -8.5506
MV/LV Substation MU***118Z |  | 10 kV | _ | LV | 200 kVA :Kiosk Substation | 0.2 | --> | 0.2 | 0 | 0 | Constrained, otherwise capacity available =152 kVA | --> | 0.19 | 0 | 0.015 | 0.185 | 0 |  | --> | C13 ex DOCK ROAD | Dock Road [T41,T42] | LIMERICK |  | 52.6313 | -8.6754
MV/LV Substation RU***119X |  | 10 kV | _ | LV | 400 kVA :Kiosk Substation | 0.4 | --> | 0.4 | 0 | 0 | Constrained, otherwise capacity available =293 kVA | --> | 0.38 | 0 | 0.021 | 0.379 | 0 |  | --> | C14 ex RAHEEN | Raheen [T41,T42] | LIMERICK |  | 52.6388 | -8.6584
MV/LV Substation SO***119Z |  | 10 kV | _ | LV | 630 kVA :Building Structure | 0.63 | --> | 0.63 | 0 | 0 | Constrained, otherwise capacity available =306 kVA | --> | 0.598 | 0 | 0 | 0.5 | 0 |  | --> | C20 ex GARRYOWEN | Garryowen [T41,T42] | LIMERICK |  | 52.6473 | -8.6178
MV/LV Substation WE***120 |  | 10 kV | _ | LV | 400 kVA :Kiosk Substation | 0.4 | --> | 0.4 | 0 | 0 | Constrained, otherwise capacity available =363 kVA | --> | 0.38 | 0 | 0.025 | 0.366 | 0 |  | --> | C12 ex BALLINACURRA | Ballinacurra [T41,T42] | LIMERICK |  | 52.6488 | -8.6448
MV/LV Substation BA***120Y |  | 10 kV | _ | LV | 630 kVA :Building Structure | 0.63 | --> | 0.63 | 0 | 0 | Constrained, otherwise capacity available =405 kVA | --> | 0.598 | 0 | 0 | 0.5 | 0 |  | --> | C17 ex CASTLETROY | Castletroy [T41,T42] | ARDNACRUSHA |  | 52.6738 | -8.5488
MV/LV Substation SH***121 |  | 10 kV | _ | LV | 400 kVA :Kiosk Substation | 0.4 | --> | 0.4 | 0 | 0 | Constrained, otherwise capacity available =271 kVA | --> | 0.38 | 0 | 0.054 | 0.357 | 0 |  | --> | C17 ex CAHERDAVIN | Caherdavin [T41,T42] | ARDNACRUSHA |  | 52.6695 | -8.6403
MV/LV Substation ES***121X |  | 10 kV | _ | LV | 630 kVA :Building Structure | 0.63 | --> | 0.63 | 0 | 0 | Constrained, otherwise capacity available =586 kVA | --> | 0.598 | 0 | 0.056 | 0.5 | 0 |  | --> | C22 ex GARRYOWEN | Garryowen [T41,T42] | LIMERICK |  | 52.6512 | -8.5869
MV/LV Substation DR***121Z |  | 10 kV | _ | LV | 400 kVA :Kiosk Substation | 0.4 | --> | 0.4 | 0.362 | 13.8 |  | --> | 0.38 | 0 | 0.003 | 0.383 | 0 |  | --> | C13 ex SINGLAND | Singland [T101,T102] | SINGLAND |  | 52.6683 | -8.6028
MV/LV Substation IS***122 |  | 10 kV | _ | LV | 400 kVA :Kiosk Substation | 0.4 | --> | 0.4 | 0 | 0 | Constrained, otherwise capacity available =248 kVA | --> | 0.38 | 0 | 0.034 | 0.375 | 0 |  | --> | C13 ex CORBALLY | Corbally [T41,T42] | ARDNACRUSHA |  | 52.6717 | -8.6255
MV/LV Substation BA***123 |  | 10 kV | _ | LV | 1000 kVA :Building Structure | 1 | --> | 1 | 0 | 0 | Constrained, otherwise capacity available =599 kVA | --> | 0.95 | 0 | 0.045 | 0.5 | 0 |  | --> | C16 ex CORBALLY | Corbally [T41,T42] | ARDNACRUSHA |  | 52.667 | -8.6211
MV/LV Substation MR***123Y |  | 20 kV | _ | LV | 1000 kVA :Kiosk Substation | 1 | --> | 1 | 0.5 | 13.8 |  | --> | 0.95 | 0 | 0 | 0.5 | 0 |  | --> | C14 ex SINGLAND | Singland [T101,T102] | SINGLAND |  | 52.5755 | -8.5234
MV/LV Substation CO***124 |  | 10 kV | _ | LV | 200 kVA :Building Structure | 0.2 | --> | 0.2 | 0 | 0 | Constrained, otherwise capacity available =43 kVA | --> | 0.19 | 0 | 0.034 | 0.185 | 0 |  | --> | C12 ex BALLINACURRA | Ballinacurra [T41,T42] | LIMERICK |  | 52.6545 | -8.6472
MV/LV Substation GO***124Z |  | 10 kV | _ | LV | 50 kVA :Pole Substation | 0.05 | --> | 0.05 | 0 | 0 | Constrained, otherwise capacity available =40 kVA | --> | 0.048 | 0 | 0.004 | 0.046 | 0 |  | --> | C17 ex GILLOGUE | Gillogue [T41,T42] | ARDNACRUSHA |  | 52.6984 | -8.5987
MV/LV Substation MO***126 |  | 10 kV | _ | LV | 200 kVA :Building Structure | 0.2 | --> | 0.2 | 0 | 0 | Constrained, otherwise capacity available =173 kVA | --> | 0.19 | 0 | 0 | 0.194 | 0 |  | --> | C11 ex MOYLISH | Moylish [T41,T42] | ARDNACRUSHA |  | 52.6824 | -8.6398
MV/LV Substation MO***127 |  | 10 kV | _ | LV | 400 kVA :Kiosk Substation | 0.4 | --> | 0.4 | 0 | 0 | Constrained, otherwise capacity available =307 kVA | --> | 0.38 | 0 | 0.021 | 0.377 | 0 |  | --> | C12 ex BALLINACURRA | Ballinacurra [T41,T42] | LIMERICK |  | 52.6532 | -8.6381
MV/LV Substation CA***127X |  | 20 kV | _ | LV | 50 kVA :Pole Substation | 0.05 | --> | 0.05 | 0 | 0 |  | --> | 0.048 | 0 | 0 | 0.054 | 0 |  | --> | C11 ex RAHEEN | Raheen [T41,T42] | LIMERICK |  | 52.6373 | -8.6906
MV/LV Substation SP***127Z |  | 10 kV | _ | LV | 630 kVA :Building Structure | 0.63 | --> | 0.63 | 0.5 | 13.8 |  | --> | 0.598 | 0 | 0.006 | 0.5 | 0 |  | --> | C21 ex SINGLAND | Singland [T101,T102] | SINGLAND |  | 52.658 | -8.5939
MV/LV Substation BE***128 |  | 10 kV | _ | LV | 400 kVA :Kiosk Substation | 0.4 | --> | 0.4 | 0 | 0 | Constrained, otherwise capacity available =309 kVA | --> | 0.38 | 0 | 0.034 | 0.367 | 0 |  | --> | C13 ex DOCK ROAD | Dock Road [T41,T42] | LIMERICK |  | 52.6387 | -8.6658
MV/LV Substation DI***129 |  | 10 kV | _ | LV | 400 kVA :Building Structure | 0.4 | --> | 0.4 | 0 | 0 | Constrained, otherwise capacity available =322 kVA | --> | 0.38 | 0 | 0.011 | 0.382 | 0 |  | --> | C18 ex CORBALLY | Corbally [T41,T42] | ARDNACRUSHA |  | 52.6824 | -8.6152
MV/LV Substation UN***130 |  | 10 kV | _ | LV | 630 kVA :Building Structure | 0.63 | --> | 0.63 | 0.5 | 6.81 |  | --> | 0.598 | 0 | 0 | 0.5 | 0 |  | --> | C05 ex AHANE | Ahane [T102] | AHANE |  | 52.6634 | -8.5057
MV/LV Substation PR***130X |  | 20 kV | _ | LV | 100 kVA :Pole Substation | 0.1 | --> | 0.1 | 0 | 0 | Constrained, otherwise capacity available =99 kVA | --> | 0.095 | 0 | 0 | 0.095 | 0 |  | --> | E18 ex PATRICKSWELL | Patrickswell [T421,T422] | LIMERICK |  | 52.576 | -8.6995
MV/LV Substation WA***131Z |  | 10 kV | _ | LV | 400 kVA :Building Structure | 0.4 | --> | 0.4 | 0 | 0 | Constrained, otherwise capacity available =270 kVA | --> | 0.38 | 0 | 0.025 | 0.379 | 0 |  | --> | C11 ex GARRYOWEN | Garryowen [T41,T42] | LIMERICK |  | 52.6517 | -8.6002
MV/LV Substation CO***132 |  | 10 kV | _ | LV | 400 kVA :Kiosk Substation | 0.4 | --> | 0.4 | 0 | 0 | Constrained, otherwise capacity available =204 kVA | --> | 0.38 | 0 | 0.04 | 0.376 | 0 |  | --> | C11 ex CORBALLY | Corbally [T41,T42] | ARDNACRUSHA |  | 52.6712 | -8.613
MV/LV Substation GR***133 |  | 10 kV | _ | LV | 400 kVA :Kiosk Substation | 0.4 | --> | 0.4 | 0 | 0 | Constrained, otherwise capacity available =260 kVA | --> | 0.38 | 0 | 0.024 | 0.381 | 0 |  | --> | C19 ex CAHERDAVIN | Caherdavin [T41,T42] | ARDNACRUSHA |  | 52.6705 | -8.6511
MV/LV Substation BA***133X |  | 20 kV | _ | LV | 200 kVA :Pole Substation | 0.2 | --> | 0.2 | 0 | 0 | Constrained, otherwise capacity available =180 kVA | --> | 0.19 | 0 | 0.045 | 0.159 | 0 |  | --> | E18 ex PATRICKSWELL | Patrickswell [T421,T422] | LIMERICK |  | 52.5723 | -8.6921
MV/LV Substation NE***134 |  | 10 kV | _ | LV | 1000 kVA :Building Structure | 1 | --> | 1 | 0 | 0 | Constrained, otherwise capacity available =974 kVA | --> | 0.95 | 0 | 0 | 0.5 | 0 |  | --> | C12 ex BALLINACURRA | Ballinacurra [T41,T42] | LIMERICK |  | 52.6561 | -8.65
MV/LV Substation FI***134Y |  | 10 kV | _ | LV | 400 kVA :Kiosk Substation | 0.4 | --> | 0.4 | 0 | 0 | Constrained, otherwise capacity available =179 kVA | --> | 0.38 | 0 | 0.056 | 0.368 | 0 |  | --> | C11 ex BALLINACURRA | Ballinacurra [T41,T42] | LIMERICK |  | 52.6512 | -8.6422
MV/LV Substation RO***135 |  | 10 kV | _ | LV | 630 kVA :Building Structure | 0.63 | --> | 0.63 | 0 | 0 | Constrained, otherwise capacity available =405 kVA | --> | 0.598 | 0 | 0 | 0.5 | 0 |  | --> | C20 ex ROCHES STREET | Roches Street [T41,T42] | LIMERICK |  | 52.6627 | -8.6294
MV/LV Substation KN***135Z |  | 10 kV | _ | LV | 400 kVA :Kiosk Substation | 0.4 | --> | 0.4 | 0 | 0 | Constrained, otherwise capacity available =335 kVA | --> | 0.38 | 0 | 0.004 | 0.386 | 0 |  | --> | C18 ex CAHERDAVIN | Caherdavin [T41,T42] | ARDNACRUSHA |  | 52.6674 | -8.6666
MV/LV Substation LI***137 |  | 10 kV | _ | LV | 400 kVA :Building Structure | 0.4 | --> | 0.4 | 0 | 0 | Constrained, otherwise capacity available =261 kVA | --> | 0.38 | 0 | 0.011 | 0.39 | 0 |  | --> | C15 ex ROCHES STREET | Roches Street [T41,T42] | LIMERICK |  | 52.6593 | -8.6156
MV/LV Substation BO***138 |  | 10 kV | _ | LV | 630 kVA :Building Structure | 0.63 | --> | 0.63 | 0.5 | 6.81 |  | --> | 0.598 | 0 | 0 | 0.5 | 0 |  | --> | C07 ex AHANE | Ahane [T102] | AHANE |  | 52.6662 | -8.5021
MV/LV Substation FA***139 |  | 10 kV | _ | LV | 400 kVA :Kiosk Substation | 0.4 | --> | 0.4 | 0 | 0 | Constrained, otherwise capacity available =286 kVA | --> | 0.38 | 0 | 0.046 | 0.361 | 0 |  | --> | C17 ex CAHERDAVIN | Caherdavin [T41,T42] | ARDNACRUSHA |  | 52.6706 | -8.6358
MV/LV Substation LY***140 |  | 10 kV | _ | LV | 400 kVA :Kiosk Substation | 0.4 | --> | 0.4 | 0 | 0 | Constrained, otherwise capacity available =289 kVA | --> | 0.38 | 0 | 0.01 | 0.388 | 0 |  | --> | C13 ex GARRYOWEN | Garryowen [T41,T42] | LIMERICK |  | 52.6572 | -8.6013
MV/LV Substation FI***140Y |  | 20 kV | _ | LV | 100 kVA :Pole Substation | 0.1 | --> | 0.1 | 0.029 | 6.81 |  | --> | 0.095 | 0 | 0 | 0.104 | 0 |  | --> | C06 ex AHANE | Ahane [T102] | AHANE |  | 52.672 | -8.5177
MV/LV Substation SH***140Z |  | 20 kV | _ | LV | 200 kVA :Pole Substation | 0.2 | --> | 0.2 | 0 | 0 | Constrained, otherwise capacity available =200 kVA | --> | 0.19 | 0 | 0 | 0 | 0 | Constrained, otherwise capacity available =190 kW | --> | E09 ex BRUFF |  |  |  | 52.5982 | -8.5518
MV/LV Substation CA***141 |  | 10 kV | _ | LV | 400 kVA :Kiosk Substation | 0.4 | --> | 0.4 | 0 | 0 | Constrained, otherwise capacity available =184 kVA | --> | 0.38 | 0 | 0.034 | 0.383 | 0 |  | --> | C18 ex CAHERDAVIN | Caherdavin [T41,T42] | ARDNACRUSHA |  | 52.6738 | -8.6678
MV/LV Substation DE***141Y |  | 20 kV | _ | LV | 100 kVA :Pole Substation | 0.1 | --> | 0.1 | 0 | 0 | Constrained, otherwise capacity available =87 kVA | --> | 0.095 | 0 | 0.026 | 0.077 | 0 |  | --> | C11 ex RAHEEN | Raheen [T41,T42] | LIMERICK |  | 52.6111 | -8.6444
MV/LV Substation LM***141Z |  | 10 kV | _ | LV | 630 kVA :Building Structure | 0.63 | --> | 0.63 | 0 | 0 | Constrained, otherwise capacity available =582 kVA | --> | 0.598 | 0 | 0.099 | 0.5 | 0 |  | --> | C22 ex GARRYOWEN | Garryowen [T41,T42] | LIMERICK |  | 52.6542 | -8.5966
MV/LV Substation KR***142 |  | 10 kV | _ | LV | 1000 kVA :Building Structure | 1 | --> | 1 | 0 | 0 | Constrained, otherwise capacity available =844 kVA | --> | 0.95 | 0 | 0 | 0.5 | 0 |  | --> | C20 ex GARRYOWEN | Garryowen [T41,T42] | LIMERICK |  | 52.6473 | -8.6149
MV/LV Substation TH***142X |  | 10 kV | _ | LV | 1000 kVA :Kiosk Substation | 1 | --> | 1 | 0 | 0 | Constrained, otherwise capacity available =710 kVA | --> | 0.95 | 0 | 0 | 0.5 | 0 |  | --> | C15 ex ROCHES STREET | Roches Street [T41,T42] | LIMERICK |  | 52.6625 | -8.6311
MV/LV Substation LI***143 |  | 10 kV | _ | LV | 400 kVA :Kiosk Substation | 0.4 | --> | 0.4 | 0 | 0 | Constrained, otherwise capacity available =270 kVA | --> | 0.38 | 0 | 0.024 | 0.38 | 0 |  | --> | C12 ex BALLINACURRA | Ballinacurra [T41,T42] | LIMERICK |  | 52.6472 | -8.6421
MV/LV Substation ST***144 |  | 10 kV | _ | LV | 630 kVA :Building Structure | 0.63 | --> | 0.63 | 0 | 0 | Constrained, otherwise capacity available =474 kVA | --> | 0.598 | 0 | 0.005 | 0.5 | 0 |  | --> | C17 ex BALLINACURRA | Ballinacurra [T41,T42] | LIMERICK |  | 52.6574 | -8.6356
MV/LV Substation RO***145 |  | 10 kV | _ | LV | 400 kVA :Building Structure | 0.4 | --> | 0.4 | 0 | 0 | Constrained, otherwise capacity available =150 kVA | --> | 0.38 | 0 | 0.038 | 0.385 | 0 |  | --> | C11 ex GARRYOWEN | Garryowen [T41,T42] | LIMERICK |  | 52.6521 | -8.6157
MV/LV Substation KE***145Y |  | 10 kV | _ | LV | 400 kVA :Building Structure | 0.4 | --> | 0.4 | 0 | 0 | Constrained, otherwise capacity available =350 kVA | --> | 0.38 | 0 | 0 | 0.387 | 0 |  | --> | C22 ex GARRYOWEN | Garryowen [T41,T42] | LIMERICK |  | 52.6493 | -8.5792
MV/LV Substation HI***146 |  | 10 kV | _ | LV | 400 kVA :Kiosk Substation | 0.4 | --> | 0.4 | 0 | 0 | Constrained, otherwise capacity available =242 kVA | --> | 0.38 | 0 | 0.062 | 0.355 | 0 |  | --> | C12 ex CAHERDAVIN | Caherdavin [T41,T42] | ARDNACRUSHA |  | 52.6674 | -8.654
MV/LV Substation VI***146X |  | 10 kV | _ | LV | 400 kVA :Kiosk Substation | 0.4 | --> | 0.4 | 0 | 0 | Constrained, otherwise capacity available =300 kVA | --> | 0.38 | 0 | 0 | 0.393 | 0 |  | --> | C12 ex CAHERDAVIN | Caherdavin [T41,T42] | ARDNACRUSHA |  | 52.6605 | -8.6569
MV/LV Substation RO***147 |  | 10 kV | _ | LV | 400 kVA :Kiosk Substation | 0.4 | --> | 0.4 | 0 | 0 | Constrained, otherwise capacity available =333 kVA | --> | 0.38 | 0 | 0.025 | 0.37 | 0 |  | --> | C20 ex GARRYOWEN | Garryowen [T41,T42] | LIMERICK |  | 52.6445 | -8.6317
MV/LV Substation TH***147Z |  | 10 kV | _ | LV | 1000 kVA :Building Structure | 1 | --> | 1 | 0 | 0 | Constrained, otherwise capacity available =873 kVA | --> | 0.95 | 0 | 0 | 0.5 | 0 |  | --> | C22 ex ROCHES STREET | Roches Street [T41,T42] | LIMERICK |  | 52.6633 | -8.6287
MV/LV Substation LT***148 |  | 10 kV | _ | LV | 1000 kVA :Building Structure | 1 | --> | 1 | 0 | 0 | Constrained, otherwise capacity available =639 kVA | --> | 0.95 | 0 | 0.01 | 0.5 | 0 |  | --> | C12 ex ROCHES STREET | Roches Street [T41,T42] | LIMERICK |  | 52.663 | -8.6257
MV/LV Substation ES***148Y |  | 10 kV | _ | LV | 50 kVA :Pole Substation | 0.05 | --> | 0.05 | 0 | 0 | Constrained, otherwise capacity available =36 kVA | --> | 0.048 | 0 | 0.006 | 0.045 | 0 |  | --> | E16 ex CRATLOE | Cratloe [T421,T422] | ARDNACRUSHA |  | 52.7276 | -8.7059
MV/LV Substation SA***148Z |  | 10 kV | _ | LV | 1000 kVA :Building Structure | 1 | --> | 1 | 0 | 0 | Constrained, otherwise capacity available =918 kVA | --> | 0.95 | 0 | 0 | 0.5 | 0 |  | --> | C22 ex ROCHES STREET | Roches Street [T41,T42] | LIMERICK |  | 52.6633 | -8.6287
MV/LV Substation IR***149 |  | 10 kV | _ | LV | 400 kVA :Building Structure | 0.4 | --> | 0.4 | 0 | 0 | Constrained, otherwise capacity available =377 kVA | --> | 0.38 | 0 | 0 | 0.383 | 0 |  | --> | C17 ex BALLINACURRA | Ballinacurra [T41,T42] | LIMERICK |  | 52.6564 | -8.6468
MV/LV Substation KE***150 |  | 10 kV | _ | LV | 400 kVA :Building Structure | 0.4 | --> | 0.4 | 0 | 0 | Constrained, otherwise capacity available =278 kVA | --> | 0.38 | 0 | 0.035 | 0.37 | 0 |  | --> | C11 ex GARRYOWEN | Garryowen [T41,T42] | LIMERICK |  | 52.6536 | -8.6125
MV/LV Substation OM***150Y |  | 10 kV | _ | LV | 200 kVA :Pole Substation | 0.2 | --> | 0.2 | 0 | 0 | Constrained, otherwise capacity available =162 kVA | --> | 0.19 | 0 | 0 | 0.195 | 0 |  | --> | C20 ex DOCK ROAD | Dock Road [T41,T42] | LIMERICK |  | 52.641 | -8.6434
MV/LV Substation RO***151 |  | 10 kV | _ | LV | 630 kVA :Kiosk Substation | 0.63 | --> | 0.63 | 0 | 0 | Constrained, otherwise capacity available =434 kVA | --> | 0.598 | 0 | 0.041 | 0.5 | 0 |  | --> | C15 ex BALLINACURRA | Ballinacurra [T41,T42] | LIMERICK |  | 52.648 | -8.6357
MV/LV Substation SI***151Z |  | 10 kV | _ | LV | 630 kVA :Building Structure | 0.63 | --> | 0.63 | 0 | 0 | Constrained, otherwise capacity available =468 kVA | --> | 0.598 | 0 | 0.024 | 0.5 | 0 |  | --> | C16 ex CORBALLY | Corbally [T41,T42] | ARDNACRUSHA |  | 52.6674 | -8.6199
MV/LV Substation SC***152 |  | 10 kV | _ | LV | 400 kVA :Kiosk Substation | 0.4 | --> | 0.4 | 0 | 0 | Constrained, otherwise capacity available =216 kVA | --> | 0.38 | 0 | 0.006 | 0.4 | 0 |  | --> | C16 ex ROCHES STREET | Roches Street [T41,T42] | LIMERICK |  | 52.6586 | -8.6307
MV/LV Substation RE***153 |  | 10 kV | _ | LV | 400 kVA :Kiosk Substation | 0.4 | --> | 0.4 | 0 | 0 | Constrained, otherwise capacity available =221 kVA | --> | 0.38 | 0 | 0.02 | 0.389 | 0 |  | --> | C19 ex GARRYOWEN | Garryowen [T41,T42] | LIMERICK |  | 52.6613 | -8.6138
MV/LV Substation HI***154Z |  | 10 kV | _ | LV | 630 kVA :Building Structure | 0.63 | --> | 0.63 | 0 | 0 | Constrained, otherwise capacity available =505 kVA | --> | 0.598 | 0 | 0.039 | 0.5 | 0 |  | --> | C17 ex CAHERDAVIN | Caherdavin [T41,T42] | ARDNACRUSHA |  | 52.6653 | -8.6327
MV/LV Substation AI***155 |  | 10 kV | _ | LV | 400 kVA :Kiosk Substation | 0.4 | --> | 0.4 | 0 | 0 | Constrained, otherwise capacity available =285 kVA | --> | 0.38 | 0 | 0.055 | 0.355 | 0 |  | --> | C20 ex RAHEEN | Raheen [T41,T42] | LIMERICK |  | 52.6273 | -8.6497
MV/LV Substation HI***155Z |  | 10 kV | _ | LV | 630 kVA :Building Structure | 0.63 | --> | 0.63 | 0 | 0 | Constrained, otherwise capacity available =575 kVA | --> | 0.598 | 0 | 0 | 0.5 | 0 |  | --> | C14 ex CAHERDAVIN | Caherdavin [T41,T42] | ARDNACRUSHA |  | 52.6653 | -8.6323
MV/LV Substation CO***156 |  | 10 kV | _ | LV | 400 kVA :Building Structure | 0.4 | --> | 0.4 | 0 | 0 | Constrained, otherwise capacity available =222 kVA | --> | 0.38 | 0 | 0.043 | 0.372 | 0 |  | --> | C11 ex GARRYOWEN | Garryowen [T41,T42] | LIMERICK |  | 52.6488 | -8.6229
MV/LV Substation CA***156Y |  | 10 kV | _ | LV | 200 kVA :Kiosk Substation | 0.2 | --> | 0.2 | 0 | 0 | Constrained, otherwise capacity available =166 kVA | --> | 0.19 | 0 | 0.005 | 0.191 | 0 |  | --> | C16 ex MOYLISH | Moylish [T41,T42] | ARDNACRUSHA |  | 52.6779 | -8.6565
MV/LV Substation OD***158 |  | 10 kV | _ | LV | 400 kVA :Building Structure | 0.4 | --> | 0.4 | 0 | 0 | Constrained, otherwise capacity available =250 kVA | --> | 0.38 | 0 | 0.021 | 0.384 | 0 |  | --> | C11 ex GARRYOWEN | Garryowen [T41,T42] | LIMERICK |  | 52.6501 | -8.6195
MV/LV Substation BE***158Y |  | 10 kV | _ | LV | 400 kVA :Kiosk Substation | 0.4 | --> | 0.4 | 0 | 0 | Constrained, otherwise capacity available =246 kVA | --> | 0.38 | 0 | 0.205 | 0.248 | 0 |  | --> | C21 ex CASTLETROY | Castletroy [T41,T42] | ARDNACRUSHA |  | 52.6592 | -8.5465
MV/LV Substation BA***159 |  | 10 kV | _ | LV | 400 kVA :Building Structure | 0.4 | --> | 0.4 | 0 | 0 | Constrained, otherwise capacity available =214 kVA | --> | 0.38 | 0 | 0.03 | 0.382 | 0 |  | --> | C11 ex GARRYOWEN | Garryowen [T41,T42] | LIMERICK |  | 52.6521 | -8.5949
MV/LV Substation BY***160 |  | 10 kV | _ | LV | 400 kVA :Building Structure | 0.4 | --> | 0.4 | 0 | 0 | Constrained, otherwise capacity available =176 kVA | --> | 0.38 | 0 | 0.009 | 0.403 | 0 |  | --> | C18 ex BALLINACURRA | Ballinacurra [T41,T42] | LIMERICK |  | 52.6525 | -8.6298
MV/LV Substation CL***160Z |  | 10 kV | _ | LV | 200 kVA :Kiosk Substation | 0.2 | --> | 0.2 | 0 | 0 | Constrained, otherwise capacity available =148 kVA | --> | 0.19 | 0 | 0.016 | 0.185 | 0 |  | --> | C13 ex DOCK ROAD | Dock Road [T41,T42] | LIMERICK |  | 52.6349 | -8.6652
MV/LV Substation KI***161 |  | 10 kV | _ | LV | 630 kVA :Kiosk Substation | 0.63 | --> | 0.63 | 0 | 0 | Constrained, otherwise capacity available =428 kVA | --> | 0.598 | 0 | 0.053 | 0.5 | 0 |  | --> | C14 ex GARRYOWEN | Garryowen [T41,T42] | LIMERICK |  | 52.6644 | -8.6087
MV/LV Substation DU***161Z |  | 20 kV | _ | LV | 400 kVA :Kiosk Substation | 0.4 | --> | 0.4 | 0 | 0 | Constrained, otherwise capacity available =320 kVA | --> | 0.38 | 0 | 0.018 | 0.377 | 0 |  | --> | E18 ex CRATLOE | Cratloe [T421,T422] | ARDNACRUSHA |  | 52.6987 | -8.8171
MV/LV Substation SP***162 |  | 10 kV | _ | LV | 400 kVA :Kiosk Substation | 0.4 | --> | 0.4 | 0 | 0 | Constrained, otherwise capacity available =101 kVA | --> | 0.38 | 0 | 0.129 | 0.323 | 0 |  | --> | C15 ex BALLINACURRA | Ballinacurra [T41,T42] | LIMERICK |  | 52.6374 | -8.6525
MV/LV Substation O/***163 |  | 10 kV | _ | LV | 100 kVA :Pole Substation | 0.1 | --> | 0.1 | 0 | 0 | Constrained, otherwise capacity available =100 kVA | --> | 0.095 | 0 | 0 | 0.095 | 0 |  | --> | C18 ex CORBALLY | Corbally [T41,T42] | ARDNACRUSHA |  | 52.6706 | -8.617
MV/LV Substation KE***164 |  | 10 kV | _ | LV | 400 kVA :Building Structure | 0.4 | --> | 0.4 | 0 | 0 | Constrained, otherwise capacity available =350 kVA | --> | 0.38 | 0 | 0.015 | 0.376 | 0 |  | --> | C20 ex GARRYOWEN | Garryowen [T41,T42] | LIMERICK |  | 52.6455 | -8.6114
MV/LV Substation TO***164Z |  | 20 kV | _ | LV | 50 kVA :Pole Substation | 0.05 | --> | 0.05 | 0 | 0 | Constrained, otherwise capacity available =43 kVA | --> | 0.048 | 0 | 0 | 0.048 | 0 |  | --> | C11 ex RAHEEN | Raheen [T41,T42] | LIMERICK |  | 52.6029 | -8.6329
MV/LV Substation MA***165 |  | 10 kV | _ | LV | 200 kVA :Building Structure | 0.2 | --> | 0.2 | 0 | 0 | Constrained, otherwise capacity available =121 kVA | --> | 0.19 | 0 | 0.007 | 0.195 | 0 |  | --> | C20 ex GARRYOWEN | Garryowen [T41,T42] | LIMERICK |  | 52.6456 | -8.6145
MV/LV Substation KI***165X |  | 10 kV | _ | LV | 400 kVA :Kiosk Substation | 0.4 | --> | 0.4 | 0.241 | 13.8 |  | --> | 0.38 | 0 | 0.124 | 0.309 | 0 |  | --> | C19 ex SINGLAND | Singland [T101,T102] | SINGLAND |  | 52.6573 | -8.5704
MV/LV Substation CU***165Y |  | 10 kV | _ | LV | 200 kVA :Kiosk Substation | 0.2 | --> | 0.2 | 0 | 0 | Constrained, otherwise capacity available =6 kVA | --> | 0.19 | 0 | 0.04 | 0.185 | 0 |  | --> | C20 ex RAHEEN | Raheen [T41,T42] | LIMERICK |  | 52.6301 | -8.6422
MV/LV Substation DE***165Z |  | 10 kV | _ | LV | 1000 kVA :Building Structure | 1 | --> | 1 | 0 | 0 | Constrained, otherwise capacity available =721 kVA | --> | 0.95 | 0 | 0.011 | 0.5 | 0 |  | --> | C22 ex GARRYOWEN | Garryowen [T41,T42] | LIMERICK |  | 52.6472 | -8.5834
MV/LV Substation OD***167 |  | 10 kV | _ | LV | 400 kVA :Building Structure | 0.4 | --> | 0.4 | 0 | 0 | Constrained, otherwise capacity available =245 kVA | --> | 0.38 | 0 | 0.003 | 0.398 | 0 |  | --> | C14 ex MOYLISH | Moylish [T41,T42] | ARDNACRUSHA |  | 52.6728 | -8.631
MV/LV Substation KI***167X |  | 10 kV | _ | LV | 200 kVA :Kiosk Substation | 0.2 | --> | 0.2 | 0 | 0 | Constrained, otherwise capacity available =174 kVA | --> | 0.19 | 0 | 0 | 0.194 | 0 |  | --> | C14 ex MOYLISH | Moylish [T41,T42] | ARDNACRUSHA |  | 52.6761 | -8.6391
MV/LV Substation BA***167Z |  | 20 kV | _ | LV | 50 kVA :Pole Substation | 0.05 | --> | 0.05 | 0 | 0 | Constrained, otherwise capacity available =42 kVA | --> | 0.048 | 0 | 0.01 | 0 | 0 | Constrained, otherwise capacity available =41 kW | --> | E09 ex BRUFF |  |  |  | 52.5826 | -8.5505
MV/LV Substation ME***168 |  | 10 kV | _ | LV | 400 kVA :Kiosk Substation | 0.4 | --> | 0.4 | 0 | 0 | Constrained, otherwise capacity available =336 kVA | --> | 0.38 | 0 | 0.033 | 0.364 | 0 |  | --> | C19 ex CAHERDAVIN | Caherdavin [T41,T42] | ARDNACRUSHA |  | 52.6729 | -8.6476
MV/LV Substation MO***168X |  | 10 kV | _ | LV | 400 kVA :Kiosk Substation | 0.4 | --> | 0.4 | 0 | 0 | Constrained, otherwise capacity available =174 kVA | --> | 0.38 | 0 | 0.034 | 0.384 | 0 |  | --> | C20 ex BALLINACURRA | Ballinacurra [T41,T42] | LIMERICK |  | 52.6549 | -8.6348
MV/LV Substation WI***169 |  | 10 kV | _ | LV | 400 kVA :Kiosk Substation | 0.4 | --> | 0.4 | 0 | 0 | Constrained, otherwise capacity available =113 kVA | --> | 0.38 | 0 | 0.01 | 0.41 | 0 |  | --> | C12 ex ROCHES STREET | Roches Street [T41,T42] | LIMERICK |  | 52.6617 | -8.6232
MV/LV Substation SH***170 |  | 10 kV | _ | LV | 400 kVA :Building Structure | 0.4 | --> | 0.4 | 0 | 0 | Constrained, otherwise capacity available =215 kVA | --> | 0.38 | 0 | 0.037 | 0.377 | 0 |  | --> | C13 ex CAHERDAVIN | Caherdavin [T41,T42] | ARDNACRUSHA |  | 52.6736 | -8.6609
MV/LV Substation BR***171 |  | 10 kV | _ | LV | 400 kVA :Building Structure | 0.4 | --> | 0.4 | 0 | 0 | Constrained, otherwise capacity available =265 kVA | --> | 0.38 | 0 | 0.044 | 0.365 | 0 |  | --> | C13 ex CAHERDAVIN | Caherdavin [T41,T42] | ARDNACRUSHA |  | 52.6725 | -8.6535
MV/LV Substation SH***172 |  | 10 kV | _ | LV | 400 kVA :Building Structure | 0.4 | --> | 0.4 | 0 | 0 | Constrained, otherwise capacity available =301 kVA | --> | 0.38 | 0 | 0.045 | 0.36 | 0 |  | --> | C11 ex CORBALLY | Corbally [T41,T42] | ARDNACRUSHA |  | 52.683 | -8.6082
MV/LV Substation TH***172Y |  | 10 kV | _ | LV | 200 kVA :Kiosk Substation | 0.2 | --> | 0.2 | 0 | 0 | Constrained, otherwise capacity available =177 kVA | --> | 0.19 | 0 | 0.02 | 0.178 | 0 |  | --> | C16 ex BALLINACURRA | Ballinacurra [T41,T42] | LIMERICK |  | 52.632 | -8.6372
MV/LV Substation MO***173 |  | 10 kV | _ | LV | 400 kVA :Building Structure | 0.4 | --> | 0.4 | 0 | 0 | Constrained, otherwise capacity available =308 kVA | --> | 0.38 | 0 | 0 | 0.392 | 0 |  | --> | C11 ex GARRYOWEN | Garryowen [T41,T42] | LIMERICK |  | 52.6514 | -8.5989
MV/LV Substation GA***174 |  | 10 kV | _ | LV | 400 kVA :Building Structure | 0.4 | --> | 0.4 | 0 | 0 | Constrained, otherwise capacity available =330 kVA | --> | 0.38 | 0 | 0 | 0.39 | 0 |  | --> | C20 ex GARRYOWEN | Garryowen [T41,T42] | LIMERICK |  | 52.6491 | -8.6003
MV/LV Substation AN***174Z |  | 20 kV | _ | LV | 400 kVA :Building Structure | 0.4 | --> | 0.4 | 0.275 | 6.81 |  | --> | 0.38 | 0 | 0.172 | 0.269 | 0 |  | --> | C06 ex AHANE | Ahane [T102] | AHANE |  | 52.6632 | -8.5093
MV/LV Substation CH***175 |  | 10 kV | _ | LV | 50 kVA :Pole Substation | 0.05 | --> | 0.05 | 0.049 | 13.8 |  | --> | 0.048 | 0 | 0 | 0.048 | 0 |  | --> | C18 ex SINGLAND | Singland [T101,T102] | SINGLAND |  | 52.6655 | -8.563
MV/LV Substation RE***175X |  | 10 kV | _ | LV | 50 kVA :Pole Substation | 0.05 | --> | 0.05 | 0 | 0 | Constrained, otherwise capacity available =42 kVA | --> | 0.048 | 0 | 0 | 0.048 | 0 |  | --> | C14 ex GARRYOWEN | Garryowen [T41,T42] | LIMERICK |  | 52.6669 | -8.6075
MV/LV Substation TH***175Y |  | 10 kV | _ | LV | 1000 kVA :Building Structure | 1 | --> | 1 | 0 | 0 | Constrained, otherwise capacity available =847 kVA | --> | 0.95 | 0 | 0 | 0.5 | 0 |  | --> | C11 ex BALLINACURRA | Ballinacurra [T41,T42] | LIMERICK |  | 52.66 | -8.637
MV/LV Substation EA***175Z |  | 10 kV | _ | LV | 400 kVA :Building Structure | 0.4 | --> | 0.4 | 0 | 0 | Constrained, otherwise capacity available =376 kVA | --> | 0.38 | 0 | 0 | 0.383 | 0 |  | --> | C22 ex GARRYOWEN | Garryowen [T41,T42] | LIMERICK |  | 52.6518 | -8.5873
MV/LV Substation I ***176 |  | 10 kV | _ | LV | 630 kVA :Building Structure | 0.63 | --> | 0.63 | 0 | 0 | Constrained, otherwise capacity available =629 kVA | --> | 0.598 | 0 | 0 | 0.5 | 0 |  | --> | C20 ex GARRYOWEN | Garryowen [T41,T42] | LIMERICK |  | 52.6481 | -8.613
MV/LV Substation EA***176Z |  | 10 kV | _ | LV | 400 kVA :Building Structure | 0.4 | --> | 0.4 | 0 | 0 | Constrained, otherwise capacity available =341 kVA | --> | 0.38 | 0 | 0.05 | 0.351 | 0 |  | --> | C22 ex GARRYOWEN | Garryowen [T41,T42] | LIMERICK |  | 52.6515 | -8.5856
MV/LV Substation EA***177Z |  | 10 kV | _ | LV | 400 kVA :Building Structure | 0.4 | --> | 0.4 | 0 | 0 | Constrained, otherwise capacity available =302 kVA | --> | 0.38 | 0 | 0.04 | 0.364 | 0 |  | --> | C22 ex GARRYOWEN | Garryowen [T41,T42] | LIMERICK |  | 52.6519 | -8.5845
MV/LV Substation JO***178 |  | 10 kV | _ | LV | 400 kVA :Building Structure | 0.4 | --> | 0.4 | 0 | 0 | Constrained, otherwise capacity available =319 kVA | --> | 0.38 | 0 | 0 | 0.391 | 0 |  | --> | C12 ex CORBALLY | Corbally [T41,T42] | ARDNACRUSHA |  | 52.6644 | -8.6211
MV/LV Substation FO***178Y |  | 10 kV | _ | LV | 400 kVA :Kiosk Substation | 0.4 | --> | 0.4 | 0 | 0 | Constrained, otherwise capacity available =319 kVA | --> | 0.38 | 0 | 0.011 | 0.383 | 0 |  | --> | C20 ex RAHEEN | Raheen [T41,T42] | LIMERICK |  | 52.6291 | -8.6453
MV/LV Substation EA***178Z |  | 10 kV | _ | LV | 400 kVA :Building Structure | 0.4 | --> | 0.4 | 0 | 0 | Constrained, otherwise capacity available =345 kVA | --> | 0.38 | 0 | 0.035 | 0.362 | 0 |  | --> | C22 ex GARRYOWEN | Garryowen [T41,T42] | LIMERICK |  | 52.654 | -8.5863
MV/LV Substation RO***179 |  | 10 kV | _ | LV | 400 kVA :Building Structure | 0.4 | --> | 0.4 | 0 | 0 | Constrained, otherwise capacity available =288 kVA | --> | 0.38 | 0 | 0.052 | 0.356 | 0 |  | --> | C18 ex CORBALLY | Corbally [T41,T42] | ARDNACRUSHA |  | 52.6761 | -8.6114
MV/LV Substation HE***180 |  | 10 kV | _ | LV | 400 kVA :Kiosk Substation | 0.4 | --> | 0.4 | 0 | 0 | Constrained, otherwise capacity available =119 kVA | --> | 0.38 | 0 | 0.02 | 0.402 | 0 |  | --> | C14 ex MOYLISH | Moylish [T41,T42] | ARDNACRUSHA |  | 52.6754 | -8.6366
MV/LV Substation TA***181 |  | 10 kV | _ | LV | 630 kVA :Building Structure | 0.63 | --> | 0.63 | 0 | 0 | Constrained, otherwise capacity available =565 kVA | --> | 0.598 | 0 | 0 | 0.5 | 0 |  | --> | C11 ex ROCHES STREET | Roches Street [T41,T42] | LIMERICK |  | 52.6608 | -8.6203
MV/LV Substation SE***182 |  | 10 kV | _ | LV | 200 kVA :Kiosk Substation | 0.2 | --> | 0.2 | 0 | 0 | Constrained, otherwise capacity available =123 kVA | --> | 0.19 | 0 | 0.005 | 0.197 | 0 |  | --> | C11 ex GARRYOWEN | Garryowen [T41,T42] | LIMERICK |  | 52.6529 | -8.6051
MV/LV Substation RO***182X |  | 10 kV | _ | LV | 50 kVA :Pole Substation | 0.05 | --> | 0.05 | 0 | 0 | Constrained, otherwise capacity available =24 kVA | --> | 0.048 | 0 | 0.01 | 0.044 | 0 |  | --> | C17 ex GILLOGUE | Gillogue [T41,T42] | ARDNACRUSHA |  | 52.6998 | -8.6013
MV/LV Substation PO***183 |  | 10 kV | _ | LV | 400 kVA :Kiosk Substation | 0.4 | --> | 0.4 | 0 | 0 | Constrained, otherwise capacity available =251 kVA | --> | 0.38 | 0 | 0.053 | 0.361 | 0 |  | --> | C12 ex CAHERDAVIN | Caherdavin [T41,T42] | ARDNACRUSHA |  | 52.6649 | -8.6485
MV/LV Substation HI***183Y |  | 10 kV | _ | LV | 200 kVA :Kiosk Substation | 0.2 | --> | 0.2 | 0.17 | 13.8 |  | --> | 0.19 | 0 | 0 | 0.194 | 0 |  | --> | C20 ex SINGLAND | Singland [T101,T102] | SINGLAND |  | 52.6618 | -8.5991
MV/LV Substation AR***184 |  | 10 kV | _ | LV | 630 kVA :Kiosk Substation | 0.63 | --> | 0.63 | 0 | 0 | Constrained, otherwise capacity available =483 kVA | --> | 0.598 | 0 | 0.018 | 0.5 | 0 |  | --> | C14 ex CAHERDAVIN | Caherdavin [T41,T42] | ARDNACRUSHA |  | 52.6675 | -8.6491
MV/LV Substation EN***185Z |  | 10 kV | _ | LV | 630 kVA :Building Structure | 0.63 | --> | 0.63 | 0 | 0 | Constrained, otherwise capacity available =540 kVA | --> | 0.598 | 0 | 0 | 0.5 | 0 |  | --> | C12 ex CAHERDAVIN | Caherdavin [T41,T42] | ARDNACRUSHA |  | 52.668 | -8.6605
MV/LV Substation GO***186 |  | 10 kV | _ | LV | 400 kVA :Building Structure | 0.4 | --> | 0.4 | 0 | 0 | Constrained, otherwise capacity available =282 kVA | --> | 0.38 | 0 | 0.034 | 0.371 | 0 |  | --> | C14 ex RAHEEN | Raheen [T41,T42] | LIMERICK |  | 52.6378 | -8.6564
MV/LV Substation CA***187 |  | 10 kV | _ | LV | 400 kVA :Building Structure | 0.4 | --> | 0.4 | 0 | 0 | Constrained, otherwise capacity available =162 kVA | --> | 0.38 | 0 | 0.095 | 0.341 | 0 |  | --> | C18 ex CAHERDAVIN | Caherdavin [T41,T42] | ARDNACRUSHA |  | 52.671 | -8.666
MV/LV Substation NE***187Y |  | 20 kV | _ | LV | 400 kVA :Kiosk Substation | 0.4 | --> | 0.4 | 0.307 | 6.81 |  | --> | 0.38 | 0 | 0.048 | 0.357 | 0 |  | --> | C03 ex AHANE | Ahane [T102] | AHANE |  | 52.6614 | -8.5354
MV/LV Substation BR***187Z |  | 10 kV | _ | LV | 400 kVA :Kiosk Substation | 0.4 | --> | 0.4 | 0 | 0 | Constrained, otherwise capacity available =350 kVA | --> | 0.38 | 0 | 0.01 | 0.379 | 0 |  | --> | C16 ex GILLOGUE | Gillogue [T41,T42] | ARDNACRUSHA |  | 52.6785 | -8.6
MV/LV Substation OL***188 |  | 10 kV | _ | LV | 1000 kVA :Kiosk Substation | 1 | --> | 1 | 0 | 0 | Constrained, otherwise capacity available =776 kVA | --> | 0.95 | 0 | 0 | 0.5 | 0 |  | --> | C13 ex ROCHES STREET | Roches Street [T41,T42] | LIMERICK |  | 52.6615 | -8.6207
MV/LV Substation LO***188Z |  | 10 kV | _ | LV | 630 kVA :Building Structure | 0.63 | --> | 0.63 | 0 | 0 | Constrained, otherwise capacity available =496 kVA | --> | 0.598 | 0 | 0 | 0.5 | 0 |  | --> | C18 ex BALLINACURRA | Ballinacurra [T41,T42] | LIMERICK |  | 52.6571 | -8.6269
MV/LV Substation TH***189 |  | 10 kV | _ | LV | 200 kVA :Building Structure | 0.2 | --> | 0.2 | 0 | 0 | Constrained, otherwise capacity available =176 kVA | --> | 0.19 | 0 | 0.005 | 0.19 | 0 |  | --> | C11 ex BALLINACURRA | Ballinacurra [T41,T42] | LIMERICK |  | 52.6596 | -8.6387
MV/LV Substation SP***189Y |  | 10 kV | _ | LV | 400 kVA :Kiosk Substation | 0.4 | --> | 0.4 | 0 | 0 | Constrained, otherwise capacity available =330 kVA | --> | 0.38 | 0 | 0.06 | 0.345 | 0 |  | --> | C18 ex CORBALLY | Corbally [T41,T42] | ARDNACRUSHA |  | 52.6848 | -8.6175
MV/LV Substation OM***190 |  | 10 kV | _ | LV | 200 kVA :Building Structure | 0.2 | --> | 0.2 | 0 | 0 | Constrained, otherwise capacity available =143 kVA | --> | 0.19 | 0 | 0 | 0.198 | 0 |  | --> | C20 ex GARRYOWEN | Garryowen [T41,T42] | LIMERICK |  | 52.6464 | -8.6072
MV/LV Substation RA***192 |  | 10 kV | _ | LV | 400 kVA :Kiosk Substation | 0.4 | --> | 0.4 | 0 | 0 | Constrained, otherwise capacity available =257 kVA | --> | 0.38 | 0 | 0.036 | 0.372 | 0 |  | --> | C19 ex RAHEEN | Raheen [T41,T42] | LIMERICK |  | 52.6312 | -8.657
MV/LV Substation SA***193 |  | 10 kV | _ | LV | 400 kVA :Building Structure | 0.4 | --> | 0.4 | 0 | 0 | Constrained, otherwise capacity available =307 kVA | --> | 0.38 | 0 | 0 | 0.392 | 0 |  | --> | C18 ex BALLINACURRA | Ballinacurra [T41,T42] | LIMERICK |  | 52.6546 | -8.6284
MV/LV Substation OM***194 |  | 10 kV | _ | LV | 200 kVA :Building Structure | 0.2 | --> | 0.2 | 0 | 0 | Constrained, otherwise capacity available =169 kVA | --> | 0.19 | 0 | 0 | 0.194 | 0 |  | --> | C20 ex GARRYOWEN | Garryowen [T41,T42] | LIMERICK |  | 52.6471 | -8.6055
MV/LV Substation BA***194Y |  | 10 kV | _ | LV | 200 kVA :Kiosk Substation | 0.2 | --> | 0.2 | 0 | 0 | Constrained, otherwise capacity available =124 kVA | --> | 0.19 | 0 | 0.076 | 0.144 | 0 |  | --> | C13 ex DOCK ROAD | Dock Road [T41,T42] | LIMERICK |  | 52.6371 | -8.6663
MV/LV Substation OM***195 |  | 10 kV | _ | LV | 200 kVA :Building Structure | 0.2 | --> | 0.2 | 0 | 0 | Constrained, otherwise capacity available =176 kVA | --> | 0.19 | 0 | 0 | 0.193 | 0 |  | --> | C20 ex GARRYOWEN | Garryowen [T41,T42] | LIMERICK |  | 52.6478 | -8.6033
MV/LV Substation AS***196 |  | 10 kV | _ | LV | 400 kVA :Kiosk Substation | 0.4 | --> | 0.4 | 0 | 0 | Constrained, otherwise capacity available =279 kVA | --> | 0.38 | 0 | 0.099 | 0.323 | 0 |  | --> | C12 ex CAHERDAVIN | Caherdavin [T41,T42] | ARDNACRUSHA |  | 52.6668 | -8.6572
MV/LV Substation SU***198 |  | 10 kV | _ | LV | 400 kVA :Kiosk Substation | 0.4 | --> | 0.4 | 0 | 0 | Constrained, otherwise capacity available =222 kVA | --> | 0.38 | 0 | 0.07 | 0.352 | 0 |  | --> | C12 ex CAHERDAVIN | Caherdavin [T41,T42] | ARDNACRUSHA |  | 52.664 | -8.6532
MV/LV Substation RO***198Y |  | 10 kV | _ | LV | 400 kVA :Kiosk Substation | 0.4 | --> | 0.4 | 0 | 0 | Constrained, otherwise capacity available =276 kVA | --> | 0.38 | 0 | 0.059 | 0.353 | 0 |  | --> | C20 ex RAHEEN | Raheen [T41,T42] | LIMERICK |  | 52.6252 | -8.6462
MV/LV Substation ER***198Z |  | 10 kV | _ | LV | 1000 kVA :Building Structure | 1 | --> | 1 | 0 | 0 | Constrained, otherwise capacity available =871 kVA | --> | 0.95 | 0 | 0 | 0.5 | 0 |  | --> | C18 ex ROCHES STREET | Roches Street [T41,T42] | LIMERICK |  | 52.6623 | -8.6258
MV/LV Substation HY***199 |  | 10 kV | _ | LV | 400 kVA :Kiosk Substation | 0.4 | --> | 0.4 | 0 | 0 | Constrained, otherwise capacity available =215 kVA | --> | 0.38 | 0 | 0.004 | 0.402 | 0 |  | --> | C13 ex GARRYOWEN | Garryowen [T41,T42] | LIMERICK |  | 52.6563 | -8.6251
MV/LV Substation LA***200 |  | 10 kV | _ | LV | 400 kVA :Kiosk Substation | 0.4 | --> | 0.4 | 0 | 0 | Constrained, otherwise capacity available =275 kVA | --> | 0.38 | 0 | 0.046 | 0.363 | 0 |  | --> | C17 ex CAHERDAVIN | Caherdavin [T41,T42] | ARDNACRUSHA |  | 52.6679 | -8.6363
MV/LV Substation FO***201Z |  | 10 kV | _ | LV | 400 kVA :Building Structure | 0.4 | --> | 0.4 | 0 | 0 | Constrained, otherwise capacity available =345 kVA | --> | 0.38 | 0 | 0 | 0.387 | 0 |  | --> | C16 ex RAHEEN | Raheen [T41,T42] | LIMERICK |  | 52.6174 | -8.6526
MV/LV Substation FU***202 |  | 10 kV | _ | LV | 400 kVA :Building Structure | 0.4 | --> | 0.4 | 0 | 0 | Constrained, otherwise capacity available =364 kVA | --> | 0.38 | 0 | 0 | 0.385 | 0 |  | --> | C20 ex GARRYOWEN | Garryowen [T41,T42] | LIMERICK |  | 52.6489 | -8.6098
MV/LV Substation LO***202Y |  | 10 kV | _ | LV | 50 kVA :Pole Substation | 0.05 | --> | 0.05 | 0 | 0 | Constrained, otherwise capacity available =44 kVA | --> | 0.048 | 0 | 0 | 0.048 | 0 |  | --> | C14 ex MOYLISH | Moylish [T41,T42] | ARDNACRUSHA |  | 52.6797 | -8.636
MV/LV Substation DO***204X |  | 20 kV | _ | LV | 50 kVA :Pole Substation | 0.05 | --> | 0.05 | 0 | 0 | Constrained, otherwise capacity available =48 kVA | --> | 0.048 | 0 | 0 | 0.048 | 0 |  | --> | C17 ex GILLOGUE | Gillogue [T41,T42] | ARDNACRUSHA |  | 52.7052 | -8.5264
MV/LV Substation LO***205Z |  | 10 kV | _ | LV | 400 kVA :Kiosk Substation | 0.4 | --> | 0.4 | 0 | 0 | Constrained, otherwise capacity available =364 kVA | --> | 0.38 | 0 | 0.014 | 0.374 | 0 |  | --> | C20 ex DOCK ROAD | Dock Road [T41,T42] | LIMERICK |  | 52.6457 | -8.6483
MV/LV Substation CU***207Y |  | 10 kV | _ | LV | 200 kVA :Kiosk Substation | 0.2 | --> | 0.2 | 0 | 0 | Constrained, otherwise capacity available =165 kVA | --> | 0.19 | 0 | 0.014 | 0.184 | 0 |  | --> | C11 ex CORBALLY | Corbally [T41,T42] | ARDNACRUSHA |  | 52.6729 | -8.6124
MV/LV Substation MO***208 |  | 10 kV | _ | LV | 400 kVA :Kiosk Substation | 0.4 | --> | 0.4 | 0 | 0 | Constrained, otherwise capacity available =400 kVA | --> | 0.38 | 0 | 0 | 0.38 | 0 |  | --> | C14 ex MOYLISH | Moylish [T41,T42] | ARDNACRUSHA |  | 52.6775 | -8.6431
MV/LV Substation SH***208Y |  | 20 kV | _ | LV | 200 kVA :Pole Substation | 0.2 | --> | 0.2 | 0.2 | 13.8 |  | --> | 0.19 | 0 | 0 | 0.19 | 0 |  | --> | C14 ex SINGLAND | Singland [T101,T102] | SINGLAND |  | 52.6182 | -8.5722
MV/LV Substation WI***209Y |  | 10 kV | _ | LV | 400 kVA :Kiosk Substation | 0.4 | --> | 0.4 | 0 | 0 | Constrained, otherwise capacity available =331 kVA | --> | 0.38 | 0 | 0.012 | 0.38 | 0 |  | --> | C20 ex GARRYOWEN | Garryowen [T41,T42] | LIMERICK |  | 52.6455 | -8.5907
MV/LV Substation CH***210Y |  | 10 kV | _ | LV | 400 kVA :Kiosk Substation | 0.4 | --> | 0.4 | 0.305 | 13.8 |  | --> | 0.38 | 0 | 0.02 | 0.378 | 0 |  | --> | C20 ex SINGLAND | Singland [T101,T102] | SINGLAND |  | 52.6604 | -8.6039
MV/LV Substation ST***210Z |  | 10 kV | _ | LV | 200 kVA :Kiosk Substation | 0.2 | --> | 0.2 | 0 | 0 | Constrained, otherwise capacity available =190 kVA | --> | 0.19 | 0 | 0 | 0.191 | 0 |  | --> | C17 ex CAHERDAVIN | Caherdavin [T41,T42] | ARDNACRUSHA |  | 52.6669 | -8.6339
MV/LV Substation HA***212 |  | 10 kV | _ | LV | 400 kVA :Kiosk Substation | 0.4 | --> | 0.4 | 0 | 0 | Constrained, otherwise capacity available =246 kVA | --> | 0.38 | 0 | 0.043 | 0.369 | 0 |  | --> | C14 ex CAHERDAVIN | Caherdavin [T41,T42] | ARDNACRUSHA |  | 52.667 | -8.6471
MV/LV Substation TH***212Y |  | 10 kV | _ | LV | 400 kVA :Kiosk Substation | 0.4 | --> | 0.4 | 0 | 0 | Constrained, otherwise capacity available =266 kVA | --> | 0.38 | 0 | 0.103 | 0.322 | 0 |  | --> | C13 ex DOCK ROAD | Dock Road [T41,T42] | LIMERICK |  | 52.6297 | -8.6664
MV/LV Substation WO***213 |  | 10 kV | _ | LV | 400 kVA :Kiosk Substation | 0.4 | --> | 0.4 | 0 | 0 | Constrained, otherwise capacity available =209 kVA | --> | 0.38 | 0 | 0.04 | 0.376 | 0 |  | --> | C13 ex MOYLISH | Moylish [T41,T42] | ARDNACRUSHA |  | 52.6772 | -8.6532
MV/LV Substation BA***213X |  | 20 kV | _ | LV | 50 kVA :Pole Substation | 0.05 | --> | 0.05 | 0 | 0 | Constrained, otherwise capacity available =32 kVA | --> | 0.048 | 0 | 0.018 | 0.037 | 0 |  | --> | C11 ex RAHEEN | Raheen [T41,T42] | LIMERICK |  | 52.6428 | -8.7213
MV/LV Substation BE***214 |  | 10 kV | _ | LV | 400 kVA :Kiosk Substation | 0.4 | --> | 0.4 | 0.243 | 13.8 |  | --> | 0.38 | 0 | 0.062 | 0.355 | 0 |  | --> | C19 ex SINGLAND | Singland [T101,T102] | SINGLAND |  | 52.6619 | -8.5716
MV/LV Substation AR***214X |  | 10 kV | _ | LV | 50 kVA :Pole Substation | 0.05 | --> | 0.05 | 0 | 0 | Constrained, otherwise capacity available =50 kVA | --> | 0.048 | 0 | 0 | 0.048 | 0 |  | --> | C17 ex GILLOGUE | Gillogue [T41,T42] | ARDNACRUSHA |  | 52.7063 | -8.6134
MV/LV Substation WO***215 |  | 10 kV | _ | LV | 630 kVA :Kiosk Substation | 0.63 | --> | 0.63 | 0 | 0 | Constrained, otherwise capacity available =454 kVA | --> | 0.598 | 0 | 0.073 | 0.5 | 0 |  | --> | C13 ex GARRYOWEN | Garryowen [T41,T42] | LIMERICK |  | 52.6539 | -8.6016
MV/LV Substation CO***216 |  | 10 kV | _ | LV | 400 kVA :Kiosk Substation | 0.4 | --> | 0.4 | 0 | 0 | Constrained, otherwise capacity available =324 kVA | --> | 0.38 | 0 | 0.028 | 0.37 | 0 |  | --> | C13 ex MOYLISH | Moylish [T41,T42] | ARDNACRUSHA |  | 52.6741 | -8.6494
MV/LV Substation KI***216Y |  | 10 kV | _ | LV | 400 kVA :Kiosk Substation | 0.4 | --> | 0.4 | 0 | 0 | Constrained, otherwise capacity available =264 kVA | --> | 0.38 | 0 | 0.044 | 0.366 | 0 |  | --> | C16 ex BALLINACURRA | Ballinacurra [T41,T42] | LIMERICK |  | 52.6376 | -8.6422
MV/LV Substation ST***217X |  | 10 kV | _ | LV | 50 kVA :Pole Substation | 0.05 | --> | 0.05 | 0 | 0 | Constrained, otherwise capacity available =33 kVA | --> | 0.048 | 0 | 0.005 | 0.046 | 0 |  | --> | C17 ex GILLOGUE | Gillogue [T41,T42] | ARDNACRUSHA |  | 52.7076 | -8.6192
MV/LV Substation CL***217Z |  | 10 kV | _ | LV | 400 kVA :Building Structure | 0.4 | --> | 0.4 | 0 | 0 | Constrained, otherwise capacity available =340 kVA | --> | 0.38 | 0 | 0.05 | 0.351 | 0 |  | --> | C14 ex DOCK ROAD | Dock Road [T41,T42] | LIMERICK |  | 52.6697 | -8.6993
MV/LV Substation WO***218 |  | 10 kV | _ | LV | 400 kVA :Kiosk Substation | 0.4 | --> | 0.4 | 0 | 0 | Constrained, otherwise capacity available =280 kVA | --> | 0.38 | 0 | 0.028 | 0.375 | 0 |  | --> | C13 ex CAHERDAVIN | Caherdavin [T41,T42] | ARDNACRUSHA |  | 52.6753 | -8.6628
MV/LV Substation OA***218X |  | 20 kV | _ | LV | 50 kVA :Pole Substation | 0.05 | --> | 0.05 | 0 | 0 | Constrained, otherwise capacity available =48 kVA | --> | 0.048 | 0 | 0 | 0.048 | 0 |  | --> | C17 ex GILLOGUE | Gillogue [T41,T42] | ARDNACRUSHA |  | 52.7193 | -8.5681
MV/LV Substation GR***218Y |  | 10 kV | _ | LV | 400 kVA :Building Structure | 0.4 | --> | 0.4 | 0 | 0 | Constrained, otherwise capacity available =400 kVA | --> | 0.38 | 0 | 0 | 0.38 | 0 |  | --> | C16 ex RAHEEN | Raheen [T41,T42] | LIMERICK |  | 52.6186 | -8.6515
MV/LV Substation CL***218Z |  | 10 kV | _ | LV | 400 kVA :Kiosk Substation | 0.4 | --> | 0.4 | 0 | 0 | Constrained, otherwise capacity available =383 kVA | --> | 0.38 | 0 | 0.05 | 0.345 | 0 |  | --> | C18 ex CAHERDAVIN | Caherdavin [T41,T42] | ARDNACRUSHA |  | 52.6624 | -8.6785
MV/LV Substation WA***219 |  | 10 kV | _ | LV | 400 kVA :Kiosk Substation | 0.4 | --> | 0.4 | 0 | 0 | Constrained, otherwise capacity available =246 kVA | --> | 0.38 | 0 | 0.023 | 0.383 | 0 |  | --> | C13 ex CAHERDAVIN | Caherdavin [T41,T42] | ARDNACRUSHA |  | 52.6769 | -8.6603
MV/LV Substation CO***219Y |  | 10 kV | _ | LV | 200 kVA :Kiosk Substation | 0.2 | --> | 0.2 | 0 | 0 | Constrained, otherwise capacity available =200 kVA | --> | 0.19 | 0 | 0 | 0.19 | 0 |  | --> | C20 ex RAHEEN | Raheen [T41,T42] | LIMERICK |  | 52.6301 | -8.6386
MV/LV Substation KY***219Z |  | 10 kV | _ | LV | 400 kVA :Kiosk Substation | 0.4 | --> | 0.4 | 0 | 0 | Constrained, otherwise capacity available =332 kVA | --> | 0.38 | 0 | 0.018 | 0.376 | 0 |  | --> | C21 ex CASTLETROY | Castletroy [T41,T42] | ARDNACRUSHA |  | 52.653 | -8.5572
MV/LV Substation CA***220 |  | 10 kV | _ | LV | 400 kVA :Kiosk Substation | 0.4 | --> | 0.4 | 0 | 0 | Constrained, otherwise capacity available =233 kVA | --> | 0.38 | 0 | 0.003 | 0.4 | 0 |  | --> | C20 ex GARRYOWEN | Garryowen [T41,T42] | LIMERICK |  | 52.6438 | -8.6183
MV/LV Substation CA***220Z |  | 10 kV | _ | LV | 630 kVA :Kiosk Substation | 0.63 | --> | 0.63 | 0.5 | 13.8 |  | --> | 0.598 | 0 | 0.05 | 0.5 | 0 |  | --> | C18 ex SINGLAND | Singland [T101,T102] | SINGLAND |  | 52.6656 | -8.5793
MV/LV Substation GL***221 |  | 10 kV | _ | LV | 630 kVA :Building Structure | 0.63 | --> | 0.63 | 0 | 0 | Constrained, otherwise capacity available =366 kVA | --> | 0.598 | 0 | 0 | 0.5 | 0 |  | --> | C16 ex ROCHES STREET | Roches Street [T41,T42] | LIMERICK |  | 52.6607 | -8.6276
MV/LV Substation EV***221Z |  | 10 kV | _ | LV | 630 kVA :Kiosk Substation | 0.63 | --> | 0.63 | 0.479 | 13.8 |  | --> | 0.598 | 0 | 0.04 | 0.5 | 0 |  | --> | C20 ex SINGLAND | Singland [T101,T102] | SINGLAND |  | 52.6507 | -8.5617
MV/LV Substation FO***222 |  | 10 kV | _ | LV | 400 kVA :Building Structure | 0.4 | --> | 0.4 | 0 | 0 | Constrained, otherwise capacity available =282 kVA | --> | 0.38 | 0 | 0.024 | 0.378 | 0 |  | --> | C15 ex BALLINACURRA | Ballinacurra [T41,T42] | LIMERICK |  | 52.646 | -8.6349
MV/LV Substation CA***222Z |  | 20 kV | _ | LV | 200 kVA :Kiosk Substation | 0.2 | --> | 0.2 | 0.152 | 13.8 |  | --> | 0.19 | 0 | 0.008 | 0.19 | 0 |  | --> | C14 ex SINGLAND | Singland [T101,T102] | SINGLAND |  | 52.6483 | -8.5641
MV/LV Substation BA***223 |  | 10 kV | _ | LV | 400 kVA :Kiosk Substation | 0.4 | --> | 0.4 | 0 | 0 | Constrained, otherwise capacity available =329 kVA | --> | 0.38 | 0 | 0 | 0.39 | 0 |  | --> | C11 ex MOYLISH | Moylish [T41,T42] | ARDNACRUSHA |  | 52.6799 | -8.6548
MV/LV Substation CE***224 |  | 10 kV | _ | LV | 400 kVA :Building Structure | 0.4 | --> | 0.4 | 0 | 0 | Constrained, otherwise capacity available =142 kVA | --> | 0.38 | 0 | 0 | 0.414 | 0 |  | --> | C20 ex ROCHES STREET | Roches Street [T41,T42] | LIMERICK |  | 52.6624 | -8.6294
MV/LV Substation PL***224X |  | 10 kV | _ | LV | 400 kVA :Kiosk Substation | 0.4 | --> | 0.4 | 0.247 | 13.8 |  | --> | 0.38 | 0 | 0.011 | 0.392 | 0 |  | --> | C18 ex SINGLAND | Singland [T101,T102] | SINGLAND |  | 52.6671 | -8.5732
MV/LV Substation WE***225 |  | 10 kV | _ | LV | 100 kVA :Pole Substation | 0.1 | --> | 0.1 | 0 | 0 | Constrained, otherwise capacity available =75 kVA | --> | 0.095 | 0 | 0.004 | 0.095 | 0 |  | --> | C12 ex CAHERDAVIN | Caherdavin [T41,T42] | ARDNACRUSHA |  | 52.6628 | -8.6472
MV/LV Substation CL***225X |  | 10 kV | _ | LV | 50 kVA :Pole Substation | 0.05 | --> | 0.05 | 0 | 0 | Constrained, otherwise capacity available =40 kVA | --> | 0.048 | 0 | 0 | 0.049 | 0 |  | --> | C18 ex CAHERDAVIN | Caherdavin [T41,T42] | ARDNACRUSHA |  | 52.664 | -8.6687
MV/LV Substation EN***225Y |  | 10 kV | _ | LV | 400 kVA :Kiosk Substation | 0.4 | --> | 0.4 | 0 | 0 | Constrained, otherwise capacity available =347 kVA | --> | 0.38 | 0 | 0.017 | 0.375 | 0 |  | --> | C13 ex DOCK ROAD | Dock Road [T41,T42] | LIMERICK |  | 52.6353 | -8.6737
MV/LV Substation PE***226 |  | 10 kV | _ | LV | 400 kVA :Kiosk Substation | 0.4 | --> | 0.4 | 0 | 0 | Constrained, otherwise capacity available =243 kVA | --> | 0.38 | 0 | 0.023 | 0.384 | 0 |  | --> | C17 ex GARRYOWEN | Garryowen [T41,T42] | LIMERICK |  | 52.664 | -8.614
MV/LV Substation UL***226Z |  | 10 kV | _ | LV | 400 kVA :Kiosk Substation | 0.4 | --> | 0.4 | 0.375 | 13.8 |  | --> | 0.38 | 0 | 0 | 0.383 | 0 |  | --> | C17 ex SINGLAND | Singland [T101,T102] | SINGLAND |  | 52.6757 | -8.5819
MV/LV Substation HE***227X |  | 10 kV | _ | LV | 630 kVA :Building Structure | 0.63 | --> | 0.63 | 0.5 | 13.8 |  | --> | 0.598 | 0 | 0 | 0.5 | 0 |  | --> | C21 ex SINGLAND | Singland [T101,T102] | SINGLAND |  | 52.6529 | -8.5927
MV/LV Substation KI***227Y |  | 10 kV | _ | LV | 400 kVA :Building Structure | 0.4 | --> | 0.4 | 0 | 0 | Constrained, otherwise capacity available =350 kVA | --> | 0.38 | 0 | 0 | 0.387 | 0 |  | --> | C12 ex ROCHES STREET | Roches Street [T41,T42] | LIMERICK |  | 52.6631 | -8.6212
MV/LV Substation PR***228 |  | 10 kV | _ | LV | 400 kVA :Kiosk Substation | 0.4 | --> | 0.4 | 0 | 0 | Constrained, otherwise capacity available =283 kVA | --> | 0.38 | 0 | 0.042 | 0.364 | 0 |  | --> | C22 ex ROCHES STREET | Roches Street [T41,T42] | LIMERICK |  | 52.6679 | -8.6283
MV/LV Substation PA***228Z |  | 10 kV | _ | LV | 200 kVA :Kiosk Substation | 0.2 | --> | 0.2 | 0.153 | 13.8 |  | --> | 0.19 | 0 | 0 | 0.196 | 0 |  | --> | C13 ex SINGLAND | Singland [T101,T102] | SINGLAND |  | 52.6648 | -8.602
MV/LV Substation ST***229 |  | 10 kV | _ | LV | 400 kVA :Building Structure | 0.4 | --> | 0.4 | 0 | 0 | Constrained, otherwise capacity available =279 kVA | --> | 0.38 | 0 | 0 | 0.396 | 0 |  | --> | C13 ex GARRYOWEN | Garryowen [T41,T42] | LIMERICK |  | 52.6571 | -8.6141
MV/LV Substation TE***229X |  | 20 kV | _ | LV | 50 kVA :Pole Substation | 0.05 | --> | 0.05 | 0 | 0 | Constrained, otherwise capacity available =35 kVA | --> | 0.048 | 0 | 0.005 | 0.046 | 0 |  | --> | C11 ex RAHEEN | Raheen [T41,T42] | LIMERICK |  | 52.6432 | -8.7283
MV/LV Substation CL***229Y |  | 10 kV | _ | LV | 400 kVA :Building Structure | 0.4 | --> | 0.4 | 0 | 0 | Constrained, otherwise capacity available =400 kVA | --> | 0.38 | 0 | 0 | 0.38 | 0 |  | --> | C17 ex GARRYOWEN | Garryowen [T41,T42] | LIMERICK |  | 52.6645 | -8.6126
MV/LV Substation E ***230 |  | 10 kV | _ | LV | 400 kVA :Kiosk Substation | 0.4 | --> | 0.4 | 0 | 0 | Constrained, otherwise capacity available =276 kVA | --> | 0.38 | 0 | 0.011 | 0.388 | 0 |  | --> | C18 ex BALLINACURRA | Ballinacurra [T41,T42] | LIMERICK |  | 52.6507 | -8.6335
MV/LV Substation CA***231 |  | 10 kV | _ | LV | 200 kVA :Kiosk Substation | 0.2 | --> | 0.2 | 0.12 | 13.8 |  | --> | 0.19 | 0 | 0.017 | 0.188 | 0 |  | --> | C18 ex SINGLAND | Singland [T101,T102] | SINGLAND |  | 52.6651 | -8.5667
MV/LV Substation CH***231X |  | 10 kV | _ | LV | 400 kVA :Building Structure | 0.4 | --> | 0.4 | 0 | 0 | Constrained, otherwise capacity available =156 kVA | --> | 0.38 | 0 | 0 | 0.412 | 0 |  | --> | C16 ex CORBALLY | Corbally [T41,T42] | ARDNACRUSHA |  | 52.6659 | -8.6221
MV/LV Substation AN***231Y |  | 10 kV | _ | LV | 200 kVA :Kiosk Substation | 0.2 | --> | 0.2 | 0 | 0 | Constrained, otherwise capacity available =152 kVA | --> | 0.19 | 0 | 0 | 0.196 | 0 |  | --> | C19 ex RAHEEN | Raheen [T41,T42] | LIMERICK |  | 52.6282 | -8.6586
MV/LV Substation CO***231Z |  | 10 kV | _ | LV | 400 kVA :Kiosk Substation | 0.4 | --> | 0.4 | 0 | 0 | Constrained, otherwise capacity available =400 kVA | --> | 0.38 | 0 | 0 | 0.38 | 0 |  | --> | C20 ex CAHERDAVIN | Caherdavin [T41,T42] | ARDNACRUSHA |  | 52.6771 | -8.6753
MV/LV Substation MA***232 |  | 10 kV | _ | LV | 400 kVA :Kiosk Substation | 0.4 | --> | 0.4 | 0 | 0 | Constrained, otherwise capacity available =275 kVA | --> | 0.38 | 0 | 0.045 | 0.363 | 0 |  | --> | C19 ex CAHERDAVIN | Caherdavin [T41,T42] | ARDNACRUSHA |  | 52.6718 | -8.6431
MV/LV Substation SM***232Y |  | 20 kV | _ | LV | 200 kVA :Pole Substation | 0.2 | --> | 0.2 | 0 | 0 | Constrained, otherwise capacity available =165 kVA | --> | 0.19 | 0 | 0 | 0.195 | 0 |  | --> | E21 ex CRATLOE | Cratloe [T421,T422] | ARDNACRUSHA |  | 52.7322 | -8.7723
MV/LV Substation CO***232Z |  | 10 kV | _ | LV | 1000 kVA :Building Structure | 1 | --> | 1 | 0 | 0 | Constrained, otherwise capacity available =986 kVA | --> | 0.95 | 0 | 0 | 0.5 | 0 |  | --> | C20 ex CAHERDAVIN | Caherdavin [T41,T42] | ARDNACRUSHA |  | 52.6763 | -8.6769
MV/LV Substation AN***233 |  | 10 kV | _ | LV | 400 kVA :Building Structure | 0.4 | --> | 0.4 | 0 | 0 | Constrained, otherwise capacity available =354 kVA | --> | 0.38 | 0 | 0 | 0.386 | 0 |  | --> | C11 ex DOCK ROAD | Dock Road [T41,T42] | LIMERICK |  | 52.654 | -8.6576
MV/LV Substation AL***235Z |  | 10 kV | _ | LV | 100 kVA :Pole Substation | 0.1 | --> | 0.1 | 0 | 0 | Constrained, otherwise capacity available =70 kVA | --> | 0.095 | 0 | 0 | 0.099 | 0 |  | --> | C17 ex GILLOGUE | Gillogue [T41,T42] | ARDNACRUSHA |  | 52.6948 | -8.5965
MV/LV Substation CL***236Y |  | 20 kV | _ | LV | 100 kVA :Pole Substation | 0.1 | --> | 0.1 | 0.1 | 6.81 |  | --> | 0.095 | 0 | 0 | 0.095 | 0 |  | --> | C06 ex AHANE | Ahane [T102] | AHANE |  | 52.6758 | -8.5292
MV/LV Substation BA***236Z |  | 10 kV | _ | LV | 630 kVA :Building Structure | 0.63 | --> | 0.63 | 0 | 0 | Constrained, otherwise capacity available =519 kVA | --> | 0.598 | 0 | 0.045 | 0.5 | 0 |  | --> | C16 ex RAHEEN | Raheen [T41,T42] | LIMERICK |  | 52.6153 | -8.6597
MV/LV Substation SA***237Y |  | 20 kV | _ | LV | 630 kVA :Kiosk Substation | 0.63 | --> | 0.63 | 0.5 | 6.81 |  | --> | 0.598 | 0 | 0.03 | 0.5 | 0 |  | --> | C03 ex AHANE | Ahane [T102] | AHANE |  | 52.6673 | -8.5294
MV/LV Substation HY***239 |  | 10 kV | _ | LV | 400 kVA :Kiosk Substation | 0.4 | --> | 0.4 | 0 | 0 | Constrained, otherwise capacity available =282 kVA | --> | 0.38 | 0 | 0.014 | 0.385 | 0 |  | --> | C11 ex GARRYOWEN | Garryowen [T41,T42] | LIMERICK |  | 52.6486 | -8.6297
MV/LV Substation CU***239Y |  | 10 kV | _ | LV | 400 kVA :Kiosk Substation | 0.4 | --> | 0.4 | 0.301 | 13.8 |  | --> | 0.38 | 0 | 0.022 | 0.377 | 0 |  | --> | C19 ex SINGLAND | Singland [T101,T102] | SINGLAND |  | 52.6646 | -8.5775
MV/LV Substation WE***240X |  | 10 kV | _ | LV | 400 kVA :Kiosk Substation | 0.4 | --> | 0.4 | 0 | 0 | Constrained, otherwise capacity available =108 kVA | --> | 0.38 | 0 | 0.033 | 0.394 | 0 |  | --> | C16 ex GILLOGUE | Gillogue [T41,T42] | ARDNACRUSHA |  | 52.6832 | -8.6024
MV/LV Substation DR***241Y |  | 10 kV | _ | LV | 400 kVA :Kiosk Substation | 0.4 | --> | 0.4 | 0.185 | 13.8 |  | --> | 0.38 | 0 | 0.063 | 0.362 | 0 |  | --> | C13 ex SINGLAND | Singland [T101,T102] | SINGLAND |  | 52.6672 | -8.5973
MV/LV Substation CO***242 |  | 10 kV | _ | LV | 200 kVA :Kiosk Substation | 0.2 | --> | 0.2 | 0 | 0 | Constrained, otherwise capacity available =102 kVA | --> | 0.19 | 0 | 0.051 | 0.165 | 0 |  | --> | C16 ex GILLOGUE | Gillogue [T41,T42] | ARDNACRUSHA |  | 52.685 | -8.6042
MV/LV Substation S.***242Y |  | 20 kV | _ | LV | 400 kVA :Building Structure | 0.4 | --> | 0.4 | 0 | 0 | Constrained, otherwise capacity available =400 kVA | --> | 0.38 | 0 | 0 | 0.38 | 0 |  | --> | E12 ex DRUMLINE | Drumline [T421,T422] | DRUMLINE |  | 52.7206 | -8.8622
MV/LV Substation BA***242Z |  | 20 kV | _ | LV | 50 kVA :Pole Substation | 0.05 | --> | 0.05 | 0 | 0 | Constrained, otherwise capacity available =37 kVA | --> | 0.048 | 0 | 0.015 | 0.038 | 0 |  | --> | E18 ex CRATLOE | Cratloe [T421,T422] | ARDNACRUSHA |  | 52.6904 | -8.7713
MV/LV Substation NE***243 |  | 10 kV | _ | LV | 400 kVA :Building Structure | 0.4 | --> | 0.4 | 0 | 0 | Constrained, otherwise capacity available =195 kVA | --> | 0.38 | 0 | 0 | 0.407 | 0 |  | --> | C20 ex ROCHES STREET | Roches Street [T41,T42] | LIMERICK |  | 52.6615 | -8.6324
MV/LV Substation FI***243Y |  | 10 kV | _ | LV | 200 kVA :Pole Substation | 0.2 | --> | 0.2 | 0 | 0 | Constrained, otherwise capacity available =154 kVA | --> | 0.19 | 0 | 0.021 | 0.181 | 0 |  | --> | C11 ex GARRYOWEN | Garryowen [T41,T42] | LIMERICK |  | 52.6499 | -8.5929
MV/LV Substation CO***244 |  | 10 kV | _ | LV | 200 kVA :Building Structure | 0.2 | --> | 0.2 | 0 | 0 | Constrained, otherwise capacity available =144 kVA | --> | 0.19 | 0 | 0 | 0.198 | 0 |  | --> | C16 ex BALLINACURRA | Ballinacurra [T41,T42] | LIMERICK |  | 52.6366 | -8.6404
MV/LV Substation WO***246 |  | 10 kV | _ | LV | 400 kVA :Kiosk Substation | 0.4 | --> | 0.4 | 0 | 0 | Constrained, otherwise capacity available =293 kVA | --> | 0.38 | 0 | 0.009 | 0.388 | 0 |  | --> | C14 ex MOYLISH | Moylish [T41,T42] | ARDNACRUSHA |  | 52.6791 | -8.6509
MV/LV Substation RE***247 |  | 10 kV | _ | LV | 400 kVA :Kiosk Substation | 0.4 | --> | 0.4 | 0 | 0 | Constrained, otherwise capacity available =280 kVA | --> | 0.38 | 0 | 0.08 | 0.337 | 0 |  | --> | C19 ex RAHEEN | Raheen [T41,T42] | LIMERICK |  | 52.6263 | -8.6552
MV/LV Substation RA***248 |  | 10 kV | _ | LV | 630 kVA :Kiosk Substation | 0.63 | --> | 0.63 | 0 | 0 | Constrained, otherwise capacity available =392 kVA | --> | 0.598 | 0 | 0.065 | 0.5 | 0 |  | --> | C19 ex RAHEEN | Raheen [T41,T42] | LIMERICK |  | 52.6291 | -8.6514
MV/LV Substation AR***248X |  | 10 kV | _ | LV | 1000 kVA :Building Structure | 1 | --> | 1 | 0 | 0 | Constrained, otherwise capacity available =711 kVA | --> | 0.95 | 0 | 0 | 0.5 | 0 |  | --> | C22 ex ROCHES STREET | Roches Street [T41,T42] | LIMERICK |  | 52.6655 | -8.6259
MV/LV Substation GR***248Z |  | 10 kV | _ | LV | 400 kVA :Kiosk Substation | 0.4 | --> | 0.4 | 0 | 0 | Constrained, otherwise capacity available =300 kVA | --> | 0.38 | 0 | 0.122 | 0.303 | 0 |  | --> | C13 ex DOCK ROAD | Dock Road [T41,T42] | LIMERICK |  | 52.629 | -8.6679
MV/LV Substation SI***249X |  | 10 kV | _ | LV | 400 kVA :Kiosk Substation | 0.4 | --> | 0.4 | 0 | 0 | Constrained, otherwise capacity available =256 kVA | --> | 0.38 | 0 | 0.051 | 0.362 | 0 |  | --> | C18 ex CORBALLY | Corbally [T41,T42] | ARDNACRUSHA |  | 52.6871 | -8.6201
MV/LV Substation FR***250 |  | 10 kV | _ | LV | 400 kVA :Building Structure | 0.4 | --> | 0.4 | 0 | 0 | Constrained, otherwise capacity available =331 kVA | --> | 0.38 | 0 | 0 | 0.389 | 0 |  | --> | C12 ex CORBALLY | Corbally [T41,T42] | ARDNACRUSHA |  | 52.6661 | -8.6258
MV/LV Substation FO***250Y |  | 10 kV | _ | LV | 200 kVA :Pole Substation | 0.2 | --> | 0.2 | 0.102 | 13.8 |  | --> | 0.19 | 0 | 0.026 | 0.184 | 0 |  | --> | C20 ex SINGLAND | Singland [T101,T102] | SINGLAND |  | 52.6535 | -8.5676
MV/LV Substation RI***251 |  | 10 kV | _ | LV | 400 kVA :Kiosk Substation | 0.4 | --> | 0.4 | 0 | 0 | Constrained, otherwise capacity available =241 kVA | --> | 0.38 | 0 | 0.011 | 0.388 | 0 |  | --> | C20 ex DOCK ROAD | Dock Road [T41,T42] | LIMERICK |  | 52.6487 | -8.6616
MV/LV Substation SC***252X |  | 10 kV | _ | LV | 200 kVA :Building Structure | 0.2 | --> | 0.2 | 0.164 | 13.8 |  | --> | 0.19 | 0 | 0 | 0.195 | 0 |  | --> | C17 ex SINGLAND | Singland [T101,T102] | SINGLAND |  | 52.6716 | -8.5778
MV/LV Substation CL***252Y |  | 20 kV | _ | LV | 400 kVA :Kiosk Substation | 0.4 | --> | 0.4 | 0 | 0 | Constrained, otherwise capacity available =343 kVA | --> | 0.38 | 0 | 0.03 | 0.366 | 0 |  | --> | C17 ex GILLOGUE | Gillogue [T41,T42] | ARDNACRUSHA |  | 52.7267 | -8.5507
MV/LV Substation GA***253 |  | 10 kV | _ | LV | 200 kVA :Kiosk Substation | 0.2 | --> | 0.2 | 0 | 0 | Constrained, otherwise capacity available =169 kVA | --> | 0.19 | 0 | 0 | 0.194 | 0 |  | --> | C22 ex GARRYOWEN | Garryowen [T41,T42] | LIMERICK |  | 52.6501 | -8.5786
MV/LV Substation PE***253X |  | 10 kV | _ | LV | 630 kVA :Kiosk Substation | 0.63 | --> | 0.63 | 0 | 0 | Constrained, otherwise capacity available =437 kVA | --> | 0.598 | 0 | 0 | 0.5 | 0 |  | --> | C13 ex GARRYOWEN | Garryowen [T41,T42] | LIMERICK |  | 52.6587 | -8.6262
MV/LV Substation DU***254 |  | 10 kV | _ | LV | 400 kVA :Kiosk Substation | 0.4 | --> | 0.4 | 0 | 0 | Constrained, otherwise capacity available =245 kVA | --> | 0.38 | 0 | 0.043 | 0.369 | 0 |  | --> | C15 ex CASTLETROY | Castletroy [T41,T42] | ARDNACRUSHA |  | 52.6689 | -8.569
MV/LV Substation SH***255X |  | 20 kV | _ | LV | 100 kVA :Pole Substation | 0.1 | --> | 0.1 | 0 | 0 | Constrained, otherwise capacity available =95 kVA | --> | 0.095 | 0 | 0.005 | 0.092 | 0 |  | --> | E18 ex PATRICKSWELL | Patrickswell [T421,T422] | LIMERICK |  | 52.5662 | -8.6873
MV/LV Substation HA***255Y |  | 10 kV | _ | LV | 1000 kVA :Building Structure | 1 | --> | 1 | 0 | 0 | Constrained, otherwise capacity available =865 kVA | --> | 0.95 | 0 | 0 | 0.5 | 0 |  | --> | C18 ex CASTLETROY | Castletroy [T41,T42] | ARDNACRUSHA |  | 52.6733 | -8.5528
MV/LV Substation PA***255Z |  | 10 kV | _ | LV | 1000 kVA :Building Structure | 1 | --> | 1 | 0.5 | 13.8 |  | --> | 0.95 | 0 | 0.01 | 0.5 | 0 |  | --> | C19 ex SINGLAND | Singland [T101,T102] | SINGLAND |  | 52.6647 | -8.5847
MV/LV Substation RO***256 |  | 10 kV | _ | LV | 400 kVA :Building Structure | 0.4 | --> | 0.4 | 0 | 0 | Constrained, otherwise capacity available =379 kVA | --> | 0.38 | 0 | 0 | 0.383 | 0 |  | --> | E16 ex CRATLOE | Cratloe [T421,T422] | ARDNACRUSHA |  | 52.687 | -8.7202
MV/LV Substation ME***257X |  | 10 kV | _ | LV | 400 kVA :Kiosk Substation | 0.4 | --> | 0.4 | 0 | 0 | Constrained, otherwise capacity available =364 kVA | --> | 0.38 | 0 | 0.022 | 0.369 | 0 |  | --> | C14 ex RAHEEN | Raheen [T41,T42] | LIMERICK |  | 52.6331 | -8.6628
MV/LV Substation TO***257Z |  | 10 kV | _ | LV | 200 kVA :Kiosk Substation | 0.2 | --> | 0.2 | 0.188 | 13.8 |  | --> | 0.19 | 0 | 0.006 | 0.187 | 0 |  | --> | C13 ex SINGLAND | Singland [T101,T102] | SINGLAND |  | 52.6659 | -8.6053
MV/LV Substation PE***258 |  | 10 kV | _ | LV | 400 kVA :Kiosk Substation | 0.4 | --> | 0.4 | 0.247 | 13.8 |  | --> | 0.38 | 0 | 0.024 | 0.383 | 0 |  | --> | C20 ex SINGLAND | Singland [T101,T102] | SINGLAND |  | 52.6588 | -8.6023
MV/LV Substation RO***259 |  | 10 kV | _ | LV | 400 kVA :Building Structure | 0.4 | --> | 0.4 | 0 | 0 | Constrained, otherwise capacity available =386 kVA | --> | 0.38 | 0 | 0 | 0.382 | 0 |  | --> | C20 ex GARRYOWEN | Garryowen [T41,T42] | LIMERICK |  | 52.648 | -8.6201
MV/LV Substation NE***259X |  | 10 kV | _ | LV | 400 kVA :Kiosk Substation | 0.4 | --> | 0.4 | 0 | 0 | Constrained, otherwise capacity available =298 kVA | --> | 0.38 | 0 | 0.043 | 0.362 | 0 |  | --> | C14 ex RAHEEN | Raheen [T41,T42] | LIMERICK |  | 52.6321 | -8.6649
MV/LV Substation LO***259Y |  | 10 kV | _ | LV | 200 kVA :Building Structure | 0.2 | --> | 0.2 | 0 | 0 | Constrained, otherwise capacity available =192 kVA | --> | 0.19 | 0 | 0 | 0.191 | 0 |  | --> | C14 ex GARRYOWEN | Garryowen [T41,T42] | LIMERICK |  | 52.6672 | -8.6129
MV/LV Substation MA***260 |  | 10 kV | _ | LV | 400 kVA :Building Structure | 0.4 | --> | 0.4 | 0 | 0 | Constrained, otherwise capacity available =400 kVA | --> | 0.38 | 0 | 0 | 0.38 | 0 |  | --> | C14 ex MOYLISH | Moylish [T41,T42] | ARDNACRUSHA |  | 52.6776 | -8.6404
MV/LV Substation GL***261Y |  | 10 kV | _ | LV | 1000 kVA :Building Structure | 1 | --> | 1 | 0 | 0 | Constrained, otherwise capacity available =716 kVA | --> | 0.95 | 0 | 0 | 0.5 | 0 |  | --> | C20 ex BALLINACURRA | Ballinacurra [T41,T42] | LIMERICK |  | 52.6598 | -8.6344
MV/LV Substation KI***262Y |  | 10 kV | _ | LV | 400 kVA :Building Structure | 0.4 | --> | 0.4 | 0 | 0 | Constrained, otherwise capacity available =325 kVA | --> | 0.38 | 0 | 0 | 0.39 | 0 |  | --> | C11 ex GARRYOWEN | Garryowen [T41,T42] | LIMERICK |  | 52.6524 | -8.6024
MV/LV Substation HA***262Z |  | 10 kV | _ | LV | 1000 kVA :Building Structure | 1 | --> | 1 | 0 | 0 | Constrained, otherwise capacity available =939 kVA | --> | 0.95 | 0 | 0 | 0.5 | 0 |  | --> | C20 ex BALLINACURRA | Ballinacurra [T41,T42] | LIMERICK |  | 52.6599 | -8.632
MV/LV Substation TR***263Y |  | 10 kV | _ | LV | 400 kVA :Building Structure | 0.4 | --> | 0.4 | 0 | 0 | Constrained, otherwise capacity available =303 kVA | --> | 0.38 | 0 | 0.04 | 0.363 | 0 |  | --> | C20 ex CAHERDAVIN | Caherdavin [T41,T42] | ARDNACRUSHA |  | 52.6736 | -8.677
MV/LV Substation RI***263Z |  | 10 kV | _ | LV | 1000 kVA :Building Structure | 1 | --> | 1 | 0 | 0 | Constrained, otherwise capacity available =849 kVA | --> | 0.95 | 0 | 0 | 0.5 | 0 |  | --> | C20 ex ROCHES STREET | Roches Street [T41,T42] | LIMERICK |  | 52.6602 | -8.6317
MV/LV Substation LE***264 |  | 10 kV | _ | LV | 200 kVA :Kiosk Substation | 0.2 | --> | 0.2 | 0 | 0 | Constrained, otherwise capacity available =148 kVA | --> | 0.19 | 0 | 0.002 | 0.196 | 0 |  | --> | C13 ex CORBALLY | Corbally [T41,T42] | ARDNACRUSHA |  | 52.6713 | -8.6217
MV/LV Substation ES***264Y |  | 10 kV | _ | LV | 100 kVA :Pole Substation | 0.1 | --> | 0.1 | 0 | 0 | Constrained, otherwise capacity available =100 kVA | --> | 0.095 | 0 | 0 | 0.095 | 0 |  | --> | C17 ex CASTLETROY | Castletroy [T41,T42] | ARDNACRUSHA |  | 52.6742 | -8.5512
MV/LV Substation RO***264Z |  | 10 kV | _ | LV | 630 kVA :Kiosk Substation | 0.63 | --> | 0.63 | 0 | 0 | Constrained, otherwise capacity available =557 kVA | --> | 0.598 | 0 | 0.061 | 0.5 | 0 |  | --> | C20 ex GARRYOWEN | Garryowen [T41,T42] | LIMERICK |  | 52.6437 | -8.5878
MV/LV Substation ST***265 |  | 10 kV | _ | LV | 200 kVA :Kiosk Substation | 0.2 | --> | 0.2 | 0 | 0 | Constrained, otherwise capacity available =156 kVA | --> | 0.19 | 0 | 0 | 0.196 | 0 |  | --> | C20 ex GARRYOWEN | Garryowen [T41,T42] | LIMERICK |  | 52.6464 | -8.5992
MV/LV Substation RI***266 |  | 10 kV | _ | LV | 630 kVA :Kiosk Substation | 0.63 | --> | 0.63 | 0 | 0 | Constrained, otherwise capacity available =460 kVA | --> | 0.598 | 0 | 0.041 | 0.5 | 0 |  | --> | C11 ex CORBALLY | Corbally [T41,T42] | ARDNACRUSHA |  | 52.6855 | -8.6103
MV/LV Substation PR***266X |  | 20 kV | _ | LV | 100 kVA :Pole Substation | 0.1 | --> | 0.1 | 0 | 0 | Constrained, otherwise capacity available =71 kVA | --> | 0.095 | 0 | 0 | 0.099 | 0 |  | --> | C15 ex GILLOGUE | Gillogue [T41,T42] | ARDNACRUSHA |  | 52.7 | -8.5298
MV/LV Substation IR***266Y |  | 10 kV | _ | LV | 630 kVA :Building Structure | 0.63 | --> | 0.63 | 0 | 0 | Constrained, otherwise capacity available =551 kVA | --> | 0.598 | 0 | 0 | 0.5 | 0 |  | --> | C13 ex RAHEEN | Raheen [T41,T42] | LIMERICK |  | 52.6191 | -8.6486
MV/LV Substation GR***267 |  | 10 kV | _ | LV | 400 kVA :Building Structure | 0.4 | --> | 0.4 | 0 | 0 | Constrained, otherwise capacity available =242 kVA | --> | 0.38 | 0 | 0.16 | 0.278 | 0 |  | --> | C20 ex DOCK ROAD | Dock Road [T41,T42] | LIMERICK |  | 52.6521 | -8.66
MV/LV Substation BS***268 |  | 10 kV | _ | LV | 630 kVA :Building Structure | 0.63 | --> | 0.63 | 0 | 0 | Constrained, otherwise capacity available =482 kVA | --> | 0.598 | 0 | 0 | 0.5 | 0 |  | --> | C12 ex RAHEEN | Raheen [T41,T42] | LIMERICK |  | 52.6257 | -8.6595
MV/LV Substation IR***269Y |  | 10 kV | _ | LV | 400 kVA :Building Structure | 0.4 | --> | 0.4 | 0 | 0 | Constrained, otherwise capacity available =378 kVA | --> | 0.38 | 0 | 0.05 | 0.346 | 0 |  | --> | C20 ex DOCK ROAD | Dock Road [T41,T42] | LIMERICK |  | 52.6531 | -8.6602
MV/LV Substation EU***270 |  | 10 kV | _ | LV | 200 kVA :Pole Substation | 0.2 | --> | 0.2 | 0 | 0 | Constrained, otherwise capacity available =160 kVA | --> | 0.19 | 0 | 0.011 | 0.187 | 0 |  | --> | C20 ex RAHEEN | Raheen [T41,T42] | LIMERICK |  | 52.6233 | -8.6345
MV/LV Substation HA***270Y |  | 10 kV | _ | LV | 1000 kVA :Kiosk Substation | 1 | --> | 1 | 0 | 0 | Constrained, otherwise capacity available =941 kVA | --> | 0.95 | 0 | 0 | 0.5 | 0 |  | --> | C18 ex CASTLETROY | Castletroy [T41,T42] | ARDNACRUSHA |  | 52.6721 | -8.5549
MV/LV Substation AS***271 |  | 10 kV | _ | LV | 400 kVA :Building Structure | 0.4 | --> | 0.4 | 0 | 0 | Constrained, otherwise capacity available =54 kVA | --> | 0.38 | 0 | 0 | 0.424 | 0 |  | --> | C11 ex GARRYOWEN | Garryowen [T41,T42] | LIMERICK |  | 52.6497 | -8.6174
MV/LV Substation TH***271X |  | 10 kV | _ | LV | 630 kVA :Kiosk Substation | 0.63 | --> | 0.63 | 0 | 0 | Constrained, otherwise capacity available =538 kVA | --> | 0.598 | 0 | 0.024 | 0.5 | 0 |  | --> | C12 ex CAHERDAVIN | Caherdavin [T41,T42] | ARDNACRUSHA |  | 52.6621 | -8.6545
MV/LV Substation JO***272X |  | 10 kV | _ | LV | 400 kVA :Kiosk Substation | 0.4 | --> | 0.4 | 0 | 0 | Constrained, otherwise capacity available =143 kVA | --> | 0.38 | 0 | 0.027 | 0.394 | 0 |  | --> | C19 ex GARRYOWEN | Garryowen [T41,T42] | LIMERICK |  | 52.6644 | -8.6176
MV/LV Substation SH***273 |  | 10 kV | _ | LV | 630 kVA :Building Structure | 0.63 | --> | 0.63 | 0 | 0 | Constrained, otherwise capacity available =278 kVA | --> | 0.598 | 0 | 0.048 | 0.5 | 0 |  | --> | C20 ex DOCK ROAD | Dock Road [T41,T42] | LIMERICK |  | 52.6411 | -8.6472
MV/LV Substation CH***273Y |  | 10 kV | _ | LV | 400 kVA :Building Structure | 0.4 | --> | 0.4 | 0 | 0 | Constrained, otherwise capacity available =284 kVA | --> | 0.38 | 0 | 0 | 0.396 | 0 |  | --> | C18 ex BALLINACURRA | Ballinacurra [T41,T42] | LIMERICK |  | 52.6493 | -8.6354
MV/LV Substation FI***274 |  | 10 kV | _ | LV | 1000 kVA :Building Structure | 1 | --> | 1 | 0 | 0 | Constrained, otherwise capacity available =406 kVA | --> | 0.95 | 0 | 0 | 0.5 | 0 |  | --> | C15 ex BALLINACURRA | Ballinacurra [T41,T42] | LIMERICK |  | 52.6403 | -8.6456
MV/LV Substation CL***274Y |  | 10 kV | _ | LV | 400 kVA :Kiosk Substation | 0.4 | --> | 0.4 | 0 | 0 | Constrained, otherwise capacity available =282 kVA | --> | 0.38 | 0 | 0.036 | 0.369 | 0 |  | --> | C16 ex GILLOGUE | Gillogue [T41,T42] | ARDNACRUSHA |  | 52.6857 | -8.5982
MV/LV Substation AN***275 |  | 10 kV | _ | LV | 200 kVA :Kiosk Substation | 0.2 | --> | 0.2 | 0.07 | 13.8 |  | --> | 0.19 | 0 | 0.019 | 0.193 | 0 |  | --> | C13 ex SINGLAND | Singland [T101,T102] | SINGLAND |  | 52.6663 | -8.5957
MV/LV Substation AS***275X |  | 10 kV | _ | LV | 400 kVA :Kiosk Substation | 0.4 | --> | 0.4 | 0 | 0 | Constrained, otherwise capacity available =267 kVA | --> | 0.38 | 0 | 0.101 | 0.323 | 0 |  | --> | C21 ex CASTLETROY | Castletroy [T41,T42] | ARDNACRUSHA |  | 52.6603 | -8.5518
MV/LV Substation EL***276 |  | 10 kV | _ | LV | 200 kVA :Building Structure | 0.2 | --> | 0.2 | 0 | 0 | Constrained, otherwise capacity available =200 kVA | --> | 0.19 | 0 | 0 | 0.19 | 0 |  | --> | C12 ex ROCHES STREET | Roches Street [T41,T42] | LIMERICK |  | 52.6614 | -8.6244
MV/LV Substation AS***276X |  | 10 kV | _ | LV | 400 kVA :Kiosk Substation | 0.4 | --> | 0.4 | 0.304 | 13.8 |  | --> | 0.38 | 0 | 0.03 | 0.371 | 0 |  | --> | C20 ex SINGLAND | Singland [T101,T102] | SINGLAND |  | 52.6619 | -8.6018
MV/LV Substation DA***277 |  | 10 kV | _ | LV | 400 kVA :Kiosk Substation | 0.4 | --> | 0.4 | 0 | 0 | Constrained, otherwise capacity available =312 kVA | --> | 0.38 | 0 | 0.009 | 0.385 | 0 |  | --> | C14 ex MOYLISH | Moylish [T41,T42] | ARDNACRUSHA |  | 52.6785 | -8.6428
MV/LV Substation OL***277Y |  | 10 kV | _ | LV | 630 kVA :Building Structure | 0.63 | --> | 0.63 | 0 | 0 | Constrained, otherwise capacity available =476 kVA | --> | 0.598 | 0 | 0.004 | 0.5 | 0 |  | --> | C12 ex ROCHES STREET | Roches Street [T41,T42] | LIMERICK |  | 52.664 | -8.6198
MV/LV Substation CA***278X |  | 10 kV | _ | LV | 1000 kVA :Building Structure | 1 | --> | 1 | 0.5 | 13.8 |  | --> | 0.95 | 0 | 0 | 0.5 | 0 |  | --> | C18 ex SINGLAND | Singland [T101,T102] | SINGLAND |  | 52.6672 | -8.5769
MV/LV Substation SH***280Y |  | 10 kV | _ | LV | 630 kVA :Building Structure | 0.63 | --> | 0.63 | 0 | 0 | Constrained, otherwise capacity available =570 kVA | --> | 0.598 | 0 | 0 | 0.5 | 0 |  | --> | C20 ex BALLINACURRA | Ballinacurra [T41,T42] | LIMERICK |  | 52.6592 | -8.6342
MV/LV Substation DR***281 |  | 10 kV | _ | LV | 400 kVA :Building Structure | 0.4 | --> | 0.4 | 0 | 0 | Constrained, otherwise capacity available =345 kVA | --> | 0.38 | 0 | 0 | 0.388 | 0 |  | --> | C11 ex DOCK ROAD | Dock Road [T41,T42] | LIMERICK |  | 52.6538 | -8.6573
MV/LV Substation CA***283 |  | 10 kV | _ | LV | 400 kVA :Building Structure | 0.4 | --> | 0.4 | 0 | 0 | Constrained, otherwise capacity available =299 kVA | --> | 0.38 | 0 | 0.024 | 0.376 | 0 |  | --> | C18 ex CAHERDAVIN | Caherdavin [T41,T42] | ARDNACRUSHA |  | 52.6693 | -8.6636
MV/LV Substation LI***283X |  | 10 kV | _ | LV | 400 kVA :Kiosk Substation | 0.4 | --> | 0.4 | 0 | 0 | Constrained, otherwise capacity available =310 kVA | --> | 0.38 | 0 | 0.016 | 0.38 | 0 |  | --> | C12 ex BALLINACURRA | Ballinacurra [T41,T42] | LIMERICK |  | 52.6489 | -8.6409
MV/LV Substation NI***283Y |  | 10 kV | _ | LV | 200 kVA :Building Structure | 0.2 | --> | 0.2 | 0 | 0 | Constrained, otherwise capacity available =192 kVA | --> | 0.19 | 0 | 0 | 0.191 | 0 |  | --> | C11 ex DOCK ROAD | Dock Road [T41,T42] | LIMERICK |  | 52.6542 | -8.6599
MV/LV Substation FE***284X |  | 10 kV | _ | LV | 200 kVA :Kiosk Substation | 0.2 | --> | 0.2 | 0 | 0 | Constrained, otherwise capacity available =176 kVA | --> | 0.19 | 0 | 0 | 0.193 | 0 |  | --> | C14 ex CAHERDAVIN | Caherdavin [T41,T42] | ARDNACRUSHA |  | 52.6639 | -8.6374
MV/LV Substation S ***284Y |  | 20 kV | _ | LV | 400 kVA :Building Structure | 0.4 | --> | 0.4 | 0 | 0 | Constrained, otherwise capacity available =323 kVA | --> | 0.38 | 0 | 0 | 0.39 | 0 |  | --> | E12 ex DRUMLINE | Drumline [T421,T422] | DRUMLINE |  | 52.7193 | -8.8621
MV/LV Substation S.***285Y |  | 20 kV | _ | LV | 630 kVA :Building Structure | 0.63 | --> | 0.63 | 0 | 0 | Constrained, otherwise capacity available =616 kVA | --> | 0.598 | 0 | 0 | 0.5 | 0 |  | --> | E11 ex DRUMLINE | Drumline [T421,T422] | DRUMLINE |  | 52.7181 | -8.861
MV/LV Substation CA***285Z |  | 10 kV | _ | LV | 200 kVA :Pole Substation | 0.2 | --> | 0.2 | 0 | 0 | Constrained, otherwise capacity available =153 kVA | --> | 0.19 | 0 | 0 | 0.196 | 0 |  | --> | C13 ex DOCK ROAD | Dock Road [T41,T42] | LIMERICK |  | 52.6408 | -8.6741
MV/LV Substation GL***286 |  | 10 kV | _ | LV | 200 kVA :Kiosk Substation | 0.2 | --> | 0.2 | 0 | 0 | Constrained, otherwise capacity available =112 kVA | --> | 0.19 | 0 | 0.014 | 0.191 | 0 |  | --> | C11 ex GARRYOWEN | Garryowen [T41,T42] | LIMERICK |  | 52.6516 | -8.6071
MV/LV Substation AB***286X |  | 10 kV | _ | LV | 400 kVA :Kiosk Substation | 0.4 | --> | 0.4 | 0 | 0 | Constrained, otherwise capacity available =174 kVA | --> | 0.38 | 0 | 0.044 | 0.377 | 0 |  | --> | C17 ex CORBALLY | Corbally [T41,T42] | ARDNACRUSHA |  | 52.6707 | -8.6101
MV/LV Substation HA***287X |  | 10 kV | _ | LV | 200 kVA :Building Structure | 0.2 | --> | 0.2 | 0 | 0 | Constrained, otherwise capacity available =123 kVA | --> | 0.19 | 0 | 0 | 0.2 | 0 |  | --> | C16 ex RAHEEN | Raheen [T41,T42] | LIMERICK |  | 52.6161 | -8.6552
MV/LV Substation HA***287Z |  | 10 kV | _ | LV | 1000 kVA :Building Structure | 1 | --> | 1 | 0 | 0 | Constrained, otherwise capacity available =975 kVA | --> | 0.95 | 0 | 0 | 0.5 | 0 |  | --> | C20 ex ROCHES STREET | Roches Street [T41,T42] | LIMERICK |  | 52.6616 | -8.6302
MV/LV Substation CL***288 |  | 10 kV | _ | LV | 400 kVA :Kiosk Substation | 0.4 | --> | 0.4 | 0 | 0 | Constrained, otherwise capacity available =290 kVA | --> | 0.38 | 0 | 0.03 | 0.373 | 0 |  | --> | C11 ex MOYLISH | Moylish [T41,T42] | ARDNACRUSHA |  | 52.6797 | -8.6452
MV/LV Substation CR***288Y |  | 10 kV | _ | LV | 200 kVA :Kiosk Substation | 0.2 | --> | 0.2 | 0 | 0 | Constrained, otherwise capacity available =116 kVA | --> | 0.19 | 0 | 0.048 | 0.166 | 0 |  | --> | C13 ex DOCK ROAD | Dock Road [T41,T42] | LIMERICK |  | 52.6346 | -8.667
MV/LV Substation BA***290 |  | 20 kV | _ | LV | 50 kVA :Pole Substation | 0.05 | --> | 0.05 | 0 | 0 | Constrained, otherwise capacity available =45 kVA | --> | 0.048 | 0 | 0.005 | 0.044 | 0 |  | --> | E21 ex CRATLOE | Cratloe [T421,T422] | ARDNACRUSHA |  | 52.6949 | -8.7725
MV/LV Substation DE***291 |  | 10 kV | _ | LV | 400 kVA :Kiosk Substation | 0.4 | --> | 0.4 | 0 | 0 | Constrained, otherwise capacity available =252 kVA | --> | 0.38 | 0 | 0.018 | 0.386 | 0 |  | --> | C14 ex MOYLISH | Moylish [T41,T42] | ARDNACRUSHA |  | 52.6731 | -8.6342
MV/LV Substation ST***291Z |  | 10 kV | _ | LV | 400 kVA :Kiosk Substation | 0.4 | --> | 0.4 | 0 | 0 | Constrained, otherwise capacity available =374 kVA | --> | 0.38 | 0 | 0.006 | 0.379 | 0 |  | --> | C17 ex BALLINACURRA | Ballinacurra [T41,T42] | LIMERICK |  | 52.6561 | -8.6382
MV/LV Substation KI***292 |  | 20 kV | _ | LV | 100 kVA :Pole Substation | 0.1 | --> | 0.1 | 0.092 | 13.8 |  | --> | 0.095 | 0 | 0.01 | 0.089 | 0 |  | --> | C14 ex SINGLAND | Singland [T101,T102] | SINGLAND |  | 52.6472 | -8.5216
MV/LV Substation CH***292Y |  | 10 kV | _ | LV | 400 kVA :Kiosk Substation | 0.4 | --> | 0.4 | 0.4 | 13.8 |  | --> | 0.38 | 0 | 0 | 0.38 | 0 |  | --> | C21 ex SINGLAND | Singland [T101,T102] | SINGLAND |  | 52.6597 | -8.5899
MV/LV Substation WH***293 |  | 10 kV | _ | LV | 400 kVA :Kiosk Substation | 0.4 | --> | 0.4 | 0 | 0 | Constrained, otherwise capacity available =316 kVA | --> | 0.38 | 0 | 0.031 | 0.368 | 0 |  | --> | C18 ex CAHERDAVIN | Caherdavin [T41,T42] | ARDNACRUSHA |  | 52.6765 | -8.6663
MV/LV Substation CA***293Y |  | 20 kV | _ | LV | 200 kVA :Pole Substation | 0.2 | --> | 0.2 | 0 | 0 | Constrained, otherwise capacity available =129 kVA | --> | 0.19 | 0 | 0.009 | 0.193 | 0 |  | --> | E21 ex CRATLOE | Cratloe [T421,T422] | ARDNACRUSHA |  | 52.7398 | -8.776
MV/LV Substation NE***293Z |  | 10 kV | _ | LV | 400 kVA :Kiosk Substation | 0.4 | --> | 0.4 | 0.38 | 13.8 |  | --> | 0.38 | 0 | 0.004 | 0.38 | 0 |  | --> | C18 ex SINGLAND | Singland [T101,T102] | SINGLAND |  | 52.6661 | -8.5741
MV/LV Substation CH***294 |  | 20 kV | _ | LV | 50 kVA :Pole Substation | 0.05 | --> | 0.05 | 0.03 | 6.81 |  | --> | 0.048 | 0 | 0.022 | 0.034 | 0 |  | --> | C06 ex AHANE | Ahane [T102] | AHANE |  | 52.6887 | -8.5066
MV/LV Substation OA***294Y |  | 10 kV | _ | LV | 400 kVA :Kiosk Substation | 0.4 | --> | 0.4 | 0 | 0 | Constrained, otherwise capacity available =295 kVA | --> | 0.38 | 0 | 0.07 | 0.342 | 0 |  | --> | C13 ex DOCK ROAD | Dock Road [T41,T42] | LIMERICK |  | 52.6334 | -8.6682
MV/LV Substation BA***295 |  | 20 kV | _ | LV | 50 kVA :Pole Substation | 0.05 | --> | 0.05 | 0.048 | 13.8 |  | --> | 0.048 | 0 | 0 | 0.048 | 0 |  | --> | C14 ex SINGLAND | Singland [T101,T102] | SINGLAND |  | 52.6288 | -8.5687
MV/LV Substation BA***295Y |  | 20 kV | _ | LV | 100 kVA :Pole Substation | 0.1 | --> | 0.1 | 0.093 | 13.8 |  | --> | 0.095 | 0 | 0.01 | 0.088 | 0 |  | --> | C14 ex SINGLAND | Singland [T101,T102] | SINGLAND |  | 52.6556 | -8.4992
MV/LV Substation CA***295Z |  | 20 kV | _ | LV | 50 kVA :Pole Substation | 0.05 | --> | 0.05 | 0.047 | 13.8 |  | --> | 0.048 | 0 | 0.01 | 0.04 | 0 |  | --> | C14 ex SINGLAND | Singland [T101,T102] | SINGLAND |  | 52.6156 | -8.5334
MV/LV Substation TH***297X |  | 10 kV | _ | LV | 400 kVA :Kiosk Substation | 0.4 | --> | 0.4 | 0 | 0 | Constrained, otherwise capacity available =299 kVA | --> | 0.38 | 0 | 0.105 | 0.316 | 0 |  | --> | C21 ex CASTLETROY | Castletroy [T41,T42] | ARDNACRUSHA |  | 52.6594 | -8.555
MV/LV Substation CO***297Y |  | 10 kV | _ | LV | 1000 kVA :Building Structure | 1 | --> | 1 | 0 | 0 | Constrained, otherwise capacity available =660 kVA | --> | 0.95 | 0 | 0 | 0.5 | 0 |  | --> | C13 ex ROCHES STREET | Roches Street [T41,T42] | LIMERICK |  | 52.663 | -8.6227
MV/LV Substation AV***298 |  | 10 kV | _ | LV | 400 kVA :Kiosk Substation | 0.4 | --> | 0.4 | 0 | 0 | Constrained, otherwise capacity available =312 kVA | --> | 0.38 | 0 | 0.016 | 0.38 | 0 |  | --> | C15 ex CASTLETROY | Castletroy [T41,T42] | ARDNACRUSHA |  | 52.6693 | -8.5655
MV/LV Substation BU***298Y |  | 20 kV | _ | LV | 400 kVA :Kiosk Substation | 0.4 | --> | 0.4 | 0 | 0 | Constrained, otherwise capacity available =338 kVA | --> | 0.38 | 0 | 0 | 0.388 | 0 |  | --> | E18 ex CRATLOE | Cratloe [T421,T422] | ARDNACRUSHA |  | 52.6961 | -8.8133
MV/LV Substation GU***299 |  | 10 kV | _ | LV | 400 kVA :Kiosk Substation | 0.4 | --> | 0.4 | 0 | 0 | Constrained, otherwise capacity available =353 kVA | --> | 0.38 | 0 | 0 | 0.386 | 0 |  | --> | C13 ex GARRYOWEN | Garryowen [T41,T42] | LIMERICK |  | 52.6561 | -8.6215
MV/LV Substation CR***299Y |  | 10 kV | _ | LV | 50 kVA :Pole Substation | 0.05 | --> | 0.05 | 0 | 0 | Constrained, otherwise capacity available =34 kVA | --> | 0.048 | 0 | 0.017 | 0.037 | 0 |  | --> | E16 ex CRATLOE | Cratloe [T421,T422] | ARDNACRUSHA |  | 52.6887 | -8.7233
MV/LV Substation CO***300 |  | 10 kV | _ | LV | 200 kVA :Kiosk Substation | 0.2 | --> | 0.2 | 0 | 0 | Constrained, otherwise capacity available =108 kVA | --> | 0.19 | 0 | 0 | 0.202 | 0 |  | --> | C11 ex MOYLISH | Moylish [T41,T42] | ARDNACRUSHA |  | 52.6809 | -8.6479
MV/LV Substation SO***300Y |  | 10 kV | _ | LV | 630 kVA :Building Structure | 0.63 | --> | 0.63 | 0 | 0 | Constrained, otherwise capacity available =374 kVA | --> | 0.598 | 0 | 0.028 | 0.5 | 0 |  | --> | C14 ex RAHEEN | Raheen [T41,T42] | LIMERICK |  | 52.6282 | -8.6637
MV/LV Substation DE***300Z |  | 20 kV | _ | LV | 50 kVA :Pole Substation | 0.05 | --> | 0.05 | 0 | 0 | Constrained, otherwise capacity available =50 kVA | --> | 0.048 | 0 | 0 | 0.048 | 0 |  | --> | C11 ex RAHEEN | Raheen [T41,T42] | LIMERICK |  | 52.6109 | -8.6371
MV/LV Substation CL***301Y |  | 10 kV | _ | LV | 400 kVA :Kiosk Substation | 0.4 | --> | 0.4 | 0 | 0 | Constrained, otherwise capacity available =307 kVA | --> | 0.38 | 0 | 0.016 | 0.381 | 0 |  | --> | C16 ex MOYLISH | Moylish [T41,T42] | ARDNACRUSHA |  | 52.6804 | -8.6626
MV/LV Substation RH***301Z |  | 10 kV | _ | LV | 400 kVA :Kiosk Substation | 0.4 | --> | 0.4 | 0.312 | 13.8 |  | --> | 0.38 | 0 | 0 | 0.392 | 0 |  | --> | C13 ex SINGLAND | Singland [T101,T102] | SINGLAND |  | 52.6644 | -8.5921
MV/LV Substation CI***305Z |  | 10 kV | _ | LV | 630 kVA :Building Structure | 0.63 | --> | 0.63 | 0.275 | 13.8 |  | --> | 0.598 | 0 | 0 | 0.5 | 0 |  | --> | C20 ex SINGLAND | Singland [T101,T102] | SINGLAND |  | 52.6519 | -8.5755
MV/LV Substation PO***306 |  | 20 kV | _ | LV | 50 kVA :Pole Substation | 0.05 | --> | 0.05 | 0.047 | 13.8 |  | --> | 0.048 | 0 | 0 | 0.048 | 0 |  | --> | C14 ex SINGLAND | Singland [T101,T102] | SINGLAND |  | 52.5935 | -8.5162
MV/LV Substation CO***309 |  | 20 kV | _ | LV | 100 kVA :Pole Substation | 0.1 | --> | 0.1 | 0 | 0 | Constrained, otherwise capacity available =56 kVA | --> | 0.095 | 0 | 0.04 | 0.071 | 0 |  | --> | C11 ex RAHEEN | Raheen [T41,T42] | LIMERICK |  | 52.6532 | -8.7202
MV/LV Substation GA***310X |  | 10 kV | _ | LV | 100 kVA :Pole Substation | 0.1 | --> | 0.1 | 0 | 0 | Constrained, otherwise capacity available =87 kVA | --> | 0.095 | 0 | 0 | 0.097 | 0 |  | --> | C15 ex GILLOGUE | Gillogue [T41,T42] | ARDNACRUSHA |  | 52.686 | -8.5792
MV/LV Substation CA***313Y |  | 20 kV | _ | LV | 630 kVA :Building Structure | 0.63 | --> | 0.63 | 0 | 0 | Constrained, otherwise capacity available =610 kVA | --> | 0.598 | 0 | 0 | 0.5 | 0 |  | --> | E11 ex DRUMLINE | Drumline [T421,T422] | DRUMLINE |  | 52.7181 | -8.8617
MV/LV Substation ES***314X |  | 20 kV | _ | LV | 50 kVA :Pole Substation | 0.05 | --> | 0.05 | 0 | 0 | Constrained, otherwise capacity available =50 kVA | --> | 0.048 | 0 | 0 | 0.048 | 0 |  | --> | C17 ex GILLOGUE | Gillogue [T41,T42] | ARDNACRUSHA |  | 52.7249 | -8.5572
MV/LV Substation MO***316Y |  | 10 kV | _ | LV | 400 kVA :Kiosk Substation | 0.4 | --> | 0.4 | 0 | 0 | Constrained, otherwise capacity available =347 kVA | --> | 0.38 | 0 | 0.01 | 0.38 | 0 |  | --> | C21 ex CASTLETROY | Castletroy [T41,T42] | ARDNACRUSHA |  | 52.6646 | -8.5538
MV/LV Substation GL***318Y |  | 10 kV | _ | LV | 400 kVA :Kiosk Substation | 0.4 | --> | 0.4 | 0.192 | 13.8 |  | --> | 0.38 | 0 | 0.067 | 0.358 | 0 |  | --> | C21 ex SINGLAND | Singland [T101,T102] | SINGLAND |  | 52.6572 | -8.5914
MV/LV Substation QU***320X |  | 10 kV | _ | LV | 50 kVA :Pole Substation | 0.05 | --> | 0.05 | 0 | 0 | Constrained, otherwise capacity available =36 kVA | --> | 0.048 | 0 | 0 | 0.049 | 0 |  | --> | C16 ex GILLOGUE | Gillogue [T41,T42] | ARDNACRUSHA |  | 52.689 | -8.631
MV/LV Substation SK***321 |  | 20 kV | _ | LV | 50 kVA :Pole Substation | 0.05 | --> | 0.05 | 0 | 0 | Constrained, otherwise capacity available =41 kVA | --> | 0.048 | 0 | 0.009 | 0.042 | 0 |  | --> | E18 ex PATRICKSWELL | Patrickswell [T421,T422] | LIMERICK |  | 52.5737 | -8.6651
MV/LV Substation R ***321X |  | 10 kV | _ | LV | 100 kVA :Pole Substation | 0.1 | --> | 0.1 | 0 | 0 | Constrained, otherwise capacity available =38 kVA | --> | 0.095 | 0 | 0.02 | 0.088 | 0 |  | --> | C11 ex MOYLISH | Moylish [T41,T42] | ARDNACRUSHA |  | 52.7018 | -8.6479
MV/LV Substation OT***321Y |  | 10 kV | _ | LV | 200 kVA :Building Structure | 0.2 | --> | 0.2 | 0 | 0 | Constrained, otherwise capacity available =191 kVA | --> | 0.19 | 0 | 0 | 0.191 | 0 |  | --> | C13 ex RAHEEN | Raheen [T41,T42] | LIMERICK |  | 52.6221 | -8.651
MV/LV Substation TE***327Y |  | 10 kV | _ | LV | 630 kVA :Building Structure | 0.63 | --> | 0.63 | 0 | 0 | Constrained, otherwise capacity available =630 kVA | --> | 0.598 | 0 | 0 | 0.5 | 0 |  | --> | C20 ex DOCK ROAD | Dock Road [T41,T42] | LIMERICK |  | 52.6403 | -8.6456
MV/LV Substation FI***328X |  | 20 kV | _ | LV | 50 kVA :Pole Substation | 0.05 | --> | 0.05 | 0 | 0 | Constrained, otherwise capacity available =29 kVA | --> | 0.048 | 0 | 0 | 0.05 | 0 |  | --> | E18 ex CRATLOE | Cratloe [T421,T422] | ARDNACRUSHA |  | 52.7174 | -8.8511
MV/LV Substation CL***335 |  | 20 kV | _ | LV | 400 kVA :Building Structure | 0.4 | --> | 0.4 | 0 | 0 | Constrained, otherwise capacity available =298 kVA | --> | 0.38 | 0 | 0 | 0.394 | 0 |  | --> | E21 ex CRATLOE | Cratloe [T421,T422] | ARDNACRUSHA |  | 52.743 | -8.7717
MV/LV Substation TH***335Y |  | 10 kV | _ | LV | 400 kVA :Kiosk Substation | 0.4 | --> | 0.4 | 0 | 0 | Constrained, otherwise capacity available =281 kVA | --> | 0.38 | 0 | 0.018 | 0.383 | 0 |  | --> | C20 ex RAHEEN | Raheen [T41,T42] | LIMERICK |  | 52.6276 | -8.6455
MV/LV Substation DO***336 |  | 10 kV | _ | LV | 50 kVA :Pole Substation | 0.05 | --> | 0.05 | 0 | 0 | Constrained, otherwise capacity available =50 kVA | --> | 0.048 | 0 | 0 | 0.048 | 0 |  | --> | C16 ex BALLINACURRA | Ballinacurra [T41,T42] | LIMERICK |  | 52.6379 | -8.6445
MV/LV Substation TE***337 |  | 10 kV | _ | LV | 50 kVA :Pole Substation | 0.05 | --> | 0.05 | 0 | 0 | Constrained, otherwise capacity available =40 kVA | --> | 0.048 | 0 | 0 | 0.049 | 0 |  | --> | C13 ex DOCK ROAD | Dock Road [T41,T42] | LIMERICK |  | 52.6398 | -8.6756
MV/LV Substation CO***338 |  | 10 kV | _ | LV | 200 kVA :Pole Substation | 0.2 | --> | 0.2 | 0 | 0 | Constrained, otherwise capacity available =173 kVA | --> | 0.19 | 0 | 0.015 | 0.182 | 0 |  | --> | C13 ex DOCK ROAD | Dock Road [T41,T42] | LIMERICK |  | 52.6423 | -8.6761
MV/LV Substation R.***338X |  | 10 kV | _ | LV | 100 kVA :Pole Substation | 0.1 | --> | 0.1 | 0 | 0 | Constrained, otherwise capacity available =98 kVA | --> | 0.095 | 0 | 0 | 0.095 | 0 |  | --> | E16 ex CRATLOE | Cratloe [T421,T422] | ARDNACRUSHA |  | 52.7202 | -8.6914
MV/LV Substation WI***339Y |  | 10 kV | _ | LV | 400 kVA :Building Structure | 0.4 | --> | 0.4 | 0 | 0 | Constrained, otherwise capacity available =311 kVA | --> | 0.38 | 0 | 0 | 0.392 | 0 |  | --> | C20 ex BALLINACURRA | Ballinacurra [T41,T42] | LIMERICK |  | 52.6597 | -8.635
MV/LV Substation ME***340 |  | 10 kV | _ | LV | 200 kVA :Pole Substation | 0.2 | --> | 0.2 | 0 | 0 | Constrained, otherwise capacity available =200 kVA | --> | 0.19 | 0 | 0 | 0.19 | 0 |  | --> | E16 ex CRATLOE | Cratloe [T421,T422] | ARDNACRUSHA |  | 52.6941 | -8.7025
MV/LV Substation GR***340Y |  | 10 kV | _ | LV | 200 kVA :Pole Substation | 0.2 | --> | 0.2 | 0.083 | 13.8 |  | --> | 0.19 | 0 | 0 | 0.205 | 0 |  | --> | C19 ex SINGLAND | Singland [T101,T102] | SINGLAND |  | 52.6642 | -8.581
MV/LV Substation WO***341 |  | 20 kV | _ | LV | 630 kVA :Kiosk Substation | 0.63 | --> | 0.63 | 0.5 | 6.81 |  | --> | 0.598 | 0 | 0.034 | 0.5 | 0 |  | --> | C06 ex AHANE | Ahane [T102] | AHANE |  | 52.6672 | -8.5207
MV/LV Substation LA***342 |  | 10 kV | _ | LV | 100 kVA :Pole Substation | 0.1 | --> | 0.1 | 0 | 0 | Constrained, otherwise capacity available =79 kVA | --> | 0.095 | 0 | 0 | 0.098 | 0 |  | --> | E16 ex CRATLOE | Cratloe [T421,T422] | ARDNACRUSHA |  | 52.6794 | -8.6913
MV/LV Substation MT***344 |  | 20 kV | _ | LV | 100 kVA :Pole Substation | 0.1 | --> | 0.1 | 0 | 0 | Constrained, otherwise capacity available =67 kVA | --> | 0.095 | 0 | 0.01 | 0.092 | 0 |  | --> | C11 ex RAHEEN | Raheen [T41,T42] | LIMERICK |  | 52.6339 | -8.687
MV/LV Substation SC***344Y |  | 10 kV | _ | LV | 630 kVA :Building Structure | 0.63 | --> | 0.63 | 0.5 | 13.8 |  | --> | 0.598 | 0 | 0 | 0.5 | 0 |  | --> | C17 ex SINGLAND | Singland [T101,T102] | SINGLAND |  | 52.6712 | -8.5775
MV/LV Substation MU***345 |  | 20 kV | _ | LV | 100 kVA :Pole Substation | 0.1 | --> | 0.1 | 0 | 0 | Constrained, otherwise capacity available =53 kVA | --> | 0.095 | 0 | 0.021 | 0.086 | 0 |  | --> | C11 ex RAHEEN | Raheen [T41,T42] | LIMERICK |  | 52.635 | -8.693
MV/LV Substation FI***351 |  | 10 kV | _ | LV | 1000 kVA :Building Structure | 1 | --> | 1 | 0 | 0 | Constrained, otherwise capacity available =719 kVA | --> | 0.95 | 0 | 0 | 0.5 | 0 |  | --> | C16 ex ROCHES STREET | Roches Street [T41,T42] | LIMERICK |  | 52.6617 | -8.6281
MV/LV Substation AL***351Y |  | 10 kV | _ | LV | 400 kVA :Kiosk Substation | 0.4 | --> | 0.4 | 0 | 0 | Constrained, otherwise capacity available =319 kVA | --> | 0.38 | 0 | 0.005 | 0.387 | 0 |  | --> | C12 ex BALLINACURRA | Ballinacurra [T41,T42] | LIMERICK |  | 52.6526 | -8.6473
MV/LV Substation FO***354 |  | 20 kV | _ | LV | 50 kVA :Pole Substation | 0.05 | --> | 0.05 | 0.045 | 13.8 |  | --> | 0.048 | 0 | 0 | 0.048 | 0 |  | --> | C14 ex SINGLAND | Singland [T101,T102] | SINGLAND |  | 52.6499 | -8.5114
MV/LV Substation CA***354X |  | 20 kV | _ | LV | 100 kVA :Pole Substation | 0.1 | --> | 0.1 | 0.09 | 13.8 |  | --> | 0.095 | 0 | 0.015 | 0.085 | 0 |  | --> | C14 ex SINGLAND | Singland [T101,T102] | SINGLAND |  | 52.621 | -8.5651
MV/LV Substation CO***356 |  | 10 kV | _ | LV | 100 kVA :Pole Substation | 0.1 | --> | 0.1 | 0 | 0 | Constrained, otherwise capacity available =85 kVA | --> | 0.095 | 0 | 0 | 0.097 | 0 |  | --> | C13 ex DOCK ROAD | Dock Road [T41,T42] | LIMERICK |  | 52.6399 | -8.68
MV/LV Substation CA***356X |  | 20 kV | _ | LV | 100 kVA :Pole Substation | 0.1 | --> | 0.1 | 0.069 | 13.8 |  | --> | 0.095 | 0 | 0.005 | 0.095 | 0 |  | --> | C14 ex SINGLAND | Singland [T101,T102] | SINGLAND |  | 52.5895 | -8.4731
MV/LV Substation HO***356Y |  | 10 kV | _ | LV | 1000 kVA :Building Structure | 1 | --> | 1 | 0 | 0 | Constrained, otherwise capacity available =786 kVA | --> | 0.95 | 0 | 0.01 | 0.5 | 0 |  | --> | C15 ex ROCHES STREET | Roches Street [T41,T42] | LIMERICK |  | 52.6628 | -8.6302
MV/LV Substation CA***357X |  | 20 kV | _ | LV | 50 kVA :Pole Substation | 0.05 | --> | 0.05 | 0.042 | 13.8 |  | --> | 0.048 | 0 | 0 | 0.049 | 0 |  | --> | C14 ex SINGLAND | Singland [T101,T102] | SINGLAND |  | 52.6232 | -8.5618
MV/LV Substation OL***364X |  | 10 kV | _ | LV | 50 kVA :Pole Substation | 0.05 | --> | 0.05 | 0 | 0 | Constrained, otherwise capacity available =38 kVA | --> | 0.048 | 0 | 0.005 | 0.045 | 0 |  | --> | C20 ex RAHEEN | Raheen [T41,T42] | LIMERICK |  | 52.6315 | -8.635
MV/LV Substation LI***366 |  | 10 kV | _ | LV | 630 kVA :Building Structure | 0.63 | --> | 0.63 | 0 | 0 | Constrained, otherwise capacity available =468 kVA | --> | 0.598 | 0 | 0 | 0.5 | 0 |  | --> | E16 ex CRATLOE | Cratloe [T421,T422] | ARDNACRUSHA |  | 52.6845 | -8.7099
MV/LV Substation LU***369 |  | 20 kV | _ | LV | 50 kVA :Pole Substation | 0.05 | --> | 0.05 | 0.039 | 13.8 |  | --> | 0.048 | 0 | 0 | 0.049 | 0 |  | --> | C14 ex SINGLAND | Singland [T101,T102] | SINGLAND |  | 52.5777 | -8.5196
MV/LV Substation CA***374 |  | 20 kV | _ | LV | 50 kVA :Pole Substation | 0.05 | --> | 0.05 | 0.035 | 13.8 |  | --> | 0.048 | 0 | 0.01 | 0.042 | 0 |  | --> | C14 ex SINGLAND | Singland [T101,T102] | SINGLAND |  | 52.5965 | -8.4941
MV/LV Substation BA***377Y |  | 10 kV | _ | LV | 400 kVA :Kiosk Substation | 0.4 | --> | 0.4 | 0 | 0 | Constrained, otherwise capacity available =272 kVA | --> | 0.38 | 0 | 0.04 | 0.367 | 0 |  | --> | C13 ex RAHEEN | Raheen [T41,T42] | LIMERICK |  | 52.6199 | -8.6473
MV/LV Substation BA***380Y |  | 20 kV | _ | LV | 50 kVA :Pole Substation | 0.05 | --> | 0.05 | 0 | 0 | Constrained, otherwise capacity available =50 kVA | --> | 0.048 | 0 | 0 | 0.048 | 0 |  | --> | C11 ex RAHEEN | Raheen [T41,T42] | LIMERICK |  | 52.6211 | -8.6722
MV/LV Substation BE***391Y |  | 10 kV | _ | LV | 1000 kVA :Building Structure | 1 | --> | 1 | 0 | 0 | Constrained, otherwise capacity available =624 kVA | --> | 0.95 | 0 | 0.016 | 0.5 | 0 |  | --> | C13 ex ROCHES STREET | Roches Street [T41,T42] | LIMERICK |  | 52.6639 | -8.6277
MV/LV Substation BL***395X |  | 10 kV | _ | LV | 100 kVA :Pole Substation | 0.1 | --> | 0.1 | 0 | 0 | Constrained, otherwise capacity available =70 kVA | --> | 0.095 | 0 | 0 | 0.099 | 0 |  | --> | C20 ex DOCK ROAD | Dock Road [T41,T42] | LIMERICK |  | 52.6475 | -8.6654
MV/LV Substation SC***397 |  | 20 kV | _ | LV | 100 kVA :Pole Substation | 0.1 | --> | 0.1 | 0.083 | 13.8 |  | --> | 0.095 | 0 | 0.005 | 0.094 | 0 |  | --> | C14 ex SINGLAND | Singland [T101,T102] | SINGLAND |  | 52.5944 | -8.4774
MV/LV Substation LI***397Y |  | 20 kV | _ | LV | 400 kVA :Kiosk Substation | 0.4 | --> | 0.4 | 0 | 0 | Constrained, otherwise capacity available =318 kVA | --> | 0.38 | 0 | 0.014 | 0.381 | 0 |  | --> | E21 ex CRATLOE | Cratloe [T421,T422] | ARDNACRUSHA |  | 52.7383 | -8.7797
MV/LV Substation BA***399X |  | 20 kV | _ | LV | 400 kVA :Kiosk Substation | 0.4 | --> | 0.4 | 0 | 0 | Constrained, otherwise capacity available =353 kVA | --> | 0.38 | 0 | 0.066 | 0.337 | 0 |  | --> | E16 ex DRUMLINE | Drumline [T421,T422] | DRUMLINE |  | 52.715 | -8.8566
MV/LV Substation SA***4002 |  | 10 kV | _ | LV | 400 kVA :Kiosk Substation | 0.4 | --> | 0.4 | 0 | 0 | Constrained, otherwise capacity available =400 kVA | --> | 0.38 | 0 | 0 | 0.38 | 0 |  | --> | C17 ex CORBALLY | Corbally [T41,T42] | ARDNACRUSHA |  | 52.6682 | -8.6157
MV/LV Substation GR***4009 |  | 10 kV | _ | LV | 630 kVA :Building Structure | 0.63 | --> | 0.63 | 0 | 0 | Constrained, otherwise capacity available =575 kVA | --> | 0.598 | 0 | 0 | 0.5 | 0 |  | --> | C20 ex DOCK ROAD | Dock Road [T41,T42] | LIMERICK |  | 52.6488 | -8.6593
MV/LV Substation LT***4018 |  | 10 kV | _ | LV | 1000 kVA :Kiosk Substation | 1 | --> | 1 | 0 | 0 | Constrained, otherwise capacity available =699 kVA | --> | 0.95 | 0 | 0 | 0.5 | 0 |  | --> | C12 ex ROCHES STREET | Roches Street [T41,T42] | LIMERICK |  | 52.6631 | -8.6261
MV/LV Substation RI***4022 |  | 10 kV | _ | LV | 50 kVA :Pole Substation | 0.05 | --> | 0.05 | 0 | 0 | Constrained, otherwise capacity available =50 kVA | --> | 0.048 | 0 | 0 | 0.048 | 0 |  | --> | C20 ex RAHEEN | Raheen [T41,T42] | LIMERICK |  | 52.6413 | -8.616
MV/LV Substation BU***4027 |  | 10 kV | _ | LV | 400 kVA :Kiosk Substation | 0.4 | --> | 0.4 | 0 | 0 | Constrained, otherwise capacity available =347 kVA | --> | 0.38 | 0 | 0 | 0.387 | 0 |  | --> | C19 ex DOCK ROAD | Dock Road [T41,T42] | LIMERICK |  | 52.6463 | -8.669
MV/LV Substation SH***4028 |  | 10 kV | _ | LV | 400 kVA :Kiosk Substation | 0.4 | --> | 0.4 | 0 | 0 | Constrained, otherwise capacity available =387 kVA | --> | 0.38 | 0 | 0 | 0.382 | 0 |  | --> | C14 ex DOCK ROAD | Dock Road [T41,T42] | LIMERICK |  | 52.6616 | -8.6937
MV/LV Substation PA***402X |  | 20 kV | _ | LV | 50 kVA :Pole Substation | 0.05 | --> | 0.05 | 0.037 | 13.8 |  | --> | 0.048 | 0 | 0.005 | 0.046 | 0 |  | --> | C14 ex SINGLAND | Singland [T101,T102] | SINGLAND |  | 52.5928 | -8.4677
MV/LV Substation SH***4030 |  | 20 kV | _ | LV | 50 kVA :Pole Substation | 0.05 | --> | 0.05 | 0 | 0 | Constrained, otherwise capacity available =45 kVA | --> | 0.048 | 0 | 0 | 0 | 0 | Constrained, otherwise capacity available =48 kW | --> | E09 ex BRUFF |  |  |  | 52.5749 | -8.5409
MV/LV Substation CR***4039 |  | 10 kV | _ | LV | 50 kVA :Pole Substation | 0.05 | --> | 0.05 | 0 | 0 | Constrained, otherwise capacity available =45 kVA | --> | 0.048 | 0 | 0 | 0.048 | 0 |  | --> | E16 ex CRATLOE | Cratloe [T421,T422] | ARDNACRUSHA |  | 52.6816 | -8.7108
MV/LV Substation ST***403Y |  | 10 kV | _ | LV | 400 kVA :Kiosk Substation | 0.4 | --> | 0.4 | 0 | 0 | Constrained, otherwise capacity available =255 kVA | --> | 0.38 | 0 | 0.034 | 0.374 | 0 |  | --> | C16 ex GILLOGUE | Gillogue [T41,T42] | ARDNACRUSHA |  | 52.682 | -8.5972
MV/LV Substation AR***4045 |  | 10 kV | _ | LV | 400 kVA :Building Structure | 0.4 | --> | 0.4 | 0 | 0 | Constrained, otherwise capacity available =352 kVA | --> | 0.38 | 0 | 0 | 0.386 | 0 |  | --> | C14 ex CAHERDAVIN | Caherdavin [T41,T42] | ARDNACRUSHA |  | 52.6652 | -8.6404
MV/LV Substation FI***4049 |  | 10 kV | _ | LV | 200 kVA :Kiosk Substation | 0.2 | --> | 0.2 | 0.2 | 13.8 |  | --> | 0.19 | 0 | 0 | 0.19 | 0 |  | --> | C17 ex SINGLAND | Singland [T101,T102] | SINGLAND |  | 52.6773 | -8.5773
MV/LV Substation WO***405Y |  | 10 kV | _ | LV | 50 kVA :Pole Substation | 0.05 | --> | 0.05 | 0 | 0 | Constrained, otherwise capacity available =28 kVA | --> | 0.048 | 0 | 0.005 | 0.047 | 0 |  | --> | E16 ex CRATLOE | Cratloe [T421,T422] | ARDNACRUSHA |  | 52.6951 | -8.7324
MV/LV Substation DU***4065 |  | 10 kV | _ | LV | 630 kVA :Kiosk Substation | 0.63 | --> | 0.63 | 0 | 0 | Constrained, otherwise capacity available =555 kVA | --> | 0.598 | 0 | 0.021 | 0.5 | 0 |  | --> | C19 ex CASTLETROY | Castletroy [T41,T42] | ARDNACRUSHA |  | 52.6673 | -8.5494
MV/LV Substation CO***406X |  | 10 kV | _ | LV | 630 kVA :Building Structure | 0.63 | --> | 0.63 | 0 | 0 | Constrained, otherwise capacity available =446 kVA | --> | 0.598 | 0 | 0 | 0.5 | 0 |  | --> | C11 ex ROCHES STREET | Roches Street [T41,T42] | LIMERICK |  | 52.6592 | -8.6236
MV/LV Substation FA***406Y |  | 20 kV | _ | LV | 50 kVA :Pole Substation | 0.05 | --> | 0.05 | 0 | 0 | Constrained, otherwise capacity available =30 kVA | --> | 0.048 | 0 | 0 | 0.05 | 0 |  | --> | E18 ex PATRICKSWELL | Patrickswell [T421,T422] | LIMERICK |  | 52.5718 | -8.6101
MV/LV Substation QU***4071 |  | 10 kV | _ | LV | 50 kVA :Pole Substation | 0.05 | --> | 0.05 | 0 | 0 | Constrained, otherwise capacity available =50 kVA | --> | 0.048 | 0 | 0 | 0.048 | 0 |  | --> | C16 ex GILLOGUE | Gillogue [T41,T42] | ARDNACRUSHA |  | 52.6911 | -8.6272
MV/LV Substation AR***4085 |  | 10 kV | _ | LV | 50 kVA :Pole Substation | 0.05 | --> | 0.05 | 0 | 0 | Constrained, otherwise capacity available =33 kVA | --> | 0.048 | 0 | 0 | 0.05 | 0 |  | --> | C17 ex GILLOGUE | Gillogue [T41,T42] | ARDNACRUSHA |  | 52.7039 | -8.6119
MV/LV Substation CL***4096 |  | 20 kV | _ | LV | 50 kVA :Pole Substation | 0.05 | --> | 0.05 | 0 | 0 | Constrained, otherwise capacity available =40 kVA | --> | 0.048 | 0 | 0 | 0.049 | 0 |  | --> | E18 ex CRATLOE | Cratloe [T421,T422] | ARDNACRUSHA |  | 52.7097 | -8.8381
MV/LV Substation EA***411Y |  | 10 kV | _ | LV | 400 kVA :Building Structure | 0.4 | --> | 0.4 | 0 | 0 | Constrained, otherwise capacity available =130 kVA | --> | 0.38 | 0 | 0.1 | 0.341 | 0 |  | --> | C11 ex GARRYOWEN | Garryowen [T41,T42] | LIMERICK |  | 52.6483 | -8.5886
MV/LV Substation KI***4121 |  | 20 kV | _ | LV | 50 kVA :Pole Substation | 0.05 | --> | 0.05 | 0.028 | 13.8 |  | --> | 0.048 | 0 | 0.005 | 0.047 | 0 |  | --> | C14 ex SINGLAND | Singland [T101,T102] | SINGLAND |  | 52.6027 | -8.531
MV/LV Substation NE***4122 |  | 20 kV | _ | LV | 50 kVA :Pole Substation | 0.05 | --> | 0.05 | 0 | 0 | Constrained, otherwise capacity available =50 kVA | --> | 0.048 | 0 | 0 | 0.048 | 0 |  | --> | E18 ex CRATLOE | Cratloe [T421,T422] | ARDNACRUSHA |  | 52.7188 | -8.7953
MV/LV Substation IN***4123 |  | 20 kV | _ | LV | 50 kVA :Pole Substation | 0.05 | --> | 0.05 | 0.048 | 13.8 |  | --> | 0.048 | 0 | 0 | 0.048 | 0 |  | --> | C14 ex SINGLAND | Singland [T101,T102] | SINGLAND |  | 52.6374 | -8.5841
MV/LV Substation CL***4128 |  | 20 kV | _ | LV | 50 kVA :Pole Substation | 0.05 | --> | 0.05 | 0 | 0 | Constrained, otherwise capacity available =41 kVA | --> | 0.048 | 0 | 0.015 | 0.038 | 0 |  | --> | E18 ex CRATLOE | Cratloe [T421,T422] | ARDNACRUSHA |  | 52.7104 | -8.8315
MV/LV Substation CA***4134 |  | 20 kV | _ | LV | 50 kVA :Pole Substation | 0.05 | --> | 0.05 | 0.046 | 13.8 |  | --> | 0.048 | 0 | 0 | 0.048 | 0 |  | --> | C14 ex SINGLAND | Singland [T101,T102] | SINGLAND |  | 52.6593 | -8.5081
MV/LV Substation MU***414 |  | 10 kV | _ | LV | 50 kVA :Pole Substation | 0.05 | --> | 0.05 | 0 | 0 | Constrained, otherwise capacity available =45 kVA | --> | 0.048 | 0 | 0 | 0.048 | 0 |  | --> | C20 ex GARRYOWEN | Garryowen [T41,T42] | LIMERICK |  | 52.6425 | -8.6009
MV/LV Substation BO***4142 |  | 10 kV | _ | LV | 50 kVA :Pole Substation | 0.05 | --> | 0.05 | 0 | 0 | Constrained, otherwise capacity available =50 kVA | --> | 0.048 | 0 | 0 | 0.048 | 0 |  | --> | C20 ex GARRYOWEN | Garryowen [T41,T42] | LIMERICK |  | 52.6405 | -8.5845
MV/LV Substation TO***4159 |  | 10 kV | _ | LV | 400 kVA :Building Structure | 0.4 | --> | 0.4 | 0.121 | 13.8 |  | --> | 0.38 | 0 | 0 | 0.416 | 0 |  | --> | C21 ex SINGLAND | Singland [T101,T102] | SINGLAND |  | 52.653 | -8.5938
MV/LV Substation CO***4160 |  | 10 kV | _ | LV | 630 kVA :Building Structure | 0.63 | --> | 0.63 | 0 | 0 | Constrained, otherwise capacity available =534 kVA | --> | 0.598 | 0 | 0 | 0.5 | 0 |  | --> | C15 ex ROCHES STREET | Roches Street [T41,T42] | LIMERICK |  | 52.6599 | -8.6201
MV/LV Substation CI***4161 |  | 10 kV | _ | LV | 1000 kVA :Building Structure | 1 | --> | 1 | 0 | 0 | Constrained, otherwise capacity available =985 kVA | --> | 0.95 | 0 | 0 | 0.5 | 0 |  | --> | C20 ex DOCK ROAD | Dock Road [T41,T42] | LIMERICK |  | 52.6416 | -8.6465
MV/LV Substation CI***4164 |  | 10 kV | _ | LV | 630 kVA :Building Structure | 0.63 | --> | 0.63 | 0.332 | 13.8 |  | --> | 0.598 | 0 | 0 | 0.5 | 0 |  | --> | C20 ex SINGLAND | Singland [T101,T102] | SINGLAND |  | 52.6509 | -8.5759
MV/LV Substation CH***4165 |  | 10 kV | _ | LV | 400 kVA :Kiosk Substation | 0.4 | --> | 0.4 | 0 | 0 | Constrained, otherwise capacity available =349 kVA | --> | 0.38 | 0 | 0.264 | 0.191 | 0 |  | --> | C20 ex GARRYOWEN | Garryowen [T41,T42] | LIMERICK |  | 52.6467 | -8.6095
MV/LV Substation RO***4166 |  | 10 kV | _ | LV | 630 kVA :Kiosk Substation | 0.63 | --> | 0.63 | 0 | 0 | Constrained, otherwise capacity available =551 kVA | --> | 0.598 | 0 | 0.099 | 0.5 | 0 |  | --> | C20 ex GARRYOWEN | Garryowen [T41,T42] | LIMERICK |  | 52.6449 | -8.5846
MV/LV Substation BA***4172 |  | 20 kV | _ | LV | 50 kVA :Pole Substation | 0.05 | --> | 0.05 | 0 | 0 | Constrained, otherwise capacity available =45 kVA | --> | 0.048 | 0 | 0 | 0.048 | 0 |  | --> | E21 ex CRATLOE | Cratloe [T421,T422] | ARDNACRUSHA |  | 52.7387 | -8.7647
MV/LV Substation MU***4173 |  | 20 kV | _ | LV | 400 kVA :Kiosk Substation | 0.4 | --> | 0.4 | 0 | 0 | Constrained, otherwise capacity available =400 kVA | --> | 0.38 | 0 | 0 | 0.38 | 0 |  | --> | C11 ex RAHEEN | Raheen [T41,T42] | LIMERICK |  | 52.6338 | -8.6847
MV/LV Substation NO***4186 |  | 10 kV | _ | LV | 400 kVA :Building Structure | 0.4 | --> | 0.4 | 0 | 0 | Constrained, otherwise capacity available =400 kVA | --> | 0.38 | 0 | 0 | 0.38 | 0 |  | --> | C21 ex RAHEEN | Raheen [T41,T42] | LIMERICK |  | 52.6206 | -8.6544
MV/LV Substation BL***4196 |  | 10 kV | _ | LV | 400 kVA :Kiosk Substation | 0.4 | --> | 0.4 | 0 | 0 | Constrained, otherwise capacity available =344 kVA | --> | 0.38 | 0 | 0.103 | 0.311 | 0 |  | --> | C21 ex CASTLETROY | Castletroy [T41,T42] | ARDNACRUSHA |  | 52.6606 | -8.5389
MV/LV Substation ID***4199 |  | 20 kV | _ | LV | 630 kVA :Building Structure | 0.63 | --> | 0.63 | 0.2 | 6.81 |  | --> | 0.598 | 0 | 0 | 0.5 | 0 |  | --> | C03 ex AHANE | Ahane [T102] | AHANE |  | 52.6692 | -8.5373
MV/LV Substation EA***419Y |  | 10 kV | _ | LV | 400 kVA :Building Structure | 0.4 | --> | 0.4 | 0 | 0 | Constrained, otherwise capacity available =325 kVA | --> | 0.38 | 0 | 0.01 | 0.383 | 0 |  | --> | C11 ex GARRYOWEN | Garryowen [T41,T42] | LIMERICK |  | 52.6484 | -8.5843
MV/LV Substation TA***4203 |  | 10 kV | _ | LV | 400 kVA :Building Structure | 0.4 | --> | 0.4 | 0 | 0 | Constrained, otherwise capacity available =400 kVA | --> | 0.38 | 0 | 0 | 0.38 | 0 |  | --> | C16 ex RAHEEN | Raheen [T41,T42] | LIMERICK |  | 52.6149 | -8.6638
MV/LV Substation GI***4204 |  | 10 kV | _ | LV | 400 kVA :Kiosk Substation | 0.4 | --> | 0.4 | 0 | 0 | Constrained, otherwise capacity available =400 kVA | --> | 0.38 | 0 | 0 | 0.38 | 0 |  | --> | C17 ex GILLOGUE | Gillogue [T41,T42] | ARDNACRUSHA |  | 52.6866 | -8.5836
MV/LV Substation SO***4207 |  | 10 kV | _ | LV | 100 kVA :Pole Substation | 0.1 | --> | 0.1 | 0 | 0 | Constrained, otherwise capacity available =77 kVA | --> | 0.095 | 0 | 0 | 0.098 | 0 |  | --> | C20 ex RAHEEN | Raheen [T41,T42] | LIMERICK |  | 52.6442 | -8.6146
MV/LV Substation SL***4208 |  | 10 kV | _ | LV | 400 kVA :Kiosk Substation | 0.4 | --> | 0.4 | 0 | 0 | Constrained, otherwise capacity available =360 kVA | --> | 0.38 | 0 | 0.01 | 0.378 | 0 |  | --> | C13 ex DOCK ROAD | Dock Road [T41,T42] | LIMERICK |  | 52.6375 | -8.6767
MV/LV Substation RA***4209 |  | 20 kV | _ | LV | 50 kVA :Pole Substation | 0.05 | --> | 0.05 | 0.049 | 13.8 |  | --> | 0.048 | 0 | 0 | 0.048 | 0 |  | --> | C14 ex SINGLAND | Singland [T101,T102] | SINGLAND |  | 52.598 | -8.5953
MV/LV Substation DO***420Y |  | 10 kV | _ | LV | 400 kVA :Kiosk Substation | 0.4 | --> | 0.4 | 0 | 0 | Constrained, otherwise capacity available =304 kVA | --> | 0.38 | 0 | 0.005 | 0.389 | 0 |  | --> | C15 ex BALLINACURRA | Ballinacurra [T41,T42] | LIMERICK |  | 52.6371 | -8.6466
MV/LV Substation CA***4210 |  | 20 kV | _ | LV | 400 kVA :Kiosk Substation | 0.4 | --> | 0.4 | 0.225 | 6.81 |  | --> | 0.38 | 0 | 0.122 | 0.313 | 0 |  | --> | C03 ex AHANE | Ahane [T102] | AHANE |  | 52.6668 | -8.5441
MV/LV Substation MU***4216 |  | 10 kV | _ | LV | 400 kVA :Kiosk Substation | 0.4 | --> | 0.4 | 0 | 0 | Constrained, otherwise capacity available =255 kVA | --> | 0.38 | 0 | 0.074 | 0.344 | 0 |  | --> | C13 ex DOCK ROAD | Dock Road [T41,T42] | LIMERICK |  | 52.6333 | -8.672
MV/LV Substation BU***4219 |  | 10 kV | _ | LV | 400 kVA :Kiosk Substation | 0.4 | --> | 0.4 | 0 | 0 | Constrained, otherwise capacity available =400 kVA | --> | 0.38 | 0 | 0 | 0.38 | 0 |  | --> | C14 ex DOCK ROAD | Dock Road [T41,T42] | LIMERICK |  | 52.6531 | -8.6712
MV/LV Substation HA***4223 |  | 10 kV | _ | LV | 630 kVA :Building Structure | 0.63 | --> | 0.63 | 0 | 0 | Constrained, otherwise capacity available =484 kVA | --> | 0.598 | 0 | 0.01 | 0.5 | 0 |  | --> | C17 ex CASTLETROY | Castletroy [T41,T42] | ARDNACRUSHA |  | 52.6739 | -8.5518
MV/LV Substation SE***4225 |  | 10 kV | _ | LV | 630 kVA :Building Structure | 0.63 | --> | 0.63 | 0.5 | 6.81 |  | --> | 0.598 | 0 | 0 | 0.5 | 0 |  | --> | C04 ex AHANE | Ahane [T102] | AHANE |  | 52.6604 | -8.4996
MV/LV Substation PA***4228 |  | 10 kV | _ | LV | 400 kVA :Kiosk Substation | 0.4 | --> | 0.4 | 0.369 | 13.8 |  | --> | 0.38 | 0 | 0 | 0.384 | 0 |  | --> | C20 ex SINGLAND | Singland [T101,T102] | SINGLAND |  | 52.6633 | -8.5933
MV/LV Substation CA***422Y |  | 10 kV | _ | LV | 400 kVA :Kiosk Substation | 0.4 | --> | 0.4 | 0 | 0 | Constrained, otherwise capacity available =253 kVA | --> | 0.38 | 0 | 0.098 | 0.327 | 0 |  | --> | C11 ex CORBALLY | Corbally [T41,T42] | ARDNACRUSHA |  | 52.6725 | -8.6058
MV/LV Substation WA***4232 |  | 10 kV | _ | LV | 400 kVA :Kiosk Substation | 0.4 | --> | 0.4 | 0 | 0 | Constrained, otherwise capacity available =388 kVA | --> | 0.38 | 0 | 0 | 0.382 | 0 |  | --> | C11 ex GARRYOWEN | Garryowen [T41,T42] | LIMERICK |  | 52.6541 | -8.6184
MV/LV Substation PA***4235 |  | 20 kV | _ | LV | 100 kVA :Pole Substation | 0.1 | --> | 0.1 | 0 | 0 | Constrained, otherwise capacity available =91 kVA | --> | 0.095 | 0 | 0 | 0.096 | 0 |  | --> | E13 ex BIRDHILL | Birdhill [T421,T422] | ARDNACRUSHA |  | 52.7626 | -8.4791
MV/LV Substation CO***4237 |  | 10 kV | _ | LV | 400 kVA :Kiosk Substation | 0.4 | --> | 0.4 | 0 | 0 | Constrained, otherwise capacity available =388 kVA | --> | 0.38 | 0 | 0.067 | 0.332 | 0 |  | --> | C12 ex CAHERDAVIN | Caherdavin [T41,T42] | ARDNACRUSHA |  | 52.662 | -8.6665
MV/LV Substation KN***4238 |  | 20 kV | _ | LV | 50 kVA :Pole Substation | 0.05 | --> | 0.05 | 0.05 | 13.8 |  | --> | 0.048 | 0 | 0 | 0.048 | 0 |  | --> | C14 ex SINGLAND | Singland [T101,T102] | SINGLAND |  | 52.6013 | -8.4781
MV/LV Substation NE***4240 |  | 10 kV | _ | LV | 630 kVA :Kiosk Substation | 0.63 | --> | 0.63 | 0 | 0 | Constrained, otherwise capacity available =570 kVA | --> | 0.598 | 0 | 0.029 | 0.5 | 0 |  | --> | C21 ex CASTLETROY | Castletroy [T41,T42] | ARDNACRUSHA |  | 52.6615 | -8.5491
MV/LV Substation GL***424Y |  | 10 kV | _ | LV | 400 kVA :Kiosk Substation | 0.4 | --> | 0.4 | 0 | 0 | Constrained, otherwise capacity available =272 kVA | --> | 0.38 | 0 | 0.03 | 0.375 | 0 |  | --> | C20 ex RAHEEN | Raheen [T41,T42] | LIMERICK |  | 52.623 | -8.6463
MV/LV Substation BU***4252 |  | 10 kV | _ | LV | 400 kVA :Kiosk Substation | 0.4 | --> | 0.4 | 0 | 0 | Constrained, otherwise capacity available =286 kVA | --> | 0.38 | 0 | 0 | 0.395 | 0 |  | --> | C13 ex DOCK ROAD | Dock Road [T41,T42] | LIMERICK |  | 52.6325 | -8.6724
MV/LV Substation PU***425Y |  | 10 kV | _ | LV | 400 kVA :Building Structure | 0.4 | --> | 0.4 | 0 | 0 | Constrained, otherwise capacity available =365 kVA | --> | 0.38 | 0 | 0 | 0.385 | 0 |  | --> | C12 ex CORBALLY | Corbally [T41,T42] | ARDNACRUSHA |  | 52.6645 | -8.6231
MV/LV Substation FR***426 |  | 20 kV | _ | LV | 100 kVA :Pole Substation | 0.1 | --> | 0.1 | 0 | 0 | Constrained, otherwise capacity available =58 kVA | --> | 0.095 | 0 | 0.027 | 0.081 | 0 |  | --> | C11 ex RAHEEN | Raheen [T41,T42] | LIMERICK |  | 52.6107 | -8.6277
MV/LV Substation FO***4261 |  | 10 kV | _ | LV | 200 kVA :Pole Substation | 0.2 | --> | 0.2 | 0.2 | 13.8 |  | --> | 0.19 | 0 | 0 | 0.19 | 0 |  | --> | C20 ex SINGLAND | Singland [T101,T102] | SINGLAND |  | 52.6541 | -8.5688
MV/LV Substation UN***4266 |  | 10 kV | _ | LV | 630 kVA :Building Structure | 0.63 | --> | 0.63 | 0.22 | 6.81 |  | --> | 0.598 | 0 | 0 | 0.5 | 0 |  | --> | C07 ex AHANE | Ahane [T102] | AHANE |  | 52.6661 | -8.503
MV/LV Substation DR***4273 |  | 20 kV | _ | LV | 50 kVA :Pole Substation | 0.05 | --> | 0.05 | 0.046 | 13.8 |  | --> | 0.048 | 0 | 0 | 0.048 | 0 |  | --> | C14 ex SINGLAND | Singland [T101,T102] | SINGLAND |  | 52.6332 | -8.5753
MV/LV Substation FA***4274 |  | 10 kV | _ | LV | 400 kVA :Kiosk Substation | 0.4 | --> | 0.4 | 0 | 0 | Constrained, otherwise capacity available =400 kVA | --> | 0.38 | 0 | 0 | 0.38 | 0 |  | --> | C13 ex GARRYOWEN | Garryowen [T41,T42] | LIMERICK |  | 52.6575 | -8.6111
MV/LV Substation PA***4279 |  | 20 kV | _ | LV | 50 kVA :Pole Substation | 0.05 | --> | 0.05 | 0.026 | 13.8 |  | --> | 0.048 | 0 | 0 | 0.051 | 0 |  | --> | C14 ex SINGLAND | Singland [T101,T102] | SINGLAND |  | 52.5997 | -8.6077
MV/LV Substation SY***4282 |  | 10 kV | _ | LV | 400 kVA :Kiosk Substation | 0.4 | --> | 0.4 | 0 | 0 | Constrained, otherwise capacity available =400 kVA | --> | 0.38 | 0 | 0 | 0.38 | 0 |  | --> | C11 ex GARRYOWEN | Garryowen [T41,T42] | LIMERICK |  | 52.6464 | -8.6251
MV/LV Substation ID***4283 |  | 20 kV | _ | LV | 630 kVA :Building Structure | 0.63 | --> | 0.63 | 0.5 | 6.81 |  | --> | 0.598 | 0 | 0 | 0.5 | 0 |  | --> | C03 ex AHANE | Ahane [T102] | AHANE |  | 52.6688 | -8.5407
MV/LV Substation AM***4284 |  | 10 kV | _ | LV | 400 kVA :Kiosk Substation | 0.4 | --> | 0.4 | 0.286 | 13.8 |  | --> | 0.38 | 0 | 0 | 0.395 | 0 |  | --> | C21 ex SINGLAND | Singland [T101,T102] | SINGLAND |  | 52.6576 | -8.5868
MV/LV Substation AM***4285 |  | 10 kV | _ | LV | 400 kVA :Kiosk Substation | 0.4 | --> | 0.4 | 0.355 | 13.8 |  | --> | 0.38 | 0 | 0 | 0.386 | 0 |  | --> | C21 ex SINGLAND | Singland [T101,T102] | SINGLAND |  | 52.6568 | -8.5845
MV/LV Substation MO***4289 |  | 10 kV | _ | LV | 630 kVA :Kiosk Substation | 0.63 | --> | 0.63 | 0 | 0 | Constrained, otherwise capacity available =476 kVA | --> | 0.598 | 0 | 0 | 0.5 | 0 |  | --> | C12 ex CAHERDAVIN | Caherdavin [T41,T42] | ARDNACRUSHA |  | 52.6629 | -8.6649
MV/LV Substation SA***428Y |  | 20 kV | _ | LV | 1000 kVA :Building Structure | 1 | --> | 1 | 0 | 0 | Constrained, otherwise capacity available =1000 kVA | --> | 0.95 | 0 | 0 | 0.5 | 0 |  | --> | E16 ex DRUMLINE | Drumline [T421,T422] | DRUMLINE |  | 52.7172 | -8.8603
MV/LV Substation DB***4290 |  | 20 kV | _ | LV | 630 kVA :Building Structure | 0.63 | --> | 0.63 | 0 | 0 | Constrained, otherwise capacity available =569 kVA | --> | 0.598 | 0 | 0 | 0.5 | 0 |  | --> | E12 ex DRUMLINE | Drumline [T421,T422] | DRUMLINE |  | 52.7233 | -8.8658
MV/LV Substation CU***4298 |  | 10 kV | _ | LV | 400 kVA :Building Structure | 0.4 | --> | 0.4 | 0 | 0 | Constrained, otherwise capacity available =397 kVA | --> | 0.38 | 0 | 0.005 | 0.377 | 0 |  | --> | C11 ex GARRYOWEN | Garryowen [T41,T42] | LIMERICK |  | 52.6512 | -8.5956
MV/LV Substation NE***4304 |  | 10 kV | _ | LV | 630 kVA :Kiosk Substation | 0.63 | --> | 0.63 | 0 | 0 | Constrained, otherwise capacity available =539 kVA | --> | 0.598 | 0 | 0.005 | 0.5 | 0 |  | --> | C21 ex CASTLETROY | Castletroy [T41,T42] | ARDNACRUSHA |  | 52.6626 | -8.5427
MV/LV Substation NE***4305 |  | 10 kV | _ | LV | 630 kVA :Kiosk Substation | 0.63 | --> | 0.63 | 0 | 0 | Constrained, otherwise capacity available =582 kVA | --> | 0.598 | 0 | 0.009 | 0.5 | 0 |  | --> | C21 ex CASTLETROY | Castletroy [T41,T42] | ARDNACRUSHA |  | 52.6608 | -8.5484
MV/LV Substation OP***4309 |  | 10 kV | _ | LV | 1000 kVA :Building Structure | 1 | --> | 1 | 0 | 0 | Constrained, otherwise capacity available =644 kVA | --> | 0.95 | 0 | 0 | 0.5 | 0 |  | --> | C13 ex ROCHES STREET | Roches Street [T41,T42] | LIMERICK |  | 52.6647 | -8.6237
MV/LV Substation PE***4320 |  | 10 kV | _ | LV | 400 kVA :Building Structure | 0.4 | --> | 0.4 | 0 | 0 | Constrained, otherwise capacity available =382 kVA | --> | 0.38 | 0 | 0 | 0.382 | 0 |  | --> | C16 ex RAHEEN | Raheen [T41,T42] | LIMERICK |  | 52.6166 | -8.6563
MV/LV Substation FI***432X |  | 20 kV | _ | LV | 50 kVA :Pole Substation | 0.05 | --> | 0.05 | 0 | 0 | Constrained, otherwise capacity available =50 kVA | --> | 0.048 | 0 | 0 | 0.048 | 0 |  | --> | E21 ex CRATLOE | Cratloe [T421,T422] | ARDNACRUSHA |  | 52.7407 | -8.7603
MV/LV Substation CO***4333 |  | 10 kV | _ | LV | 630 kVA :Kiosk Substation | 0.63 | --> | 0.63 | 0 | 0 | Constrained, otherwise capacity available =527 kVA | --> | 0.598 | 0 | 0.03 | 0.5 | 0 |  | --> | C13 ex DOCK ROAD | Dock Road [T41,T42] | LIMERICK |  | 52.6377 | -8.6789
MV/LV Substation TO***4334 |  | 10 kV | _ | LV | 630 kVA :Building Structure | 0.63 | --> | 0.63 | 0.5 | 13.8 |  | --> | 0.598 | 0 | 0.036 | 0.5 | 0 |  | --> | C13 ex SINGLAND | Singland [T101,T102] | SINGLAND |  | 52.6537 | -8.5778
MV/LV Substation AB***4338 |  | 10 kV | _ | LV | 400 kVA :Kiosk Substation | 0.4 | --> | 0.4 | 0 | 0 | Constrained, otherwise capacity available =350 kVA | --> | 0.38 | 0 | 0 | 0.387 | 0 |  | --> | C13 ex DOCK ROAD | Dock Road [T41,T42] | LIMERICK |  | 52.6315 | -8.6698
MV/LV Substation GO***4342 |  | 10 kV | _ | LV | 1000 kVA :Building Structure | 1 | --> | 1 | 0 | 0 | Constrained, otherwise capacity available =1000 kVA | --> | 0.95 | 0 | 0 | 0.5 | 0 |  | --> | C16 ex RAHEEN | Raheen [T41,T42] | LIMERICK |  | 52.6186 | -8.6521
MV/LV Substation NE***4351 |  | 10 kV | _ | LV | 630 kVA :Kiosk Substation | 0.63 | --> | 0.63 | 0 | 0 | Constrained, otherwise capacity available =602 kVA | --> | 0.598 | 0 | 0.018 | 0.5 | 0 |  | --> | C21 ex CASTLETROY | Castletroy [T41,T42] | ARDNACRUSHA |  | 52.6614 | -8.5451
MV/LV Substation NE***4352 |  | 10 kV | _ | LV | 630 kVA :Kiosk Substation | 0.63 | --> | 0.63 | 0 | 0 | Constrained, otherwise capacity available =570 kVA | --> | 0.598 | 0 | 0.015 | 0.5 | 0 |  | --> | C21 ex CASTLETROY | Castletroy [T41,T42] | ARDNACRUSHA |  | 52.6633 | -8.5452
MV/LV Substation KN***4362 |  | 10 kV | _ | LV | 400 kVA :Kiosk Substation | 0.4 | --> | 0.4 | 0 | 0 | Constrained, otherwise capacity available =358 kVA | --> | 0.38 | 0 | 0.01 | 0.378 | 0 |  | --> | C18 ex CAHERDAVIN | Caherdavin [T41,T42] | ARDNACRUSHA |  | 52.6723 | -8.6725
MV/LV Substation ER***4365 |  | 20 kV | _ | LV | 400 kVA :Kiosk Substation | 0.4 | --> | 0.4 | 0 | 0 | Constrained, otherwise capacity available =384 kVA | --> | 0.38 | 0 | 0.005 | 0.378 | 0 |  | --> | C17 ex GILLOGUE | Gillogue [T41,T42] | ARDNACRUSHA |  | 52.7217 | -8.5545
MV/LV Substation MU***4367 |  | 10 kV | _ | LV | 100 kVA :Pole Substation | 0.1 | --> | 0.1 | 0 | 0 | Constrained, otherwise capacity available =100 kVA | --> | 0.095 | 0 | 0 | 0.095 | 0 |  | --> | C13 ex DOCK ROAD | Dock Road [T41,T42] | LIMERICK |  | 52.6325 | -8.6774
MV/LV Substation MI***4368 |  | 10 kV | _ | LV | 630 kVA :Kiosk Substation | 0.63 | --> | 0.63 | 0 | 0 | Constrained, otherwise capacity available =595 kVA | --> | 0.598 | 0 | 0 | 0.5 | 0 |  | --> | C19 ex CASTLETROY | Castletroy [T41,T42] | ARDNACRUSHA |  | 52.6677 | -8.5512
MV/LV Substation MI***4369 |  | 20 kV | _ | LV | 630 kVA :Kiosk Substation | 0.63 | --> | 0.63 | 0.5 | 6.81 |  | --> | 0.598 | 0 | 0.006 | 0.5 | 0 |  | --> | C03 ex AHANE | Ahane [T102] | AHANE |  | 52.6662 | -8.551
MV/LV Substation GR***4371 |  | 10 kV | _ | LV | 630 kVA :Kiosk Substation | 0.63 | --> | 0.63 | 0 | 0 | Constrained, otherwise capacity available =575 kVA | --> | 0.598 | 0 | 0 | 0.5 | 0 |  | --> | C20 ex DOCK ROAD | Dock Road [T41,T42] | LIMERICK |  | 52.6467 | -8.6492
MV/LV Substation CO***4375 |  | 10 kV | _ | LV | 400 kVA :Building Structure | 0.4 | --> | 0.4 | 0 | 0 | Constrained, otherwise capacity available =342 kVA | --> | 0.38 | 0 | 0 | 0.388 | 0 |  | --> | C13 ex DOCK ROAD | Dock Road [T41,T42] | LIMERICK |  | 52.6297 | -8.6863
MV/LV Substation MU***4376 |  | 10 kV | _ | LV | 630 kVA :Kiosk Substation | 0.63 | --> | 0.63 | 0 | 0 | Constrained, otherwise capacity available =630 kVA | --> | 0.598 | 0 | 0 | 0.5 | 0 |  | --> | C13 ex DOCK ROAD | Dock Road [T41,T42] | LIMERICK |  | 52.6295 | -8.682
MV/LV Substation CO***4377 |  | 10 kV | _ | LV | 630 kVA :Kiosk Substation | 0.63 | --> | 0.63 | 0 | 0 | Constrained, otherwise capacity available =622 kVA | --> | 0.598 | 0 | 0.01 | 0.5 | 0 |  | --> | C13 ex DOCK ROAD | Dock Road [T41,T42] | LIMERICK |  | 52.6299 | -8.6733
MV/LV Substation GO***4378 |  | 20 kV | _ | LV | 400 kVA :Kiosk Substation | 0.4 | --> | 0.4 | 0 | 0 | Constrained, otherwise capacity available =386 kVA | --> | 0.38 | 0 | 0.015 | 0.371 | 0 |  | --> | E21 ex CRATLOE | Cratloe [T421,T422] | ARDNACRUSHA |  | 52.7368 | -8.7795
MV/LV Substation KI***4382 |  | 20 kV | _ | LV | 400 kVA :Kiosk Substation | 0.4 | --> | 0.4 | 0 | 0 | Constrained, otherwise capacity available =400 kVA | --> | 0.38 | 0 | 0 | 0.38 | 0 |  | --> | E17 ex DRUMLINE | Drumline [T421,T422] | DRUMLINE |  | 52.7235 | -8.8604
MV/LV Substation GR***4386 |  | 10 kV | _ | LV | 400 kVA :Kiosk Substation | 0.4 | --> | 0.4 | 0.378 | 13.8 |  | --> | 0.38 | 0 | 0 | 0.383 | 0 |  | --> | C19 ex SINGLAND | Singland [T101,T102] | SINGLAND |  | 52.661 | -8.5732
MV/LV Substation LI***439 |  | 20 kV | _ | LV | 50 kVA :Pole Substation | 0.05 | --> | 0.05 | 0 | 0 | Constrained, otherwise capacity available =38 kVA | --> | 0.048 | 0 | 0 | 0.049 | 0 |  | --> | C11 ex RAHEEN | Raheen [T41,T42] | LIMERICK |  | 52.6009 | -8.6337
MV/LV Substation CL***4390 |  | 10 kV | _ | LV | 630 kVA :Building Structure | 0.63 | --> | 0.63 | 0 | 0 | Constrained, otherwise capacity available =432 kVA | --> | 0.598 | 0 | 0 | 0.5 | 0 |  | --> | C20 ex CAHERDAVIN | Caherdavin [T41,T42] | ARDNACRUSHA |  | 52.6759 | -8.6826
MV/LV Substation CL***4391 |  | 20 kV | _ | LV | 100 kVA :Pole Substation | 0.1 | --> | 0.1 | 0 | 0 | Constrained, otherwise capacity available =97 kVA | --> | 0.095 | 0 | 0 | 0.095 | 0 |  | --> | E18 ex CRATLOE | Cratloe [T421,T422] | ARDNACRUSHA |  | 52.703 | -8.8363
MV/LV Substation SA***4397 |  | 10 kV | _ | LV | 400 kVA :Kiosk Substation | 0.4 | --> | 0.4 | 0 | 0 | Constrained, otherwise capacity available =400 kVA | --> | 0.38 | 0 | 0 | 0.38 | 0 |  | --> | C14 ex CAHERDAVIN | Caherdavin [T41,T42] | ARDNACRUSHA |  | 52.6646 | -8.6391
MV/LV Substation LO***4399 |  | 10 kV | _ | LV | 630 kVA :Building Structure | 0.63 | --> | 0.63 | 0 | 0 | Constrained, otherwise capacity available =578 kVA | --> | 0.598 | 0 | 0 | 0.5 | 0 |  | --> | C16 ex RAHEEN | Raheen [T41,T42] | LIMERICK |  | 52.6174 | -8.6651
MV/LV Substation RI***439Y |  | 20 kV | _ | LV | 400 kVA :Kiosk Substation | 0.4 | --> | 0.4 | 0.284 | 6.81 |  | --> | 0.38 | 0 | 0.048 | 0.36 | 0 |  | --> | C03 ex AHANE | Ahane [T102] | AHANE |  | 52.6652 | -8.5308
MV/LV Substation KI***4403 |  | 10 kV | _ | LV | 400 kVA :Kiosk Substation | 0.4 | --> | 0.4 | 0 | 0 | Constrained, otherwise capacity available =400 kVA | --> | 0.38 | 0 | 0 | 0.38 | 0 |  | --> | C14 ex CAHERDAVIN | Caherdavin [T41,T42] | ARDNACRUSHA |  | 52.6659 | -8.6438
MV/LV Substation TO***4406 |  | 10 kV | _ | LV | 1000 kVA :Building Structure | 1 | --> | 1 | 0.5 | 13.8 |  | --> | 0.95 | 0 | 0 | 0.5 | 0 |  | --> | C20 ex SINGLAND | Singland [T101,T102] | SINGLAND |  | 52.6529 | -8.579
MV/LV Substation NO***4408 |  | 10 kV | _ | LV | 400 kVA :Kiosk Substation | 0.4 | --> | 0.4 | 0 | 0 | Constrained, otherwise capacity available =384 kVA | --> | 0.38 | 0 | 0 | 0.382 | 0 |  | --> | C13 ex RAHEEN | Raheen [T41,T42] | LIMERICK |  | 52.6193 | -8.6497
MV/LV Substation MU***440Y |  | 20 kV | _ | LV | 400 kVA :Kiosk Substation | 0.4 | --> | 0.4 | 0.312 | 6.81 |  | --> | 0.38 | 0 | 0.026 | 0.373 | 0 |  | --> | C03 ex AHANE | Ahane [T102] | AHANE |  | 52.6637 | -8.5295
MV/LV Substation TO***4416 |  | 20 kV | _ | LV | 100 kVA :Pole Substation | 0.1 | --> | 0.1 | 0.099 | 13.8 |  | --> | 0.095 | 0 | 0 | 0.095 | 0 |  | --> | C14 ex SINGLAND | Singland [T101,T102] | SINGLAND |  | 52.6221 | -8.5433
MV/LV Substation CH***4420 |  | 20 kV | _ | LV | 400 kVA :Kiosk Substation | 0.4 | --> | 0.4 | 0 | 0 | Constrained, otherwise capacity available =399 kVA | --> | 0.38 | 0 | 0 | 0.38 | 0 |  | --> | E18 ex CRATLOE | Cratloe [T421,T422] | ARDNACRUSHA |  | 52.6968 | -8.8174
MV/LV Substation BI***4424 |  | 10 kV | _ | LV | 400 kVA :Kiosk Substation | 0.4 | --> | 0.4 | 0 | 0 | Constrained, otherwise capacity available =400 kVA | --> | 0.38 | 0 | 0 | 0.38 | 0 |  | --> | C13 ex DOCK ROAD | Dock Road [T41,T42] | LIMERICK |  | 52.6324 | -8.6746
MV/LV Substation RA***4425 |  | 10 kV | _ | LV | 630 kVA :Kiosk Substation | 0.63 | --> | 0.63 | 0 | 0 | Constrained, otherwise capacity available =628 kVA | --> | 0.598 | 0 | 0 | 0.5 | 0 |  | --> | C13 ex DOCK ROAD | Dock Road [T41,T42] | LIMERICK |  | 52.6362 | -8.6761
MV/LV Substation LI***4429 |  | 10 kV | _ | LV | 1000 kVA :Building Structure | 1 | --> | 1 | 0.5 | 13.8 |  | --> | 0.95 | 0 | 0 | 0.5 | 0 |  | --> | C13 ex SINGLAND | Singland [T101,T102] | SINGLAND |  | 52.6557 | -8.5788
MV/LV Substation CA***442Y |  | 20 kV | _ | LV | 400 kVA :Kiosk Substation | 0.4 | --> | 0.4 | 0.256 | 6.81 |  | --> | 0.38 | 0 | 0.062 | 0.353 | 0 |  | --> | C03 ex AHANE | Ahane [T102] | AHANE |  | 52.6638 | -8.5346
MV/LV Substation PA***4431 |  | 10 kV | _ | LV | 630 kVA :Kiosk Substation | 0.63 | --> | 0.63 | 0 | 0 | Constrained, otherwise capacity available =629 kVA | --> | 0.598 | 0 | 0 | 0.5 | 0 |  | --> | C20 ex DOCK ROAD | Dock Road [T41,T42] | LIMERICK |  | 52.6468 | -8.6519
MV/LV Substation AN***4435 |  | 10 kV | _ | LV | 630 kVA :Building Structure | 0.63 | --> | 0.63 | 0.5 | 6.81 |  | --> | 0.598 | 0 | 0 | 0.5 | 0 |  | --> | C05 ex AHANE | Ahane [T102] | AHANE |  | 52.6648 | -8.5058
MV/LV Substation KN***443Y |  | 10 kV | _ | LV | 50 kVA :Pole Substation | 0.05 | --> | 0.05 | 0 | 0 | Constrained, otherwise capacity available =50 kVA | --> | 0.048 | 0 | 0 | 0.048 | 0 |  | --> | C16 ex MOYLISH | Moylish [T41,T42] | ARDNACRUSHA |  | 52.6749 | -8.6732
MV/LV Substation MU***4449 |  | 20 kV | _ | LV | 400 kVA :Kiosk Substation | 0.4 | --> | 0.4 | 0 | 0 | Constrained, otherwise capacity available =399 kVA | --> | 0.38 | 0 | 0 | 0.38 | 0 |  | --> | C11 ex RAHEEN | Raheen [T41,T42] | LIMERICK |  | 52.6357 | -8.6905
MV/LV Substation ST***4459 |  | 10 kV | _ | LV | 400 kVA :Kiosk Substation | 0.4 | --> | 0.4 | 0 | 0 | Constrained, otherwise capacity available =400 kVA | --> | 0.38 | 0 | 0 | 0.38 | 0 |  | --> | C13 ex GARRYOWEN | Garryowen [T41,T42] | LIMERICK |  | 52.6572 | -8.598
MV/LV Substation PO***4465 |  | 20 kV | _ | LV | 200 kVA :Pole Substation | 0.2 | --> | 0.2 | 0.2 | 6.81 |  | --> | 0.19 | 0 | 0 | 0.19 | 0 |  | --> | C06 ex AHANE | Ahane [T102] | AHANE |  | 52.7063 | -8.4418
MV/LV Substation NE***4474 |  | 10 kV | _ | LV | 630 kVA :Kiosk Substation | 0.63 | --> | 0.63 | 0 | 0 | Constrained, otherwise capacity available =630 kVA | --> | 0.598 | 0 | 0 | 0.5 | 0 |  | --> | C13 ex DOCK ROAD | Dock Road [T41,T42] | LIMERICK |  | 52.6307 | -8.6725
MV/LV Substation NE***4475 |  | 10 kV | _ | LV | 630 kVA :Kiosk Substation | 0.63 | --> | 0.63 | 0 | 0 | Constrained, otherwise capacity available =630 kVA | --> | 0.598 | 0 | 0 | 0.5 | 0 |  | --> | C13 ex DOCK ROAD | Dock Road [T41,T42] | LIMERICK |  | 52.6292 | -8.6712
MV/LV Substation AT***4477 |  | 10 kV | _ | LV | 400 kVA :Kiosk Substation | 0.4 | --> | 0.4 | 0 | 0 | Constrained, otherwise capacity available =400 kVA | --> | 0.38 | 0 | 0 | 0.38 | 0 |  | --> | C12 ex BALLINACURRA | Ballinacurra [T41,T42] | LIMERICK |  | 52.657 | -8.6508
MV/LV Substation DR***447Y |  | 20 kV | _ | LV | 1000 kVA :Building Structure | 1 | --> | 1 | 0 | 0 | Constrained, otherwise capacity available =938 kVA | --> | 0.95 | 0 | 0 | 0.5 | 0 |  | --> | E16 ex DRUMLINE | Drumline [T421,T422] | DRUMLINE |  | 52.7167 | -8.8611
MV/LV Substation BR***449Y |  | 10 kV | _ | LV | 400 kVA :Kiosk Substation | 0.4 | --> | 0.4 | 0.37 | 13.8 |  | --> | 0.38 | 0 | 0.023 | 0.367 | 0 |  | --> | C13 ex SINGLAND | Singland [T101,T102] | SINGLAND |  | 52.6661 | -8.5929
MV/LV Substation PO***453Y |  | 10 kV | _ | LV | 50 kVA :Pole Substation | 0.05 | --> | 0.05 | 0 | 0 | Constrained, otherwise capacity available =47 kVA | --> | 0.048 | 0 | 0 | 0.048 | 0 |  | --> | E16 ex CRATLOE | Cratloe [T421,T422] | ARDNACRUSHA |  | 52.6889 | -8.761
MV/LV Substation GR***454Y |  | 10 kV | _ | LV | 200 kVA :Kiosk Substation | 0.2 | --> | 0.2 | 0 | 0 | Constrained, otherwise capacity available =113 kVA | --> | 0.19 | 0 | 0.026 | 0.182 | 0 |  | --> | C13 ex DOCK ROAD | Dock Road [T41,T42] | LIMERICK |  | 52.6282 | -8.6667
MV/LV Substation LY***455Y |  | 10 kV | _ | LV | 400 kVA :Kiosk Substation | 0.4 | --> | 0.4 | 0 | 0 | Constrained, otherwise capacity available =324 kVA | --> | 0.38 | 0 | 0 | 0.39 | 0 |  | --> | C22 ex GARRYOWEN | Garryowen [T41,T42] | LIMERICK |  | 52.6498 | -8.5852
MV/LV Substation CA***458Y |  | 20 kV | _ | LV | 630 kVA :Building Structure | 0.63 | --> | 0.63 | 0.5 | 6.81 |  | --> | 0.598 | 0 | 0.005 | 0.5 | 0 |  | --> | C03 ex AHANE | Ahane [T102] | AHANE |  | 52.6633 | -8.5409
MV/LV Substation CA***466 |  | 20 kV | _ | LV | 200 kVA :Pole Substation | 0.2 | --> | 0.2 | 0 | 0 | Constrained, otherwise capacity available =188 kVA | --> | 0.19 | 0 | 0 | 0.192 | 0 |  | --> | E18 ex PATRICKSWELL | Patrickswell [T421,T422] | LIMERICK |  | 52.5705 | -8.5977
MV/LV Substation BA***470Y |  | 10 kV | _ | LV | 50 kVA :Pole Substation | 0.05 | --> | 0.05 | 0 | 0 | Constrained, otherwise capacity available =35 kVA | --> | 0.048 | 0 | 0.009 | 0.043 | 0 |  | --> | C11 ex MOYLISH | Moylish [T41,T42] | ARDNACRUSHA |  | 52.7023 | -8.6498
MV/LV Substation TH***472Y |  | 20 kV | _ | LV | 400 kVA :Kiosk Substation | 0.4 | --> | 0.4 | 0 | 0 | Constrained, otherwise capacity available =324 kVA | --> | 0.38 | 0 | 0.036 | 0.364 | 0 |  | --> | C17 ex GILLOGUE | Gillogue [T41,T42] | ARDNACRUSHA |  | 52.7218 | -8.5574
MV/LV Substation JA***473Y |  | 10 kV | _ | LV | 400 kVA :Building Structure | 0.4 | --> | 0.4 | 0 | 0 | Constrained, otherwise capacity available =249 kVA | --> | 0.38 | 0 | 0 | 0.4 | 0 |  | --> | C11 ex CORBALLY | Corbally [T41,T42] | ARDNACRUSHA |  | 52.6713 | -8.6158
MV/LV Substation ME***480Y |  | 20 kV | _ | LV | 630 kVA :Building Structure | 0.63 | --> | 0.63 | 0 | 0 | Constrained, otherwise capacity available =630 kVA | --> | 0.598 | 0 | 0 | 0.5 | 0 |  | --> | E12 ex DRUMLINE | Drumline [T421,T422] | DRUMLINE |  | 52.7217 | -8.8628
MV/LV Substation MO***482Y |  | 10 kV | _ | LV | 50 kVA :Pole Substation | 0.05 | --> | 0.05 | 0 | 0 | Constrained, otherwise capacity available =43 kVA | --> | 0.048 | 0 | 0 | 0.048 | 0 |  | --> | C16 ex GILLOGUE | Gillogue [T41,T42] | ARDNACRUSHA |  | 52.686 | -8.5833
MV/LV Substation PR***487 |  | 20 kV | _ | LV | 50 kVA :Pole Substation | 0.05 | --> | 0.05 | 0.042 | 6.81 |  | --> | 0.048 | 0 | 0 | 0.049 | 0 |  | --> | C06 ex AHANE | Ahane [T102] | AHANE |  | 52.6928 | -8.5212
MV/LV Substation RE***488X |  | 10 kV | _ | LV | 400 kVA :Kiosk Substation | 0.4 | --> | 0.4 | 0 | 0 | Constrained, otherwise capacity available =400 kVA | --> | 0.38 | 0 | 0 | 0.38 | 0 |  | --> | C13 ex DOCK ROAD | Dock Road [T41,T42] | LIMERICK |  | 52.6445 | -8.6716
MV/LV Substation BU***489 |  | 20 kV | _ | LV | 400 kVA :Kiosk Substation | 0.4 | --> | 0.4 | 0 | 0 | Constrained, otherwise capacity available =239 kVA | --> | 0.38 | 0 | 0 | 0.401 | 0 |  | --> | E18 ex CRATLOE | Cratloe [T421,T422] | ARDNACRUSHA |  | 52.6963 | -8.8151
MV/LV Substation MA***489X |  | 20 kV | _ | LV | 630 kVA :Kiosk Substation | 0.63 | --> | 0.63 | 0 | 0 | Constrained, otherwise capacity available =423 kVA | --> | 0.598 | 0 | 0.016 | 0.5 | 0 |  | --> | E21 ex CRATLOE | Cratloe [T421,T422] | ARDNACRUSHA |  | 52.7419 | -8.7716
MV/LV Substation PA***496X |  | 20 kV | _ | LV | 200 kVA :Building Structure | 0.2 | --> | 0.2 | 0 | 0 | Constrained, otherwise capacity available =185 kVA | --> | 0.19 | 0 | 0 | 0.192 | 0 |  | --> | E13 ex BIRDHILL | Birdhill [T421,T422] | ARDNACRUSHA |  | 52.7611 | -8.4771
MV/LV Substation BL***497X |  | 10 kV | _ | LV | 100 kVA :Pole Substation | 0.1 | --> | 0.1 | 0 | 0 | Constrained, otherwise capacity available =46 kVA | --> | 0.095 | 0 | 0 | 0.102 | 0 |  | --> | C17 ex GILLOGUE | Gillogue [T41,T42] | ARDNACRUSHA |  | 52.7107 | -8.5998
MV/LV Substation HE***497Y |  | 10 kV | _ | LV | 1000 kVA :Building Structure | 1 | --> | 1 | 0 | 0 | Constrained, otherwise capacity available =845 kVA | --> | 0.95 | 0 | 0 | 0.5 | 0 |  | --> | C13 ex RAHEEN | Raheen [T41,T42] | LIMERICK |  | 52.6225 | -8.6538
MV/LV Substation PA***498X |  | 10 kV | _ | LV | 50 kVA :Pole Substation | 0.05 | --> | 0.05 | 0 | 0 | Constrained, otherwise capacity available =36 kVA | --> | 0.048 | 0 | 0.004 | 0.046 | 0 |  | --> | C16 ex GILLOGUE | Gillogue [T41,T42] | ARDNACRUSHA |  | 52.6929 | -8.6237
MV/LV Substation CL***500X |  | 20 kV | _ | LV | 100 kVA :Pole Substation | 0.1 | --> | 0.1 | 0 | 0 | Constrained, otherwise capacity available =51 kVA | --> | 0.095 | 0 | 0.015 | 0.09 | 0 |  | --> | C17 ex GILLOGUE | Gillogue [T41,T42] | ARDNACRUSHA |  | 52.7232 | -8.5524
MV/LV Substation CO***503Y |  | 20 kV | _ | LV | 400 kVA :Kiosk Substation | 0.4 | --> | 0.4 | 0.255 | 6.81 |  | --> | 0.38 | 0 | 0.121 | 0.31 | 0 |  | --> | C03 ex AHANE | Ahane [T102] | AHANE |  | 52.6645 | -8.5403
MV/LV Substation AN***505X |  | 20 kV | _ | LV | 100 kVA :Pole Substation | 0.1 | --> | 0.1 | 0.081 | 6.81 |  | --> | 0.095 | 0 | 0.009 | 0.091 | 0 |  | --> | C06 ex AHANE | Ahane [T102] | AHANE |  | 52.6746 | -8.5308
MV/LV Substation BA***505Y |  | 20 kV | _ | LV | 100 kVA :Pole Substation | 0.1 | --> | 0.1 | 0.1 | 6.81 |  | --> | 0.095 | 0 | 0 | 0.095 | 0 |  | --> | C06 ex AHANE | Ahane [T102] | AHANE |  | 52.6822 | -8.5026
MV/LV Substation BA***507X |  | 20 kV | _ | LV | 50 kVA :Building Structure | 0.05 | --> | 0.05 | 0.047 | 6.81 |  | --> | 0.048 | 0 | 0 | 0.048 | 0 |  | --> | C03 ex AHANE | Ahane [T102] | AHANE |  | 52.6595 | -8.5264
MV/LV Substation SC***507Y |  | 10 kV | _ | LV | 200 kVA :Kiosk Substation | 0.2 | --> | 0.2 | 0 | 0 | Constrained, otherwise capacity available =181 kVA | --> | 0.19 | 0 | 0 | 0.192 | 0 |  | --> | C13 ex CORBALLY | Corbally [T41,T42] | ARDNACRUSHA |  | 52.6703 | -8.6201
MV/LV Substation SL***509Y |  | 10 kV | _ | LV | 400 kVA :Kiosk Substation | 0.4 | --> | 0.4 | 0 | 0 | Constrained, otherwise capacity available =364 kVA | --> | 0.38 | 0 | 0.037 | 0.357 | 0 |  | --> | C20 ex RAHEEN | Raheen [T41,T42] | LIMERICK |  | 52.6255 | -8.6415
MV/LV Substation BU***510X |  | 20 kV | _ | LV | 400 kVA :Kiosk Substation | 0.4 | --> | 0.4 | 0 | 0 | Constrained, otherwise capacity available =224 kVA | --> | 0.38 | 0 | 0 | 0.403 | 0 |  | --> | E18 ex CRATLOE | Cratloe [T421,T422] | ARDNACRUSHA |  | 52.6962 | -8.8124
MV/LV Substation CL***510Y |  | 10 kV | _ | LV | 400 kVA :Kiosk Substation | 0.4 | --> | 0.4 | 0 | 0 | Constrained, otherwise capacity available =376 kVA | --> | 0.38 | 0 | 0 | 0.383 | 0 |  | --> | C18 ex CAHERDAVIN | Caherdavin [T41,T42] | ARDNACRUSHA |  | 52.6703 | -8.6631
MV/LV Substation BA***511X |  | 10 kV | _ | LV | 50 kVA :Pole Substation | 0.05 | --> | 0.05 | 0 | 0 | Constrained, otherwise capacity available =38 kVA | --> | 0.048 | 0 | 0 | 0.049 | 0 |  | --> | C20 ex GARRYOWEN | Garryowen [T41,T42] | LIMERICK |  | 52.6418 | -8.5881
MV/LV Substation FI***513X |  | 20 kV | _ | LV | 50 kVA :Pole Substation | 0.05 | --> | 0.05 | 0 | 0 | Constrained, otherwise capacity available =38 kVA | --> | 0.048 | 0 | 0.01 | 0.042 | 0 |  | --> | E18 ex CRATLOE | Cratloe [T421,T422] | ARDNACRUSHA |  | 52.7168 | -8.848
MV/LV Substation DO***514 |  | 20 kV | _ | LV | 50 kVA :Pole Substation | 0.05 | --> | 0.05 | 0 | 0 | Constrained, otherwise capacity available =44 kVA | --> | 0.048 | 0 | 0 | 0.048 | 0 |  | --> | C11 ex RAHEEN | Raheen [T41,T42] | LIMERICK |  | 52.5853 | -8.6687
MV/LV Substation CA***514X |  | 20 kV | _ | LV | 400 kVA :Kiosk Substation | 0.4 | --> | 0.4 | 0.222 | 13.8 |  | --> | 0.38 | 0 | 0.095 | 0.333 | 0 |  | --> | C14 ex SINGLAND | Singland [T101,T102] | SINGLAND |  | 52.5933 | -8.4726
MV/LV Substation WO***517Y |  | 10 kV | _ | LV | 400 kVA :Kiosk Substation | 0.4 | --> | 0.4 | 0 | 0 | Constrained, otherwise capacity available =219 kVA | --> | 0.38 | 0 | 0.067 | 0.354 | 0 |  | --> | C21 ex CASTLETROY | Castletroy [T41,T42] | ARDNACRUSHA |  | 52.6645 | -8.5473
MV/LV Substation GL***519Y |  | 10 kV | _ | LV | 400 kVA :Kiosk Substation | 0.4 | --> | 0.4 | 0.4 | 13.8 |  | --> | 0.38 | 0 | 0 | 0.38 | 0 |  | --> | C21 ex SINGLAND | Singland [T101,T102] | SINGLAND |  | 52.6572 | -8.5914
MV/LV Substation BA***522Y |  | 10 kV | _ | LV | 400 kVA :Kiosk Substation | 0.4 | --> | 0.4 | 0 | 0 | Constrained, otherwise capacity available =359 kVA | --> | 0.38 | 0 | 0 | 0.386 | 0 |  | --> | C13 ex RAHEEN | Raheen [T41,T42] | LIMERICK |  | 52.6211 | -8.6466
MV/LV Substation RO***524X |  | 10 kV | _ | LV | 100 kVA :Pole Substation | 0.1 | --> | 0.1 | 0 | 0 | Constrained, otherwise capacity available =90 kVA | --> | 0.095 | 0 | 0 | 0.096 | 0 |  | --> | C17 ex GILLOGUE | Gillogue [T41,T42] | ARDNACRUSHA |  | 52.7031 | -8.6009
MV/LV Substation MU***524Y |  | 10 kV | _ | LV | 630 kVA :Building Structure | 0.63 | --> | 0.63 | 0.5 | 6.81 |  | --> | 0.598 | 0 | 0 | 0.5 | 0 |  | --> | C04 ex AHANE | Ahane [T102] | AHANE |  | 52.6637 | -8.5016
MV/LV Substation CA***526Y |  | 10 kV | _ | LV | 50 kVA :Pole Substation | 0.05 | --> | 0.05 | 0 | 0 | Constrained, otherwise capacity available =39 kVA | --> | 0.048 | 0 | 0 | 0.049 | 0 |  | --> | C20 ex GARRYOWEN | Garryowen [T41,T42] | LIMERICK |  | 52.6434 | -8.6226
MV/LV Substation AN***530X |  | 20 kV | _ | LV | 400 kVA :Kiosk Substation | 0.4 | --> | 0.4 | 0.329 | 6.81 |  | --> | 0.38 | 0 | 0.01 | 0.382 | 0 |  | --> | C03 ex AHANE | Ahane [T102] | AHANE |  | 52.6682 | -8.5303
MV/LV Substation BA***531 |  | 20 kV | _ | LV | 50 kVA :Pole Substation | 0.05 | --> | 0.05 | 0 | 0 | Constrained, otherwise capacity available =31 kVA | --> | 0.048 | 0 | 0.026 | 0.031 | 0 |  | --> | C11 ex RAHEEN | Raheen [T41,T42] | LIMERICK |  | 52.6218 | -8.6832
MV/LV Substation KN***534X |  | 10 kV | _ | LV | 100 kVA :Pole Substation | 0.1 | --> | 0.1 | 0 | 0 | Constrained, otherwise capacity available =100 kVA | --> | 0.095 | 0 | 0 | 0.095 | 0 |  | --> | C11 ex MOYLISH | Moylish [T41,T42] | ARDNACRUSHA |  | 52.6961 | -8.6466
MV/LV Substation OA***536Y |  | 10 kV | _ | LV | 400 kVA :Kiosk Substation | 0.4 | --> | 0.4 | 0 | 0 | Constrained, otherwise capacity available =280 kVA | --> | 0.38 | 0 | 0.005 | 0.392 | 0 |  | --> | C20 ex RAHEEN | Raheen [T41,T42] | LIMERICK |  | 52.6282 | -8.6418
MV/LV Substation BR***537Y |  | 10 kV | _ | LV | 400 kVA :Building Structure | 0.4 | --> | 0.4 | 0.397 | 13.8 |  | --> | 0.38 | 0 | 0 | 0.38 | 0 |  | --> | C19 ex SINGLAND | Singland [T101,T102] | SINGLAND |  | 52.6618 | -8.5753
MV/LV Substation MU***539 |  | 10 kV | _ | LV | 400 kVA :Building Structure | 0.4 | --> | 0.4 | 0 | 0 | Constrained, otherwise capacity available =357 kVA | --> | 0.38 | 0 | 0 | 0.386 | 0 |  | --> | C13 ex DOCK ROAD | Dock Road [T41,T42] | LIMERICK |  | 52.6309 | -8.6804
MV/LV Substation BA***540Y |  | 10 kV | _ | LV | 200 kVA :Kiosk Substation | 0.2 | --> | 0.2 | 0 | 0 | Constrained, otherwise capacity available =143 kVA | --> | 0.19 | 0 | 0 | 0.198 | 0 |  | --> | C13 ex RAHEEN | Raheen [T41,T42] | LIMERICK |  | 52.6217 | -8.6494
MV/LV Substation MO***541 |  | 20 kV | _ | LV | 50 kVA :Pole Substation | 0.05 | --> | 0.05 | 0 | 0 | Constrained, otherwise capacity available =31 kVA | --> | 0.048 | 0 | 0.026 | 0.031 | 0 |  | --> | C11 ex RAHEEN | Raheen [T41,T42] | LIMERICK |  | 52.6336 | -8.6952
MV/LV Substation QU***541X |  | 10 kV | _ | LV | 30 kVA :Pole Substation | 0.03 | --> | 0.03 | 0 | 0 | Constrained, otherwise capacity available =27 kVA | --> | 0.028 | 0 | 0 | 0.029 | 0 |  | --> | C11 ex MOYLISH | Moylish [T41,T42] | ARDNACRUSHA |  | 52.694 | -8.6293
MV/LV Substation CL***544Y |  | 20 kV | _ | LV | 50 kVA :Pole Substation | 0.05 | --> | 0.05 | 0 | 0 | Constrained, otherwise capacity available =47 kVA | --> | 0.048 | 0 | 0 | 0.048 | 0 |  | --> | E18 ex CRATLOE | Cratloe [T421,T422] | ARDNACRUSHA |  | 52.7184 | -8.797
MV/LV Substation JO***548Y |  | 10 kV | _ | LV | 630 kVA :Building Structure | 0.63 | --> | 0.63 | 0 | 0 | Constrained, otherwise capacity available =592 kVA | --> | 0.598 | 0 | 0 | 0.5 | 0 |  | --> | C11 ex GARRYOWEN | Garryowen [T41,T42] | LIMERICK |  | 52.6494 | -8.5877
MV/LV Substation QU***549Y |  | 10 kV | _ | LV | 1000 kVA :Building Structure | 1 | --> | 1 | 0 | 0 | Constrained, otherwise capacity available =822 kVA | --> | 0.95 | 0 | 0 | 0.5 | 0 |  | --> | C22 ex ROCHES STREET | Roches Street [T41,T42] | LIMERICK |  | 52.6634 | -8.6304
MV/LV Substation DU***550Y |  | 10 kV | _ | LV | 400 kVA :Building Structure | 0.4 | --> | 0.4 | 0 | 0 | Constrained, otherwise capacity available =381 kVA | --> | 0.38 | 0 | 0 | 0.383 | 0 |  | --> | C22 ex ROCHES STREET | Roches Street [T41,T42] | LIMERICK |  | 52.6639 | -8.6293
MV/LV Substation CR***553Y |  | 10 kV | _ | LV | 1000 kVA :Building Structure | 1 | --> | 1 | 0 | 0 | Constrained, otherwise capacity available =903 kVA | --> | 0.95 | 0 | 0 | 0.5 | 0 |  | --> | C20 ex DOCK ROAD | Dock Road [T41,T42] | LIMERICK |  | 52.6402 | -8.6454
MV/LV Substation AR***554Y |  | 10 kV | _ | LV | 1000 kVA :Building Structure | 1 | --> | 1 | 0 | 0 | Constrained, otherwise capacity available =865 kVA | --> | 0.95 | 0 | 0 | 0.5 | 0 |  | --> | C15 ex BALLINACURRA | Ballinacurra [T41,T42] | LIMERICK |  | 52.6397 | -8.6439
MV/LV Substation BA***559Y |  | 20 kV | _ | LV | 50 kVA :Pole Substation | 0.05 | --> | 0.05 | 0.05 | 6.81 |  | --> | 0.048 | 0 | 0 | 0.048 | 0 |  | --> | C06 ex AHANE | Ahane [T102] | AHANE |  | 52.6805 | -8.5019
MV/LV Substation BA***560X |  | 10 kV | _ | LV | 50 kVA :Pole Substation | 0.05 | --> | 0.05 | 0 | 0 | Constrained, otherwise capacity available =23 kVA | --> | 0.048 | 0 | 0 | 0.051 | 0 |  | --> | C20 ex GARRYOWEN | Garryowen [T41,T42] | LIMERICK |  | 52.6437 | -8.5894
MV/LV Substation BA***563X |  | 20 kV | _ | LV | 50 kVA :Pole Substation | 0.05 | --> | 0.05 | 0 | 0 | Constrained, otherwise capacity available =44 kVA | --> | 0.048 | 0 | 0.006 | 0.044 | 0 |  | --> | E21 ex CRATLOE | Cratloe [T421,T422] | ARDNACRUSHA |  | 52.7148 | -8.7658
MV/LV Substation PO***563Y |  | 10 kV | _ | LV | 630 kVA :Building Structure | 0.63 | --> | 0.63 | 0 | 0 | Constrained, otherwise capacity available =629 kVA | --> | 0.598 | 0 | 0 | 0.5 | 0 |  | --> | C16 ex RAHEEN | Raheen [T41,T42] | LIMERICK |  | 52.615 | -8.6577
MV/LV Substation RA***564Y |  | 10 kV | _ | LV | 200 kVA :Kiosk Substation | 0.2 | --> | 0.2 | 0 | 0 | Constrained, otherwise capacity available =119 kVA | --> | 0.19 | 0 | 0 | 0.201 | 0 |  | --> | C16 ex RAHEEN | Raheen [T41,T42] | LIMERICK |  | 52.6154 | -8.663
MV/LV Substation PA***565X |  | 10 kV | _ | LV | 200 kVA :Pole Substation | 0.2 | --> | 0.2 | 0 | 0 | Constrained, otherwise capacity available =147 kVA | --> | 0.19 | 0 | 0.016 | 0.185 | 0 |  | --> | C16 ex GILLOGUE | Gillogue [T41,T42] | ARDNACRUSHA |  | 52.6979 | -8.6132
MV/LV Substation CA***565Y |  | 10 kV | _ | LV | 1000 kVA :Building Structure | 1 | --> | 1 | 0 | 0 | Constrained, otherwise capacity available =693 kVA | --> | 0.95 | 0 | 0 | 0.5 | 0 |  | --> | C21 ex CASTLETROY | Castletroy [T41,T42] | ARDNACRUSHA |  | 52.6661 | -8.5531
MV/LV Substation SU***566Y |  | 10 kV | _ | LV | 630 kVA :Building Structure | 0.63 | --> | 0.63 | 0 | 0 | Constrained, otherwise capacity available =411 kVA | --> | 0.598 | 0 | 0 | 0.5 | 0 |  | --> | C21 ex CASTLETROY | Castletroy [T41,T42] | ARDNACRUSHA |  | 52.6665 | -8.5517
MV/LV Substation RO***568X |  | 20 kV | _ | LV | 50 kVA :Pole Substation | 0.05 | --> | 0.05 | 0 | 0 | Constrained, otherwise capacity available =45 kVA | --> | 0.048 | 0 | 0 | 0.048 | 0 |  | --> | C11 ex RAHEEN | Raheen [T41,T42] | LIMERICK |  | 52.6007 | -8.6811
MV/LV Substation DE***568Y |  | 10 kV | _ | LV | 630 kVA :Building Structure | 0.63 | --> | 0.63 | 0 | 0 | Constrained, otherwise capacity available =427 kVA | --> | 0.598 | 0 | 0 | 0.5 | 0 |  | --> | C18 ex CASTLETROY | Castletroy [T41,T42] | ARDNACRUSHA |  | 52.6723 | -8.5527
MV/LV Substation NO***569Y |  | 10 kV | _ | LV | 630 kVA :Building Structure | 0.63 | --> | 0.63 | 0.484 | 6.81 |  | --> | 0.598 | 0 | 0.015 | 0.5 | 0 |  | --> | C04 ex AHANE | Ahane [T102] | AHANE |  | 52.6625 | -8.5038
MV/LV Substation KN***570Y |  | 10 kV | _ | LV | 50 kVA :Pole Substation | 0.05 | --> | 0.05 | 0 | 0 | Constrained, otherwise capacity available =47 kVA | --> | 0.048 | 0 | 0 | 0.048 | 0 |  | --> | C11 ex MOYLISH | Moylish [T41,T42] | ARDNACRUSHA |  | 52.6918 | -8.6503
MV/LV Substation CA***571X |  | 20 kV | _ | LV | 100 kVA :Pole Substation | 0.1 | --> | 0.1 | 0.076 | 13.8 |  | --> | 0.095 | 0 | 0 | 0.098 | 0 |  | --> | C14 ex SINGLAND | Singland [T101,T102] | SINGLAND |  | 52.5982 | -8.4699
MV/LV Substation EX***571Y |  | 20 kV | _ | LV | 630 kVA :Building Structure | 0.63 | --> | 0.63 | 0 | 0 | Constrained, otherwise capacity available =177 kVA | --> | 0.598 | 0 | 0 | 0.5 | 0 |  | --> | E11 ex DRUMLINE | Drumline [T421,T422] | DRUMLINE |  | 52.7196 | -8.8608
MV/LV Substation LO***572Y |  | 10 kV | _ | LV | 100 kVA :Pole Substation | 0.1 | --> | 0.1 | 0 | 0 | Constrained, otherwise capacity available =94 kVA | --> | 0.095 | 0 | 0 | 0.096 | 0 |  | --> | C11 ex MOYLISH | Moylish [T41,T42] | ARDNACRUSHA |  | 52.6825 | -8.635
MV/LV Substation LI***578Y |  | 10 kV | _ | LV | 400 kVA :Building Structure | 0.4 | --> | 0.4 | 0 | 0 | Constrained, otherwise capacity available =198 kVA | --> | 0.38 | 0 | 0 | 0.407 | 0 |  | --> | C11 ex MOYLISH | Moylish [T41,T42] | ARDNACRUSHA |  | 52.6962 | -8.6469
MV/LV Substation GL***579 |  | 20 kV | _ | LV | 400 kVA :Kiosk Substation | 0.4 | --> | 0.4 | 0.384 | 6.81 |  | --> | 0.38 | 0 | 0.005 | 0.378 | 0 |  | --> | C03 ex AHANE | Ahane [T102] | AHANE |  | 52.6662 | -8.537
MV/LV Substation LI***579Y |  | 10 kV | _ | LV | 630 kVA :Building Structure | 0.63 | --> | 0.63 | 0 | 0 | Constrained, otherwise capacity available =540 kVA | --> | 0.598 | 0 | 0 | 0.5 | 0 |  | --> | C11 ex MOYLISH | Moylish [T41,T42] | ARDNACRUSHA |  | 52.6969 | -8.6475
MV/LV Substation LI***580Y |  | 10 kV | _ | LV | 630 kVA :Building Structure | 0.63 | --> | 0.63 | 0 | 0 | Constrained, otherwise capacity available =555 kVA | --> | 0.598 | 0 | 0 | 0.5 | 0 |  | --> | C11 ex MOYLISH | Moylish [T41,T42] | ARDNACRUSHA |  | 52.6973 | -8.6459
MV/LV Substation WO***581X |  | 10 kV | _ | LV | 100 kVA :Pole Substation | 0.1 | --> | 0.1 | 0 | 0 | Constrained, otherwise capacity available =94 kVA | --> | 0.095 | 0 | 0.012 | 0.087 | 0 |  | --> | E16 ex CRATLOE | Cratloe [T421,T422] | ARDNACRUSHA |  | 52.703 | -8.7014
MV/LV Substation PA***583X |  | 10 kV | _ | LV | 50 kVA :Pole Substation | 0.05 | --> | 0.05 | 0 | 0 | Constrained, otherwise capacity available =30 kVA | --> | 0.048 | 0 | 0.03 | 0.028 | 0 |  | --> | C16 ex GILLOGUE | Gillogue [T41,T42] | ARDNACRUSHA |  | 52.6955 | -8.6121
MV/LV Substation FA***585X |  | 10 kV | _ | LV | 200 kVA :Kiosk Substation | 0.2 | --> | 0.2 | 0 | 0 | Constrained, otherwise capacity available =100 kVA | --> | 0.19 | 0 | 0.05 | 0.166 | 0 |  | --> | C16 ex GILLOGUE | Gillogue [T41,T42] | ARDNACRUSHA |  | 52.6931 | -8.617
MV/LV Substation CA***585Y |  | 20 kV | _ | LV | 50 kVA :Pole Substation | 0.05 | --> | 0.05 | 0 | 0 | Constrained, otherwise capacity available =31 kVA | --> | 0.048 | 0 | 0.015 | 0.039 | 0 |  | --> | E21 ex CRATLOE | Cratloe [T421,T422] | ARDNACRUSHA |  | 52.7311 | -8.7769
MV/LV Substation SH***586 |  | 10 kV | _ | LV | 100 kVA :Pole Substation | 0.1 | --> | 0.1 | 0 | 0 | Constrained, otherwise capacity available =28 kVA | --> | 0.095 | 0 | 0.011 | 0.096 | 0 |  | --> | C16 ex GILLOGUE | Gillogue [T41,T42] | ARDNACRUSHA |  | 52.6897 | -8.603
MV/LV Substation MO***586Y |  | 10 kV | _ | LV | 630 kVA :Kiosk Substation | 0.63 | --> | 0.63 | 0 | 0 | Constrained, otherwise capacity available =322 kVA | --> | 0.598 | 0 | 0 | 0.5 | 0 |  | --> | C16 ex MOYLISH | Moylish [T41,T42] | ARDNACRUSHA |  | 52.68 | -8.658
MV/LV Substation GA***587 |  | 10 kV | _ | LV | 200 kVA :Pole Substation | 0.2 | --> | 0.2 | 0 | 0 | Constrained, otherwise capacity available =200 kVA | --> | 0.19 | 0 | 0 | 0.19 | 0 |  | --> | C15 ex GILLOGUE | Gillogue [T41,T42] | ARDNACRUSHA |  | 52.68 | -8.5689
MV/LV Substation MO***587Y |  | 10 kV | _ | LV | 400 kVA :Kiosk Substation | 0.4 | --> | 0.4 | 0 | 0 | Constrained, otherwise capacity available =400 kVA | --> | 0.38 | 0 | 0 | 0.38 | 0 |  | --> | C16 ex MOYLISH | Moylish [T41,T42] | ARDNACRUSHA |  | 52.6793 | -8.6555
MV/LV Substation FO***590 |  | 20 kV | _ | LV | 400 kVA :Building Structure | 0.4 | --> | 0.4 | 0 | 0 | Constrained, otherwise capacity available =292 kVA | --> | 0.38 | 0 | 0 | 0.394 | 0 |  | --> | E18 ex CRATLOE | Cratloe [T421,T422] | ARDNACRUSHA |  | 52.6997 | -8.8131
MV/LV Substation IP***591Y |  | 10 kV | _ | LV | 400 kVA :Building Structure | 0.4 | --> | 0.4 | 0 | 0 | Constrained, otherwise capacity available =261 kVA | --> | 0.38 | 0 | 0 | 0.398 | 0 |  | --> | C20 ex DOCK ROAD | Dock Road [T41,T42] | LIMERICK |  | 52.6505 | -8.6663
MV/LV Substation RO***592 |  | 20 kV | _ | LV | 630 kVA :Kiosk Substation | 0.63 | --> | 0.63 | 0 | 0 | Constrained, otherwise capacity available =542 kVA | --> | 0.598 | 0 | 0.05 | 0.5 | 0 |  | --> | E18 ex CRATLOE | Cratloe [T421,T422] | ARDNACRUSHA |  | 52.6997 | -8.8164
MV/LV Substation SU***598 |  | 10 kV | _ | LV | 200 kVA :Pole Substation | 0.2 | --> | 0.2 | 0 | 0 | Constrained, otherwise capacity available =112 kVA | --> | 0.19 | 0 | 0 | 0.202 | 0 |  | --> | E16 ex CRATLOE | Cratloe [T421,T422] | ARDNACRUSHA |  | 52.6858 | -8.6986
MV/LV Substation BA***602Y |  | 10 kV | _ | LV | 200 kVA :Kiosk Substation | 0.2 | --> | 0.2 | 0 | 0 | Constrained, otherwise capacity available =184 kVA | --> | 0.19 | 0 | 0 | 0.192 | 0 |  | --> | C11 ex GARRYOWEN | Garryowen [T41,T42] | LIMERICK |  | 52.6492 | -8.5934
MV/LV Substation BA***605Y |  | 20 kV | _ | LV | 50 kVA :Pole Substation | 0.05 | --> | 0.05 | 0.05 | 13.8 |  | --> | 0.048 | 0 | 0 | 0.048 | 0 |  | --> | C14 ex SINGLAND | Singland [T101,T102] | SINGLAND |  | 52.6456 | -8.5668
MV/LV Substation CL***607X |  | 20 kV | _ | LV | 100 kVA :Pole Substation | 0.1 | --> | 0.1 | 0 | 0 | Constrained, otherwise capacity available =62 kVA | --> | 0.095 | 0 | 0.01 | 0.093 | 0 |  | --> | E18 ex CRATLOE | Cratloe [T421,T422] | ARDNACRUSHA |  | 52.7169 | -8.8384
MV/LV Substation RA***608Y |  | 10 kV | _ | LV | 630 kVA :Kiosk Substation | 0.63 | --> | 0.63 | 0 | 0 | Constrained, otherwise capacity available =474 kVA | --> | 0.598 | 0 | 0.011 | 0.5 | 0 |  | --> | C13 ex DOCK ROAD | Dock Road [T41,T42] | LIMERICK |  | 52.6362 | -8.6688
MV/LV Substation CA***610Y |  | 10 kV | _ | LV | 630 kVA :Building Structure | 0.63 | --> | 0.63 | 0 | 0 | Constrained, otherwise capacity available =552 kVA | --> | 0.598 | 0 | 0 | 0.5 | 0 |  | --> | C11 ex GARRYOWEN | Garryowen [T41,T42] | LIMERICK |  | 52.6509 | -8.5986
MV/LV Substation MU***612 |  | 20 kV | _ | LV | 50 kVA :Pole Substation | 0.05 | --> | 0.05 | 0.048 | 6.81 |  | --> | 0.048 | 0 | 0 | 0.048 | 0 |  | --> | C03 ex AHANE | Ahane [T102] | AHANE |  | 52.6595 | -8.527
MV/LV Substation SH***612Y |  | 10 kV | _ | LV | 630 kVA :Building Structure | 0.63 | --> | 0.63 | 0.5 | 6.81 |  | --> | 0.598 | 0 | 0 | 0.5 | 0 |  | --> | C04 ex AHANE | Ahane [T102] | AHANE |  | 52.6616 | -8.5023
MV/LV Substation SH***613Y |  | 10 kV | _ | LV | 400 kVA :Building Structure | 0.4 | --> | 0.4 | 0.204 | 6.81 |  | --> | 0.38 | 0 | 0.165 | 0.284 | 0 |  | --> | C05 ex AHANE | Ahane [T102] | AHANE |  | 52.6644 | -8.5073
MV/LV Substation CR***615Y |  | 10 kV | _ | LV | 50 kVA :Pole Substation | 0.05 | --> | 0.05 | 0 | 0 | Constrained, otherwise capacity available =37 kVA | --> | 0.048 | 0 | 0 | 0.049 | 0 |  | --> | E16 ex CRATLOE | Cratloe [T421,T422] | ARDNACRUSHA |  | 52.6917 | -8.7709
MV/LV Substation KN***618 |  | 10 kV | _ | LV | 50 kVA :Pole Substation | 0.05 | --> | 0.05 | 0 | 0 | Constrained, otherwise capacity available =50 kVA | --> | 0.048 | 0 | 0 | 0.048 | 0 |  | --> | C11 ex MOYLISH | Moylish [T41,T42] | ARDNACRUSHA |  | 52.7003 | -8.6516
MV/LV Substation BA***621X |  | 20 kV | _ | LV | 50 kVA :Pole Substation | 0.05 | --> | 0.05 | 0 | 0 | Constrained, otherwise capacity available =23 kVA | --> | 0.048 | 0 | 0.024 | 0.033 | 0 |  | --> | E21 ex CRATLOE | Cratloe [T421,T422] | ARDNACRUSHA |  | 52.7139 | -8.7646
MV/LV Substation TW***622 |  | 10 kV | _ | LV | 400 kVA :Building Structure | 0.4 | --> | 0.4 | 0 | 0 | Constrained, otherwise capacity available =330 kVA | --> | 0.38 | 0 | 0 | 0.39 | 0 |  | --> | E16 ex CRATLOE | Cratloe [T421,T422] | ARDNACRUSHA |  | 52.6788 | -8.6994
MV/LV Substation TE***624Y |  | 10 kV | _ | LV | 200 kVA :Kiosk Substation | 0.2 | --> | 0.2 | 0.181 | 6.81 |  | --> | 0.19 | 0 | 0 | 0.192 | 0 |  | --> | C05 ex AHANE | Ahane [T102] | AHANE |  | 52.6618 | -8.5071
MV/LV Substation TH***625Y |  | 10 kV | _ | LV | 1000 kVA :Kiosk Substation | 1 | --> | 1 | 0 | 0 | Constrained, otherwise capacity available =796 kVA | --> | 0.95 | 0 | 0 | 0.5 | 0 |  | --> | C11 ex BALLINACURRA | Ballinacurra [T41,T42] | LIMERICK |  | 52.6604 | -8.6376
MV/LV Substation CR***626 |  | 20 kV | _ | LV | 50 kVA :Pole Substation | 0.05 | --> | 0.05 | 0 | 0 | Constrained, otherwise capacity available =50 kVA | --> | 0.048 | 0 | 0 | 0.048 | 0 |  | --> | E18 ex PATRICKSWELL | Patrickswell [T421,T422] | LIMERICK |  | 52.5745 | -8.6668
MV/LV Substation LA***628Y |  | 10 kV | _ | LV | 630 kVA :Building Structure | 0.63 | --> | 0.63 | 0 | 0 | Constrained, otherwise capacity available =554 kVA | --> | 0.598 | 0 | 0 | 0.5 | 0 |  | --> | C14 ex CAHERDAVIN | Caherdavin [T41,T42] | ARDNACRUSHA |  | 52.6642 | -8.6351
MV/LV Substation DE***631 |  | 20 kV | _ | LV | 50 kVA :Pole Substation | 0.05 | --> | 0.05 | 0 | 0 | Constrained, otherwise capacity available =30 kVA | --> | 0.048 | 0 | 0.02 | 0.035 | 0 |  | --> | C11 ex RAHEEN | Raheen [T41,T42] | LIMERICK |  | 52.6125 | -8.6331
MV/LV Substation RE***632Y |  | 20 kV | _ | LV | 50 kVA :Pole Substation | 0.05 | --> | 0.05 | 0 | 0 | Constrained, otherwise capacity available =34 kVA | --> | 0.048 | 0 | 0 | 0.05 | 0 |  | --> | C11 ex RAHEEN | Raheen [T41,T42] | LIMERICK |  | 52.6156 | -8.6856
MV/LV Substation DE***635X |  | 20 kV | _ | LV | 200 kVA :Kiosk Substation | 0.2 | --> | 0.2 | 0 | 0 | Constrained, otherwise capacity available =119 kVA | --> | 0.19 | 0 | 0.036 | 0.174 | 0 |  | --> | E18 ex CRATLOE | Cratloe [T421,T422] | ARDNACRUSHA |  | 52.7206 | -8.8127
MV/LV Substation C/***636X |  | 10 kV | _ | LV | 200 kVA :Pole Substation | 0.2 | --> | 0.2 | 0 | 0 | Constrained, otherwise capacity available =55 kVA | --> | 0.19 | 0 | 0 | 0.206 | 0 |  | --> | C19 ex CASTLETROY | Castletroy [T41,T42] | ARDNACRUSHA |  | 52.6686 | -8.5501
MV/LV Substation KE***638X |  | 10 kV | _ | LV | 400 kVA :Kiosk Substation | 0.4 | --> | 0.4 | 0 | 0 | Constrained, otherwise capacity available =305 kVA | --> | 0.38 | 0 | 0.035 | 0.367 | 0 |  | --> | C17 ex GILLOGUE | Gillogue [T41,T42] | ARDNACRUSHA |  | 52.7108 | -8.6128
MV/LV Substation PA***643Y |  | 10 kV | _ | LV | 400 kVA :Building Structure | 0.4 | --> | 0.4 | 0.304 | 13.8 |  | --> | 0.38 | 0 | 0 | 0.393 | 0 |  | --> | C21 ex SINGLAND | Singland [T101,T102] | SINGLAND |  | 52.6618 | -8.5939
MV/LV Substation PA***644Y |  | 10 kV | _ | LV | 630 kVA :Building Structure | 0.63 | --> | 0.63 | 0.5 | 13.8 |  | --> | 0.598 | 0 | 0 | 0.5 | 0 |  | --> | C21 ex SINGLAND | Singland [T101,T102] | SINGLAND |  | 52.6615 | -8.5933
MV/LV Substation AN***652Y |  | 20 kV | _ | LV | 400 kVA :Building Structure | 0.4 | --> | 0.4 | 0.385 | 6.81 |  | --> | 0.38 | 0 | 0 | 0.382 | 0 |  | --> | C03 ex AHANE | Ahane [T102] | AHANE |  | 52.6684 | -8.5287
MV/LV Substation TH***653 |  | 20 kV | _ | LV | 50 kVA :Pole Substation | 0.05 | --> | 0.05 | 0.047 | 6.81 |  | --> | 0.048 | 0 | 0.011 | 0.04 | 0 |  | --> | C06 ex AHANE | Ahane [T102] | AHANE |  | 52.6685 | -8.4903
MV/LV Substation RU***653X |  | 20 kV | _ | LV | 50 kVA :Pole Substation | 0.05 | --> | 0.05 | 0 | 0 | Constrained, otherwise capacity available =48 kVA | --> | 0.048 | 0 | 0 | 0.048 | 0 |  | --> | C17 ex GILLOGUE | Gillogue [T41,T42] | ARDNACRUSHA |  | 52.7203 | -8.5606
MV/LV Substation EI***656Y |  | 20 kV | _ | LV | 400 kVA :Kiosk Substation | 0.4 | --> | 0.4 | 0.32 | 13.8 |  | --> | 0.38 | 0 | 0.01 | 0.383 | 0 |  | --> | C14 ex SINGLAND | Singland [T101,T102] | SINGLAND |  | 52.6396 | -8.5478
MV/LV Substation MA***657 |  | 20 kV | _ | LV | 50 kVA :Pole Substation | 0.05 | --> | 0.05 | 0.021 | 6.81 |  | --> | 0.048 | 0 | 0.01 | 0.044 | 0 |  | --> | C03 ex AHANE | Ahane [T102] | AHANE |  | 52.6664 | -8.5337
MV/LV Substation MA***663Y |  | 20 kV | _ | LV | 50 kVA :Pole Substation | 0.05 | --> | 0.05 | 0 | 0 | Constrained, otherwise capacity available =49 kVA | --> | 0.048 | 0 | 0 | 0.048 | 0 |  | --> | C17 ex GILLOGUE | Gillogue [T41,T42] | ARDNACRUSHA |  | 52.7014 | -8.5327
MV/LV Substation CL***670X |  | 20 kV | _ | LV | 200 kVA :Kiosk Substation | 0.2 | --> | 0.2 | 0 | 0 | Constrained, otherwise capacity available =159 kVA | --> | 0.19 | 0 | 0 | 0.196 | 0 |  | --> | C17 ex GILLOGUE | Gillogue [T41,T42] | ARDNACRUSHA |  | 52.7257 | -8.5524
MV/LV Substation FE***670Y |  | 20 kV | _ | LV | 50 kVA :Pole Substation | 0.05 | --> | 0.05 | 0 | 0 | Constrained, otherwise capacity available =44 kVA | --> | 0.048 | 0 | 0 | 0.048 | 0 |  | --> | E17 ex BRUFF | Bruff [T42,T421] | LIMERICK |  | 52.5414 | -8.597
MV/LV Substation LA***674X |  | 20 kV | _ | LV | 50 kVA :Pole Substation | 0.05 | --> | 0.05 | 0 | 0 | Constrained, otherwise capacity available =39 kVA | --> | 0.048 | 0 | 0.015 | 0.038 | 0 |  | --> | E21 ex CRATLOE | Cratloe [T421,T422] | ARDNACRUSHA |  | 52.7021 | -8.7664
MV/LV Substation DR***675 |  | 20 kV | _ | LV | 50 kVA :Pole Substation | 0.05 | --> | 0.05 | 0.035 | 13.8 |  | --> | 0.048 | 0 | 0 | 0.05 | 0 |  | --> | C14 ex SINGLAND | Singland [T101,T102] | SINGLAND |  | 52.6224 | -8.5661
MV/LV Substation BL***675Y |  | 20 kV | _ | LV | 50 kVA :Pole Substation | 0.05 | --> | 0.05 | 0.043 | 6.81 |  | --> | 0.048 | 0 | 0.006 | 0.044 | 0 |  | --> | C06 ex AHANE | Ahane [T102] | AHANE |  | 52.7046 | -8.422
MV/LV Substation PO***676Y |  | 20 kV | _ | LV | 200 kVA :Pole Substation | 0.2 | --> | 0.2 | 0.163 | 6.81 |  | --> | 0.19 | 0 | 0 | 0.195 | 0 |  | --> | C06 ex AHANE | Ahane [T102] | AHANE |  | 52.7054 | -8.4262
MV/LV Substation GO***678 |  | 20 kV | _ | LV | 200 kVA :Kiosk Substation | 0.2 | --> | 0.2 | 0 | 0 | Constrained, otherwise capacity available =154 kVA | --> | 0.19 | 0 | 0.055 | 0.155 | 0 |  | --> | C11 ex RAHEEN | Raheen [T41,T42] | LIMERICK |  | 52.6151 | -8.6275
MV/LV Substation KI***682 |  | 10 kV | _ | LV | 200 kVA :Kiosk Substation | 0.2 | --> | 0.2 | 0.103 | 13.8 |  | --> | 0.19 | 0 | 0.071 | 0.15 | 0 |  | --> | C19 ex SINGLAND | Singland [T101,T102] | SINGLAND |  | 52.6596 | -8.5698
MV/LV Substation TH***683 |  | 20 kV | _ | LV | 50 kVA :Pole Substation | 0.05 | --> | 0.05 | 0.041 | 13.8 |  | --> | 0.048 | 0 | 0 | 0.049 | 0 |  | --> | C14 ex SINGLAND | Singland [T101,T102] | SINGLAND |  | 52.6452 | -8.5654
MV/LV Substation SH***683Y |  | 20 kV | _ | LV | 100 kVA :Pole Substation | 0.1 | --> | 0.1 | 0.042 | 6.81 |  | --> | 0.095 | 0 | 0 | 0.102 | 0 |  | --> | C06 ex AHANE | Ahane [T102] | AHANE |  | 52.7078 | -8.429
MV/LV Substation CI***685 |  | 10 kV | _ | LV | 200 kVA :Kiosk Substation | 0.2 | --> | 0.2 | 0.133 | 13.8 |  | --> | 0.19 | 0 | 0.018 | 0.186 | 0 |  | --> | C18 ex SINGLAND | Singland [T101,T102] | SINGLAND |  | 52.6652 | -8.5756
MV/LV Substation BU***687X |  | 20 kV | _ | LV | 50 kVA :Pole Substation | 0.05 | --> | 0.05 | 0 | 0 | Constrained, otherwise capacity available =41 kVA | --> | 0.048 | 0 | 0.01 | 0.041 | 0 |  | --> | E18 ex CRATLOE | Cratloe [T421,T422] | ARDNACRUSHA |  | 52.7044 | -8.8146
MV/LV Substation AB***687Y |  | 10 kV | _ | LV | 630 kVA :Building Structure | 0.63 | --> | 0.63 | 0 | 0 | Constrained, otherwise capacity available =500 kVA | --> | 0.598 | 0 | 0 | 0.5 | 0 |  | --> | C17 ex CORBALLY | Corbally [T41,T42] | ARDNACRUSHA |  | 52.6693 | -8.6163
MV/LV Substation LO***688Y |  | 10 kV | _ | LV | 630 kVA :Kiosk Substation | 0.63 | --> | 0.63 | 0 | 0 | Constrained, otherwise capacity available =415 kVA | --> | 0.598 | 0 | 0 | 0.5 | 0 |  | --> | C17 ex CORBALLY | Corbally [T41,T42] | ARDNACRUSHA |  | 52.6681 | -8.6163
MV/LV Substation OA***689 |  | 10 kV | _ | LV | 400 kVA :Kiosk Substation | 0.4 | --> | 0.4 | 0.343 | 13.8 |  | --> | 0.38 | 0 | 0.023 | 0.371 | 0 |  | --> | C21 ex SINGLAND | Singland [T101,T102] | SINGLAND |  | 52.6585 | -8.5903
MV/LV Substation GR***689Y |  | 10 kV | _ | LV | 400 kVA :Building Structure | 0.4 | --> | 0.4 | 0 | 0 | Constrained, otherwise capacity available =331 kVA | --> | 0.38 | 0 | 0.01 | 0.381 | 0 |  | --> | C17 ex CORBALLY | Corbally [T41,T42] | ARDNACRUSHA |  | 52.6688 | -8.615
MV/LV Substation DR***690 |  | 10 kV | _ | LV | 100 kVA :Pole Substation | 0.1 | --> | 0.1 | 0.1 | 13.8 |  | --> | 0.095 | 0 | 0 | 0.095 | 0 |  | --> | C17 ex SINGLAND | Singland [T101,T102] | SINGLAND |  | 52.6679 | -8.5779
MV/LV Substation ST***691 |  | 10 kV | _ | LV | 400 kVA :Kiosk Substation | 0.4 | --> | 0.4 | 0 | 0 | Constrained, otherwise capacity available =235 kVA | --> | 0.38 | 0 | 0 | 0.402 | 0 |  | --> | C13 ex CORBALLY | Corbally [T41,T42] | ARDNACRUSHA |  | 52.6708 | -8.6244
MV/LV Substation CA***691Y |  | 20 kV | _ | LV | 200 kVA :Kiosk Substation | 0.2 | --> | 0.2 | 0.148 | 13.8 |  | --> | 0.19 | 0 | 0.012 | 0.188 | 0 |  | --> | C14 ex SINGLAND | Singland [T101,T102] | SINGLAND |  | 52.593 | -8.4765
MV/LV Substation IN***695Y |  | 10 kV | _ | LV | 200 kVA :Kiosk Substation | 0.2 | --> | 0.2 | 0 | 0 | Constrained, otherwise capacity available =126 kVA | --> | 0.19 | 0 | 0.05 | 0.163 | 0 |  | --> | C13 ex DOCK ROAD | Dock Road [T41,T42] | LIMERICK |  | 52.6373 | -8.6696
MV/LV Substation EA***698 |  | 10 kV | _ | LV | 630 kVA :Kiosk Substation | 0.63 | --> | 0.63 | 0 | 0 | Constrained, otherwise capacity available =516 kVA | --> | 0.598 | 0 | 0 | 0.5 | 0 |  | --> | C22 ex GARRYOWEN | Garryowen [T41,T42] | LIMERICK |  | 52.6498 | -8.5801
MV/LV Substation MI***704 |  | 20 kV | _ | LV | 100 kVA :Pole Substation | 0.1 | --> | 0.1 | 0.058 | 13.8 |  | --> | 0.095 | 0 | 0.005 | 0.097 | 0 |  | --> | C14 ex SINGLAND | Singland [T101,T102] | SINGLAND |  | 52.6435 | -8.558
MV/LV Substation PO***704Y |  | 10 kV | _ | LV | 50 kVA :Pole Substation | 0.05 | --> | 0.05 | 0 | 0 | Constrained, otherwise capacity available =45 kVA | --> | 0.048 | 0 | 0 | 0.048 | 0 |  | --> | E16 ex CRATLOE | Cratloe [T421,T422] | ARDNACRUSHA |  | 52.6907 | -8.7653
MV/LV Substation LA***705X |  | 20 kV | _ | LV | 50 kVA :Pole Substation | 0.05 | --> | 0.05 | 0 | 0 | Constrained, otherwise capacity available =22 kVA | --> | 0.048 | 0 | 0.015 | 0.04 | 0 |  | --> | E21 ex CRATLOE | Cratloe [T421,T422] | ARDNACRUSHA |  | 52.7028 | -8.7655
MV/LV Substation KN***708X |  | 10 kV | _ | LV | 50 kVA :Pole Substation | 0.05 | --> | 0.05 | 0 | 0 | Constrained, otherwise capacity available =40 kVA | --> | 0.048 | 0 | 0 | 0.049 | 0 |  | --> | C11 ex MOYLISH | Moylish [T41,T42] | ARDNACRUSHA |  | 52.7009 | -8.6492
MV/LV Substation IL***712X |  | 20 kV | _ | LV | 50 kVA :Pole Substation | 0.05 | --> | 0.05 | 0 | 0 | Constrained, otherwise capacity available =41 kVA | --> | 0.048 | 0 | 0 | 0.049 | 0 |  | --> | C17 ex GILLOGUE | Gillogue [T41,T42] | ARDNACRUSHA |  | 52.7039 | -8.5423
MV/LV Substation SR***718 |  | 20 kV | _ | LV | 50 kVA :Pole Substation | 0.05 | --> | 0.05 | 0.047 | 13.8 |  | --> | 0.048 | 0 | 0 | 0.048 | 0 |  | --> | C14 ex SINGLAND | Singland [T101,T102] | SINGLAND |  | 52.613 | -8.5289
MV/LV Substation CH***718Y |  | 10 kV | _ | LV | 1000 kVA :Building Structure | 1 | --> | 1 | 0.5 | 13.8 |  | --> | 0.95 | 0 | 0 | 0.5 | 0 |  | --> | C21 ex SINGLAND | Singland [T101,T102] | SINGLAND |  | 52.658 | -8.5941
MV/LV Substation CH***719Y |  | 10 kV | _ | LV | 1000 kVA :Building Structure | 1 | --> | 1 | 0.5 | 13.8 |  | --> | 0.95 | 0 | 0 | 0.5 | 0 |  | --> | C21 ex SINGLAND | Singland [T101,T102] | SINGLAND |  | 52.6552 | -8.5947
MV/LV Substation RI***720 |  | 20 kV | _ | LV | 100 kVA :Pole Substation | 0.1 | --> | 0.1 | 0.084 | 6.81 |  | --> | 0.095 | 0 | 0.01 | 0.09 | 0 |  | --> | C03 ex AHANE | Ahane [T102] | AHANE |  | 52.6686 | -8.5426
MV/LV Substation WE***721Y |  | 10 kV | _ | LV | 400 kVA :Building Structure | 0.4 | --> | 0.4 | 0 | 0 | Constrained, otherwise capacity available =379 kVA | --> | 0.38 | 0 | 0.005 | 0.379 | 0 |  | --> | C20 ex CAHERDAVIN | Caherdavin [T41,T42] | ARDNACRUSHA |  | 52.6748 | -8.6875
MV/LV Substation CA***724 |  | 20 kV | _ | LV | 50 kVA :Pole Substation | 0.05 | --> | 0.05 | 0.044 | 6.81 |  | --> | 0.048 | 0 | 0.007 | 0.043 | 0 |  | --> | C06 ex AHANE | Ahane [T102] | AHANE |  | 52.6713 | -8.5192
MV/LV Substation TO***724Y |  | 10 kV | _ | LV | 200 kVA :Kiosk Substation | 0.2 | --> | 0.2 | 0 | 0 | Constrained, otherwise capacity available =179 kVA | --> | 0.19 | 0 | 0 | 0.193 | 0 |  | --> | C18 ex CASTLETROY | Castletroy [T41,T42] | ARDNACRUSHA |  | 52.6763 | -8.5559
MV/LV Substation CL***725 |  | 20 kV | _ | LV | 50 kVA :Pole Substation | 0.05 | --> | 0.05 | 0.044 | 6.81 |  | --> | 0.048 | 0 | 0.014 | 0.038 | 0 |  | --> | C06 ex AHANE | Ahane [T102] | AHANE |  | 52.6698 | -8.5036
MV/LV Substation GR***729 |  | 20 kV | _ | LV | 200 kVA :Pole Substation | 0.2 | --> | 0.2 | 0.193 | 13.8 |  | --> | 0.19 | 0 | 0 | 0.191 | 0 |  | --> | C14 ex SINGLAND | Singland [T101,T102] | SINGLAND |  | 52.6555 | -8.5025
MV/LV Substation FO***730 |  | 20 kV | _ | LV | 100 kVA :Pole Substation | 0.1 | --> | 0.1 | 0.094 | 13.8 |  | --> | 0.095 | 0 | 0 | 0.096 | 0 |  | --> | C14 ex SINGLAND | Singland [T101,T102] | SINGLAND |  | 52.6514 | -8.5109
MV/LV Substation BR***730X |  | 20 kV | _ | LV | 50 kVA :Pole Substation | 0.05 | --> | 0.05 | 0 | 0 | Constrained, otherwise capacity available =37 kVA | --> | 0.048 | 0 | 0 | 0.049 | 0 |  | --> | E21 ex CRATLOE | Cratloe [T421,T422] | ARDNACRUSHA |  | 52.7012 | -8.7798
MV/LV Substation SE***730Y |  | 10 kV | _ | LV | 400 kVA :Building Structure | 0.4 | --> | 0.4 | 0 | 0 |  | --> | 0.38 | 0 | 0 | 0.437 | 0 |  | --> | C16 ex RAHEEN | Raheen [T41,T42] | LIMERICK |  | 52.6166 | -8.663
MV/LV Substation DR***739Y |  | 20 kV | _ | LV | 100 kVA :Pole Substation | 0.1 | --> | 0.1 | 0 | 0 | Constrained, otherwise capacity available =61 kVA | --> | 0.095 | 0 | 0 | 0.1 | 0 |  | --> | E17 ex DRUMLINE | Drumline [T421,T422] | DRUMLINE |  | 52.7234 | -8.86
MV/LV Substation RI***740 |  | 20 kV | _ | LV | 50 kVA :Pole Substation | 0.05 | --> | 0.05 | 0.036 | 6.81 |  | --> | 0.048 | 0 | 0 | 0.049 | 0 |  | --> | C06 ex AHANE | Ahane [T102] | AHANE |  | 52.6803 | -8.5108
MV/LV Substation BA***741Y |  | 20 kV | _ | LV | 50 kVA :Pole Substation | 0.05 | --> | 0.05 | 0 | 0 | Constrained, otherwise capacity available =35 kVA | --> | 0.048 | 0 | 0.005 | 0.046 | 0 |  | --> | E17 ex DRUMLINE | Drumline [T421,T422] | DRUMLINE |  | 52.7234 | -8.8573
MV/LV Substation CA***747X |  | 20 kV | _ | LV | 50 kVA :Pole Substation | 0.05 | --> | 0.05 | 0 | 0 | Constrained, otherwise capacity available =50 kVA | --> | 0.048 | 0 | 0 | 0.048 | 0 |  | --> | C11 ex RAHEEN | Raheen [T41,T42] | LIMERICK |  | 52.6297 | -8.7101
MV/LV Substation RA***751X |  | 20 kV | _ | LV | 50 kVA :Pole Substation | 0.05 | --> | 0.05 | 0 | 0 | Constrained, otherwise capacity available =28 kVA | --> | 0.048 | 0 | 0.015 | 0.039 | 0 |  | --> | C11 ex RAHEEN | Raheen [T41,T42] | LIMERICK |  | 52.6311 | -8.697
MV/LV Substation BA***751Y |  | 20 kV | _ | LV | 50 kVA :Pole Substation | 0.05 | --> | 0.05 | 0 | 0 | Constrained, otherwise capacity available =49 kVA | --> | 0.048 | 0 | 0 | 0.048 | 0 |  | --> | C11 ex RAHEEN | Raheen [T41,T42] | LIMERICK |  | 52.6268 | -8.6885
MV/LV Substation PA***752Y |  | 10 kV | _ | LV | 400 kVA :Kiosk Substation | 0.4 | --> | 0.4 | 0.319 | 13.8 |  | --> | 0.38 | 0 | 0 | 0.391 | 0 |  | --> | C13 ex SINGLAND | Singland [T101,T102] | SINGLAND |  | 52.6643 | -8.6007
MV/LV Substation DE***754Y |  | 10 kV | _ | LV | 400 kVA :Building Structure | 0.4 | --> | 0.4 | 0 | 0 | Constrained, otherwise capacity available =363 kVA | --> | 0.38 | 0 | 0 | 0.385 | 0 |  | --> | C13 ex RAHEEN | Raheen [T41,T42] | LIMERICK |  | 52.6201 | -8.6527
MV/LV Substation EA***764Y |  | 10 kV | _ | LV | 630 kVA :Building Structure | 0.63 | --> | 0.63 | 0 | 0 | Constrained, otherwise capacity available =540 kVA | --> | 0.598 | 0 | 0.045 | 0.5 | 0 |  | --> | C11 ex GARRYOWEN | Garryowen [T41,T42] | LIMERICK |  | 52.6485 | -8.5905
MV/LV Substation MO***765Y |  | 20 kV | _ | LV | 50 kVA :Pole Substation | 0.05 | --> | 0.05 | 0 | 0 | Constrained, otherwise capacity available =46 kVA | --> | 0.048 | 0 | 0.01 | 0.041 | 0 |  | --> | C11 ex RAHEEN | Raheen [T41,T42] | LIMERICK |  | 52.6336 | -8.6926
MV/LV Substation PA***767Y |  | 10 kV | _ | LV | 400 kVA :Building Structure | 0.4 | --> | 0.4 | 0.322 | 13.8 |  | --> | 0.38 | 0 | 0 | 0.39 | 0 |  | --> | C21 ex SINGLAND | Singland [T101,T102] | SINGLAND |  | 52.6611 | -8.5912
MV/LV Substation BA***769 |  | 20 kV | _ | LV | 100 kVA :Pole Substation | 0.1 | --> | 0.1 | 0.098 | 6.81 |  | --> | 0.095 | 0 | 0 | 0.095 | 0 |  | --> | C06 ex AHANE | Ahane [T102] | AHANE |  | 52.7018 | -8.4305
MV/LV Substation CL***769Y |  | 20 kV | _ | LV | 50 kVA :Pole Substation | 0.05 | --> | 0.05 | 0 | 0 | Constrained, otherwise capacity available =50 kVA | --> | 0.048 | 0 | 0 | 0.048 | 0 |  | --> | E18 ex CRATLOE | Cratloe [T421,T422] | ARDNACRUSHA |  | 52.7168 | -8.8108
MV/LV Substation EA***772Y |  | 10 kV | _ | LV | 400 kVA :Building Structure | 0.4 | --> | 0.4 | 0 | 0 | Constrained, otherwise capacity available =292 kVA | --> | 0.38 | 0 | 0.01 | 0.387 | 0 |  | --> | C11 ex GARRYOWEN | Garryowen [T41,T42] | LIMERICK |  | 52.6478 | -8.5865
MV/LV Substation SK***773 |  | 10 kV | _ | LV | 100 kVA :Pole Substation | 0.1 | --> | 0.1 | 0 | 0 | Constrained, otherwise capacity available =77 kVA | --> | 0.095 | 0 | 0.011 | 0.09 | 0 |  | --> | C13 ex DOCK ROAD | Dock Road [T41,T42] | LIMERICK |  | 52.6364 | -8.6792
MV/LV Substation TO***773Y |  | 20 kV | _ | LV | 50 kVA :Pole Substation | 0.05 | --> | 0.05 | 0 | 0 | Constrained, otherwise capacity available =32 kVA | --> | 0.048 | 0 | 0 | 0.05 | 0 |  | --> | C11 ex RAHEEN | Raheen [T41,T42] | LIMERICK |  | 52.6365 | -8.6889
MV/LV Substation CO***775Y |  | 10 kV | _ | LV | 630 kVA :Building Structure | 0.63 | --> | 0.63 | 0 | 0 | Constrained, otherwise capacity available =529 kVA | --> | 0.598 | 0 | 0 | 0.5 | 0 |  | --> | C15 ex BALLINACURRA | Ballinacurra [T41,T42] | LIMERICK |  | 52.6397 | -8.6471
MV/LV Substation CL***777 |  | 20 kV | _ | LV | 50 kVA :Pole Substation | 0.05 | --> | 0.05 | 0 | 0 | Constrained, otherwise capacity available =40 kVA | --> | 0.048 | 0 | 0.006 | 0.044 | 0 |  | --> | E18 ex CRATLOE | Cratloe [T421,T422] | ARDNACRUSHA |  | 52.7111 | -8.8391
MV/LV Substation RO***779X |  | 10 kV | _ | LV | 50 kVA :Pole Substation | 0.05 | --> | 0.05 | 0 | 0 | Constrained, otherwise capacity available =40 kVA | --> | 0.048 | 0 | 0.01 | 0.041 | 0 |  | --> | C20 ex RAHEEN | Raheen [T41,T42] | LIMERICK |  | 52.6337 | -8.6157
MV/LV Substation CA***780Y |  | 20 kV | _ | LV | 50 kVA :Pole Substation | 0.05 | --> | 0.05 | 0 | 0 | Constrained, otherwise capacity available =32 kVA | --> | 0.048 | 0 | 0.01 | 0.042 | 0 |  | --> | E21 ex CRATLOE | Cratloe [T421,T422] | ARDNACRUSHA |  | 52.7065 | -8.7687
MV/LV Substation CO***782Y |  | 10 kV | _ | LV | 400 kVA :Kiosk Substation | 0.4 | --> | 0.4 | 0 | 0 | Constrained, otherwise capacity available =296 kVA | --> | 0.38 | 0 | 0.025 | 0.375 | 0 |  | --> | C15 ex BALLINACURRA | Ballinacurra [T41,T42] | LIMERICK |  | 52.6391 | -8.6482
MV/LV Substation QU***783 |  | 10 kV | _ | LV | 50 kVA :Pole Substation | 0.05 | --> | 0.05 | 0 | 0 | Constrained, otherwise capacity available =42 kVA | --> | 0.048 | 0 | 0.005 | 0.045 | 0 |  | --> | C11 ex MOYLISH | Moylish [T41,T42] | ARDNACRUSHA |  | 52.694 | -8.636
MV/LV Substation BA***783X |  | 10 kV | _ | LV | 50 kVA :Pole Substation | 0.05 | --> | 0.05 | 0 | 0 | Constrained, otherwise capacity available =35 kVA | --> | 0.048 | 0 | 0.005 | 0.046 | 0 |  | --> | C20 ex RAHEEN | Raheen [T41,T42] | LIMERICK |  | 52.6256 | -8.6336
MV/LV Substation GR***784Y |  | 10 kV | _ | LV | 630 kVA :Building Structure | 0.63 | --> | 0.63 | 0 | 0 | Constrained, otherwise capacity available =535 kVA | --> | 0.598 | 0 | 0 | 0.5 | 0 |  | --> | C18 ex CAHERDAVIN | Caherdavin [T41,T42] | ARDNACRUSHA |  | 52.6742 | -8.6701
MV/LV Substation SL***787X |  | 10 kV | _ | LV | 50 kVA :Pole Substation | 0.05 | --> | 0.05 | 0 | 0 | Constrained, otherwise capacity available =43 kVA | --> | 0.048 | 0 | 0 | 0.048 | 0 |  | --> | C20 ex RAHEEN | Raheen [T41,T42] | LIMERICK |  | 52.6244 | -8.6413
MV/LV Substation PL***789Y |  | 10 kV | _ | LV | 400 kVA :Building Structure | 0.4 | --> | 0.4 | 0 | 0 | Constrained, otherwise capacity available =350 kVA | --> | 0.38 | 0 | 0 | 0.387 | 0 |  | --> | C20 ex DOCK ROAD | Dock Road [T41,T42] | LIMERICK |  | 52.6503 | -8.6633
MV/LV Substation BA***791X |  | 10 kV | _ | LV | 50 kVA :Pole Substation | 0.05 | --> | 0.05 | 0 | 0 | Constrained, otherwise capacity available =34 kVA | --> | 0.048 | 0 | 0.005 | 0.046 | 0 |  | --> | C20 ex RAHEEN | Raheen [T41,T42] | LIMERICK |  | 52.6282 | -8.6186
MV/LV Substation TA***795Y |  | 10 kV | _ | LV | 400 kVA :Kiosk Substation | 0.4 | --> | 0.4 | 0 | 0 | Constrained, otherwise capacity available =280 kVA | --> | 0.38 | 0 | 0.014 | 0.386 | 0 |  | --> | C16 ex BALLINACURRA | Ballinacurra [T41,T42] | LIMERICK |  | 52.6347 | -8.6363
MV/LV Substation LI***797X |  | 20 kV | _ | LV | 50 kVA :Pole Substation | 0.05 | --> | 0.05 | 0 | 0 | Constrained, otherwise capacity available =36 kVA | --> | 0.048 | 0 | 0.005 | 0.046 | 0 |  | --> | C11 ex RAHEEN | Raheen [T41,T42] | LIMERICK |  | 52.6095 | -8.6314
MV/LV Substation CA***798Y |  | 20 kV | _ | LV | 50 kVA :Pole Substation | 0.05 | --> | 0.05 | 0.05 | 13.8 |  | --> | 0.048 | 0 | 0 | 0.048 | 0 |  | --> | C14 ex SINGLAND | Singland [T101,T102] | SINGLAND |  | 52.5896 | -8.4746
MV/LV Substation BA***801Y |  | 10 kV | _ | LV | 400 kVA :Kiosk Substation | 0.4 | --> | 0.4 | 0 | 0 | Constrained, otherwise capacity available =299 kVA | --> | 0.38 | 0 | 0.083 | 0.332 | 0 |  | --> | C17 ex GILLOGUE | Gillogue [T41,T42] | ARDNACRUSHA |  | 52.7121 | -8.6095
MV/LV Substation PA***802 |  | 10 kV | _ | LV | 200 kVA :Pole Substation | 0.2 | --> | 0.2 | 0 | 0 | Constrained, otherwise capacity available =174 kVA | --> | 0.19 | 0 | 0.022 | 0.177 | 0 |  | --> | C16 ex GILLOGUE | Gillogue [T41,T42] | ARDNACRUSHA |  | 52.6957 | -8.6164
MV/LV Substation PA***805 |  | 10 kV | _ | LV | 50 kVA :Pole Substation | 0.05 | --> | 0.05 | 0 | 0 | Constrained, otherwise capacity available =32 kVA | --> | 0.048 | 0 | 0.005 | 0.046 | 0 |  | --> | C16 ex GILLOGUE | Gillogue [T41,T42] | ARDNACRUSHA |  | 52.6981 | -8.6101
MV/LV Substation CL***805Y |  | 10 kV | _ | LV | 400 kVA :Kiosk Substation | 0.4 | --> | 0.4 | 0 | 0 | Constrained, otherwise capacity available =303 kVA | --> | 0.38 | 0 | 0.011 | 0.385 | 0 |  | --> | C18 ex CAHERDAVIN | Caherdavin [T41,T42] | ARDNACRUSHA |  | 52.6663 | -8.6678
MV/LV Substation CU***807Y |  | 10 kV | _ | LV | 200 kVA :Kiosk Substation | 0.2 | --> | 0.2 | 0 | 0 | Constrained, otherwise capacity available =178 kVA | --> | 0.19 | 0 | 0.004 | 0.19 | 0 |  | --> | C14 ex RAHEEN | Raheen [T41,T42] | LIMERICK |  | 52.631 | -8.66
MV/LV Substation NE***808Y |  | 20 kV | _ | LV | 630 kVA :Building Structure | 0.63 | --> | 0.63 | 0.452 | 6.81 |  | --> | 0.598 | 0 | 0 | 0.5 | 0 |  | --> | C03 ex AHANE | Ahane [T102] | AHANE |  | 52.6628 | -8.5373
MV/LV Substation MI***809Y |  | 10 kV | _ | LV | 400 kVA :Kiosk Substation | 0.4 | --> | 0.4 | 0 | 0 | Constrained, otherwise capacity available =373 kVA | --> | 0.38 | 0 | 0.1 | 0.31 | 0 |  | --> | C13 ex RAHEEN | Raheen [T41,T42] | LIMERICK |  | 52.621 | -8.6504
MV/LV Substation CL***811 |  | 10 kV | _ | LV | 50 kVA :Pole Substation | 0.05 | --> | 0.05 | 0 | 0 | Constrained, otherwise capacity available =20 kVA | --> | 0.048 | 0 | 0.022 | 0.035 | 0 |  | --> | C16 ex GILLOGUE | Gillogue [T41,T42] | ARDNACRUSHA |  | 52.6868 | -8.5898
MV/LV Substation BI***811Y |  | 10 kV | _ | LV | 400 kVA :Building Structure | 0.4 | --> | 0.4 | 0.251 | 6.81 |  | --> | 0.38 | 0 | 0.2 | 0.252 | 0 |  | --> | C04 ex AHANE | Ahane [T102] | AHANE |  | 52.6603 | -8.4993
MV/LV Substation OA***815Y |  | 10 kV | _ | LV | 400 kVA :Kiosk Substation | 0.4 | --> | 0.4 | 0 | 0 | Constrained, otherwise capacity available =356 kVA | --> | 0.38 | 0 | 0.005 | 0.382 | 0 |  | --> | C16 ex BALLINACURRA | Ballinacurra [T41,T42] | LIMERICK |  | 52.638 | -8.6379
MV/LV Substation DO***819Y |  | 10 kV | _ | LV | 400 kVA :Kiosk Substation | 0.4 | --> | 0.4 | 0 | 0 | Constrained, otherwise capacity available =351 kVA | --> | 0.38 | 0 | 0 | 0.387 | 0 |  | --> | C15 ex BALLINACURRA | Ballinacurra [T41,T42] | LIMERICK |  | 52.636 | -8.649
MV/LV Substation RI***821Y |  | 10 kV | _ | LV | 400 kVA :Kiosk Substation | 0.4 | --> | 0.4 | 0.399 | 13.8 |  | --> | 0.38 | 0 | 0 | 0.38 | 0 |  | --> | C13 ex SINGLAND | Singland [T101,T102] | SINGLAND |  | 52.6695 | -8.599
MV/LV Substation KI***824Y |  | 10 kV | _ | LV | 400 kVA :Kiosk Substation | 0.4 | --> | 0.4 | 0 | 0 | Constrained, otherwise capacity available =327 kVA | --> | 0.38 | 0 | 0 | 0.39 | 0 |  | --> | C19 ex CAHERDAVIN | Caherdavin [T41,T42] | ARDNACRUSHA |  | 52.673 | -8.6366
MV/LV Substation 3 ***825Y |  | 10 kV | _ | LV | 630 kVA :Building Structure | 0.63 | --> | 0.63 | 0 | 0 | Constrained, otherwise capacity available =525 kVA | --> | 0.598 | 0 | 0 | 0.5 | 0 |  | --> | C14 ex RAHEEN | Raheen [T41,T42] | LIMERICK |  | 52.6286 | -8.6614
MV/LV Substation NE***826 |  | 20 kV | _ | LV | 50 kVA :Pole Substation | 0.05 | --> | 0.05 | 0 | 0 | Constrained, otherwise capacity available =26 kVA | --> | 0.048 | 0 | 0.005 | 0.047 | 0 |  | --> | C17 ex GILLOGUE | Gillogue [T41,T42] | ARDNACRUSHA |  | 52.7208 | -8.559
MV/LV Substation ST***826Y |  | 10 kV | _ | LV | 630 kVA :Building Structure | 0.63 | --> | 0.63 | 0 | 0 | Constrained, otherwise capacity available =593 kVA | --> | 0.598 | 0 | 0.008 | 0.5 | 0 |  | --> | C19 ex CASTLETROY | Castletroy [T41,T42] | ARDNACRUSHA |  | 52.6715 | -8.5512
MV/LV Substation TA***828Y |  | 10 kV | _ | LV | 630 kVA :Building Structure | 0.63 | --> | 0.63 | 0 | 0 | Constrained, otherwise capacity available =505 kVA | --> | 0.598 | 0 | 0.005 | 0.5 | 0 |  | --> | C16 ex ROCHES STREET | Roches Street [T41,T42] | LIMERICK |  | 52.6599 | -8.6279
MV/LV Substation TH***831Y |  | 10 kV | _ | LV | 630 kVA :Building Structure | 0.63 | --> | 0.63 | 0 | 0 | Constrained, otherwise capacity available =500 kVA | --> | 0.598 | 0 | 0 | 0.5 | 0 |  | --> | C11 ex ROCHES STREET | Roches Street [T41,T42] | LIMERICK |  | 52.6612 | -8.6199
MV/LV Substation CO***840Y |  | 10 kV | _ | LV | 630 kVA :Kiosk Substation | 0.63 | --> | 0.63 | 0.5 | 13.8 |  | --> | 0.598 | 0 | 0.005 | 0.5 | 0 |  | --> | C19 ex SINGLAND | Singland [T101,T102] | SINGLAND |  | 52.6623 | -8.5741
MV/LV Substation CH***843Y |  | 10 kV | _ | LV | 400 kVA :Kiosk Substation | 0.4 | --> | 0.4 | 0 | 0 | Constrained, otherwise capacity available =290 kVA | --> | 0.38 | 0 | 0.03 | 0.372 | 0 |  | --> | C13 ex RAHEEN | Raheen [T41,T42] | LIMERICK |  | 52.6212 | -8.6447
MV/LV Substation BL***849Y |  | 10 kV | _ | LV | 50 kVA :Pole Substation | 0.05 | --> | 0.05 | 0 | 0 | Constrained, otherwise capacity available =16 kVA | --> | 0.048 | 0 | 0.005 | 0.048 | 0 |  | --> | C17 ex GILLOGUE | Gillogue [T41,T42] | ARDNACRUSHA |  | 52.7145 | -8.5958
MV/LV Substation DR***850X |  | 20 kV | _ | LV | 100 kVA :Pole Substation | 0.1 | --> | 0.1 | 0.094 | 13.8 |  | --> | 0.095 | 0 | 0 | 0.096 | 0 |  | --> | C14 ex SINGLAND | Singland [T101,T102] | SINGLAND |  | 52.6172 | -8.5723
MV/LV Substation CA***850Y |  | 10 kV | _ | LV | 630 kVA :Building Structure | 0.63 | --> | 0.63 | 0 | 0 | Constrained, otherwise capacity available =617 kVA | --> | 0.598 | 0 | 0 | 0.5 | 0 |  | --> | C19 ex CASTLETROY | Castletroy [T41,T42] | ARDNACRUSHA |  | 52.6719 | -8.5469
MV/LV Substation CO***851Y |  | 10 kV | _ | LV | 400 kVA :Building Structure | 0.4 | --> | 0.4 | 0 | 0 | Constrained, otherwise capacity available =320 kVA | --> | 0.38 | 0 | 0 | 0.391 | 0 |  | --> | C11 ex RAHEEN | Raheen [T41,T42] | LIMERICK |  | 52.625 | -8.6642
MV/LV Substation CA***852X |  | 20 kV | _ | LV | 50 kVA :Pole Substation | 0.05 | --> | 0.05 | 0.036 | 13.8 |  | --> | 0.048 | 0 | 0.008 | 0.043 | 0 |  | --> | C14 ex SINGLAND | Singland [T101,T102] | SINGLAND |  | 52.6253 | -8.5532
MV/LV Substation DU***853Y |  | 20 kV | _ | LV | 400 kVA :Kiosk Substation | 0.4 | --> | 0.4 | 0 | 0 | Constrained, otherwise capacity available =326 kVA | --> | 0.38 | 0 | 0.021 | 0.374 | 0 |  | --> | E16 ex DRUMLINE | Drumline [T421,T422] | DRUMLINE |  | 52.7166 | -8.8533
MV/LV Substation BU***856Y |  | 20 kV | _ | LV | 400 kVA :Building Structure | 0.4 | --> | 0.4 | 0 | 0 | Constrained, otherwise capacity available =400 kVA | --> | 0.38 | 0 | 0 | 0.38 | 0 |  | --> | E12 ex DRUMLINE | Drumline [T421,T422] | DRUMLINE |  | 52.7211 | -8.862
MV/LV Substation SC***857X |  | 20 kV | _ | LV | 200 kVA :Pole Substation | 0.2 | --> | 0.2 | 0.192 | 13.8 |  | --> | 0.19 | 0 | 0.009 | 0.184 | 0 |  | --> | C14 ex SINGLAND | Singland [T101,T102] | SINGLAND |  | 52.6108 | -8.5528
MV/LV Substation GR***858Y |  | 10 kV | _ | LV | 630 kVA :Kiosk Substation | 0.63 | --> | 0.63 | 0.5 | 13.8 |  | --> | 0.598 | 0 | 0 | 0.5 | 0 |  | --> | C19 ex SINGLAND | Singland [T101,T102] | SINGLAND |  | 52.6582 | -8.5746
MV/LV Substation GR***859Y |  | 10 kV | _ | LV | 630 kVA :Kiosk Substation | 0.63 | --> | 0.63 | 0.5 | 13.8 |  | --> | 0.598 | 0 | 0 | 0.5 | 0 |  | --> | C19 ex SINGLAND | Singland [T101,T102] | SINGLAND |  | 52.659 | -8.575
MV/LV Substation GR***860Y |  | 10 kV | _ | LV | 630 kVA :Kiosk Substation | 0.63 | --> | 0.63 | 0.5 | 13.8 |  | --> | 0.598 | 0 | 0 | 0.5 | 0 |  | --> | C19 ex SINGLAND | Singland [T101,T102] | SINGLAND |  | 52.6593 | -8.5751
MV/LV Substation GR***861Y |  | 10 kV | _ | LV | 630 kVA :Kiosk Substation | 0.63 | --> | 0.63 | 0.5 | 13.8 |  | --> | 0.598 | 0 | 0 | 0.5 | 0 |  | --> | C19 ex SINGLAND | Singland [T101,T102] | SINGLAND |  | 52.6597 | -8.5753
MV/LV Substation GR***862Y |  | 10 kV | _ | LV | 630 kVA :Kiosk Substation | 0.63 | --> | 0.63 | 0.5 | 13.8 |  | --> | 0.598 | 0 | 0 | 0.5 | 0 |  | --> | C19 ex SINGLAND | Singland [T101,T102] | SINGLAND |  | 52.6633 | -8.5762
MV/LV Substation CA***863Y |  | 10 kV | _ | LV | 400 kVA :Kiosk Substation | 0.4 | --> | 0.4 | 0.334 | 13.8 |  | --> | 0.38 | 0 | 0.013 | 0.379 | 0 |  | --> | C19 ex SINGLAND | Singland [T101,T102] | SINGLAND |  | 52.6556 | -8.5708
MV/LV Substation BR***865Y |  | 10 kV | _ | LV | 630 kVA :Building Structure | 0.63 | --> | 0.63 | 0 | 0 | Constrained, otherwise capacity available =522 kVA | --> | 0.598 | 0 | 0.01 | 0.5 | 0 |  | --> | C16 ex CORBALLY | Corbally [T41,T42] | ARDNACRUSHA |  | 52.6651 | -8.621
MV/LV Substation IN***867Y |  | 10 kV | _ | LV | 200 kVA :Kiosk Substation | 0.2 | --> | 0.2 | 0 | 0 | Constrained, otherwise capacity available =129 kVA | --> | 0.19 | 0 | 0.019 | 0.185 | 0 |  | --> | C13 ex DOCK ROAD | Dock Road [T41,T42] | LIMERICK |  | 52.6369 | -8.6711
MV/LV Substation PO***870X |  | 20 kV | _ | LV | 50 kVA :Pole Substation | 0.05 | --> | 0.05 | 0.042 | 13.8 |  | --> | 0.048 | 0 | 0.02 | 0.034 | 0 |  | --> | C14 ex SINGLAND | Singland [T101,T102] | SINGLAND |  | 52.5894 | -8.5088
MV/LV Substation LI***870Y |  | 10 kV | _ | LV | 400 kVA :Kiosk Substation | 0.4 | --> | 0.4 | 0 | 0 | Constrained, otherwise capacity available =313 kVA | --> | 0.38 | 0 | 0.022 | 0.375 | 0 |  | --> | C20 ex RAHEEN | Raheen [T41,T42] | LIMERICK |  | 52.6293 | -8.6389
MV/LV Substation NE***872Y |  | 10 kV | _ | LV | 630 kVA :Building Structure | 0.63 | --> | 0.63 | 0 | 0 | Constrained, otherwise capacity available =572 kVA | --> | 0.598 | 0 | 0 | 0.5 | 0 |  | --> | C20 ex ROCHES STREET | Roches Street [T41,T42] | LIMERICK |  | 52.6611 | -8.6322
MV/LV Substation NE***874Y |  | 10 kV | _ | LV | 400 kVA :Building Structure | 0.4 | --> | 0.4 | 0 | 0 | Constrained, otherwise capacity available =293 kVA | --> | 0.38 | 0 | 0 | 0.394 | 0 |  | --> | C15 ex BALLINACURRA | Ballinacurra [T41,T42] | LIMERICK |  | 52.6367 | -8.6555
MV/LV Substation AS***875Y |  | 10 kV | _ | LV | 400 kVA :Kiosk Substation | 0.4 | --> | 0.4 | 0 | 0 | Constrained, otherwise capacity available =287 kVA | --> | 0.38 | 0 | 0 | 0.395 | 0 |  | --> | C12 ex BALLINACURRA | Ballinacurra [T41,T42] | LIMERICK |  | 52.6533 | -8.6488
MV/LV Substation MO***879Y |  | 20 kV | _ | LV | 50 kVA :Pole Substation | 0.05 | --> | 0.05 | 0 | 0 | Constrained, otherwise capacity available =46 kVA | --> | 0.048 | 0 | 0.005 | 0.044 | 0 |  | --> | E11 ex BIRDHILL | Birdhill [T421,T422] | ARDNACRUSHA |  | 52.7052 | -8.4091
MV/LV Substation BA***885Y |  | 10 kV | _ | LV | 400 kVA :Kiosk Substation | 0.4 | --> | 0.4 | 0 | 0 | Constrained, otherwise capacity available =366 kVA | --> | 0.38 | 0 | 0 | 0.384 | 0 |  | --> | C18 ex BALLINACURRA | Ballinacurra [T41,T42] | LIMERICK |  | 52.6531 | -8.6339
MV/LV Substation CA***886Y |  | 10 kV | _ | LV | 400 kVA :Kiosk Substation | 0.4 | --> | 0.4 | 0.382 | 13.8 |  | --> | 0.38 | 0 | 0 | 0.382 | 0 |  | --> | C21 ex SINGLAND | Singland [T101,T102] | SINGLAND |  | 52.6586 | -8.5885
MV/LV Substation IS***887 |  | 10 kV | _ | LV | 50 kVA :Pole Substation | 0.05 | --> | 0.05 | 0 | 0 | Constrained, otherwise capacity available =42 kVA | --> | 0.048 | 0 | 0.006 | 0.044 | 0 |  | --> | C16 ex GILLOGUE | Gillogue [T41,T42] | ARDNACRUSHA |  | 52.6912 | -8.6054
MV/LV Substation GL***887Y |  | 10 kV | _ | LV | 400 kVA :Kiosk Substation | 0.4 | --> | 0.4 | 0.312 | 13.8 |  | --> | 0.38 | 0 | 0.036 | 0.365 | 0 |  | --> | C21 ex SINGLAND | Singland [T101,T102] | SINGLAND |  | 52.6553 | -8.588
MV/LV Substation KN***888X |  | 20 kV | _ | LV | 50 kVA :Pole Substation | 0.05 | --> | 0.05 | 0.036 | 13.8 |  | --> | 0.048 | 0 | 0 | 0.049 | 0 |  | --> | C14 ex SINGLAND | Singland [T101,T102] | SINGLAND |  | 52.6052 | -8.4681
MV/LV Substation HA***889Y |  | 10 kV | _ | LV | 400 kVA :Building Structure | 0.4 | --> | 0.4 | 0 | 0 | Constrained, otherwise capacity available =362 kVA | --> | 0.38 | 0 | 0 | 0.385 | 0 |  | --> | C16 ex MOYLISH | Moylish [T41,T42] | ARDNACRUSHA |  | 52.6788 | -8.6587
MV/LV Substation PA***890Y |  | 10 kV | _ | LV | 630 kVA :Building Structure | 0.63 | --> | 0.63 | 0.5 | 13.8 |  | --> | 0.598 | 0 | 0 | 0.5 | 0 |  | --> | C21 ex SINGLAND | Singland [T101,T102] | SINGLAND |  | 52.661 | -8.5901
MV/LV Substation SH***895 |  | 10 kV | _ | LV | 50 kVA :Pole Substation | 0.05 | --> | 0.05 | 0 | 0 | Constrained, otherwise capacity available =36 kVA | --> | 0.048 | 0 | 0 | 0.049 | 0 |  | --> | C16 ex MOYLISH | Moylish [T41,T42] | ARDNACRUSHA |  | 52.6745 | -8.6724
MV/LV Substation E.***895Y |  | 10 kV | _ | LV | 400 kVA :Building Structure | 0.4 | --> | 0.4 | 0 | 0 | Constrained, otherwise capacity available =356 kVA | --> | 0.38 | 0 | 0 | 0.386 | 0 |  | --> | C20 ex GARRYOWEN | Garryowen [T41,T42] | LIMERICK |  | 52.6483 | -8.6094
MV/LV Substation HA***897X |  | 20 kV | _ | LV | 50 kVA :Pole Substation | 0.05 | --> | 0.05 | 0.034 | 6.81 |  | --> | 0.048 | 0 | 0.01 | 0.042 | 0 |  | --> | C03 ex AHANE | Ahane [T102] | AHANE |  | 52.6662 | -8.5354
MV/LV Substation DU***906Y |  | 10 kV | _ | LV | 100 kVA :Pole Substation | 0.1 | --> | 0.1 | 0 | 0 | Constrained, otherwise capacity available =56 kVA | --> | 0.095 | 0 | 0.027 | 0.081 | 0 |  | --> | C17 ex GILLOGUE | Gillogue [T41,T42] | ARDNACRUSHA |  | 52.7126 | -8.5967
MV/LV Substation SA***907Y |  | 10 kV | _ | LV | 400 kVA :Kiosk Substation | 0.4 | --> | 0.4 | 0 | 0 | Constrained, otherwise capacity available =390 kVA | --> | 0.38 | 0 | 0 | 0.381 | 0 |  | --> | C18 ex BALLINACURRA | Ballinacurra [T41,T42] | LIMERICK |  | 52.6541 | -8.6263
MV/LV Substation WO***908X |  | 20 kV | _ | LV | 50 kVA :Pole Substation | 0.05 | --> | 0.05 | 0.036 | 6.81 |  | --> | 0.048 | 0 | 0.024 | 0.032 | 0 |  | --> | C06 ex AHANE | Ahane [T102] | AHANE |  | 52.6703 | -8.5184
MV/LV Substation GA***910X |  | 20 kV | _ | LV | 50 kVA :Pole Substation | 0.05 | --> | 0.05 | 0.031 | 6.81 |  | --> | 0.048 | 0 | 0.025 | 0.032 | 0 |  | --> | C06 ex AHANE | Ahane [T102] | AHANE |  | 52.6643 | -8.5109
MV/LV Substation EU***911 |  | 10 kV | _ | LV | 50 kVA :Building Structure | 0.05 | --> | 0.05 | 0 | 0 | Constrained, otherwise capacity available =28 kVA | --> | 0.048 | 0 | 0 | 0.05 | 0 |  | --> | E16 ex CRATLOE | Cratloe [T421,T422] | ARDNACRUSHA |  | 52.7201 | -8.7055
MV/LV Substation MT***911X |  | 20 kV | _ | LV | 50 kVA :Pole Substation | 0.05 | --> | 0.05 | 0.036 | 6.81 |  | --> | 0.048 | 0 | 0.01 | 0.042 | 0 |  | --> | C06 ex AHANE | Ahane [T102] | AHANE |  | 52.6807 | -8.4997
MV/LV Substation DU***912Y |  | 10 kV | _ | LV | 630 kVA :Building Structure | 0.63 | --> | 0.63 | 0 | 0 | Constrained, otherwise capacity available =301 kVA | --> | 0.598 | 0 | 0 | 0.5 | 0 |  | --> | C18 ex CAHERDAVIN | Caherdavin [T41,T42] | ARDNACRUSHA |  | 52.6695 | -8.663
MV/LV Substation JE***913Y |  | 10 kV | _ | LV | 630 kVA :Building Structure | 0.63 | --> | 0.63 | 0 | 0 | Constrained, otherwise capacity available =614 kVA | --> | 0.598 | 0 | 0 | 0.5 | 0 |  | --> | C18 ex CAHERDAVIN | Caherdavin [T41,T42] | ARDNACRUSHA |  | 52.6692 | -8.6631
MV/LV Substation RY***914Y |  | 20 kV | _ | LV | 50 kVA :Pole Substation | 0.05 | --> | 0.05 | 0.044 | 13.8 |  | --> | 0.048 | 0 | 0 | 0.048 | 0 |  | --> | C14 ex SINGLAND | Singland [T101,T102] | SINGLAND |  | 52.6262 | -8.5521
MV/LV Substation TH***916Y |  | 10 kV | _ | LV | 400 kVA :Building Structure | 0.4 | --> | 0.4 | 0 | 0 | Constrained, otherwise capacity available =366 kVA | --> | 0.38 | 0 | 0 | 0.385 | 0 |  | --> | C17 ex GARRYOWEN | Garryowen [T41,T42] | LIMERICK |  | 52.6668 | -8.6155
MV/LV Substation BA***918X |  | 20 kV | _ | LV | 50 kVA :Pole Substation | 0.05 | --> | 0.05 | 0.035 | 6.81 |  | --> | 0.048 | 0 | 0.01 | 0.042 | 0 |  | --> | C06 ex AHANE | Ahane [T102] | AHANE |  | 52.6914 | -8.5108
MV/LV Substation CR***919 |  | 10 kV | _ | LV | 50 kVA :Pole Substation | 0.05 | --> | 0.05 | 0 | 0 | Constrained, otherwise capacity available =48 kVA | --> | 0.048 | 0 | 0 | 0.048 | 0 |  | --> | E16 ex CRATLOE | Cratloe [T421,T422] | ARDNACRUSHA |  | 52.6837 | -8.7415
MV/LV Substation MA***919Y |  | 10 kV | _ | LV | 400 kVA :Kiosk Substation | 0.4 | --> | 0.4 | 0 | 0 | Constrained, otherwise capacity available =322 kVA | --> | 0.38 | 0 | 0 | 0.391 | 0 |  | --> | C14 ex RAHEEN | Raheen [T41,T42] | LIMERICK |  | 52.6392 | -8.6494
MV/LV Substation CR***920 |  | 10 kV | _ | LV | 50 kVA :Pole Substation | 0.05 | --> | 0.05 | 0 | 0 | Constrained, otherwise capacity available =36 kVA | --> | 0.048 | 0 | 0.028 | 0.029 | 0 |  | --> | E16 ex CRATLOE | Cratloe [T421,T422] | ARDNACRUSHA |  | 52.6902 | -8.7418
MV/LV Substation ST***921Y |  | 20 kV | _ | LV | 200 kVA :Kiosk Substation | 0.2 | --> | 0.2 | 0.184 | 13.8 |  | --> | 0.19 | 0 | 0.01 | 0.185 | 0 |  | --> | C14 ex SINGLAND | Singland [T101,T102] | SINGLAND |  | 52.6015 | -8.6035
MV/LV Substation CA***923Y |  | 10 kV | _ | LV | 630 kVA :Building Structure | 0.63 | --> | 0.63 | 0 | 0 | Constrained, otherwise capacity available =320 kVA | --> | 0.598 | 0 | 0 | 0.5 | 0 |  | --> | C20 ex ROCHES STREET | Roches Street [T41,T42] | LIMERICK |  | 52.6622 | -8.6297
MV/LV Substation SP***924Y |  | 10 kV | _ | LV | 400 kVA :Kiosk Substation | 0.4 | --> | 0.4 | 0 | 0 | Constrained, otherwise capacity available =327 kVA | --> | 0.38 | 0 | 0.042 | 0.359 | 0 |  | --> | C20 ex RAHEEN | Raheen [T41,T42] | LIMERICK |  | 52.6264 | -8.6397
MV/LV Substation SU***927Y |  | 10 kV | _ | LV | 1000 kVA :Building Structure | 1 | --> | 1 | 0 | 0 | Constrained, otherwise capacity available =756 kVA | --> | 0.95 | 0 | 0.04 | 0.5 | 0 |  | --> | C13 ex ROCHES STREET | Roches Street [T41,T42] | LIMERICK |  | 52.662 | -8.6198
MV/LV Substation CR***930 |  | 20 kV | _ | LV | 50 kVA :Pole Substation | 0.05 | --> | 0.05 | 0 | 0 | Constrained, otherwise capacity available =32 kVA | --> | 0.048 | 0 | 0.005 | 0.046 | 0 |  | --> | E21 ex CRATLOE | Cratloe [T421,T422] | ARDNACRUSHA |  | 52.7007 | -8.7667
MV/LV Substation CR***931 |  | 20 kV | _ | LV | 50 kVA :Pole Substation | 0.05 | --> | 0.05 | 0 | 0 | Constrained, otherwise capacity available =38 kVA | --> | 0.048 | 0 | 0.004 | 0.046 | 0 |  | --> | E21 ex CRATLOE | Cratloe [T421,T422] | ARDNACRUSHA |  | 52.6998 | -8.7634
MV/LV Substation CR***932 |  | 20 kV | _ | LV | 100 kVA :Pole Substation | 0.1 | --> | 0.1 | 0 | 0 | Constrained, otherwise capacity available =67 kVA | --> | 0.095 | 0 | 0.026 | 0.08 | 0 |  | --> | E21 ex CRATLOE | Cratloe [T421,T422] | ARDNACRUSHA |  | 52.6991 | -8.7575
MV/LV Substation TH***933Y |  | 10 kV | _ | LV | 630 kVA :Building Structure | 0.63 | --> | 0.63 | 0 | 0 | Constrained, otherwise capacity available =580 kVA | --> | 0.598 | 0 | 0 | 0.5 | 0 |  | --> | C20 ex ROCHES STREET | Roches Street [T41,T42] | LIMERICK |  | 52.6605 | -8.6309
MV/LV Substation WA***934Y |  | 10 kV | _ | LV | 400 kVA :Building Structure | 0.4 | --> | 0.4 | 0 | 0 | Constrained, otherwise capacity available =173 kVA | --> | 0.38 | 0 | 0 | 0.406 | 0 |  | --> | C14 ex MOYLISH | Moylish [T41,T42] | ARDNACRUSHA |  | 52.6781 | -8.6391
MV/LV Substation GA***935X |  | 10 kV | _ | LV | 50 kVA :Pole Substation | 0.05 | --> | 0.05 | 0 | 0 | Constrained, otherwise capacity available =46 kVA | --> | 0.048 | 0 | 0 | 0.048 | 0 |  | --> | C20 ex GARRYOWEN | Garryowen [T41,T42] | LIMERICK |  | 52.6468 | -8.6198
MV/LV Substation RI***936Y |  | 10 kV | _ | LV | 400 kVA :Building Structure | 0.4 | --> | 0.4 | 0 | 0 | Constrained, otherwise capacity available =351 kVA | --> | 0.38 | 0 | 0 | 0.387 | 0 |  | --> | C13 ex CORBALLY | Corbally [T41,T42] | ARDNACRUSHA |  | 52.6704 | -8.6291
MV/LV Substation KI***938Y |  | 20 kV | _ | LV | 50 kVA :Pole Substation | 0.05 | --> | 0.05 | 0.05 | 13.8 |  | --> | 0.048 | 0 | 0 | 0.048 | 0 |  | --> | C14 ex SINGLAND | Singland [T101,T102] | SINGLAND |  | 52.6454 | -8.5273
MV/LV Substation DR***939X |  | 20 kV | _ | LV | 200 kVA :Pole Substation | 0.2 | --> | 0.2 | 0.11 | 13.8 |  | --> | 0.19 | 0 | 0.05 | 0.165 | 0 |  | --> | C14 ex SINGLAND | Singland [T101,T102] | SINGLAND |  | 52.6247 | -8.575
MV/LV Substation DR***940Y |  | 10 kV | _ | LV | 630 kVA :Kiosk Substation | 0.63 | --> | 0.63 | 0.5 | 13.8 |  | --> | 0.598 | 0 | 0.012 | 0.5 | 0 |  | --> | C13 ex SINGLAND | Singland [T101,T102] | SINGLAND |  | 52.6674 | -8.6007
MV/LV Substation CO***941 |  | 20 kV | _ | LV | 50 kVA :Pole Substation | 0.05 | --> | 0.05 | 0 | 0 | Constrained, otherwise capacity available =27 kVA | --> | 0.048 | 0 | 0.009 | 0.044 | 0 |  | --> | E18 ex CRATLOE | Cratloe [T421,T422] | ARDNACRUSHA |  | 52.7119 | -8.8224
MV/LV Substation GL***943 |  | 20 kV | _ | LV | 50 kVA :Pole Substation | 0.05 | --> | 0.05 | 0 | 0 | Constrained, otherwise capacity available =38 kVA | --> | 0.048 | 0 | 0 | 0.049 | 0 |  | --> | E18 ex CRATLOE | Cratloe [T421,T422] | ARDNACRUSHA |  | 52.7175 | -8.8124
MV/LV Substation BE***945Y |  | 20 kV | _ | LV | 200 kVA :Kiosk Substation | 0.2 | --> | 0.2 | 0 | 0 | Constrained, otherwise capacity available =156 kVA | --> | 0.19 | 0 | 0.06 | 0 | 0 | Constrained, otherwise capacity available =152 kW | --> | E09 ex BRUFF |  |  |  | 52.5962 | -8.5485
MV/LV Substation CL***946 |  | 20 kV | _ | LV | 50 kVA :Pole Substation | 0.05 | --> | 0.05 | 0 | 0 | Constrained, otherwise capacity available =49 kVA | --> | 0.048 | 0 | 0 | 0.048 | 0 |  | --> | E18 ex CRATLOE | Cratloe [T421,T422] | ARDNACRUSHA |  | 52.7121 | -8.8469
MV/LV Substation GL***946Y |  | 10 kV | _ | LV | 630 kVA :Kiosk Substation | 0.63 | --> | 0.63 | 0 | 0 | Constrained, otherwise capacity available =476 kVA | --> | 0.598 | 0 | 0.03 | 0.5 | 0 |  | --> | C21 ex CASTLETROY | Castletroy [T41,T42] | ARDNACRUSHA |  | 52.655 | -8.5636
MV/LV Substation LO***950Y |  | 10 kV | _ | LV | 400 kVA :Building Structure | 0.4 | --> | 0.4 | 0 | 0 | Constrained, otherwise capacity available =314 kVA | --> | 0.38 | 0 | 0 | 0.392 | 0 |  | --> | C12 ex BALLINACURRA | Ballinacurra [T41,T42] | LIMERICK |  | 52.6535 | -8.6467
MV/LV Substation LI***951Y |  | 20 kV | _ | LV | 400 kVA :Kiosk Substation | 0.4 | --> | 0.4 | 0 | 0 | Constrained, otherwise capacity available =351 kVA | --> | 0.38 | 0 | 0.003 | 0.384 | 0 |  | --> | E21 ex CRATLOE | Cratloe [T421,T422] | ARDNACRUSHA |  | 52.741 | -8.782
MV/LV Substation CO***954Y |  | 10 kV | _ | LV | 630 kVA :Kiosk Substation | 0.63 | --> | 0.63 | 0.5 | 13.8 |  | --> | 0.598 | 0 | 0 | 0.5 | 0 |  | --> | C19 ex SINGLAND | Singland [T101,T102] | SINGLAND |  | 52.6594 | -8.5723
MV/LV Substation GL***955X |  | 10 kV | _ | LV | 400 kVA :Kiosk Substation | 0.4 | --> | 0.4 | 0 | 0 | Constrained, otherwise capacity available =322 kVA | --> | 0.38 | 0 | 0.008 | 0.385 | 0 |  | --> | C16 ex MOYLISH | Moylish [T41,T42] | ARDNACRUSHA |  | 52.6809 | -8.6597
MV/LV Substation TH***955Y |  | 10 kV | _ | LV | 630 kVA :Kiosk Substation | 0.63 | --> | 0.63 | 0 | 0 | Constrained, otherwise capacity available =456 kVA | --> | 0.598 | 0 | 0 | 0.5 | 0 |  | --> | C16 ex MOYLISH | Moylish [T41,T42] | ARDNACRUSHA |  | 52.6815 | -8.6597
MV/LV Substation TH***956Y |  | 10 kV | _ | LV | 630 kVA :Kiosk Substation | 0.63 | --> | 0.63 | 0 | 0 | Constrained, otherwise capacity available =630 kVA | --> | 0.598 | 0 | 0 | 0.5 | 0 |  | --> | C16 ex MOYLISH | Moylish [T41,T42] | ARDNACRUSHA |  | 52.6826 | -8.6587
MV/LV Substation TH***957Y |  | 10 kV | _ | LV | 630 kVA :Kiosk Substation | 0.63 | --> | 0.63 | 0 | 0 | Constrained, otherwise capacity available =630 kVA | --> | 0.598 | 0 | 0 | 0.5 | 0 |  | --> | C16 ex MOYLISH | Moylish [T41,T42] | ARDNACRUSHA |  | 52.683 | -8.6605
MV/LV Substation CA***958 |  | 20 kV | _ | LV | 100 kVA :Pole Substation | 0.1 | --> | 0.1 | 0.096 | 13.8 |  | --> | 0.095 | 0 | 0 | 0.096 | 0 |  | --> | C14 ex SINGLAND | Singland [T101,T102] | SINGLAND |  | 52.5899 | -8.4807
MV/LV Substation CA***959Y |  | 10 kV | _ | LV | 630 kVA :Kiosk Substation | 0.63 | --> | 0.63 | 0 | 0 | Constrained, otherwise capacity available =520 kVA | --> | 0.598 | 0 | 0.01 | 0.5 | 0 |  | --> | C11 ex CORBALLY | Corbally [T41,T42] | ARDNACRUSHA |  | 52.6872 | -8.6089
MV/LV Substation GR***960Y |  | 20 kV | _ | LV | 50 kVA :Pole Substation | 0.05 | --> | 0.05 | 0 | 0 | Constrained, otherwise capacity available =46 kVA | --> | 0.048 | 0 | 0 | 0.048 | 0 |  | --> | E21 ex CRATLOE | Cratloe [T421,T422] | ARDNACRUSHA |  | 52.6926 | -8.7701
MV/LV Substation QU***961Y |  | 10 kV | _ | LV | 200 kVA :Kiosk Substation | 0.2 | --> | 0.2 | 0 | 0 | Constrained, otherwise capacity available =176 kVA | --> | 0.19 | 0 | 0 | 0.193 | 0 |  | --> | C13 ex DOCK ROAD | Dock Road [T41,T42] | LIMERICK |  | 52.6359 | -8.6713
MV/LV Substation SH***963Y |  | 10 kV | _ | LV | 630 kVA :Building Structure | 0.63 | --> | 0.63 | 0 | 0 | Constrained, otherwise capacity available =509 kVA | --> | 0.598 | 0 | 0 | 0.5 | 0 |  | --> | C13 ex CORBALLY | Corbally [T41,T42] | ARDNACRUSHA |  | 52.668 | -8.621
MV/LV Substation LA***964X |  | 20 kV | _ | LV | 50 kVA :Pole Substation | 0.05 | --> | 0.05 | 0 | 0 | Constrained, otherwise capacity available =50 kVA | --> | 0.048 | 0 | 0 | 0.048 | 0 |  | --> | C17 ex GILLOGUE | Gillogue [T41,T42] | ARDNACRUSHA |  | 52.7047 | -8.5359
MV/LV Substation KI***967 |  | 20 kV | _ | LV | 100 kVA :Pole Substation | 0.1 | --> | 0.1 | 0.096 | 13.8 |  | --> | 0.095 | 0 | 0 | 0.096 | 0 |  | --> | C14 ex SINGLAND | Singland [T101,T102] | SINGLAND |  | 52.6393 | -8.5375
MV/LV Substation RO***968 |  | 20 kV | _ | LV | 100 kVA :Pole Substation | 0.1 | --> | 0.1 | 0.077 | 13.8 |  | --> | 0.095 | 0 | 0.01 | 0.091 | 0 |  | --> | C14 ex SINGLAND | Singland [T101,T102] | SINGLAND |  | 52.6418 | -8.5289
MV/LV Substation KI***970 |  | 20 kV | _ | LV | 100 kVA :Pole Substation | 0.1 | --> | 0.1 | 0.097 | 13.8 |  | --> | 0.095 | 0 | 0.005 | 0.092 | 0 |  | --> | C14 ex SINGLAND | Singland [T101,T102] | SINGLAND |  | 52.6458 | -8.5252
MV/LV Substation SH***973Y |  | 10 kV | _ | LV | 400 kVA :Kiosk Substation | 0.4 | --> | 0.4 | 0 | 0 | Constrained, otherwise capacity available =255 kVA | --> | 0.38 | 0 | 0.074 | 0.344 | 0 |  | --> | C16 ex MOYLISH | Moylish [T41,T42] | ARDNACRUSHA |  | 52.6795 | -8.6635
MV/LV Substation ST***974Y |  | 10 kV | _ | LV | 400 kVA :Kiosk Substation | 0.4 | --> | 0.4 | 0.376 | 13.8 |  | --> | 0.38 | 0 | 0.004 | 0.38 | 0 |  | --> | C20 ex SINGLAND | Singland [T101,T102] | SINGLAND |  | 52.6629 | -8.6042
MV/LV Substation RH***976Y |  | 10 kV | _ | LV | 400 kVA :Kiosk Substation | 0.4 | --> | 0.4 | 0.382 | 13.8 |  | --> | 0.38 | 0 | 0.036 | 0.356 | 0 |  | --> | C13 ex SINGLAND | Singland [T101,T102] | SINGLAND |  | 52.6649 | -8.5985
MV/LV Substation RA***978Y |  | 20 kV | _ | LV | 400 kVA :Kiosk Substation | 0.4 | --> | 0.4 | 0 | 0 | Constrained, otherwise capacity available =350 kVA | --> | 0.38 | 0 | 0.035 | 0.361 | 0 |  | --> | E16 ex DRUMLINE | Drumline [T421,T422] | DRUMLINE |  | 52.7139 | -8.8543
MV/LV Substation AN***979 |  | 20 kV | _ | LV | 100 kVA :Pole Substation | 0.1 | --> | 0.1 | 0.092 | 13.8 |  | --> | 0.095 | 0 | 0 | 0.096 | 0 |  | --> | C14 ex SINGLAND | Singland [T101,T102] | SINGLAND |  | 52.6114 | -8.5173
MV/LV Substation AN***987X |  | 10 kV | _ | LV | 400 kVA :Building Structure | 0.4 | --> | 0.4 | 0 | 0 | Constrained, otherwise capacity available =345 kVA | --> | 0.38 | 0 | 0 | 0.387 | 0 |  | --> | C12 ex RAHEEN | Raheen [T41,T42] | LIMERICK |  | 52.6236 | -8.6589
MV/LV Substation BA***992Y |  | 10 kV | _ | LV | 400 kVA :Building Structure | 0.4 | --> | 0.4 | 0 | 0 | Constrained, otherwise capacity available =400 kVA | --> | 0.38 | 0 | 0 | 0.38 | 0 |  | --> | C13 ex CORBALLY | Corbally [T41,T42] | ARDNACRUSHA |  | 52.667 | -8.6202
MV/LV Substation BA***993 |  | 20 kV | _ | LV | 50 kVA :Pole Substation | 0.05 | --> | 0.05 | 0 | 0 | Constrained, otherwise capacity available =24 kVA | --> | 0.048 | 0 | 0.005 | 0 | 0 | Constrained, otherwise capacity available =47 kW | --> | E09 ex BRUFF |  |  |  | 52.5945 | -8.5473
MV/LV Substation GO***994 |  | 10 kV | _ | LV | 400 kVA :Kiosk Substation | 0.4 | --> | 0.4 | 0 | 0 | Constrained, otherwise capacity available =266 kVA | --> | 0.38 | 0 | 0 | 0.398 | 0 |  | --> | C17 ex GARRYOWEN | Garryowen [T41,T42] | LIMERICK |  | 52.6651 | -8.6113
MV/LV Substation SP***996X |  | 20 kV | _ | LV | 50 kVA :Pole Substation | 0.05 | --> | 0.05 | 0 | 0 | Constrained, otherwise capacity available =18 kVA | --> | 0.048 | 0 | 0 | 0.052 | 0 |  | --> | C17 ex GILLOGUE | Gillogue [T41,T42] | ARDNACRUSHA |  | 52.7211 | -8.5476
MV/LV Substation FI***996Y |  | 10 kV | _ | LV | 630 kVA :Kiosk Substation | 0.63 | --> | 0.63 | 0 | 0 | Constrained, otherwise capacity available =509 kVA | --> | 0.598 | 0 | 0.005 | 0.5 | 0 |  | --> | C17 ex CORBALLY | Corbally [T41,T42] | ARDNACRUSHA |  | 52.6688 | -8.6167
MV/LV Substation RO***997Y |  | 10 kV | _ | LV | 630 kVA :Kiosk Substation | 0.63 | --> | 0.63 | 0 | 0 | Constrained, otherwise capacity available =630 kVA | --> | 0.598 | 0 | 0 | 0.5 | 0 |  | --> | C15 ex ROCHES STREET | Roches Street [T41,T42] | LIMERICK |  | 52.6614 | -8.6264
MV/LV Substation GR***998Y |  | 10 kV | _ | LV | 400 kVA :Kiosk Substation | 0.4 | --> | 0.4 | 0 | 0 | Constrained, otherwise capacity available =398 kVA | --> | 0.38 | 0 | 0 | 0.38 | 0 |  | --> | C16 ex GILLOGUE | Gillogue [T41,T42] | ARDNACRUSHA |  | 52.68 | -8.5989
MV/LV Substation LU***999 |  | 20 kV | _ | LV | 50 kVA :Pole Substation | 0.05 | --> | 0.05 | 0 | 0 | Constrained, otherwise capacity available =40 kVA | --> | 0.048 | 0 | 0.01 | 0 | 0 | Constrained, otherwise capacity available =41 kW | --> | E09 ex BRUFF |  |  |  | 52.5744 | -8.5445
MV/LV Substation CH***000X |  | 10 kV | _ | LV | 630 kVA :Building Structure | 0.63 | --> | 0.63 | 0.344 | 28.43 |  | --> | 0.598 | 0 | 0 | 0.5 | 0 |  | --> | C81 ex BEDFORD ROW | Bedford Row [T41,T42,T43,T44] | FRANCIS STREET |  | 53.3426 | -6.2705
MV/LV Substation CL***002X |  | 10 kV | _ | LV | 630 kVA :Building Structure | 0.63 | --> | 0.63 | 0.48 | 3.38 |  | --> | 0.598 | 0 | 0 | 0.5 | 0 |  | --> | C13 ex MERRION SQUARE | Merrion Square [T41,T42] | RINGSEND |  | 53.3412 | -6.2525
MV/LV Substation SH***003X |  | 10 kV | _ | LV | 630 kVA :Building Structure | 0.63 | --> | 0.63 | 0.5 | 9.28 |  | --> | 0.598 | 0 | 0 | 0.5 | 0 |  | --> | C25 ex PEMBROKE | Pembroke [T41,T42,T43,T44] | RINGSEND |  | 53.3416 | -6.2346
MV/LV Substation PA***004 |  | 10 kV | _ | LV | 630 kVA :Building Structure | 0.63 | --> | 0.63 | 0.206 | 4.6 |  | --> | 0.598 | 0 | 0.009 | 0.5 | 0 |  | --> | C18 ex KINGSBRIDGE | Kingsbridge [T41,T42] | INCHICORE 220KV |  | 53.3477 | -6.2924
MV/LV Substation AD***005X |  | 10 kV | _ | LV | 1000 kVA :Building Structure | 1 | --> | 1 | 0.5 | 28.43 |  | --> | 0.95 | 0 | 0 | 0.5 | 0 |  | --> | C40 ex BEDFORD ROW | Bedford Row [T41,T42,T43,T44] | FRANCIS STREET |  | 53.3462 | -6.2601
MV/LV Substation KE***006 |  | 10 kV | _ | LV | 1000 kVA :Building Structure | 1 | --> | 1 | 0 | 0 |  | --> | 0.95 | 0 | 0.02 | 0.5 | 0 |  | --> | C11 ex DRUMCONDRA | Drumcondra [T41,T42] | MCDERMOTT |  | 53.3583 | -6.262
MV/LV Substation LA***006X |  | 10 kV | _ | LV | 630 kVA :Kiosk Substation | 0.63 | --> | 0.63 | 0 | 0 | Constrained, otherwise capacity available =565 kVA | --> | 0.598 | 0 | 0 | 0.5 | 0 |  | --> | C17 ex NEWMARKET (DR) | Newmarket (dr) [T41] | FRANCIS STREET |  | 53.3427 | -6.2747
MV/LV Substation CU***007X |  | 10 kV | _ | LV | 630 kVA :Building Structure | 0.63 | --> | 0.63 | 0 | 0 | Constrained, otherwise capacity available =491 kVA | --> | 0.598 | 0 | 0 | 0.5 | 0 |  | --> | C14 ex GLOUCESTER PLACE | Gloucester Place [T41,T42] | MCDERMOTT |  | 53.3524 | -6.2558
MV/LV Substation DA***008X |  | 10 kV | _ | LV | 1000 kVA :Building Structure | 1 | --> | 1 | 0.289 | 28.43 |  | --> | 0.95 | 0 | 0 | 0.5 | 0 |  | --> | C10 ex BEDFORD ROW | Bedford Row [T41,T42,T43,T44] | FRANCIS STREET |  | 53.3439 | -6.2627
MV/LV Substation MA***009X |  | 10 kV | _ | LV | 630 kVA :Building Structure | 0.63 | --> | 0.63 | 0 | 0 | Constrained, otherwise capacity available =350 kVA | --> | 0.598 | 0 | 0 | 0.5 | 0 |  | --> | C14 ex GLOUCESTER PLACE | Gloucester Place [T41,T42] | MCDERMOTT |  | 53.3516 | -6.2579
MV/LV Substation CA***010 |  | 10 kV | _ | LV | 630 kVA :Building Structure | 0.63 | --> | 0.63 | 0.5 | 14.34 |  | --> | 0.598 | 0 | 0 | 0.5 | 0 |  | --> | C25 ex NORTH QUAYS | North Quays [T101,T102,T103] | POOLBEG |  | 53.3474 | -6.2321
MV/LV Substation GR***010X |  | 10 kV | _ | LV | 630 kVA :Building Structure | 0.63 | --> | 0.63 | 0 | 0 | Constrained, otherwise capacity available =630 kVA | --> | 0.598 | 0 | 0 | 0.5 | 0 |  | --> | C14 ex GLOUCESTER PLACE | Gloucester Place [T41,T42] | MCDERMOTT |  | 53.353 | -6.2579
MV/LV Substation CR***011 |  | 10 kV | _ | LV | 1000 kVA :Building Structure | 1 | --> | 1 | 0.5 | 9.28 |  | --> | 0.95 | 0 | 0.003 | 0.5 | 0 |  | --> | C25 ex PEMBROKE | Pembroke [T41,T42,T43,T44] | RINGSEND |  | 53.3467 | -6.2464
MV/LV Substation GR***011X |  | 10 kV | _ | LV | 400 kVA :Building Structure | 0.4 | --> | 0.4 | 0 | 0 | Constrained, otherwise capacity available =302 kVA | --> | 0.38 | 0 | 0 | 0.393 | 0 |  | --> | C14 ex GLOUCESTER PLACE | Gloucester Place [T41,T42] | MCDERMOTT |  | 53.3527 | -6.2588
MV/LV Substation VH***012X |  | 10 kV | _ | LV | 630 kVA :Kiosk Substation | 0.63 | --> | 0.63 | 0.399 | 2.6 |  | --> | 0.598 | 0 | 0.04 | 0.5 | 0 |  | --> | C27 ex WOLFE TONE STREET | Wolfe Tone Street [T101,T102] | FINGLAS |  | 53.3486 | -6.2556
MV/LV Substation ME***013 |  | 10 kV | _ | LV | 630 kVA :Building Structure | 0.63 | --> | 0.63 | 0.065 | 3.38 |  | --> | 0.598 | 0 | 0 | 0.5 | 0 |  | --> | C13 ex MERRION SQUARE | Merrion Square [T41,T42] | RINGSEND |  | 53.3408 | -6.2507
MV/LV Substation FI***014 |  | 10 kV | _ | LV | 1000 kVA :Building Structure | 1 | --> | 1 | 0 | 3.38 |  | --> | 0.95 | 0 | 0.002 | 0.5 | 0 |  | --> | C14 ex MERRION SQUARE | Merrion Square [T41,T42] | RINGSEND |  | 53.3376 | -6.2491
MV/LV Substation AU***014X |  | 10 kV | _ | LV | 630 kVA :Kiosk Substation | 0.63 | --> | 0.63 | 0.472 | 28.43 |  | --> | 0.598 | 0 | 0 | 0.5 | 0 |  | --> | C46 ex BEDFORD ROW | Bedford Row [T41,T42,T43,T44] | FRANCIS STREET |  | 53.3437 | -6.2762
MV/LV Substation EA***015 |  | 10 kV | _ | LV | 630 kVA :Building Structure | 0.63 | --> | 0.63 | 0.5 | 0.98 |  | --> | 0.598 | 0 | 0 | 0.5 | 0 |  | --> | C12 ex LEESON STREET | Leeson Street [T41,T42] | MILLTOWN (DR) |  | 53.3352 | -6.2576
MV/LV Substation NE***015X |  | 10 kV | _ | LV | 630 kVA :Kiosk Substation | 0.63 | --> | 0.63 | 0 | 0 | Constrained, otherwise capacity available =450 kVA | --> | 0.598 | 0 | 0 | 0.5 | 0 |  | --> | C17 ex NEWMARKET (DR) | Newmarket (dr) [T41] | FRANCIS STREET |  | 53.3375 | -6.2707
MV/LV Substation SP***016X |  | 10 kV | _ | LV | 630 kVA :Kiosk Substation | 0.63 | --> | 0.63 | 0.417 | 7.61 |  | --> | 0.598 | 0 | 0.013 | 0.5 | 0 |  | --> | C11 ex SHERIFF STREET | Sheriff Street [T41,T42] | FRANCIS STREET |  | 53.3514 | -6.241
MV/LV Substation AR***017X |  | 10 kV | _ | LV | 630 kVA :Kiosk Substation | 0.63 | --> | 0.63 | 0 | 0 | Constrained, otherwise capacity available =572 kVA | --> | 0.598 | 0 | 0 | 0.5 | 0 |  | --> | C17 ex NEWMARKET (DR) | Newmarket (dr) [T41] | FRANCIS STREET |  | 53.3408 | -6.2728
MV/LV Substation CH***018 |  | 10 kV | _ | LV | 630 kVA :Building Structure | 0.63 | --> | 0.63 | 0.482 | 28.43 |  | --> | 0.598 | 0 | 0 | 0.5 | 0 |  | --> | C81 ex BEDFORD ROW | Bedford Row [T41,T42,T43,T44] | FRANCIS STREET |  | 53.3434 | -6.2698
MV/LV Substation AR***018X |  | 10 kV | _ | LV | 630 kVA :Kiosk Substation | 0.63 | --> | 0.63 | 0 | 0 | Constrained, otherwise capacity available =532 kVA | --> | 0.598 | 0 | 0 | 0.5 | 0 |  | --> | C17 ex NEWMARKET (DR) | Newmarket (dr) [T41] | FRANCIS STREET |  | 53.3405 | -6.2728
MV/LV Substation ST***019 |  | 10 kV | _ | LV | 630 kVA :Building Structure | 0.63 | --> | 0.63 | 0 | 1.47 |  | --> | 0.598 | 0 | 0.025 | 0.5 | 0 |  | --> | C14 ex MARROWBONE LANE | Marrowbone Lane [T42] | INCHICORE 220KV |  | 53.3427 | -6.281
MV/LV Substation MO***019X |  | 10 kV | _ | LV | 630 kVA :Building Structure | 0.63 | --> | 0.63 | 0 | 0 | Constrained, otherwise capacity available =629 kVA | --> | 0.598 | 0 | 0 | 0.5 | 0 |  | --> | C20 ex GLOUCESTER PLACE | Gloucester Place [T41,T42] | MCDERMOTT |  | 53.3561 | -6.2547
MV/LV Substation T.***020 |  | 10 kV | _ | LV | 1000 kVA :Building Structure | 1 | --> | 1 | 0.252 | 28.43 |  | --> | 0.95 | 0 | 0 | 0.5 | 0 |  | --> | C38 ex BEDFORD ROW | Bedford Row [T41,T42,T43,T44] | FRANCIS STREET |  | 53.3431 | -6.2582
MV/LV Substation AS***020X |  | 10 kV | _ | LV | 630 kVA :Building Structure | 0.63 | --> | 0.63 | 0.479 | 9.02 |  | --> | 0.598 | 0 | 0 | 0.5 | 0 |  | --> | C17 ex MISERY HILL | Misery Hill [T101,T102] | POOLBEG |  | 53.3466 | -6.2541
MV/LV Substation SC***021 |  | 10 kV | _ | LV | 1000 kVA :Building Structure | 1 | --> | 1 | 0.368 | 1.37 |  | --> | 0.95 | 0 | 0 | 0.5 | 0 |  | --> | C11 ex SOUTH KING STREET | South King Street [T41,T42] | FRANCIS STREET |  | 53.3403 | -6.2568
MV/LV Substation TR***021X |  | 10 kV | _ | LV | 400 kVA :Building Structure | 0.4 | --> | 0.4 | 0.258 | 20.78 |  | --> | 0.38 | 0 | 0 | 0.399 | 0 |  | --> | C26 ex HEUSTON SQUARE | Heuston Square [T101,T102] | INCHICORE 220KV |  | 53.3459 | -6.2802
MV/LV Substation HO***022 |  | 10 kV | _ | LV | 630 kVA :Building Structure | 0.63 | --> | 0.63 | 0.461 | 9.02 |  | --> | 0.598 | 0 | 0 | 0.5 | 0 |  | --> | C13 ex MISERY HILL | Misery Hill [T101,T102] | POOLBEG |  | 53.341 | -6.2424
MV/LV Substation GA***022X |  | 10 kV | _ | LV | 630 kVA :Building Structure | 0.63 | --> | 0.63 | 0 | 0 | Constrained, otherwise capacity available =344 kVA | --> | 0.598 | 0 | 0 | 0.5 | 0 |  | --> | C12 ex GLOUCESTER PLACE | Gloucester Place [T41,T42] | MCDERMOTT |  | 53.3523 | -6.2553
MV/LV Substation MA***023 |  | 10 kV | _ | LV | 1000 kVA :Building Structure | 1 | --> | 1 | 0.5 | 14.34 |  | --> | 0.95 | 0 | 0.066 | 0.5 | 0 |  | --> | C39 ex NORTH QUAYS | North Quays [T101,T102,T103] | POOLBEG |  | 53.3644 | -6.2292
MV/LV Substation AU***023X |  | 10 kV | _ | LV | 400 kVA :Building Structure | 0.4 | --> | 0.4 | 0 | 0 | Constrained, otherwise capacity available =398 kVA | --> | 0.38 | 0 | 0 | 0.38 | 0 |  | --> | C21 ex CAMDEN ROW | Camden Row [T41] | FRANCIS STREET |  | 53.339 | -6.2655
MV/LV Substation OC***024 |  | 10 kV | _ | LV | 1000 kVA :Building Structure | 1 | --> | 1 | 0.5 | 2.6 |  | --> | 0.95 | 0 | 0 | 0.5 | 0 |  | --> | C22 ex WOLFE TONE STREET | Wolfe Tone Street [T101,T102] | FINGLAS |  | 53.3504 | -6.2604
MV/LV Substation SA***024X |  | 10 kV | _ | LV | 630 kVA :Building Structure | 0.63 | --> | 0.63 | 0 | 0 | Constrained, otherwise capacity available =463 kVA | --> | 0.598 | 0 | 0.015 | 0.5 | 0 |  | --> | C11 ex GRANBY ROW | Granby Row [T41] | MCDERMOTT |  | 53.3536 | -6.2666
MV/LV Substation CI***026 |  | 10 kV | _ | LV | 1000 kVA :Building Structure | 1 | --> | 1 | 0.293 | 28.43 |  | --> | 0.95 | 0 | 0 | 0.5 | 0 |  | --> | C10 ex BEDFORD ROW | Bedford Row [T41,T42,T43,T44] | FRANCIS STREET |  | 53.3437 | -6.267
MV/LV Substation CA***026X |  | 10 kV | _ | LV | 400 kVA :Building Structure | 0.4 | --> | 0.4 | 0.042 | 28.43 |  | --> | 0.38 | 0 | 0 | 0.426 | 0 |  | --> | C10 ex BEDFORD ROW | Bedford Row [T41,T42,T43,T44] | FRANCIS STREET |  | 53.3435 | -6.2692
MV/LV Substation FL***027X |  | 10 kV | _ | LV | 1000 kVA :Building Structure | 1 | --> | 1 | 0.162 | 28.43 |  | --> | 0.95 | 0 | 0.002 | 0.5 | 0 |  | --> | C05 ex BEDFORD ROW | Bedford Row [T41,T42,T43,T44] | FRANCIS STREET |  | 53.3458 | -6.2616
MV/LV Substation SW***029X |  | 10 kV | _ | LV | 630 kVA :Building Structure | 0.63 | --> | 0.63 | 0.402 | 2.6 |  | --> | 0.598 | 0 | 0 | 0.5 | 0 |  | --> | C28 ex WOLFE TONE STREET | Wolfe Tone Street [T101,T102] | FINGLAS |  | 53.3467 | -6.2654
MV/LV Substation RI***030 |  | 10 kV | _ | LV | 1000 kVA :Kiosk Substation | 1 | --> | 1 | 0 | 0 | Constrained, otherwise capacity available =456 kVA | --> | 0.95 | 0 | 0.016 | 0.5 | 0 |  | --> | C13 ex GLOUCESTER PLACE | Gloucester Place [T41,T42] | MCDERMOTT |  | 53.3581 | -6.2523
MV/LV Substation FU***030X |  | 10 kV | _ | LV | 630 kVA :Kiosk Substation | 0.63 | --> | 0.63 | 0 | 0 | Constrained, otherwise capacity available =458 kVA | --> | 0.598 | 0 | 0.052 | 0.5 | 0 |  | --> | C18 ex CLONTARF | Clontarf [T42] | FINGLAS |  | 53.3733 | -6.2007
MV/LV Substation DR***031 |  | 10 kV | _ | LV | 1000 kVA :Building Structure | 1 | --> | 1 | 0 | 0 | Constrained, otherwise capacity available =539 kVA | --> | 0.95 | 0 | 0.012 | 0.5 | 0 |  | --> | C13 ex DRUMCONDRA | Drumcondra [T41,T42] | MCDERMOTT |  | 53.3666 | -6.2554
MV/LV Substation AL***032 |  | 10 kV | _ | LV | 630 kVA :Kiosk Substation | 0.63 | --> | 0.63 | 0 | 6.65 |  | --> | 0.598 | 0 | 0 | 0.5 | 0 |  | --> | C20 ex EAST WALL ROAD | East Wall Road [T41,T42] | MCDERMOTT |  | 53.3509 | -6.2148
MV/LV Substation VI***032X |  | 10 kV | _ | LV | 400 kVA :Kiosk Substation | 0.4 | --> | 0.4 | 0.298 | 20.78 |  | --> | 0.38 | 0 | 0 | 0.394 | 0 |  | --> | C26 ex HEUSTON SQUARE | Heuston Square [T101,T102] | INCHICORE 220KV |  | 53.3461 | -6.2832
MV/LV Substation AR***033X |  | 10 kV | _ | LV | 1000 kVA :Building Structure | 1 | --> | 1 | 0.5 | 2.6 |  | --> | 0.95 | 0 | 0 | 0.5 | 0 |  | --> | C24 ex WOLFE TONE STREET | Wolfe Tone Street [T101,T102] | FINGLAS |  | 53.3463 | -6.2763
MV/LV Substation PO***034 |  | 10 kV | _ | LV | 630 kVA :Building Structure | 0.63 | --> | 0.63 | 0.5 | 6.65 |  | --> | 0.598 | 0 | 0 | 0.5 | 0 |  | --> | C13 ex EAST WALL ROAD | East Wall Road [T41,T42] | MCDERMOTT |  | 53.3508 | -6.2191
MV/LV Substation DO***035X |  | 10 kV | _ | LV | 630 kVA :Building Structure | 0.63 | --> | 0.63 | 0 | 0 | Constrained, otherwise capacity available =493 kVA | --> | 0.598 | 0 | 0 | 0.5 | 0 |  | --> | C19 ex NEWMARKET (DR) | Newmarket (dr) [T41] | FRANCIS STREET |  | 53.3346 | -6.275
MV/LV Substation CL***036 |  | 10 kV | _ | LV | 630 kVA :Building Structure | 0.63 | --> | 0.63 | 0 | 0 | Constrained, otherwise capacity available =346 kVA | --> | 0.598 | 0 | 0.057 | 0.5 | 0 |  | --> | C14 ex NEWMARKET (DR) | Newmarket (dr) [T41] | FRANCIS STREET |  | 53.3329 | -6.2849
MV/LV Substation MA***037 |  | 10 kV | _ | LV | 630 kVA :Building Structure | 0.63 | --> | 0.63 | 0.374 | 1.47 |  | --> | 0.598 | 0 | 0 | 0.5 | 0 |  | --> | C12 ex MARROWBONE LANE | Marrowbone Lane [T42] | INCHICORE 220KV |  | 53.3383 | -6.2869
MV/LV Substation EX***037X |  | 10 kV | _ | LV | 400 kVA :Building Structure | 0.4 | --> | 0.4 | 0.372 | 28.43 |  | --> | 0.38 | 0 | 0 | 0.384 | 0 |  | --> | C81 ex BEDFORD ROW | Bedford Row [T41,T42,T43,T44] | FRANCIS STREET |  | 53.3445 | -6.2676
MV/LV Substation BO***038 |  | 10 kV | _ | LV | 1000 kVA :Building Structure | 1 | --> | 1 | 0 | 0 | Constrained, otherwise capacity available =597 kVA | --> | 0.95 | 0 | 0.14 | 0.5 | 0 |  | --> | C11 ex GLASNEVIN | Glasnevin [T41] | FINGLAS |  | 53.3676 | -6.2688
MV/LV Substation CR***038X |  | 10 kV | _ | LV | 630 kVA :Building Structure | 0.63 | --> | 0.63 | 0 | 28.43 |  | --> | 0.598 | 0 | 0.009 | 0.5 | 0 |  | --> | C04 ex BEDFORD ROW | Bedford Row [T41,T42,T43,T44] | FRANCIS STREET |  | 53.3447 | -6.2637
MV/LV Substation BL***039X |  | 10 kV | _ | LV | 630 kVA :Kiosk Substation | 0.63 | --> | 0.63 | 0 | 0 | Constrained, otherwise capacity available =454 kVA | --> | 0.598 | 0 | 0.007 | 0.5 | 0 |  | --> | C15 ex WATLING STREET | Watling Street [T41,T42] | FRANCIS STREET |  | 53.3494 | -6.2829
MV/LV Substation LO***040X |  | 10 kV | _ | LV | 400 kVA :Kiosk Substation | 0.4 | --> | 0.4 | 0 | 0 | Constrained, otherwise capacity available =285 kVA | --> | 0.38 | 0 | 0 | 0.395 | 0 |  | --> | C21 ex CAMDEN ROW | Camden Row [T41] | FRANCIS STREET |  | 53.3405 | -6.2661
MV/LV Substation AR***041 |  | 10 kV | _ | LV | 400 kVA :Building Structure | 0.4 | --> | 0.4 | 0.272 | 11.14 |  | --> | 0.38 | 0 | 0 | 0.397 | 0 |  | --> | C28 ex CABRA | Cabra [T101,T102] | FINGLAS |  | 53.3595 | -6.3162
MV/LV Substation ST***041X |  | 10 kV | _ | LV | 630 kVA :Building Structure | 0.63 | --> | 0.63 | 0 | 0 | Constrained, otherwise capacity available =535 kVA | --> | 0.598 | 0 | 0 | 0.5 | 0 |  | --> | C16 ex GLASNEVIN | Glasnevin [T41] | FINGLAS |  | 53.3613 | -6.2717
MV/LV Substation IN***042 |  | 10 kV | _ | LV | 630 kVA :Building Structure | 0.63 | --> | 0.63 | 0.202 | 4.6 |  | --> | 0.598 | 0 | 0.005 | 0.5 | 0 |  | --> | C11 ex KINGSBRIDGE | Kingsbridge [T41,T42] | INCHICORE 220KV |  | 53.352 | -6.2981
MV/LV Substation ME***042X |  | 10 kV | _ | LV | 400 kVA :Building Structure | 0.4 | --> | 0.4 | 0.385 | 6.65 |  | --> | 0.38 | 0 | 0 | 0.382 | 0 |  | --> | C20 ex EAST WALL ROAD | East Wall Road [T41,T42] | MCDERMOTT |  | 53.3501 | -6.1915
MV/LV Substation CL***043X |  | 10 kV | _ | LV | 630 kVA :Building Structure | 0.63 | --> | 0.63 | 0 | 0 | Constrained, otherwise capacity available =424 kVA | --> | 0.598 | 0 | 0 | 0.5 | 0 |  | --> | C18 ex WATLING STREET | Watling Street [T41,T42] | FRANCIS STREET |  | 53.3471 | -6.2826
MV/LV Substation SW***044 |  | 10 kV | _ | LV | 200 kVA :Kiosk Substation | 0.2 | --> | 0.2 | 0.196 | 20.78 |  | --> | 0.19 | 0 | 0 | 0.191 | 0 |  | --> | C21 ex HEUSTON SQUARE | Heuston Square [T101,T102] | INCHICORE 220KV |  | 53.3623 | -6.33
MV/LV Substation CO***044X |  | 10 kV | _ | LV | 630 kVA :Kiosk Substation | 0.63 | --> | 0.63 | 0 | 0 | Constrained, otherwise capacity available =539 kVA | --> | 0.598 | 0 | 0 | 0.5 | 0 |  | --> | C17 ex NEWMARKET (DR) | Newmarket (dr) [T41] | FRANCIS STREET |  | 53.3425 | -6.275
MV/LV Substation AM***045 |  | 10 kV | _ | LV | 200 kVA :Kiosk Substation | 0.2 | --> | 0.2 | 0.166 | 20.78 |  | --> | 0.19 | 0 | 0 | 0.195 | 0 |  | --> | C21 ex HEUSTON SQUARE | Heuston Square [T101,T102] | INCHICORE 220KV |  | 53.3586 | -6.3333
MV/LV Substation DE***045X |  | 10 kV | _ | LV | 630 kVA :Kiosk Substation | 0.63 | --> | 0.63 | 0 | 0 | Constrained, otherwise capacity available =506 kVA | --> | 0.598 | 0 | 0 | 0.5 | 0 |  | --> | C11 ex NEWMARKET (DR) | Newmarket (dr) [T41] | FRANCIS STREET |  | 53.3402 | -6.2728
MV/LV Substation JA***046 |  | 10 kV | _ | LV | 1000 kVA :Building Structure | 1 | --> | 1 | 0.5 | 1.47 |  | --> | 0.95 | 0 | 0.016 | 0.5 | 0 |  | --> | C20 ex MARROWBONE LANE | Marrowbone Lane [T42] | INCHICORE 220KV |  | 53.3395 | -6.322
MV/LV Substation DE***046X |  | 10 kV | _ | LV | 630 kVA :Kiosk Substation | 0.63 | --> | 0.63 | 0 | 0 | Constrained, otherwise capacity available =486 kVA | --> | 0.598 | 0 | 0 | 0.5 | 0 |  | --> | C11 ex NEWMARKET (DR) | Newmarket (dr) [T41] | FRANCIS STREET |  | 53.3394 | -6.2731
MV/LV Substation DR***047X |  | 10 kV | _ | LV | 630 kVA :Kiosk Substation | 0.63 | --> | 0.63 | 0.453 | 1.37 |  | --> | 0.598 | 0 | 0 | 0.5 | 0 |  | --> | C18 ex SOUTH KING STREET | South King Street [T41,T42] | FRANCIS STREET |  | 53.3411 | -6.2649
MV/LV Substation BL***049X |  | 10 kV | _ | LV | 630 kVA :Building Structure | 0.63 | --> | 0.63 | 0.5 | 9.99 |  | --> | 0.598 | 0 | 0.014 | 0.5 | 0 |  | --> | C23 ex HAROLDS CROSS | Harolds Cross [T101,T102] | POOLBEG |  | 53.3321 | -6.2717
MV/LV Substation LI***050 |  | 10 kV | _ | LV | 1000 kVA :Building Structure | 1 | --> | 1 | 0 | 0 | Constrained, otherwise capacity available =682 kVA | --> | 0.95 | 0 | 0.074 | 0.5 | 0 |  | --> | C12 ex GLASNEVIN | Glasnevin [T41] | FINGLAS |  | 53.3654 | -6.2708
MV/LV Substation CH***050X |  | 10 kV | _ | LV | 400 kVA :Building Structure | 0.4 | --> | 0.4 | 0.248 | 28.43 |  | --> | 0.38 | 0 | 0 | 0.4 | 0 |  | --> | C81 ex BEDFORD ROW | Bedford Row [T41,T42,T43,T44] | FRANCIS STREET |  | 53.3423 | -6.271
MV/LV Substation GR***051 |  | 10 kV | _ | LV | 630 kVA :Building Structure | 0.63 | --> | 0.63 | 0 | 0 | Constrained, otherwise capacity available =180 kVA | --> | 0.598 | 0 | 0.046 | 0.5 | 0 |  | --> | C19 ex NEWMARKET (DR) | Newmarket (dr) [T41] | FRANCIS STREET |  | 53.3319 | -6.2767
MV/LV Substation PA***051X |  | 10 kV | _ | LV | 1000 kVA :Building Structure | 1 | --> | 1 | 0 | 0 | Constrained, otherwise capacity available =563 kVA | --> | 0.95 | 0 | 0 | 0.5 | 0 |  | --> | C18 ex PHIBSBORO | Phibsboro [T41,T42] | FINGLAS |  | 53.3507 | -6.2675
MV/LV Substation CH***052 |  | 10 kV | _ | LV | 630 kVA :Kiosk Substation | 0.63 | --> | 0.63 | 0.095 | 1.47 |  | --> | 0.598 | 0 | 0.027 | 0.5 | 0 |  | --> | C11 ex MARROWBONE LANE | Marrowbone Lane [T42] | INCHICORE 220KV |  | 53.3356 | -6.2945
MV/LV Substation ST***052X |  | 10 kV | _ | LV | 630 kVA :Building Structure | 0.63 | --> | 0.63 | 0 | 0 | Constrained, otherwise capacity available =483 kVA | --> | 0.598 | 0 | 0 | 0.5 | 0 |  | --> | C18 ex PHIBSBORO | Phibsboro [T41,T42] | FINGLAS |  | 53.3504 | -6.2689
MV/LV Substation HA***053X |  | 10 kV | _ | LV | 400 kVA :Kiosk Substation | 0.4 | --> | 0.4 | 0.328 | 3 |  | --> | 0.38 | 0 | 0.007 | 0.384 | 0 |  | --> | C37 ex INCHICORE CENTRAL | Inchicore Central [T43,T45] | INCHICORE 220KV |  | 53.3366 | -6.3128
MV/LV Substation KE***054 |  | 10 kV | _ | LV | 630 kVA :Building Structure | 0.63 | --> | 0.63 | 0.339 | 3 |  | --> | 0.598 | 0 | 0.061 | 0.5 | 0 |  | --> | C37 ex INCHICORE CENTRAL | Inchicore Central [T43,T45] | INCHICORE 220KV |  | 53.3399 | -6.3134
MV/LV Substation PA***054X |  | 10 kV | _ | LV | 1000 kVA :Building Structure | 1 | --> | 1 | 0.5 | 7.2 |  | --> | 0.95 | 0 | 0 | 0.5 | 0 |  | --> | C19 ex TRINITY | Trinity [T101,T102] | POOLBEG |  | 53.3389 | -6.2414
MV/LV Substation BO***055X |  | 10 kV | _ | LV | 400 kVA :Kiosk Substation | 0.4 | --> | 0.4 | 0 | 0 | Constrained, otherwise capacity available =141 kVA | --> | 0.38 | 0 | 0.019 | 0.4 | 0 |  | --> | C13 ex GLASNEVIN | Glasnevin [T41] | FINGLAS |  | 53.372 | -6.2693
MV/LV Substation CA***056 |  | 10 kV | _ | LV | 630 kVA :Kiosk Substation | 0.63 | --> | 0.63 | 0.119 | 11.14 |  | --> | 0.598 | 0 | 0.083 | 0.5 | 0 |  | --> | C11 ex CABRA | Cabra [T101,T102] | FINGLAS |  | 53.3613 | -6.2931
MV/LV Substation HA***056X |  | 10 kV | _ | LV | 630 kVA :Building Structure | 0.63 | --> | 0.63 | 0 | 0 | Constrained, otherwise capacity available =90 kVA | --> | 0.598 | 0 | 0 | 0.5 | 0 |  | --> | C12 ex GLOUCESTER PLACE | Gloucester Place [T41,T42] | MCDERMOTT |  | 53.3512 | -6.2475
MV/LV Substation BA***057 |  | 10 kV | _ | LV | 630 kVA :Building Structure | 0.63 | --> | 0.63 | 0 | 0 | Constrained, otherwise capacity available =320 kVA | --> | 0.598 | 0 | 0.036 | 0.5 | 0 |  | --> | C17 ex WHITEHALL | Whitehall [T41] | FINGLAS |  | 53.3761 | -6.2704
MV/LV Substation SA***057X |  | 10 kV | _ | LV | 400 kVA :Building Structure | 0.4 | --> | 0.4 | 0.246 | 2.6 |  | --> | 0.38 | 0 | 0 | 0.401 | 0 |  | --> | C18 ex WOLFE TONE STREET | Wolfe Tone Street [T101,T102] | FINGLAS |  | 53.3561 | -6.2661
MV/LV Substation PH***058 |  | 10 kV | _ | LV | 630 kVA :Kiosk Substation | 0.63 | --> | 0.63 | 0.323 | 1.86 |  | --> | 0.598 | 0 | 0.094 | 0.5 | 0 |  | --> | C14 ex FAIRVIEW | Fairview [T41] | MCDERMOTT |  | 53.3715 | -6.2374
MV/LV Substation RI***058X |  | 10 kV | _ | LV | 630 kVA :Kiosk Substation | 0.63 | --> | 0.63 | 0.378 | 11.14 |  | --> | 0.598 | 0 | 0.03 | 0.5 | 0 |  | --> | C28 ex CABRA | Cabra [T101,T102] | FINGLAS |  | 53.3704 | -6.313
MV/LV Substation HO***059 |  | 10 kV | _ | LV | 630 kVA :Kiosk Substation | 0.63 | --> | 0.63 | 0.459 | 1.86 |  | --> | 0.598 | 0 | 0.027 | 0.5 | 0 |  | --> | C15 ex FAIRVIEW | Fairview [T41] | MCDERMOTT |  | 53.3681 | -6.2125
MV/LV Substation DU***059X |  | 10 kV | _ | LV | 630 kVA :Building Structure | 0.63 | --> | 0.63 | 0.5 | 11.14 |  | --> | 0.598 | 0 | 0 | 0.5 | 0 |  | --> | C19 ex CABRA | Cabra [T101,T102] | FINGLAS |  | 53.3752 | -6.3001
MV/LV Substation MO***060 |  | 10 kV | _ | LV | 630 kVA :Kiosk Substation | 0.63 | --> | 0.63 | 0 | 0 | Constrained, otherwise capacity available =108 kVA | --> | 0.598 | 0 | 0.167 | 0.5 | 0 |  | --> | C20 ex CLONTARF | Clontarf [T42] | FINGLAS |  | 53.3672 | -6.1937
MV/LV Substation PA***060X |  | 10 kV | _ | LV | 400 kVA :Kiosk Substation | 0.4 | --> | 0.4 | 0.369 | 4.6 |  | --> | 0.38 | 0 | 0 | 0.384 | 0 |  | --> | C17 ex KINGSBRIDGE | Kingsbridge [T41,T42] | INCHICORE 220KV |  | 53.3504 | -6.2898
MV/LV Substation DO***061 |  | 10 kV | _ | LV | 630 kVA :Kiosk Substation | 0.63 | --> | 0.63 | 0 | 0 | Constrained, otherwise capacity available =254 kVA | --> | 0.598 | 0 | 0.101 | 0.5 | 0 |  | --> | C14 ex CLONTARF | Clontarf [T42] | FINGLAS |  | 53.3642 | -6.1782
MV/LV Substation PA***061X |  | 10 kV | _ | LV | 630 kVA :Kiosk Substation | 0.63 | --> | 0.63 | 0.476 | 4.6 |  | --> | 0.598 | 0 | 0.008 | 0.5 | 0 |  | --> | C17 ex KINGSBRIDGE | Kingsbridge [T41,T42] | INCHICORE 220KV |  | 53.3518 | -6.2891
MV/LV Substation SW***062X |  | 10 kV | _ | LV | 630 kVA :Building Structure | 0.63 | --> | 0.63 | 0.451 | 28.43 |  | --> | 0.598 | 0 | 0 | 0.5 | 0 |  | --> | C04 ex BEDFORD ROW | Bedford Row [T41,T42,T43,T44] | FRANCIS STREET |  | 53.3428 | -6.2611
MV/LV Substation ME***063X |  | 10 kV | _ | LV | 1000 kVA :Building Structure | 1 | --> | 1 | 0.42 | 28.43 |  | --> | 0.95 | 0 | 0 | 0.5 | 0 |  | --> | C46 ex BEDFORD ROW | Bedford Row [T41,T42,T43,T44] | FRANCIS STREET |  | 53.3453 | -6.2652
MV/LV Substation JA***064X |  | 10 kV | _ | LV | 630 kVA :Kiosk Substation | 0.63 | --> | 0.63 | 0.244 | 1.47 |  | --> | 0.598 | 0 | 0.012 | 0.5 | 0 |  | --> | C20 ex MARROWBONE LANE | Marrowbone Lane [T42] | INCHICORE 220KV |  | 53.3349 | -6.3325
MV/LV Substation AN***068 |  | 10 kV | _ | LV | 1000 kVA :Building Structure | 1 | --> | 1 | 0.481 | 1.86 |  | --> | 0.95 | 0 | 0.019 | 0.5 | 0 |  | --> | C16 ex FAIRVIEW | Fairview [T41] | MCDERMOTT |  | 53.3609 | -6.2382
MV/LV Substation TR***069X |  | 10 kV | _ | LV | 630 kVA :Kiosk Substation | 0.63 | --> | 0.63 | 0.488 | 2.6 |  | --> | 0.598 | 0 | 0 | 0.5 | 0 |  | --> | C28 ex WOLFE TONE STREET | Wolfe Tone Street [T101,T102] | FINGLAS |  | 53.3456 | -6.2475
MV/LV Substation OS***070 |  | 10 kV | _ | LV | 630 kVA :Building Structure | 0.63 | --> | 0.63 | 0.5 | 14.34 |  | --> | 0.598 | 0 | 0.004 | 0.5 | 0 |  | --> | C14 ex NORTH QUAYS | North Quays [T101,T102,T103] | POOLBEG |  | 53.3546 | -6.2406
MV/LV Substation ME***070X |  | 10 kV | _ | LV | 400 kVA :Kiosk Substation | 0.4 | --> | 0.4 | 0.36 | 28.43 |  | --> | 0.38 | 0 | 0 | 0.385 | 0 |  | --> | C39 ex BEDFORD ROW | Bedford Row [T41,T42,T43,T44] | FRANCIS STREET |  | 53.3392 | -6.252
MV/LV Substation EA***071X |  | 10 kV | _ | LV | 630 kVA :Building Structure | 0.63 | --> | 0.63 | 0 | 0 | Constrained, otherwise capacity available =468 kVA | --> | 0.598 | 0 | 0 | 0.5 | 0 |  | --> | C17 ex CAMDEN ROW | Camden Row [T41] | FRANCIS STREET |  | 53.3412 | -6.2803
MV/LV Substation IS***072 |  | 10 kV | _ | LV | 630 kVA :Kiosk Substation | 0.63 | --> | 0.63 | 0.5 | 20.78 |  | --> | 0.598 | 0 | 0.016 | 0.5 | 0 |  | --> | C21 ex HEUSTON SQUARE | Heuston Square [T101,T102] | INCHICORE 220KV |  | 53.3481 | -6.3119
MV/LV Substation DO***072X |  | 10 kV | _ | LV | 630 kVA :Building Structure | 0.63 | --> | 0.63 | 0 | 0 | Constrained, otherwise capacity available =605 kVA | --> | 0.598 | 0 | 0 | 0.5 | 0 |  | --> | C11 ex GRANBY ROW | Granby Row [T41] | MCDERMOTT |  | 53.3525 | -6.2657
MV/LV Substation DO***073 |  | 10 kV | _ | LV | 630 kVA :Kiosk Substation | 0.63 | --> | 0.63 | 0.265 | 14.34 |  | --> | 0.598 | 0 | 0.058 | 0.5 | 0 |  | --> | C39 ex NORTH QUAYS | North Quays [T101,T102,T103] | POOLBEG |  | 53.3756 | -6.2197
MV/LV Substation TH***073X |  | 10 kV | _ | LV | 1000 kVA :Building Structure | 1 | --> | 1 | 0.5 | 2.6 |  | --> | 0.95 | 0 | 0 | 0.5 | 0 |  | --> | C29 ex WOLFE TONE STREET | Wolfe Tone Street [T101,T102] | FINGLAS |  | 53.351 | -6.2596
MV/LV Substation WH***074 |  | 10 kV | _ | LV | 630 kVA :Building Structure | 0.63 | --> | 0.63 | 0 | 0 | Constrained, otherwise capacity available =54 kVA | --> | 0.598 | 0 | 0.055 | 0.5 | 0 |  | --> | C13 ex WHITEHALL | Whitehall [T41] | FINGLAS |  | 53.375 | -6.2503
MV/LV Substation GA***075 |  | 10 kV | _ | LV | 630 kVA :Building Structure | 0.63 | --> | 0.63 | 0 | 0 | Constrained, otherwise capacity available =263 kVA | --> | 0.598 | 0 | 0.073 | 0.5 | 0 |  | --> | C12 ex WHITEHALL | Whitehall [T41] | FINGLAS |  | 53.3808 | -6.2463
MV/LV Substation SH***076X |  | 10 kV | _ | LV | 400 kVA :Kiosk Substation | 0.4 | --> | 0.4 | 0.3 | 7.61 |  | --> | 0.38 | 0 | 0.005 | 0.39 | 0 |  | --> | C14 ex SHERIFF STREET | Sheriff Street [T41,T42] | FRANCIS STREET |  | 53.3503 | -6.243
MV/LV Substation ST***077 |  | 10 kV | _ | LV | 1000 kVA :Building Structure | 1 | --> | 1 | 0.5 | 7.91 |  | --> | 0.95 | 0 | 0.09 | 0.5 | 0 |  | --> | C29 ex PELLETSTOWN | Pelletstown [T101,T102] | FINGLAS |  | 53.3691 | -6.3238
MV/LV Substation WA***077X |  | 10 kV | _ | LV | 1000 kVA :Building Structure | 1 | --> | 1 | 0.5 | 9.28 |  | --> | 0.95 | 0 | 0 | 0.5 | 0 |  | --> | C25 ex PEMBROKE | Pembroke [T41,T42,T43,T44] | RINGSEND |  | 53.3421 | -6.2351
MV/LV Substation FA***078 |  | 10 kV | _ | LV | 630 kVA :Building Structure | 0.63 | --> | 0.63 | 0.309 | 11.14 |  | --> | 0.598 | 0 | 0.029 | 0.5 | 0 |  | --> | C24 ex CABRA | Cabra [T101,T102] | FINGLAS |  | 53.3642 | -6.2867
MV/LV Substation CH***079 |  | 10 kV | _ | LV | 1000 kVA :Building Structure | 1 | --> | 1 | 0.475 | 14.34 |  | --> | 0.95 | 0 | 0.025 | 0.5 | 0 |  | --> | C18 ex NORTH QUAYS | North Quays [T101,T102,T103] | POOLBEG |  | 53.3564 | -6.2338
MV/LV Substation IS***079X |  | 10 kV | _ | LV | 1000 kVA :Building Structure | 1 | --> | 1 | 0 | 0 | Constrained, otherwise capacity available =940 kVA | --> | 0.95 | 0 | 0 | 0.5 | 0 |  | --> | C15 ex WATLING STREET | Watling Street [T41,T42] | FRANCIS STREET |  | 53.3454 | -6.2837
MV/LV Substation MO***080X |  | 10 kV | _ | LV | 630 kVA :Building Structure | 0.63 | --> | 0.63 | 0 | 0 | Constrained, otherwise capacity available =311 kVA | --> | 0.598 | 0 | 0 | 0.5 | 0 |  | --> | C20 ex GLOUCESTER PLACE | Gloucester Place [T41,T42] | MCDERMOTT |  | 53.3562 | -6.2559
MV/LV Substation BA***082X |  | 10 kV | _ | LV | 1000 kVA :Building Structure | 1 | --> | 1 | 0.371 | 2.6 |  | --> | 0.95 | 0 | 0.02 | 0.5 | 0 |  | --> | C28 ex WOLFE TONE STREET | Wolfe Tone Street [T101,T102] | FINGLAS |  | 53.347 | -6.2627
MV/LV Substation EA***083X |  | 10 kV | _ | LV | 630 kVA :Building Structure | 0.63 | --> | 0.63 | 0.5 | 14.34 |  | --> | 0.598 | 0 | 0 | 0.5 | 0 |  | --> | C17 ex NORTH QUAYS | North Quays [T101,T102,T103] | POOLBEG |  | 53.3587 | -6.2258
MV/LV Substation CE***084 |  | 10 kV | _ | LV | 630 kVA :Building Structure | 0.63 | --> | 0.63 | 0.294 | 9.28 |  | --> | 0.598 | 0 | 0 | 0.5 | 0 |  | --> | C25 ex PEMBROKE | Pembroke [T41,T42,T43,T44] | RINGSEND |  | 53.3433 | -6.2433
MV/LV Substation C.***084X |  | 10 kV | _ | LV | 630 kVA :Kiosk Substation | 0.63 | --> | 0.63 | 0.469 | 7.61 |  | --> | 0.598 | 0 | 0 | 0.5 | 0 |  | --> | C20 ex SHERIFF STREET | Sheriff Street [T41,T42] | FRANCIS STREET |  | 53.3505 | -6.246
MV/LV Substation ST***085 |  | 10 kV | _ | LV | 400 kVA :Building Structure | 0.4 | --> | 0.4 | 0.156 | 20.78 |  | --> | 0.38 | 0 | 0.01 | 0.404 | 0 |  | --> | C21 ex HEUSTON SQUARE | Heuston Square [T101,T102] | INCHICORE 220KV |  | 53.3504 | -6.3372
MV/LV Substation FR***085X |  | 10 kV | _ | LV | 400 kVA :Building Structure | 0.4 | --> | 0.4 | 0.33 | 14.34 |  | --> | 0.38 | 0 | 0 | 0.39 | 0 |  | --> | C25 ex NORTH QUAYS | North Quays [T101,T102,T103] | POOLBEG |  | 53.3468 | -6.2269
MV/LV Substation HA***086 |  | 10 kV | _ | LV | 630 kVA :Building Structure | 0.63 | --> | 0.63 | 0 | 0 | Constrained, otherwise capacity available =311 kVA | --> | 0.598 | 0 | 0.074 | 0.5 | 0 |  | --> | C17 ex WHITEHALL | Whitehall [T41] | FINGLAS |  | 53.3814 | -6.2649
MV/LV Substation PO***087 |  | 10 kV | _ | LV | 630 kVA :Building Structure | 0.63 | --> | 0.63 | 0.44 | 20.78 |  | --> | 0.598 | 0 | 0.036 | 0.5 | 0 |  | --> | C23 ex HEUSTON SQUARE | Heuston Square [T101,T102] | INCHICORE 220KV |  | 53.3376 | -6.3026
MV/LV Substation GE***087X |  | 10 kV | _ | LV | 630 kVA :Building Structure | 0.63 | --> | 0.63 | 0.5 | 9.02 |  | --> | 0.598 | 0 | 0 | 0.5 | 0 |  | --> | C17 ex MISERY HILL | Misery Hill [T101,T102] | POOLBEG |  | 53.3473 | -6.2523
MV/LV Substation BA***088 |  | 10 kV | _ | LV | 400 kVA :Building Structure | 0.4 | --> | 0.4 | 0.269 | 11.14 |  | --> | 0.38 | 0 | 0 | 0.398 | 0 |  | --> | C24 ex CABRA | Cabra [T101,T102] | FINGLAS |  | 53.374 | -6.3038
MV/LV Substation CA***088X |  | 10 kV | _ | LV | 630 kVA :Building Structure | 0.63 | --> | 0.63 | 0.228 | 2.6 |  | --> | 0.598 | 0 | 0.01 | 0.5 | 0 |  | --> | C19 ex WOLFE TONE STREET | Wolfe Tone Street [T101,T102] | FINGLAS |  | 53.3493 | -6.2694
MV/LV Substation HY***089X |  | 10 kV | _ | LV | 1000 kVA :Building Structure | 1 | --> | 1 | 0.5 | 3 |  | --> | 0.95 | 0 | 0.01 | 0.5 | 0 |  | --> | C37 ex INCHICORE CENTRAL | Inchicore Central [T43,T45] | INCHICORE 220KV |  | 53.3387 | -6.3053
MV/LV Substation BO***091X |  | 10 kV | _ | LV | 400 kVA :Kiosk Substation | 0.4 | --> | 0.4 | 0.286 | 4.6 |  | --> | 0.38 | 0 | 0 | 0.395 | 0 |  | --> | C12 ex KINGSBRIDGE | Kingsbridge [T41,T42] | INCHICORE 220KV |  | 53.3434 | -6.2947
MV/LV Substation HO***092 |  | 10 kV | _ | LV | 630 kVA :Building Structure | 0.63 | --> | 0.63 | 0.207 | 9.02 |  | --> | 0.598 | 0 | 0 | 0.5 | 0 |  | --> | C13 ex MISERY HILL | Misery Hill [T101,T102] | POOLBEG |  | 53.3405 | -6.2455
MV/LV Substation VI***092X |  | 10 kV | _ | LV | 1000 kVA :Building Structure | 1 | --> | 1 | 0.5 | 28.43 |  | --> | 0.95 | 0 | 0 | 0.5 | 0 |  | --> | C81 ex BEDFORD ROW | Bedford Row [T41,T42,T43,T44] | FRANCIS STREET |  | 53.3449 | -6.2693
MV/LV Substation WA***094 |  | 10 kV | _ | LV | 630 kVA :Building Structure | 0.63 | --> | 0.63 | 0 | 0 | Constrained, otherwise capacity available =618 kVA | --> | 0.598 | 0 | 0.005 | 0.5 | 0 |  | --> | C15 ex WATLING STREET | Watling Street [T41,T42] | FRANCIS STREET |  | 53.346 | -6.2845
MV/LV Substation TC***094X |  | 10 kV | _ | LV | 400 kVA :Building Structure | 0.4 | --> | 0.4 | 0.4 | 7.2 |  | --> | 0.38 | 0 | 0 | 0.38 | 0 |  | --> | C25 ex TRINITY | Trinity [T101,T102] | POOLBEG |  | 53.3436 | -6.2482
MV/LV Substation FI***095 |  | 10 kV | _ | LV | 630 kVA :Kiosk Substation | 0.63 | --> | 0.63 | 0.463 | 9.02 |  | --> | 0.598 | 0 | 0.008 | 0.5 | 0 |  | --> | C16 ex MISERY HILL | Misery Hill [T101,T102] | POOLBEG |  | 53.3412 | -6.2281
MV/LV Substation PA***096X |  | 10 kV | _ | LV | 630 kVA :Kiosk Substation | 0.63 | --> | 0.63 | 0 | 0 | Constrained, otherwise capacity available =195 kVA | --> | 0.598 | 0 | 0 | 0.5 | 0 |  | --> | C17 ex GLOUCESTER PLACE | Gloucester Place [T41,T42] | MCDERMOTT |  | 53.3538 | -6.2571
MV/LV Substation RI***097 |  | 10 kV | _ | LV | 1000 kVA :Building Structure | 1 | --> | 1 | 0 | 0 | Constrained, otherwise capacity available =583 kVA | --> | 0.95 | 0 | 0.017 | 0.5 | 0 |  | --> | C14 ex PHIBSBORO | Phibsboro [T41,T42] | FINGLAS |  | 53.3508 | -6.2749
MV/LV Substation MO***097X |  | 10 kV | _ | LV | 400 kVA :Building Structure | 0.4 | --> | 0.4 | 0 | 0 | Constrained, otherwise capacity available =261 kVA | --> | 0.38 | 0 | 0 | 0.398 | 0 |  | --> | C19 ex GLOUCESTER PLACE | Gloucester Place [T41,T42] | MCDERMOTT |  | 53.3554 | -6.2571
MV/LV Substation AR***098X |  | 10 kV | _ | LV | 400 kVA :Building Structure | 0.4 | --> | 0.4 | 0.372 | 4.6 |  | --> | 0.38 | 0 | 0 | 0.384 | 0 |  | --> | C11 ex KINGSBRIDGE | Kingsbridge [T41,T42] | INCHICORE 220KV |  | 53.3504 | -6.2966
MV/LV Substation MA***099X |  | 10 kV | _ | LV | 400 kVA :Building Structure | 0.4 | --> | 0.4 | 0.154 | 7.2 |  | --> | 0.38 | 0 | 0 | 0.412 | 0 |  | --> | C28 ex TRINITY | Trinity [T101,T102] | POOLBEG |  | 53.3405 | -6.2394
MV/LV Substation IN***100 |  | 10 kV | _ | LV | 630 kVA :Building Structure | 0.63 | --> | 0.63 | 0 | 2.6 |  | --> | 0.598 | 0 | 0 | 0.5 | 0 |  | --> | C22 ex WOLFE TONE STREET | Wolfe Tone Street [T101,T102] | FINGLAS |  | 53.3489 | -6.2614
MV/LV Substation DI***101 |  | 10 kV | _ | LV | 1000 kVA :Building Structure | 1 | --> | 1 | 0 | 1.37 |  | --> | 0.95 | 0 | 0 | 0.5 | 0 |  | --> | C13 ex SOUTH KING STREET | South King Street [T41,T42] | FRANCIS STREET |  | 53.3408 | -6.2643
MV/LV Substation GE***101X |  | 10 kV | _ | LV | 1000 kVA :Building Structure | 1 | --> | 1 | 0.5 | 7.61 |  | --> | 0.95 | 0 | 0.11 | 0.5 | 0 |  | --> | C20 ex SHERIFF STREET | Sheriff Street [T41,T42] | FRANCIS STREET |  | 53.3498 | -6.248
MV/LV Substation HE***102 |  | 10 kV | _ | LV | 1000 kVA :Building Structure | 1 | --> | 1 | 0 | 0 | Constrained, otherwise capacity available =543 kVA | --> | 0.95 | 0 | 0 | 0.5 | 0 |  | --> | C18 ex PHIBSBORO | Phibsboro [T41,T42] | FINGLAS |  | 53.3519 | -6.2713
MV/LV Substation HA***102X |  | 10 kV | _ | LV | 1000 kVA :Building Structure | 1 | --> | 1 | 0.5 | 9.99 |  | --> | 0.95 | 0 | 0 | 0.5 | 0 |  | --> | C24 ex HAROLDS CROSS | Harolds Cross [T101,T102] | POOLBEG |  | 53.3316 | -6.2609
MV/LV Substation GE***105X |  | 10 kV | _ | LV | 400 kVA :Kiosk Substation | 0.4 | --> | 0.4 | 0.322 | 2.6 |  | --> | 0.38 | 0 | 0 | 0.391 | 0 |  | --> | C24 ex WOLFE TONE STREET | Wolfe Tone Street [T101,T102] | FINGLAS |  | 53.349 | -6.2716
MV/LV Substation CL***107 |  | 10 kV | _ | LV | 630 kVA :Building Structure | 0.63 | --> | 0.63 | 0.307 | 1.86 |  | --> | 0.598 | 0 | 0.046 | 0.5 | 0 |  | --> | C12 ex FAIRVIEW | Fairview [T41] | MCDERMOTT |  | 53.3605 | -6.205
MV/LV Substation JU***107X |  | 10 kV | _ | LV | 1000 kVA :Building Structure | 1 | --> | 1 | 0.5 | 7.61 |  | --> | 0.95 | 0 | 0 | 0.5 | 0 |  | --> | C12 ex SHERIFF STREET | Sheriff Street [T41,T42] | FRANCIS STREET |  | 53.3484 | -6.2468
MV/LV Substation ST***109X |  | 10 kV | _ | LV | 400 kVA :Building Structure | 0.4 | --> | 0.4 | 0 | 0 | Constrained, otherwise capacity available =337 kVA | --> | 0.38 | 0 | 0 | 0.388 | 0 |  | --> | C18 ex PHIBSBORO | Phibsboro [T41,T42] | FINGLAS |  | 53.3526 | -6.268
MV/LV Substation KI***112 |  | 10 kV | _ | LV | 630 kVA :Building Structure | 0.63 | --> | 0.63 | 0 | 2.6 |  | --> | 0.598 | 0 | 0 | 0.5 | 0 |  | --> | C28 ex WOLFE TONE STREET | Wolfe Tone Street [T101,T102] | FINGLAS |  | 53.3402 | -6.2564
MV/LV Substation ME***112X |  | 10 kV | _ | LV | 1000 kVA :Building Structure | 1 | --> | 1 | 0.5 | 28.43 |  | --> | 0.95 | 0 | 0.005 | 0.5 | 0 |  | --> | C39 ex BEDFORD ROW | Bedford Row [T41,T42,T43,T44] | FRANCIS STREET |  | 53.3391 | -6.2519
MV/LV Substation JE***113X |  | 10 kV | _ | LV | 1000 kVA :Building Structure | 1 | --> | 1 | 0.076 | 2.6 |  | --> | 0.95 | 0 | 0 | 0.5 | 0 |  | --> | C15 ex WOLFE TONE STREET | Wolfe Tone Street [T101,T102] | FINGLAS |  | 53.3486 | -6.2655
MV/LV Substation RE***115X |  | 10 kV | _ | LV | 630 kVA :Kiosk Substation | 0.63 | --> | 0.63 | 0 | 0 | Constrained, otherwise capacity available =627 kVA | --> | 0.598 | 0 | 0 | 0.5 | 0 |  | --> | C23 ex PHIBSBORO | Phibsboro [T41,T42] | FINGLAS |  | 53.35 | -6.2785
MV/LV Substation HA***116X |  | 10 kV | _ | LV | 1000 kVA :Building Structure | 1 | --> | 1 | 0 | 0 | Constrained, otherwise capacity available =617 kVA | --> | 0.95 | 0 | 0.031 | 0.5 | 0 |  | --> | C14 ex PHIBSBORO | Phibsboro [T41,T42] | FINGLAS |  | 53.3511 | -6.2757
MV/LV Substation RI***117X |  | 10 kV | _ | LV | 1000 kVA :Building Structure | 1 | --> | 1 | 0 | 0 | Constrained, otherwise capacity available =678 kVA | --> | 0.95 | 0 | 0 | 0.5 | 0 |  | --> | C14 ex PHIBSBORO | Phibsboro [T41,T42] | FINGLAS |  | 53.3511 | -6.2772
MV/LV Substation MO***118X |  | 10 kV | _ | LV | 630 kVA :Building Structure | 0.63 | --> | 0.63 | 0 | 0 | Constrained, otherwise capacity available =606 kVA | --> | 0.598 | 0 | 0 | 0.5 | 0 |  | --> | C14 ex PHIBSBORO | Phibsboro [T41,T42] | FINGLAS |  | 53.3521 | -6.2775
MV/LV Substation EA***119X |  | 10 kV | _ | LV | 1000 kVA :Building Structure | 1 | --> | 1 | 0.5 | 14.34 |  | --> | 0.95 | 0 | 0 | 0.5 | 0 |  | --> | C17 ex NORTH QUAYS | North Quays [T101,T102,T103] | POOLBEG |  | 53.3584 | -6.2288
MV/LV Substation BA***120 |  | 10 kV | _ | LV | 1000 kVA :Building Structure | 1 | --> | 1 | 0.5 | 11.14 |  | --> | 0.95 | 0 | 0.011 | 0.5 | 0 |  | --> | C14 ex CABRA | Cabra [T101,T102] | FINGLAS |  | 53.3694 | -6.2898
MV/LV Substation KI***120X |  | 10 kV | _ | LV | 1000 kVA :Building Structure | 1 | --> | 1 | 0 | 0 | Constrained, otherwise capacity available =739 kVA | --> | 0.95 | 0 | 0 | 0.5 | 0 |  | --> | C21 ex GRANBY ROW | Granby Row [T41] | MCDERMOTT |  | 53.3504 | -6.2656
MV/LV Substation PE***121X |  | 10 kV | _ | LV | 1000 kVA :Building Structure | 1 | --> | 1 | 0.5 | 9.02 |  | --> | 0.95 | 0 | 0 | 0.5 | 0 |  | --> | C24 ex MISERY HILL | Misery Hill [T101,T102] | POOLBEG |  | 53.3389 | -6.237
MV/LV Substation ST***122 |  | 10 kV | _ | LV | 200 kVA :Building Structure | 0.2 | --> | 0.2 | 0 | 0 | Constrained, otherwise capacity available =182 kVA | --> | 0.19 | 0 | 0 | 0.192 | 0 |  | --> | C17 ex WHITEHALL | Whitehall [T41] | FINGLAS |  | 53.381 | -6.2711
MV/LV Substation BL***122X |  | 10 kV | _ | LV | 630 kVA :Building Structure | 0.63 | --> | 0.63 | 0 | 0 | Constrained, otherwise capacity available =504 kVA | --> | 0.598 | 0 | 0 | 0.5 | 0 |  | --> | C18 ex CAMDEN ROW | Camden Row [T41] | FRANCIS STREET |  | 53.3374 | -6.2758
MV/LV Substation ST***123 |  | 10 kV | _ | LV | 630 kVA :Building Structure | 0.63 | --> | 0.63 | 0 | 4.6 |  | --> | 0.598 | 0 | 0.026 | 0.5 | 0 |  | --> | C17 ex KINGSBRIDGE | Kingsbridge [T41,T42] | INCHICORE 220KV |  | 53.3514 | -6.2905
MV/LV Substation WE***123X |  | 10 kV | _ | LV | 400 kVA :Building Structure | 0.4 | --> | 0.4 | 0 | 0 | Constrained, otherwise capacity available =260 kVA | --> | 0.38 | 0 | 0 | 0.399 | 0 |  | --> | C14 ex NEWMARKET (DR) | Newmarket (dr) [T41] | FRANCIS STREET |  | 53.3372 | -6.283
MV/LV Substation YO***124X |  | 10 kV | _ | LV | 630 kVA :Building Structure | 0.63 | --> | 0.63 | 0 | 0 | Constrained, otherwise capacity available =583 kVA | --> | 0.598 | 0 | 0 | 0.5 | 0 |  | --> | C19 ex CAMDEN ROW | Camden Row [T41] | FRANCIS STREET |  | 53.3393 | -6.2641
MV/LV Substation ZO***130 |  | 10 kV | _ | LV | 630 kVA :Building Structure | 0.63 | --> | 0.63 | 0.423 | 11.14 |  | --> | 0.598 | 0 | 0 | 0.5 | 0 |  | --> | C28 ex CABRA | Cabra [T101,T102] | FINGLAS |  | 53.3536 | -6.3024
MV/LV Substation ST***131 |  | 10 kV | _ | LV | 1000 kVA :Kiosk Substation | 1 | --> | 1 | 0.5 | 28.43 |  | --> | 0.95 | 0 | 0 | 0.5 | 0 |  | --> | C11 ex BEDFORD ROW | Bedford Row [T41,T42,T43,T44] | FRANCIS STREET |  | 53.3496 | -6.2525
MV/LV Substation FE***131X |  | 10 kV | _ | LV | 630 kVA :Building Structure | 0.63 | --> | 0.63 | 0.5 | 7.2 |  | --> | 0.598 | 0 | 0 | 0.5 | 0 |  | --> | C26 ex TRINITY | Trinity [T101,T102] | POOLBEG |  | 53.3421 | -6.2491
MV/LV Substation SA***132X |  | 10 kV | _ | LV | 400 kVA :Kiosk Substation | 0.4 | --> | 0.4 | 0.325 | 4.6 |  | --> | 0.38 | 0 | 0.004 | 0.387 | 0 |  | --> | C18 ex KINGSBRIDGE | Kingsbridge [T41,T42] | INCHICORE 220KV |  | 53.3468 | -6.308
MV/LV Substation CH***133X |  | 10 kV | _ | LV | 1000 kVA :Building Structure | 1 | --> | 1 | 0.5 | 7.61 |  | --> | 0.95 | 0 | 0 | 0.5 | 0 |  | --> | C18 ex SHERIFF STREET | Sheriff Street [T41,T42] | FRANCIS STREET |  | 53.3515 | -6.2487
MV/LV Substation NO***134X |  | 10 kV | _ | LV | 1000 kVA :Building Structure | 1 | --> | 1 | 0.5 | 28.43 |  | --> | 0.95 | 0 | 0 | 0.5 | 0 |  | --> | C82 ex BEDFORD ROW | Bedford Row [T41,T42,T43,T44] | FRANCIS STREET |  | 53.3478 | -6.261
MV/LV Substation NO***135 |  | 10 kV | _ | LV | 1000 kVA :Building Structure | 1 | --> | 1 | 0.5 | 11.14 |  | --> | 0.95 | 0 | 0.108 | 0.5 | 0 |  | --> | C24 ex CABRA | Cabra [T101,T102] | FINGLAS |  | 53.3647 | -6.2752
MV/LV Substation GR***135X |  | 10 kV | _ | LV | 630 kVA :Building Structure | 0.63 | --> | 0.63 | 0 | 0 | Constrained, otherwise capacity available =469 kVA | --> | 0.598 | 0 | 0 | 0.5 | 0 |  | --> | C19 ex GLOUCESTER PLACE | Gloucester Place [T41,T42] | MCDERMOTT |  | 53.3559 | -6.2589
MV/LV Substation CO***136 |  | 10 kV | _ | LV | 630 kVA :Building Structure | 0.63 | --> | 0.63 | 0 | 0 | Constrained, otherwise capacity available =294 kVA | --> | 0.598 | 0 | 0.058 | 0.5 | 0 |  | --> | C12 ex CLONTARF | Clontarf [T42] | FINGLAS |  | 53.3609 | -6.1887
MV/LV Substation PA***136X |  | 10 kV | _ | LV | 630 kVA :Kiosk Substation | 0.63 | --> | 0.63 | 0 | 0 | Constrained, otherwise capacity available =454 kVA | --> | 0.598 | 0 | 0.005 | 0.5 | 0 |  | --> | C18 ex PHIBSBORO | Phibsboro [T41,T42] | FINGLAS |  | 53.3546 | -6.2721
MV/LV Substation IR***137X |  | 10 kV | _ | LV | 630 kVA :Kiosk Substation | 0.63 | --> | 0.63 | 0.417 | 20.78 |  | --> | 0.598 | 0 | 0 | 0.5 | 0 |  | --> | C14 ex HEUSTON SQUARE | Heuston Square [T101,T102] | INCHICORE 220KV |  | 53.3429 | -6.2965
MV/LV Substation GE***138X |  | 10 kV | _ | LV | 1000 kVA :Building Structure | 1 | --> | 1 | 0.5 | 7.61 |  | --> | 0.95 | 0 | 0 | 0.5 | 0 |  | --> | C20 ex SHERIFF STREET | Sheriff Street [T41,T42] | FRANCIS STREET |  | 53.3499 | -6.2462
MV/LV Substation CO***139 |  | 10 kV | _ | LV | 630 kVA :Kiosk Substation | 0.63 | --> | 0.63 | 0.5 | 12.96 |  | --> | 0.598 | 0 | 0.038 | 0.5 | 0 |  | --> | C21 ex ARTANE | Artane [T101,T102] | FINGLAS |  | 53.3787 | -6.2319
MV/LV Substation CR***139X |  | 10 kV | _ | LV | 400 kVA :Building Structure | 0.4 | --> | 0.4 | 0.387 | 3 |  | --> | 0.38 | 0 | 0 | 0.382 | 0 |  | --> | C37 ex INCHICORE CENTRAL | Inchicore Central [T43,T45] | INCHICORE 220KV |  | 53.3351 | -6.3332
MV/LV Substation CH***140X |  | 10 kV | _ | LV | 1000 kVA :Building Structure | 1 | --> | 1 | 0.287 | 9.99 |  | --> | 0.95 | 0 | 0 | 0.5 | 0 |  | --> | C24 ex HAROLDS CROSS | Harolds Cross [T101,T102] | POOLBEG |  | 53.3314 | -6.2592
MV/LV Substation PO***141 |  | 10 kV | _ | LV | 630 kVA :Building Structure | 0.63 | --> | 0.63 | 0.364 | 6.65 |  | --> | 0.598 | 0 | 0.003 | 0.5 | 0 |  | --> | C21 ex EAST WALL ROAD | East Wall Road [T41,T42] | MCDERMOTT |  | 53.3547 | -6.2283
MV/LV Substation EM***143 |  | 10 kV | _ | LV | 630 kVA :Building Structure | 0.63 | --> | 0.63 | 0.308 | 1.47 |  | --> | 0.598 | 0 | 0.003 | 0.5 | 0 |  | --> | C11 ex MARROWBONE LANE | Marrowbone Lane [T42] | INCHICORE 220KV |  | 53.336 | -6.2907
MV/LV Substation CO***143X |  | 10 kV | _ | LV | 630 kVA :Kiosk Substation | 0.63 | --> | 0.63 | 0.5 | 3.38 |  | --> | 0.598 | 0 | 0.004 | 0.5 | 0 |  | --> | C11 ex MERRION SQUARE | Merrion Square [T41,T42] | RINGSEND |  | 53.3363 | -6.2454
MV/LV Substation EL***144 |  | 10 kV | _ | LV | 630 kVA :Building Structure | 0.63 | --> | 0.63 | 0.372 | 3.38 |  | --> | 0.598 | 0 | 0 | 0.5 | 0 |  | --> | C20 ex MERRION SQUARE | Merrion Square [T41,T42] | RINGSEND |  | 53.3367 | -6.2542
MV/LV Substation CH***144X |  | 10 kV | _ | LV | 1000 kVA :Building Structure | 1 | --> | 1 | 0.5 | 7.61 |  | --> | 0.95 | 0 | 0 | 0.5 | 0 |  | --> | C18 ex SHERIFF STREET | Sheriff Street [T41,T42] | FRANCIS STREET |  | 53.3515 | -6.2458
MV/LV Substation MA***145 |  | 10 kV | _ | LV | 1000 kVA :Building Structure | 1 | --> | 1 | 0.5 | 9.02 |  | --> | 0.95 | 0 | 0 | 0.5 | 0 |  | --> | C25 ex MISERY HILL | Misery Hill [T101,T102] | POOLBEG |  | 53.345 | -6.2497
MV/LV Substation WO***145X |  | 10 kV | _ | LV | 630 kVA :Building Structure | 0.63 | --> | 0.63 | 0.398 | 2.6 |  | --> | 0.598 | 0 | 0 | 0.5 | 0 |  | --> | C19 ex WOLFE TONE STREET | Wolfe Tone Street [T101,T102] | FINGLAS |  | 53.3494 | -6.2675
MV/LV Substation BR***146 |  | 10 kV | _ | LV | 630 kVA :Building Structure | 0.63 | --> | 0.63 | 0 | 0 | Constrained, otherwise capacity available =266 kVA | --> | 0.598 | 0 | 0.013 | 0.5 | 0 |  | --> | C17 ex PHIBSBORO | Phibsboro [T41,T42] | FINGLAS |  | 53.3603 | -6.271
MV/LV Substation EA***146X |  | 10 kV | _ | LV | 630 kVA :Building Structure | 0.63 | --> | 0.63 | 0.5 | 6.65 |  | --> | 0.598 | 0 | 0 | 0.5 | 0 |  | --> | C21 ex EAST WALL ROAD | East Wall Road [T41,T42] | MCDERMOTT |  | 53.3569 | -6.2282
MV/LV Substation CA***147X |  | 10 kV | _ | LV | 400 kVA :Building Structure | 0.4 | --> | 0.4 | 0.324 | 2.6 |  | --> | 0.38 | 0 | 0 | 0.39 | 0 |  | --> | C29 ex WOLFE TONE STREET | Wolfe Tone Street [T101,T102] | FINGLAS |  | 53.3505 | -6.259
MV/LV Substation LI***148X |  | 10 kV | _ | LV | 630 kVA :Building Structure | 0.63 | --> | 0.63 | 0.5 | 9.02 |  | --> | 0.598 | 0 | 0.03 | 0.5 | 0 |  | --> | C17 ex MISERY HILL | Misery Hill [T101,T102] | POOLBEG |  | 53.3455 | -6.2439
MV/LV Substation VA***149 |  | 10 kV | _ | LV | 630 kVA :Building Structure | 0.63 | --> | 0.63 | 0 | 0 | Constrained, otherwise capacity available =324 kVA | --> | 0.598 | 0 | 0.072 | 0.5 | 0 |  | --> | C13 ex WHITEHALL | Whitehall [T41] | FINGLAS |  | 53.3754 | -6.2574
MV/LV Substation WI***149X |  | 10 kV | _ | LV | 630 kVA :Building Structure | 0.63 | --> | 0.63 | 0.279 | 9.02 |  | --> | 0.598 | 0 | 0 | 0.5 | 0 |  | --> | C17 ex MISERY HILL | Misery Hill [T101,T102] | POOLBEG |  | 53.3455 | -6.2445
MV/LV Substation LE***150 |  | 10 kV | _ | LV | 1000 kVA :Building Structure | 1 | --> | 1 | 0.5 | 0.98 |  | --> | 0.95 | 0 | 0 | 0.5 | 0 |  | --> | C20 ex LEESON STREET | Leeson Street [T41,T42] | MILLTOWN (DR) |  | 53.3341 | -6.2536
MV/LV Substation BE***150X |  | 10 kV | _ | LV | 1000 kVA :Building Structure | 1 | --> | 1 | 0 | 0 | Constrained, otherwise capacity available =318 kVA | --> | 0.95 | 0 | 0.039 | 0.5 | 0 |  | --> | C19 ex GLOUCESTER PLACE | Gloucester Place [T41,T42] | MCDERMOTT |  | 53.3574 | -6.2588
MV/LV Substation CH***151X |  | 10 kV | _ | LV | 1000 kVA :Building Structure | 1 | --> | 1 | 0.5 | 9.02 |  | --> | 0.95 | 0 | 0 | 0.5 | 0 |  | --> | C16 ex MISERY HILL | Misery Hill [T101,T102] | POOLBEG |  | 53.3422 | -6.2361
MV/LV Substation EA***152X |  | 10 kV | _ | LV | 1000 kVA :Building Structure | 1 | --> | 1 | 0.5 | 14.34 |  | --> | 0.95 | 0 | 0 | 0.5 | 0 |  | --> | C17 ex NORTH QUAYS | North Quays [T101,T102,T103] | POOLBEG |  | 53.3583 | -6.2242
MV/LV Substation ST***153X |  | 10 kV | _ | LV | 1000 kVA :Building Structure | 1 | --> | 1 | 0.5 | 1.37 |  | --> | 0.95 | 0 | 0 | 0.5 | 0 |  | --> | C22 ex SOUTH KING STREET | South King Street [T41,T42] | FRANCIS STREET |  | 53.3399 | -6.2621
MV/LV Substation BA***154 |  | 10 kV | _ | LV | 630 kVA :Building Structure | 0.63 | --> | 0.63 | 0 | 0 | Constrained, otherwise capacity available =232 kVA | --> | 0.598 | 0 | 0.076 | 0.5 | 0 |  | --> | C17 ex WHITEHALL | Whitehall [T41] | FINGLAS |  | 53.3814 | -6.2772
MV/LV Substation ST***154X |  | 10 kV | _ | LV | 630 kVA :Building Structure | 0.63 | --> | 0.63 | 0.5 | 4.6 |  | --> | 0.598 | 0 | 0 | 0.5 | 0 |  | --> | C12 ex KINGSBRIDGE | Kingsbridge [T41,T42] | INCHICORE 220KV |  | 53.3429 | -6.294
MV/LV Substation WO***155X |  | 10 kV | _ | LV | 630 kVA :Building Structure | 0.63 | --> | 0.63 | 0.5 | 11.14 |  | --> | 0.598 | 0 | 0 | 0.5 | 0 |  | --> | C24 ex CABRA | Cabra [T101,T102] | FINGLAS |  | 53.3753 | -6.3052
MV/LV Substation NE***156X |  | 10 kV | _ | LV | 630 kVA :Kiosk Substation | 0.63 | --> | 0.63 | 0 | 0 | Constrained, otherwise capacity available =572 kVA | --> | 0.598 | 0 | 0 | 0.5 | 0 |  | --> | C11 ex NEWMARKET (DR) | Newmarket (dr) [T41] | FRANCIS STREET |  | 53.3387 | -6.2741
MV/LV Substation CA***157 |  | 10 kV | _ | LV | 1000 kVA :Building Structure | 1 | --> | 1 | 0 | 0 | Constrained, otherwise capacity available =586 kVA | --> | 0.95 | 0 | 0.196 | 0.5 | 0 |  | --> | C20 ex CLONTARF | Clontarf [T42] | FINGLAS |  | 53.3669 | -6.2069
MV/LV Substation WI***157X |  | 10 kV | _ | LV | 1000 kVA :Building Structure | 1 | --> | 1 | 0.5 | 9.02 |  | --> | 0.95 | 0 | 0 | 0.5 | 0 |  | --> | C17 ex MISERY HILL | Misery Hill [T101,T102] | POOLBEG |  | 53.3446 | -6.2431
MV/LV Substation GO***158X |  | 10 kV | _ | LV | 630 kVA :Building Structure | 0.63 | --> | 0.63 | 0.5 | 3 |  | --> | 0.598 | 0 | 0.025 | 0.5 | 0 |  | --> | C37 ex INCHICORE CENTRAL | Inchicore Central [T43,T45] | INCHICORE 220KV |  | 53.3356 | -6.321
MV/LV Substation GL***159 |  | 10 kV | _ | LV | 1000 kVA :Building Structure | 1 | --> | 1 | 0 | 0 | Constrained, otherwise capacity available =666 kVA | --> | 0.95 | 0 | 0.025 | 0.5 | 0 |  | --> | C19 ex GRANBY ROW | Granby Row [T41] | MCDERMOTT |  | 53.3544 | -6.2545
MV/LV Substation NO***159X |  | 10 kV | _ | LV | 1000 kVA :Building Structure | 1 | --> | 1 | 0.5 | 2.6 |  | --> | 0.95 | 0 | 0 | 0.5 | 0 |  | --> | C19 ex WOLFE TONE STREET | Wolfe Tone Street [T101,T102] | FINGLAS |  | 53.3496 | -6.2725
MV/LV Substation TE***161X |  | 10 kV | _ | LV | 630 kVA :Building Structure | 0.63 | --> | 0.63 | 0 | 0 | Constrained, otherwise capacity available =467 kVA | --> | 0.598 | 0 | 0 | 0.5 | 0 |  | --> | C19 ex GLOUCESTER PLACE | Gloucester Place [T41,T42] | MCDERMOTT |  | 53.3548 | -6.2577
MV/LV Substation OS***162 |  | 10 kV | _ | LV | 630 kVA :Kiosk Substation | 0.63 | --> | 0.63 | 0 | 0 | Constrained, otherwise capacity available =199 kVA | --> | 0.598 | 0 | 0.023 | 0.5 | 0 |  | --> | C13 ex GLOUCESTER PLACE | Gloucester Place [T41,T42] | MCDERMOTT |  | 53.3601 | -6.245
MV/LV Substation JE***162X |  | 10 kV | _ | LV | 1000 kVA :Building Structure | 1 | --> | 1 | 0.5 | 2.6 |  | --> | 0.95 | 0 | 0 | 0.5 | 0 |  | --> | C15 ex WOLFE TONE STREET | Wolfe Tone Street [T101,T102] | FINGLAS |  | 53.3479 | -6.2643
MV/LV Substation BA***163X |  | 10 kV | _ | LV | 630 kVA :Building Structure | 0.63 | --> | 0.63 | 0 | 0 | Constrained, otherwise capacity available =630 kVA | --> | 0.598 | 0 | 0 | 0.5 | 0 |  | --> | C18 ex WATLING STREET | Watling Street [T41,T42] | FRANCIS STREET |  | 53.3486 | -6.2759
MV/LV Substation FR***164X |  | 10 kV | _ | LV | 1000 kVA :Building Structure | 1 | --> | 1 | 0 | 0 | Constrained, otherwise capacity available =493 kVA | --> | 0.95 | 0 | 0 | 0.5 | 0 |  | --> | C18 ex WATLING STREET | Watling Street [T41,T42] | FRANCIS STREET |  | 53.3488 | -6.2766
MV/LV Substation CL***166 |  | 10 kV | _ | LV | 1000 kVA :Building Structure | 1 | --> | 1 | 0 | 0 | Constrained, otherwise capacity available =1000 kVA | --> | 0.95 | 0 | 0 | 0.5 | 0 |  | --> | C14 ex NEWMARKET (DR) | Newmarket (dr) [T41] | FRANCIS STREET |  | 53.3328 | -6.2859
MV/LV Substation GR***166X |  | 10 kV | _ | LV | 630 kVA :Building Structure | 0.63 | --> | 0.63 | 0.5 | 2.6 |  | --> | 0.598 | 0 | 0 | 0.5 | 0 |  | --> | C28 ex WOLFE TONE STREET | Wolfe Tone Street [T101,T102] | FINGLAS |  | 53.3467 | -6.2671
MV/LV Substation LI***167X |  | 10 kV | _ | LV | 630 kVA :Building Structure | 0.63 | --> | 0.63 | 0 | 0 | Constrained, otherwise capacity available =320 kVA | --> | 0.598 | 0 | 0 | 0.5 | 0 |  | --> | C21 ex CAMDEN ROW | Camden Row [T41] | FRANCIS STREET |  | 53.3373 | -6.2664
MV/LV Substation KE***168 |  | 10 kV | _ | LV | 400 kVA :Kiosk Substation | 0.4 | --> | 0.4 | 0.284 | 20.78 |  | --> | 0.38 | 0 | 0.005 | 0.392 | 0 |  | --> | C14 ex HEUSTON SQUARE | Heuston Square [T101,T102] | INCHICORE 220KV |  | 53.341 | -6.3052
MV/LV Substation ME***170 |  | 10 kV | _ | LV | 1000 kVA :Building Structure | 1 | --> | 1 | 0 | 0 | Constrained, otherwise capacity available =689 kVA | --> | 0.95 | 0 | 0.019 | 0.5 | 0 |  | --> | C19 ex NEWMARKET (DR) | Newmarket (dr) [T41] | FRANCIS STREET |  | 53.3353 | -6.2711
MV/LV Substation CA***170X |  | 10 kV | _ | LV | 630 kVA :Building Structure | 0.63 | --> | 0.63 | 0.488 | 2.6 |  | --> | 0.598 | 0 | 0 | 0.5 | 0 |  | --> | C19 ex WOLFE TONE STREET | Wolfe Tone Street [T101,T102] | FINGLAS |  | 53.3501 | -6.2702
MV/LV Substation CA***171X |  | 10 kV | _ | LV | 630 kVA :Building Structure | 0.63 | --> | 0.63 | 0 | 0 | Constrained, otherwise capacity available =470 kVA | --> | 0.598 | 0 | 0 | 0.5 | 0 |  | --> | C14 ex CAMDEN ROW | Camden Row [T41] | FRANCIS STREET |  | 53.3335 | -6.2645
MV/LV Substation GR***172 |  | 10 kV | _ | LV | 630 kVA :Building Structure | 0.63 | --> | 0.63 | 0 | 0 | Constrained, otherwise capacity available =517 kVA | --> | 0.598 | 0 | 0.036 | 0.5 | 0 |  | --> | C14 ex WHITEHALL | Whitehall [T41] | FINGLAS |  | 53.3761 | -6.2426
MV/LV Substation FI***172X |  | 10 kV | _ | LV | 630 kVA :Building Structure | 0.63 | --> | 0.63 | 0.5 | 9.02 |  | --> | 0.598 | 0 | 0 | 0.5 | 0 |  | --> | C16 ex MISERY HILL | Misery Hill [T101,T102] | POOLBEG |  | 53.3405 | -6.2273
MV/LV Substation KI***173 |  | 10 kV | _ | LV | 630 kVA :Building Structure | 0.63 | --> | 0.63 | 0 | 0 | Constrained, otherwise capacity available =380 kVA | --> | 0.598 | 0 | 0.08 | 0.5 | 0 |  | --> | C11 ex CLONTARF | Clontarf [T42] | FINGLAS |  | 53.376 | -6.2093
MV/LV Substation BO***174 |  | 10 kV | _ | LV | 630 kVA :Building Structure | 0.63 | --> | 0.63 | 0 | 0 | Constrained, otherwise capacity available =630 kVA | --> | 0.598 | 0 | 0 | 0.5 | 0 |  | --> | C18 ex WATLING STREET | Watling Street [T41,T42] | FRANCIS STREET |  | 53.3473 | -6.2768
MV/LV Substation DA***174X |  | 10 kV | _ | LV | 630 kVA :Kiosk Substation | 0.63 | --> | 0.63 | 0 | 0 | Constrained, otherwise capacity available =489 kVA | --> | 0.598 | 0 | 0.005 | 0.5 | 0 |  | --> | C12 ex GLASNEVIN | Glasnevin [T41] | FINGLAS |  | 53.3656 | -6.2571
MV/LV Substation MO***175 |  | 10 kV | _ | LV | 630 kVA :Building Structure | 0.63 | --> | 0.63 | 0 | 0 | Constrained, otherwise capacity available =306 kVA | --> | 0.598 | 0 | 0.113 | 0.5 | 0 |  | --> | C14 ex CLONTARF | Clontarf [T42] | FINGLAS |  | 53.3682 | -6.1819
MV/LV Substation OL***175X |  | 10 kV | _ | LV | 630 kVA :Building Structure | 0.63 | --> | 0.63 | 0.458 | 20.78 |  | --> | 0.598 | 0 | 0 | 0.5 | 0 |  | --> | C26 ex HEUSTON SQUARE | Heuston Square [T101,T102] | INCHICORE 220KV |  | 53.3438 | -6.2801
MV/LV Substation SC***176 |  | 10 kV | _ | LV | 1000 kVA :Building Structure | 1 | --> | 1 | 0.5 | 2.6 |  | --> | 0.95 | 0 | 0 | 0.5 | 0 |  | --> | C26 ex WOLFE TONE STREET | Wolfe Tone Street [T101,T102] | FINGLAS |  | 53.3475 | -6.264
MV/LV Substation NO***176X |  | 10 kV | _ | LV | 1000 kVA :Building Structure | 1 | --> | 1 | 0 | 0 | Constrained, otherwise capacity available =502 kVA | --> | 0.95 | 0 | 0 | 0.5 | 0 |  | --> | C15 ex WATLING STREET | Watling Street [T41,T42] | FRANCIS STREET |  | 53.3501 | -6.2814
MV/LV Substation CH***177 |  | 10 kV | _ | LV | 1000 kVA :Building Structure | 1 | --> | 1 | 0 | 0 | Constrained, otherwise capacity available =544 kVA | --> | 0.95 | 0 | 0.033 | 0.5 | 0 |  | --> | C11 ex PHIBSBORO | Phibsboro [T41,T42] | FINGLAS |  | 53.3591 | -6.2831
MV/LV Substation OS***177X |  | 10 kV | _ | LV | 630 kVA :Building Structure | 0.63 | --> | 0.63 | 0 | 0 | Constrained, otherwise capacity available =543 kVA | --> | 0.598 | 0 | 0 | 0.5 | 0 |  | --> | C21 ex CAMDEN ROW | Camden Row [T41] | FRANCIS STREET |  | 53.3421 | -6.269
MV/LV Substation RU***179 |  | 10 kV | _ | LV | 630 kVA :Building Structure | 0.63 | --> | 0.63 | 0 | 0 | Constrained, otherwise capacity available =366 kVA | --> | 0.598 | 0 | 0 | 0.5 | 0 |  | --> | C15 ex DRUMCONDRA | Drumcondra [T41,T42] | MCDERMOTT |  | 53.3589 | -6.2553
MV/LV Substation JE***181X |  | 10 kV | _ | LV | 630 kVA :Building Structure | 0.63 | --> | 0.63 | 0.36 | 2.6 |  | --> | 0.598 | 0 | 0 | 0.5 | 0 |  | --> | C28 ex WOLFE TONE STREET | Wolfe Tone Street [T101,T102] | FINGLAS |  | 53.3491 | -6.2677
MV/LV Substation IA***182 |  | 10 kV | _ | LV | 630 kVA :Building Structure | 0.63 | --> | 0.63 | 0.5 | 14.34 |  | --> | 0.598 | 0 | 0 | 0.5 | 0 |  | --> | C11 ex NORTH QUAYS | North Quays [T101,T102,T103] | POOLBEG |  | 53.3503 | -6.2061
MV/LV Substation TY***182X |  | 10 kV | _ | LV | 400 kVA :Kiosk Substation | 0.4 | --> | 0.4 | 0.371 | 3 |  | --> | 0.38 | 0 | 0 | 0.384 | 0 |  | --> | C37 ex INCHICORE CENTRAL | Inchicore Central [T43,T45] | INCHICORE 220KV |  | 53.3375 | -6.322
MV/LV Substation BO***183X |  | 10 kV | _ | LV | 400 kVA :Building Structure | 0.4 | --> | 0.4 | 0.4 | 6.65 |  | --> | 0.38 | 0 | 0 | 0.38 | 0 |  | --> | C12 ex EAST WALL ROAD | East Wall Road [T41,T42] | MCDERMOTT |  | 53.3539 | -6.214
MV/LV Substation WE***185X |  | 10 kV | _ | LV | 630 kVA :Building Structure | 0.63 | --> | 0.63 | 0.5 | 28.43 |  | --> | 0.598 | 0 | 0 | 0.5 | 0 |  | --> | C81 ex BEDFORD ROW | Bedford Row [T41,T42,T43,T44] | FRANCIS STREET |  | 53.3445 | -6.2691
MV/LV Substation CO***186X |  | 10 kV | _ | LV | 630 kVA :Building Structure | 0.63 | --> | 0.63 | 0.403 | 28.43 |  | --> | 0.598 | 0 | 0 | 0.5 | 0 |  | --> | C81 ex BEDFORD ROW | Bedford Row [T41,T42,T43,T44] | FRANCIS STREET |  | 53.3442 | -6.2685
MV/LV Substation PH***187X |  | 10 kV | _ | LV | 400 kVA :Building Structure | 0.4 | --> | 0.4 | 0.219 | 20.78 |  | --> | 0.38 | 0 | 0 | 0.404 | 0 |  | --> | C19 ex HEUSTON SQUARE | Heuston Square [T101,T102] | INCHICORE 220KV |  | 53.3432 | -6.2919
MV/LV Substation BA***188 |  | 10 kV | _ | LV | 630 kVA :Building Structure | 0.63 | --> | 0.63 | 0.5 | 28.43 |  | --> | 0.598 | 0 | 0 | 0.5 | 0 |  | --> | C10 ex BEDFORD ROW | Bedford Row [T41,T42,T43,T44] | FRANCIS STREET |  | 53.3451 | -6.2608
MV/LV Substation PO***188X |  | 10 kV | _ | LV | 630 kVA :Building Structure | 0.63 | --> | 0.63 | 0.388 | 28.43 |  | --> | 0.598 | 0 | 0 | 0.5 | 0 |  | --> | C82 ex BEDFORD ROW | Bedford Row [T41,T42,T43,T44] | FRANCIS STREET |  | 53.3469 | -6.2568
MV/LV Substation TA***189X |  | 10 kV | _ | LV | 1000 kVA :Building Structure | 1 | --> | 1 | 0.5 | 9.02 |  | --> | 0.95 | 0 | 0 | 0.5 | 0 |  | --> | C25 ex MISERY HILL | Misery Hill [T101,T102] | POOLBEG |  | 53.3458 | -6.2538
MV/LV Substation OR***190X |  | 10 kV | _ | LV | 1000 kVA :Building Structure | 1 | --> | 1 | 0.5 | 2.6 |  | --> | 0.95 | 0 | 0 | 0.5 | 0 |  | --> | C28 ex WOLFE TONE STREET | Wolfe Tone Street [T101,T102] | FINGLAS |  | 53.3465 | -6.2659
MV/LV Substation CO***191X |  | 10 kV | _ | LV | 400 kVA :Building Structure | 0.4 | --> | 0.4 | 0 | 9.02 |  | --> | 0.38 | 0 | 0 | 0.451 | 0 |  | --> | C17 ex MISERY HILL | Misery Hill [T101,T102] | POOLBEG |  | 53.3473 | -6.2558
MV/LV Substation BI***192 |  | 10 kV | _ | LV | 1000 kVA :Building Structure | 1 | --> | 1 | 0 | 0 | Constrained, otherwise capacity available =428 kVA | --> | 0.95 | 0 | 0.032 | 0.5 | 0 |  | --> | C11 ex DRUMCONDRA | Drumcondra [T41,T42] | MCDERMOTT |  | 53.3616 | -6.2608
MV/LV Substation EA***192X |  | 10 kV | _ | LV | 630 kVA :Building Structure | 0.63 | --> | 0.63 | 0.5 | 14.34 |  | --> | 0.598 | 0 | 0 | 0.5 | 0 |  | --> | C17 ex NORTH QUAYS | North Quays [T101,T102,T103] | POOLBEG |  | 53.3563 | -6.2263
MV/LV Substation GR***193X |  | 10 kV | _ | LV | 1000 kVA :Building Structure | 1 | --> | 1 | 0.5 | 9.28 |  | --> | 0.95 | 0 | 0 | 0.5 | 0 |  | --> | C02 ex PEMBROKE | Pembroke [T41,T42,T43,T44] | RINGSEND |  | 53.3394 | -6.238
MV/LV Substation FI***195 |  | 10 kV | _ | LV | 1000 kVA :Building Structure | 1 | --> | 1 | 0.5 | 14.34 |  | --> | 0.95 | 0 | 0.004 | 0.5 | 0 |  | --> | C14 ex NORTH QUAYS | North Quays [T101,T102,T103] | POOLBEG |  | 53.3548 | -6.2482
MV/LV Substation EA***195X |  | 10 kV | _ | LV | 630 kVA :Building Structure | 0.63 | --> | 0.63 | 0.5 | 6.65 |  | --> | 0.598 | 0 | 0 | 0.5 | 0 |  | --> | C21 ex EAST WALL ROAD | East Wall Road [T41,T42] | MCDERMOTT |  | 53.3567 | -6.2275
MV/LV Substation HI***196X |  | 10 kV | _ | LV | 630 kVA :Building Structure | 0.63 | --> | 0.63 | 0 | 0 | Constrained, otherwise capacity available =528 kVA | --> | 0.598 | 0 | 0 | 0.5 | 0 |  | --> | C17 ex NEWMARKET (DR) | Newmarket (dr) [T41] | FRANCIS STREET |  | 53.3429 | -6.2741
MV/LV Substation GR***197X |  | 10 kV | _ | LV | 630 kVA :Building Structure | 0.63 | --> | 0.63 | 0.5 | 2.6 |  | --> | 0.598 | 0 | 0 | 0.5 | 0 |  | --> | C29 ex WOLFE TONE STREET | Wolfe Tone Street [T101,T102] | FINGLAS |  | 53.3515 | -6.2598
MV/LV Substation CL***198X |  | 10 kV | _ | LV | 630 kVA :Building Structure | 0.63 | --> | 0.63 | 0.5 | 1.86 |  | --> | 0.598 | 0 | 0 | 0.5 | 0 |  | --> | C12 ex FAIRVIEW | Fairview [T41] | MCDERMOTT |  | 53.3643 | -6.2065
MV/LV Substation MO***199X |  | 10 kV | _ | LV | 630 kVA :Kiosk Substation | 0.63 | --> | 0.63 | 0.5 | 4.6 |  | --> | 0.598 | 0 | 0.004 | 0.5 | 0 |  | --> | C11 ex KINGSBRIDGE | Kingsbridge [T41,T42] | INCHICORE 220KV |  | 53.3493 | -6.2921
MV/LV Substation BA***201 |  | 10 kV | _ | LV | 630 kVA :Building Structure | 0.63 | --> | 0.63 | 0.437 | 11.14 |  | --> | 0.598 | 0 | 0.019 | 0.5 | 0 |  | --> | C14 ex CABRA | Cabra [T101,T102] | FINGLAS |  | 53.3715 | -6.2976
MV/LV Substation CA***201X |  | 10 kV | _ | LV | 630 kVA :Building Structure | 0.63 | --> | 0.63 | 0 | 0 | Constrained, otherwise capacity available =179 kVA | --> | 0.598 | 0 | 0 | 0.5 | 0 |  | --> | C14 ex CAMDEN ROW | Camden Row [T41] | FRANCIS STREET |  | 53.336 | -6.2658
MV/LV Substation ST***202 |  | 10 kV | _ | LV | 630 kVA :Building Structure | 0.63 | --> | 0.63 | 0.273 | 1.86 |  | --> | 0.598 | 0 | 0.097 | 0.5 | 0 |  | --> | C17 ex FAIRVIEW | Fairview [T41] | MCDERMOTT |  | 53.3648 | -6.2158
MV/LV Substation FI***203 |  | 10 kV | _ | LV | 1000 kVA :Building Structure | 1 | --> | 1 | 0 | 0 | Constrained, otherwise capacity available =827 kVA | --> | 0.95 | 0 | 0 | 0.5 | 0 |  | --> | C14 ex GLOUCESTER PLACE | Gloucester Place [T41,T42] | MCDERMOTT |  | 53.3524 | -6.2601
MV/LV Substation FR***203X |  | 10 kV | _ | LV | 1000 kVA :Building Structure | 1 | --> | 1 | 0 | 0 | Constrained, otherwise capacity available =813 kVA | --> | 0.95 | 0 | 0 | 0.5 | 0 |  | --> | C11 ex NEWMARKET (DR) | Newmarket (dr) [T41] | FRANCIS STREET |  | 53.3395 | -6.2741
MV/LV Substation EA***204X |  | 10 kV | _ | LV | 1000 kVA :Building Structure | 1 | --> | 1 | 0.5 | 6.65 |  | --> | 0.95 | 0 | 0 | 0.5 | 0 |  | --> | C21 ex EAST WALL ROAD | East Wall Road [T41,T42] | MCDERMOTT |  | 53.3577 | -6.2259
MV/LV Substation FR***205 |  | 10 kV | _ | LV | 630 kVA :Kiosk Substation | 0.63 | --> | 0.63 | 0 | 0 | Constrained, otherwise capacity available =279 kVA | --> | 0.598 | 0 | 0 | 0.5 | 0 |  | --> | C11 ex NEWMARKET (DR) | Newmarket (dr) [T41] | FRANCIS STREET |  | 53.3399 | -6.2734
MV/LV Substation MA***205X |  | 10 kV | _ | LV | 630 kVA :Building Structure | 0.63 | --> | 0.63 | 0.492 | 9.02 |  | --> | 0.598 | 0 | 0 | 0.5 | 0 |  | --> | C25 ex MISERY HILL | Misery Hill [T101,T102] | POOLBEG |  | 53.346 | -6.2545
MV/LV Substation AN***206 |  | 10 kV | _ | LV | 630 kVA :Building Structure | 0.63 | --> | 0.63 | 0.471 | 1.37 |  | --> | 0.598 | 0 | 0 | 0.5 | 0 |  | --> | C13 ex SOUTH KING STREET | South King Street [T41,T42] | FRANCIS STREET |  | 53.3438 | -6.2612
MV/LV Substation CO***206X |  | 10 kV | _ | LV | 630 kVA :Building Structure | 0.63 | --> | 0.63 | 0.5 | 1.47 |  | --> | 0.598 | 0 | 0 | 0.5 | 0 |  | --> | C11 ex MARROWBONE LANE | Marrowbone Lane [T42] | INCHICORE 220KV |  | 53.3353 | -6.29
MV/LV Substation ME***207 |  | 10 kV | _ | LV | 400 kVA :Building Structure | 0.4 | --> | 0.4 | 0.348 | 14.34 |  | --> | 0.38 | 0 | 0 | 0.387 | 0 |  | --> | C41 ex NORTH QUAYS | North Quays [T101,T102,T103] | POOLBEG |  | 53.3529 | -6.2281
MV/LV Substation IN***207X |  | 10 kV | _ | LV | 630 kVA :Kiosk Substation | 0.63 | --> | 0.63 | 0.5 | 3 |  | --> | 0.598 | 0 | 0 | 0.5 | 0 |  | --> | C33 ex INCHICORE CENTRAL | Inchicore Central [T43,T45] | INCHICORE 220KV |  | 53.3411 | -6.3237
MV/LV Substation NO***208X |  | 10 kV | _ | LV | 630 kVA :Building Structure | 0.63 | --> | 0.63 | 0 | 0 | Constrained, otherwise capacity available =532 kVA | --> | 0.598 | 0 | 0 | 0.5 | 0 |  | --> | C12 ex GLOUCESTER PLACE | Gloucester Place [T41,T42] | MCDERMOTT |  | 53.3521 | -6.25
MV/LV Substation MA***209 |  | 10 kV | _ | LV | 630 kVA :Building Structure | 0.63 | --> | 0.63 | 0.291 | 1.86 |  | --> | 0.598 | 0 | 0.047 | 0.5 | 0 |  | --> | C20 ex FAIRVIEW | Fairview [T41] | MCDERMOTT |  | 53.367 | -6.2337
MV/LV Substation CA***211X |  | 10 kV | _ | LV | 630 kVA :Building Structure | 0.63 | --> | 0.63 | 0.5 | 11.14 |  | --> | 0.598 | 0 | 0 | 0.5 | 0 |  | --> | C11 ex CABRA | Cabra [T101,T102] | FINGLAS |  | 53.361 | -6.2995
MV/LV Substation VI***213X |  | 10 kV | _ | LV | 630 kVA :Building Structure | 0.63 | --> | 0.63 | 0 | 0 | Constrained, otherwise capacity available =411 kVA | --> | 0.598 | 0 | 0 | 0.5 | 0 |  | --> | C17 ex CAMDEN ROW | Camden Row [T41] | FRANCIS STREET |  | 53.3422 | -6.2779
MV/LV Substation WE***214 |  | 10 kV | _ | LV | 1000 kVA :Building Structure | 1 | --> | 1 | 0.331 | 2.6 |  | --> | 0.95 | 0 | 0.061 | 0.5 | 0 |  | --> | C18 ex WOLFE TONE STREET | Wolfe Tone Street [T101,T102] | FINGLAS |  | 53.3557 | -6.2666
MV/LV Substation EA***214X |  | 10 kV | _ | LV | 630 kVA :Building Structure | 0.63 | --> | 0.63 | 0.5 | 14.34 |  | --> | 0.598 | 0 | 0 | 0.5 | 0 |  | --> | C17 ex NORTH QUAYS | North Quays [T101,T102,T103] | POOLBEG |  | 53.3578 | -6.2295
MV/LV Substation RO***215X |  | 10 kV | _ | LV | 630 kVA :Building Structure | 0.63 | --> | 0.63 | 0.5 | 11.14 |  | --> | 0.598 | 0 | 0 | 0.5 | 0 |  | --> | C17 ex CABRA | Cabra [T101,T102] | FINGLAS |  | 53.373 | -6.2854
MV/LV Substation AS***216X |  | 10 kV | _ | LV | 1000 kVA :Building Structure | 1 | --> | 1 | 0.5 | 4.6 |  | --> | 0.95 | 0 | 0 | 0.5 | 0 |  | --> | C17 ex KINGSBRIDGE | Kingsbridge [T41,T42] | INCHICORE 220KV |  | 53.3483 | -6.2908
MV/LV Substation MA***217X |  | 10 kV | _ | LV | 1000 kVA :Building Structure | 1 | --> | 1 | 0.5 | 7.61 |  | --> | 0.95 | 0 | 0 | 0.5 | 0 |  | --> | C12 ex SHERIFF STREET | Sheriff Street [T41,T42] | FRANCIS STREET |  | 53.3488 | -6.2458
MV/LV Substation IN***218 |  | 10 kV | _ | LV | 630 kVA :Building Structure | 0.63 | --> | 0.63 | 0.121 | 28.43 |  | --> | 0.598 | 0 | 0 | 0.5 | 0 |  | --> | C47 ex BEDFORD ROW | Bedford Row [T41,T42,T43,T44] | FRANCIS STREET |  | 53.3429 | -6.2653
MV/LV Substation RI***218X |  | 10 kV | _ | LV | 630 kVA :Building Structure | 0.63 | --> | 0.63 | 0.48 | 4.6 |  | --> | 0.598 | 0 | 0 | 0.5 | 0 |  | --> | C18 ex KINGSBRIDGE | Kingsbridge [T41,T42] | INCHICORE 220KV |  | 53.3481 | -6.3022
MV/LV Substation SY***219 |  | 10 kV | _ | LV | 630 kVA :Building Structure | 0.63 | --> | 0.63 | 0 | 0 | Constrained, otherwise capacity available =339 kVA | --> | 0.598 | 0 | 0.01 | 0.5 | 0 |  | --> | C14 ex CAMDEN ROW | Camden Row [T41] | FRANCIS STREET |  | 53.3333 | -6.2674
MV/LV Substation KI***220 |  | 10 kV | _ | LV | 630 kVA :Kiosk Substation | 0.63 | --> | 0.63 | 0.304 | 11.14 |  | --> | 0.598 | 0 | 0.068 | 0.5 | 0 |  | --> | C28 ex CABRA | Cabra [T101,T102] | FINGLAS |  | 53.3691 | -6.3179
MV/LV Substation EA***220X |  | 10 kV | _ | LV | 1000 kVA :Building Structure | 1 | --> | 1 | 0.5 | 14.34 |  | --> | 0.95 | 0 | 0 | 0.5 | 0 |  | --> | C17 ex NORTH QUAYS | North Quays [T101,T102,T103] | POOLBEG |  | 53.3568 | -6.2247
MV/LV Substation GR***221X |  | 10 kV | _ | LV | 630 kVA :Building Structure | 0.63 | --> | 0.63 | 0 | 0 | Constrained, otherwise capacity available =545 kVA | --> | 0.598 | 0 | 0 | 0.5 | 0 |  | --> | C19 ex NEWMARKET (DR) | Newmarket (dr) [T41] | FRANCIS STREET |  | 53.3351 | -6.2751
MV/LV Substation EA***222X |  | 10 kV | _ | LV | 1000 kVA :Building Structure | 1 | --> | 1 | 0.381 | 6.65 |  | --> | 0.95 | 0 | 0 | 0.5 | 0 |  | --> | C21 ex EAST WALL ROAD | East Wall Road [T41,T42] | MCDERMOTT |  | 53.3572 | -6.2248
MV/LV Substation BA***223X |  | 10 kV | _ | LV | 400 kVA :Kiosk Substation | 0.4 | --> | 0.4 | 0 | 0 | Constrained, otherwise capacity available =366 kVA | --> | 0.38 | 0 | 0 | 0.385 | 0 |  | --> | C14 ex CLONTARF | Clontarf [T42] | FINGLAS |  | 53.3671 | -6.1737
MV/LV Substation OS***224X |  | 10 kV | _ | LV | 630 kVA :Building Structure | 0.63 | --> | 0.63 | 0.5 | 14.34 |  | --> | 0.598 | 0 | 0 | 0.5 | 0 |  | --> | C13 ex NORTH QUAYS | North Quays [T101,T102,T103] | POOLBEG |  | 53.3558 | -6.242
MV/LV Substation SH***225X |  | 10 kV | _ | LV | 630 kVA :Building Structure | 0.63 | --> | 0.63 | 0 | 0 | Constrained, otherwise capacity available =468 kVA | --> | 0.598 | 0 | 0.002 | 0.5 | 0 |  | --> | C16 ex WATLING STREET | Watling Street [T41,T42] | FRANCIS STREET |  | 53.3536 | -6.2845
MV/LV Substation BE***226X |  | 10 kV | _ | LV | 400 kVA :Kiosk Substation | 0.4 | --> | 0.4 | 0.33 | 7.91 |  | --> | 0.38 | 0 | 0.016 | 0.378 | 0 |  | --> | C29 ex PELLETSTOWN | Pelletstown [T101,T102] | FINGLAS |  | 53.3717 | -6.3311
MV/LV Substation CA***228X |  | 10 kV | _ | LV | 630 kVA :Kiosk Substation | 0.63 | --> | 0.63 | 0 | 0 | Constrained, otherwise capacity available =544 kVA | --> | 0.598 | 0 | 0.004 | 0.5 | 0 |  | --> | C16 ex GLASNEVIN | Glasnevin [T41] | FINGLAS |  | 53.3612 | -6.2777
MV/LV Substation CL***230X |  | 10 kV | _ | LV | 630 kVA :Kiosk Substation | 0.63 | --> | 0.63 | 0 | 0 | Constrained, otherwise capacity available =474 kVA | --> | 0.598 | 0 | 0 | 0.5 | 0 |  | --> | C13 ex DRUMCONDRA | Drumcondra [T41,T42] | MCDERMOTT |  | 53.3692 | -6.2537
MV/LV Substation DO***231X |  | 10 kV | _ | LV | 630 kVA :Building Structure | 0.63 | --> | 0.63 | 0 | 0 | Constrained, otherwise capacity available =515 kVA | --> | 0.598 | 0 | 0 | 0.5 | 0 |  | --> | C19 ex GLOUCESTER PLACE | Gloucester Place [T41,T42] | MCDERMOTT |  | 53.3582 | -6.2612
MV/LV Substation ST***232 |  | 10 kV | _ | LV | 400 kVA :Building Structure | 0.4 | --> | 0.4 | 0.397 | 4.6 |  | --> | 0.38 | 0 | 0 | 0.38 | 0 |  | --> | C11 ex KINGSBRIDGE | Kingsbridge [T41,T42] | INCHICORE 220KV |  | 53.3454 | -6.2929
MV/LV Substation FA***233 |  | 10 kV | _ | LV | 630 kVA :Building Structure | 0.63 | --> | 0.63 | 0.5 | 1.86 |  | --> | 0.598 | 0 | 0 | 0.5 | 0 |  | --> | C17 ex FAIRVIEW | Fairview [T41] | MCDERMOTT |  | 53.3637 | -6.2266
MV/LV Substation RO***234 |  | 10 kV | _ | LV | 1000 kVA :Building Structure | 1 | --> | 1 | 0.5 | 3.38 |  | --> | 0.95 | 0 | 0 | 0.5 | 0 |  | --> | C14 ex MERRION SQUARE | Merrion Square [T41,T42] | RINGSEND |  | 53.3375 | -6.253
MV/LV Substation KI***234X |  | 10 kV | _ | LV | 630 kVA :Building Structure | 0.63 | --> | 0.63 | 0.5 | 2.6 |  | --> | 0.598 | 0 | 0.003 | 0.5 | 0 |  | --> | C19 ex WOLFE TONE STREET | Wolfe Tone Street [T101,T102] | FINGLAS |  | 53.3511 | -6.2707
MV/LV Substation CU***237X |  | 10 kV | _ | LV | 630 kVA :Building Structure | 0.63 | --> | 0.63 | 0.494 | 7.61 |  | --> | 0.598 | 0 | 0 | 0.5 | 0 |  | --> | C20 ex SHERIFF STREET | Sheriff Street [T41,T42] | FRANCIS STREET |  | 53.3501 | -6.2456
MV/LV Substation CO***239 |  | 10 kV | _ | LV | 630 kVA :Kiosk Substation | 0.63 | --> | 0.63 | 0.344 | 1.86 |  | --> | 0.598 | 0 | 0.087 | 0.5 | 0 |  | --> | C15 ex FAIRVIEW | Fairview [T41] | MCDERMOTT |  | 53.3654 | -6.223
MV/LV Substation BR***239X |  | 10 kV | _ | LV | 630 kVA :Building Structure | 0.63 | --> | 0.63 | 0 | 0 | Constrained, otherwise capacity available =549 kVA | --> | 0.598 | 0 | 0.005 | 0.5 | 0 |  | --> | C11 ex CAMDEN ROW | Camden Row [T41] | FRANCIS STREET |  | 53.3394 | -6.2701
MV/LV Substation BL***241X |  | 10 kV | _ | LV | 630 kVA :Kiosk Substation | 0.63 | --> | 0.63 | 0 | 0 | Constrained, otherwise capacity available =518 kVA | --> | 0.598 | 0 | 0.021 | 0.5 | 0 |  | --> | C16 ex WATLING STREET | Watling Street [T41,T42] | FRANCIS STREET |  | 53.3493 | -6.2833
MV/LV Substation DO***242 |  | 10 kV | _ | LV | 1000 kVA :Building Structure | 1 | --> | 1 | 0 | 0 | Constrained, otherwise capacity available =812 kVA | --> | 0.95 | 0 | 0 | 0.5 | 0 |  | --> | C19 ex NEWMARKET (DR) | Newmarket (dr) [T41] | FRANCIS STREET |  | 53.3357 | -6.2743
MV/LV Substation TO***243X |  | 10 kV | _ | LV | 630 kVA :Building Structure | 0.63 | --> | 0.63 | 0.5 | 6.65 |  | --> | 0.598 | 0 | 0 | 0.5 | 0 |  | --> | C12 ex EAST WALL ROAD | East Wall Road [T41,T42] | MCDERMOTT |  | 53.3536 | -6.2165
MV/LV Substation GO***244X |  | 10 kV | _ | LV | 1000 kVA :Building Structure | 1 | --> | 1 | 0.5 | 7.61 |  | --> | 0.95 | 0 | 0 | 0.5 | 0 |  | --> | C14 ex SHERIFF STREET | Sheriff Street [T41,T42] | FRANCIS STREET |  | 53.3478 | -6.2424
MV/LV Substation WE***245X |  | 10 kV | _ | LV | 630 kVA :Building Structure | 0.63 | --> | 0.63 | 0.5 | 9.02 |  | --> | 0.598 | 0 | 0 | 0.5 | 0 |  | --> | C25 ex MISERY HILL | Misery Hill [T101,T102] | POOLBEG |  | 53.3456 | -6.2579
MV/LV Substation FA***247 |  | 10 kV | _ | LV | 630 kVA :Building Structure | 0.63 | --> | 0.63 | 0 | 0 | Constrained, otherwise capacity available =464 kVA | --> | 0.598 | 0 | 0.028 | 0.5 | 0 |  | --> | C12 ex WHITEHALL | Whitehall [T41] | FINGLAS |  | 53.3842 | -6.2502
MV/LV Substation MO***247X |  | 10 kV | _ | LV | 1000 kVA :Building Structure | 1 | --> | 1 | 0.5 | 0.98 |  | --> | 0.95 | 0 | 0 | 0.5 | 0 |  | --> | C12 ex LEESON STREET | Leeson Street [T41,T42] | MILLTOWN (DR) |  | 53.3334 | -6.2596
MV/LV Substation TE***248X |  | 10 kV | _ | LV | 630 kVA :Building Structure | 0.63 | --> | 0.63 | 0 | 0 | Constrained, otherwise capacity available =504 kVA | --> | 0.598 | 0 | 0 | 0.5 | 0 |  | --> | C19 ex GRANBY ROW | Granby Row [T41] | MCDERMOTT |  | 53.354 | -6.2584
MV/LV Substation GU***249X |  | 10 kV | _ | LV | 1000 kVA :Building Structure | 1 | --> | 1 | 0.5 | 14.34 |  | --> | 0.95 | 0 | 0 | 0.5 | 0 |  | --> | C24 ex NORTH QUAYS | North Quays [T101,T102,T103] | POOLBEG |  | 53.3483 | -6.2419
MV/LV Substation ST***251X |  | 10 kV | _ | LV | 1000 kVA :Building Structure | 1 | --> | 1 | 0.5 | 2.6 |  | --> | 0.95 | 0 | 0 | 0.5 | 0 |  | --> | C28 ex WOLFE TONE STREET | Wolfe Tone Street [T101,T102] | FINGLAS |  | 53.3469 | -6.2654
MV/LV Substation BA***252X |  | 10 kV | _ | LV | 630 kVA :Building Structure | 0.63 | --> | 0.63 | 0.5 | 11.14 |  | --> | 0.598 | 0 | 0.006 | 0.5 | 0 |  | --> | C24 ex CABRA | Cabra [T101,T102] | FINGLAS |  | 53.3758 | -6.308
MV/LV Substation SO***253X |  | 10 kV | _ | LV | 400 kVA :Building Structure | 0.4 | --> | 0.4 | 0.4 | 17.78 |  | --> | 0.38 | 0 | 0 | 0.38 | 0 |  | --> | C12 ex RINGSEND | Ringsend [T101,T102] | POOLBEG |  | 53.3425 | -6.2035
MV/LV Substation VI***254 |  | 10 kV | _ | LV | 630 kVA :Kiosk Substation | 0.63 | --> | 0.63 | 0.356 | 11.14 |  | --> | 0.598 | 0 | 0.09 | 0.5 | 0 |  | --> | C11 ex CABRA | Cabra [T101,T102] | FINGLAS |  | 53.3656 | -6.3144
MV/LV Substation RI***254X |  | 10 kV | _ | LV | 400 kVA :Building Structure | 0.4 | --> | 0.4 | 0.336 | 17.78 |  | --> | 0.38 | 0 | 0 | 0.389 | 0 |  | --> | C12 ex RINGSEND | Ringsend [T101,T102] | POOLBEG |  | 53.3404 | -6.207
MV/LV Substation TH***255X |  | 10 kV | _ | LV | 630 kVA :Building Structure | 0.63 | --> | 0.63 | 0 | 0 | Constrained, otherwise capacity available =422 kVA | --> | 0.598 | 0 | 0 | 0.5 | 0 |  | --> | C15 ex WATLING STREET | Watling Street [T41,T42] | FRANCIS STREET |  | 53.3458 | -6.2837
MV/LV Substation GR***256 |  | 10 kV | _ | LV | 630 kVA :Building Structure | 0.63 | --> | 0.63 | 0.5 | 14.34 |  | --> | 0.598 | 0 | 0 | 0.5 | 0 |  | --> | C11 ex NORTH QUAYS | North Quays [T101,T102,T103] | POOLBEG |  | 53.351 | -6.2224
MV/LV Substation RI***256X |  | 10 kV | _ | LV | 630 kVA :Building Structure | 0.63 | --> | 0.63 | 0 | 0 | Constrained, otherwise capacity available =630 kVA | --> | 0.598 | 0 | 0 | 0.5 | 0 |  | --> | C12 ex GLOUCESTER PLACE | Gloucester Place [T41,T42] | MCDERMOTT |  | 53.3515 | -6.252
MV/LV Substation NO***257X |  | 10 kV | _ | LV | 630 kVA :Building Structure | 0.63 | --> | 0.63 | 0.474 | 2.6 |  | --> | 0.598 | 0 | 0 | 0.5 | 0 |  | --> | C31 ex WOLFE TONE STREET | Wolfe Tone Street [T101,T102] | FINGLAS |  | 53.3499 | -6.2755
MV/LV Substation WO***258X |  | 10 kV | _ | LV | 630 kVA :Building Structure | 0.63 | --> | 0.63 | 0.161 | 2.6 |  | --> | 0.598 | 0 | 0 | 0.5 | 0 |  | --> | C28 ex WOLFE TONE STREET | Wolfe Tone Street [T101,T102] | FINGLAS |  | 53.3497 | -6.2679
MV/LV Substation ST***260 |  | 10 kV | _ | LV | 1000 kVA :Building Structure | 1 | --> | 1 | 0.405 | 1.37 |  | --> | 0.95 | 0 | 0 | 0.5 | 0 |  | --> | C20 ex SOUTH KING STREET | South King Street [T41,T42] | FRANCIS STREET |  | 53.3395 | -6.2596
MV/LV Substation RO***261X |  | 10 kV | _ | LV | 630 kVA :Building Structure | 0.63 | --> | 0.63 | 0.5 | 11.14 |  | --> | 0.598 | 0 | 0 | 0.5 | 0 |  | --> | C19 ex CABRA | Cabra [T101,T102] | FINGLAS |  | 53.3755 | -6.2902
MV/LV Substation TI***262X |  | 10 kV | _ | LV | 630 kVA :Building Structure | 0.63 | --> | 0.63 | 0 | 0 | Constrained, otherwise capacity available =545 kVA | --> | 0.598 | 0 | 0 | 0.5 | 0 |  | --> | C17 ex CAMDEN ROW | Camden Row [T41] | FRANCIS STREET |  | 53.3417 | -6.2754
MV/LV Substation CO***263 |  | 10 kV | _ | LV | 630 kVA :Building Structure | 0.63 | --> | 0.63 | 0.106 | 28.43 |  | --> | 0.598 | 0 | 0 | 0.5 | 0 |  | --> | C81 ex BEDFORD ROW | Bedford Row [T41,T42,T43,T44] | FRANCIS STREET |  | 53.344 | -6.2733
MV/LV Substation MA***263X |  | 10 kV | _ | LV | 1000 kVA :Building Structure | 1 | --> | 1 | 0.5 | 2.6 |  | --> | 0.95 | 0 | 0 | 0.5 | 0 |  | --> | C29 ex WOLFE TONE STREET | Wolfe Tone Street [T101,T102] | FINGLAS |  | 53.3511 | -6.2582
MV/LV Substation CO***264 |  | 10 kV | _ | LV | 630 kVA :Building Structure | 0.63 | --> | 0.63 | 0.5 | 28.43 |  | --> | 0.598 | 0 | 0 | 0.5 | 0 |  | --> | C03 ex BEDFORD ROW | Bedford Row [T41,T42,T43,T44] | FRANCIS STREET |  | 53.3455 | -6.2568
MV/LV Substation CH***265X |  | 10 kV | _ | LV | 630 kVA :Building Structure | 0.63 | --> | 0.63 | 0 | 0 | Constrained, otherwise capacity available =630 kVA | --> | 0.598 | 0 | 0 | 0.5 | 0 |  | --> | C14 ex GLOUCESTER PLACE | Gloucester Place [T41,T42] | MCDERMOTT |  | 53.3519 | -6.2581
MV/LV Substation BE***266 |  | 10 kV | _ | LV | 400 kVA :Building Structure | 0.4 | --> | 0.4 | 0.174 | 12.96 |  | --> | 0.38 | 0 | 0.025 | 0.391 | 0 |  | --> | C21 ex ARTANE | Artane [T101,T102] | FINGLAS |  | 53.3816 | -6.2381
MV/LV Substation BR***267 |  | 10 kV | _ | LV | 630 kVA :Building Structure | 0.63 | --> | 0.63 | 0.155 | 11.14 |  | --> | 0.598 | 0 | 0.038 | 0.5 | 0 |  | --> | C11 ex CABRA | Cabra [T101,T102] | FINGLAS |  | 53.3672 | -6.3017
MV/LV Substation RI***267X |  | 10 kV | _ | LV | 630 kVA :Building Structure | 0.63 | --> | 0.63 | 0.5 | 17.78 |  | --> | 0.598 | 0 | 0 | 0.5 | 0 |  | --> | C25 ex RINGSEND | Ringsend [T101,T102] | POOLBEG |  | 53.3409 | -6.2037
MV/LV Substation EA***268X |  | 10 kV | _ | LV | 630 kVA :Building Structure | 0.63 | --> | 0.63 | 0.5 | 6.65 |  | --> | 0.598 | 0 | 0 | 0.5 | 0 |  | --> | C21 ex EAST WALL ROAD | East Wall Road [T41,T42] | MCDERMOTT |  | 53.3576 | -6.2272
MV/LV Substation MA***269X |  | 10 kV | _ | LV | 1000 kVA :Building Structure | 1 | --> | 1 | 0.432 | 14.34 |  | --> | 0.95 | 0 | 0 | 0.5 | 0 |  | --> | C24 ex NORTH QUAYS | North Quays [T101,T102,T103] | POOLBEG |  | 53.3499 | -6.2436
MV/LV Substation CR***270 |  | 10 kV | _ | LV | 630 kVA :Building Structure | 0.63 | --> | 0.63 | 0 | 0 | Constrained, otherwise capacity available =514 kVA | --> | 0.598 | 0 | 0.021 | 0.5 | 0 |  | --> | C12 ex GLASNEVIN | Glasnevin [T41] | FINGLAS |  | 53.3669 | -6.2623
MV/LV Substation FA***270X |  | 10 kV | _ | LV | 630 kVA :Building Structure | 0.63 | --> | 0.63 | 0.287 | 1.86 |  | --> | 0.598 | 0 | 0 | 0.5 | 0 |  | --> | C17 ex FAIRVIEW | Fairview [T41] | MCDERMOTT |  | 53.3631 | -6.2288
MV/LV Substation KI***271 |  | 10 kV | _ | LV | 630 kVA :Building Structure | 0.63 | --> | 0.63 | 0 | 0 | Constrained, otherwise capacity available =371 kVA | --> | 0.598 | 0 | 0.054 | 0.5 | 0 |  | --> | C18 ex CLONTARF | Clontarf [T42] | FINGLAS |  | 53.3721 | -6.2084
MV/LV Substation SM***271X |  | 10 kV | _ | LV | 630 kVA :Building Structure | 0.63 | --> | 0.63 | 0 | 0 | Constrained, otherwise capacity available =428 kVA | --> | 0.598 | 0 | 0 | 0.5 | 0 |  | --> | C23 ex PHIBSBORO | Phibsboro [T41,T42] | FINGLAS |  | 53.3501 | -6.2776
MV/LV Substation PA***272 |  | 10 kV | _ | LV | 400 kVA :Kiosk Substation | 0.4 | --> | 0.4 | 0.334 | 7.91 |  | --> | 0.38 | 0 | 0.023 | 0.372 | 0 |  | --> | C24 ex PELLETSTOWN | Pelletstown [T101,T102] | FINGLAS |  | 53.3724 | -6.323
MV/LV Substation AI***272X |  | 10 kV | _ | LV | 1000 kVA :Building Structure | 1 | --> | 1 | 0.5 | 7.61 |  | --> | 0.95 | 0 | 0 | 0.5 | 0 |  | --> | C12 ex SHERIFF STREET | Sheriff Street [T41,T42] | FRANCIS STREET |  | 53.3479 | -6.2421
MV/LV Substation CO***273 |  | 10 kV | _ | LV | 630 kVA :Kiosk Substation | 0.63 | --> | 0.63 | 0.373 | 12.96 |  | --> | 0.598 | 0 | 0.051 | 0.5 | 0 |  | --> | C21 ex ARTANE | Artane [T101,T102] | FINGLAS |  | 53.3778 | -6.2244
MV/LV Substation CU***273X |  | 10 kV | _ | LV | 630 kVA :Building Structure | 0.63 | --> | 0.63 | 0.469 | 1.37 |  | --> | 0.598 | 0 | 0 | 0.5 | 0 |  | --> | C22 ex SOUTH KING STREET | South King Street [T41,T42] | FRANCIS STREET |  | 53.3374 | -6.2636
MV/LV Substation ST***274 |  | 10 kV | _ | LV | 630 kVA :Kiosk Substation | 0.63 | --> | 0.63 | 0 | 0 | Constrained, otherwise capacity available =452 kVA | --> | 0.598 | 0 | 0.017 | 0.5 | 0 |  | --> | C13 ex DRUMCONDRA | Drumcondra [T41,T42] | MCDERMOTT |  | 53.371 | -6.253
MV/LV Substation AL***274X |  | 10 kV | _ | LV | 630 kVA :Building Structure | 0.63 | --> | 0.63 | 0.5 | 7.2 |  | --> | 0.598 | 0 | 0 | 0.5 | 0 |  | --> | C22 ex TRINITY | Trinity [T101,T102] | POOLBEG |  | 53.3413 | -6.2467
MV/LV Substation IV***275X |  | 10 kV | _ | LV | 1000 kVA :Building Structure | 1 | --> | 1 | 0.5 | 9.99 |  | --> | 0.95 | 0 | 0 | 0.5 | 0 |  | --> | C24 ex HAROLDS CROSS | Harolds Cross [T101,T102] | POOLBEG |  | 53.3322 | -6.2616
MV/LV Substation JA***276 |  | 10 kV | _ | LV | 400 kVA :Building Structure | 0.4 | --> | 0.4 | 0.111 | 1.47 |  | --> | 0.38 | 0 | 0 | 0.418 | 0 |  | --> | C18 ex MARROWBONE LANE | Marrowbone Lane [T42] | INCHICORE 220KV |  | 53.3436 | -6.289
MV/LV Substation CO***276X |  | 10 kV | _ | LV | 630 kVA :Building Structure | 0.63 | --> | 0.63 | 0 | 0 | Constrained, otherwise capacity available =510 kVA | --> | 0.598 | 0 | 0 | 0.5 | 0 |  | --> | C18 ex WATLING STREET | Watling Street [T41,T42] | FRANCIS STREET |  | 53.3478 | -6.2844
MV/LV Substation CR***277 |  | 10 kV | _ | LV | 630 kVA :Kiosk Substation | 0.63 | --> | 0.63 | 0.34 | 4.6 |  | --> | 0.598 | 0 | 0.003 | 0.5 | 0 |  | --> | C12 ex KINGSBRIDGE | Kingsbridge [T41,T42] | INCHICORE 220KV |  | 53.3423 | -6.2958
MV/LV Substation RI***277X |  | 10 kV | _ | LV | 1000 kVA :Building Structure | 1 | --> | 1 | 0.5 | 14.34 |  | --> | 0.95 | 0 | 0 | 0.5 | 0 |  | --> | C31 ex NORTH QUAYS | North Quays [T101,T102,T103] | POOLBEG |  | 53.3579 | -6.2348
MV/LV Substation ST***278 |  | 10 kV | _ | LV | 630 kVA :Building Structure | 0.63 | --> | 0.63 | 0 | 0 | Constrained, otherwise capacity available =363 kVA | --> | 0.598 | 0 | 0.052 | 0.5 | 0 |  | --> | C14 ex NEWMARKET (DR) | Newmarket (dr) [T41] | FRANCIS STREET |  | 53.3306 | -6.2814
MV/LV Substation PA***278X |  | 10 kV | _ | LV | 1000 kVA :Building Structure | 1 | --> | 1 | 0.5 | 4.6 |  | --> | 0.95 | 0 | 0 | 0.5 | 0 |  | --> | C18 ex KINGSBRIDGE | Kingsbridge [T41,T42] | INCHICORE 220KV |  | 53.3476 | -6.2955
MV/LV Substation CL***279X |  | 10 kV | _ | LV | 630 kVA :Kiosk Substation | 0.63 | --> | 0.63 | 0 | 0 | Constrained, otherwise capacity available =438 kVA | --> | 0.598 | 0 | 0.005 | 0.5 | 0 |  | --> | C14 ex DRUMCONDRA | Drumcondra [T41,T42] | MCDERMOTT |  | 53.3626 | -6.2514
MV/LV Substation CA***280 |  | 10 kV | _ | LV | 400 kVA :Building Structure | 0.4 | --> | 0.4 | 0.011 | 11.14 |  | --> | 0.38 | 0 | 0.023 | 0.413 | 0 |  | --> | C24 ex CABRA | Cabra [T101,T102] | FINGLAS |  | 53.3662 | -6.2916
MV/LV Substation AM***280X |  | 10 kV | _ | LV | 1000 kVA :Building Structure | 1 | --> | 1 | 0.5 | 7.61 |  | --> | 0.95 | 0 | 0 | 0.5 | 0 |  | --> | C18 ex SHERIFF STREET | Sheriff Street [T41,T42] | FRANCIS STREET |  | 53.3516 | -6.2487
MV/LV Substation EA***282X |  | 10 kV | _ | LV | 630 kVA :Building Structure | 0.63 | --> | 0.63 | 0.5 | 6.65 |  | --> | 0.598 | 0 | 0 | 0.5 | 0 |  | --> | C15 ex EAST WALL ROAD | East Wall Road [T41,T42] | MCDERMOTT |  | 53.3556 | -6.2242
MV/LV Substation PA***283 |  | 10 kV | _ | LV | 1000 kVA :Building Structure | 1 | --> | 1 | 0.5 | 2.6 |  | --> | 0.95 | 0 | 0.04 | 0.5 | 0 |  | --> | C28 ex WOLFE TONE STREET | Wolfe Tone Street [T101,T102] | FINGLAS |  | 53.3457 | -6.2605
MV/LV Substation CR***283X |  | 10 kV | _ | LV | 1000 kVA :Building Structure | 1 | --> | 1 | 0.5 | 28.43 |  | --> | 0.95 | 0 | 0 | 0.5 | 0 |  | --> | C10 ex BEDFORD ROW | Bedford Row [T41,T42,T43,T44] | FRANCIS STREET |  | 53.3447 | -6.2664
MV/LV Substation WO***284X |  | 10 kV | _ | LV | 630 kVA :Building Structure | 0.63 | --> | 0.63 | 0.5 | 1.86 |  | --> | 0.598 | 0 | 0 | 0.5 | 0 |  | --> | C15 ex FAIRVIEW | Fairview [T41] | MCDERMOTT |  | 53.3711 | -6.2093
MV/LV Substation ST***285X |  | 10 kV | _ | LV | 630 kVA :Kiosk Substation | 0.63 | --> | 0.63 | 0 | 0 | Constrained, otherwise capacity available =535 kVA | --> | 0.598 | 0 | 0.005 | 0.5 | 0 |  | --> | C12 ex GLASNEVIN | Glasnevin [T41] | FINGLAS |  | 53.365 | -6.2601
MV/LV Substation SE***287 |  | 10 kV | _ | LV | 400 kVA :Kiosk Substation | 0.4 | --> | 0.4 | 0 | 0 | Constrained, otherwise capacity available =206 kVA | --> | 0.38 | 0 | 0.067 | 0.356 | 0 |  | --> | C14 ex CLONTARF | Clontarf [T42] | FINGLAS |  | 53.3641 | -6.1877
MV/LV Substation SC***287X |  | 10 kV | _ | LV | 1000 kVA :Building Structure | 1 | --> | 1 | 0.5 | 1.47 |  | --> | 0.95 | 0 | 0 | 0.5 | 0 |  | --> | C14 ex MARROWBONE LANE | Marrowbone Lane [T42] | INCHICORE 220KV |  | 53.3412 | -6.2837
MV/LV Substation MI***288 |  | 10 kV | _ | LV | 630 kVA :Building Structure | 0.63 | --> | 0.63 | 0 | 0 | Constrained, otherwise capacity available =426 kVA | --> | 0.598 | 0 | 0.041 | 0.5 | 0 |  | --> | C13 ex DRUMCONDRA | Drumcondra [T41,T42] | MCDERMOTT |  | 53.3689 | -6.257
MV/LV Substation AR***289 |  | 10 kV | _ | LV | 1000 kVA :Building Structure | 1 | --> | 1 | 0.5 | 2.6 |  | --> | 0.95 | 0 | 0 | 0.5 | 0 |  | --> | C20 ex WOLFE TONE STREET | Wolfe Tone Street [T101,T102] | FINGLAS |  | 53.3488 | -6.2625
MV/LV Substation AF***289X |  | 10 kV | _ | LV | 630 kVA :Building Structure | 0.63 | --> | 0.63 | 0.18 | 11.14 |  | --> | 0.598 | 0 | 0.044 | 0.5 | 0 |  | --> | C28 ex CABRA | Cabra [T101,T102] | FINGLAS |  | 53.3588 | -6.3059
MV/LV Substation MO***292 |  | 10 kV | _ | LV | 1000 kVA :Building Structure | 1 | --> | 1 | 0 | 0 | Constrained, otherwise capacity available =836 kVA | --> | 0.95 | 0 | 0.02 | 0.5 | 0 |  | --> | C13 ex GLASNEVIN | Glasnevin [T41] | FINGLAS |  | 53.3723 | -6.2664
MV/LV Substation MA***292X |  | 10 kV | _ | LV | 1000 kVA :Building Structure | 1 | --> | 1 | 0 | 0 | Constrained, otherwise capacity available =906 kVA | --> | 0.95 | 0 | 0 | 0.5 | 0 |  | --> | C11 ex GLOUCESTER PLACE | Gloucester Place [T41,T42] | MCDERMOTT |  | 53.3515 | -6.254
MV/LV Substation KI***293 |  | 10 kV | _ | LV | 400 kVA :Kiosk Substation | 0.4 | --> | 0.4 | 0.165 | 1.86 |  | --> | 0.38 | 0 | 0.055 | 0.37 | 0 |  | --> | C12 ex FAIRVIEW | Fairview [T41] | MCDERMOTT |  | 53.3627 | -6.1966
MV/LV Substation DC***294X |  | 10 kV | _ | LV | 630 kVA :Building Structure | 0.63 | --> | 0.63 | 0 | 0 | Constrained, otherwise capacity available =304 kVA | --> | 0.598 | 0 | 0 | 0.5 | 0 |  | --> | C17 ex WHITEHALL | Whitehall [T41] | FINGLAS |  | 53.3813 | -6.2669
MV/LV Substation HE***295 |  | 10 kV | _ | LV | 1000 kVA :Building Structure | 1 | --> | 1 | 0.448 | 3.38 |  | --> | 0.95 | 0 | 0.011 | 0.5 | 0 |  | --> | C11 ex MERRION SQUARE | Merrion Square [T41,T42] | RINGSEND |  | 53.3358 | -6.2459
MV/LV Substation ST***295X |  | 10 kV | _ | LV | 1000 kVA :Building Structure | 1 | --> | 1 | 0.5 | 2.6 |  | --> | 0.95 | 0 | 0 | 0.5 | 0 |  | --> | C24 ex WOLFE TONE STREET | Wolfe Tone Street [T101,T102] | FINGLAS |  | 53.3467 | -6.2775
MV/LV Substation TO***297 |  | 10 kV | _ | LV | 200 kVA :Building Structure | 0.2 | --> | 0.2 | 0 | 6.65 |  | --> | 0.19 | 0 | 0 | 0.22 | 0 |  | --> | C12 ex EAST WALL ROAD | East Wall Road [T41,T42] | MCDERMOTT |  | 53.3523 | -6.2199
MV/LV Substation LO***297X |  | 10 kV | _ | LV | 1000 kVA :Building Structure | 1 | --> | 1 | 0.5 | 4.6 |  | --> | 0.95 | 0 | 0 | 0.5 | 0 |  | --> | C18 ex KINGSBRIDGE | Kingsbridge [T41,T42] | INCHICORE 220KV |  | 53.3481 | -6.2998
MV/LV Substation CR***298 |  | 10 kV | _ | LV | 1000 kVA :Building Structure | 1 | --> | 1 | 0.5 | 28.43 |  | --> | 0.95 | 0 | 0 | 0.5 | 0 |  | --> | C10 ex BEDFORD ROW | Bedford Row [T41,T42,T43,T44] | FRANCIS STREET |  | 53.3445 | -6.2669
MV/LV Substation BU***298X |  | 10 kV | _ | LV | 630 kVA :Building Structure | 0.63 | --> | 0.63 | 0.5 | 17.78 |  | --> | 0.598 | 0 | 0 | 0.5 | 0 |  | --> | C12 ex RINGSEND | Ringsend [T101,T102] | POOLBEG |  | 53.342 | -6.2033
MV/LV Substation SA***299 |  | 10 kV | _ | LV | 630 kVA :Building Structure | 0.63 | --> | 0.63 | 0 | 0 | Constrained, otherwise capacity available =235 kVA | --> | 0.598 | 0 | 0 | 0.5 | 0 |  | --> | C11 ex GLOUCESTER PLACE | Gloucester Place [T41,T42] | MCDERMOTT |  | 53.3489 | -6.2593
MV/LV Substation CA***299X |  | 10 kV | _ | LV | 630 kVA :Building Structure | 0.63 | --> | 0.63 | 0 | 0 | Constrained, otherwise capacity available =458 kVA | --> | 0.598 | 0 | 0 | 0.5 | 0 |  | --> | C17 ex CAMDEN ROW | Camden Row [T41] | FRANCIS STREET |  | 53.341 | -6.277
MV/LV Substation AB***300 |  | 10 kV | _ | LV | 630 kVA :Building Structure | 0.63 | --> | 0.63 | 0.5 | 28.43 |  | --> | 0.598 | 0 | 0 | 0.5 | 0 |  | --> | C82 ex BEDFORD ROW | Bedford Row [T41,T42,T43,T44] | FRANCIS STREET |  | 53.3484 | -6.2601
MV/LV Substation IR***300X |  | 10 kV | _ | LV | 1000 kVA :Building Structure | 1 | --> | 1 | 0.5 | 6.65 |  | --> | 0.95 | 0 | 0.05 | 0.5 | 0 |  | --> | C20 ex EAST WALL ROAD | East Wall Road [T41,T42] | MCDERMOTT |  | 53.3502 | -6.2032
MV/LV Substation CH***301 |  | 10 kV | _ | LV | 1000 kVA :Building Structure | 1 | --> | 1 | 0.5 | 1.37 |  | --> | 0.95 | 0 | 0 | 0.5 | 0 |  | --> | C17 ex SOUTH KING STREET | South King Street [T41,T42] | FRANCIS STREET |  | 53.3408 | -6.2624
MV/LV Substation WA***301X |  | 10 kV | _ | LV | 1000 kVA :Building Structure | 1 | --> | 1 | 0.5 | 3 |  | --> | 0.95 | 0 | 0 | 0.5 | 0 |  | --> | C37 ex INCHICORE CENTRAL | Inchicore Central [T43,T45] | INCHICORE 220KV |  | 53.3396 | -6.3051
MV/LV Substation MO***303 |  | 10 kV | _ | LV | 630 kVA :Building Structure | 0.63 | --> | 0.63 | 0.433 | 2.6 |  | --> | 0.598 | 0 | 0.018 | 0.5 | 0 |  | --> | C18 ex WOLFE TONE STREET | Wolfe Tone Street [T101,T102] | FINGLAS |  | 53.3603 | -6.2672
MV/LV Substation BR***306 |  | 10 kV | _ | LV | 630 kVA :Kiosk Substation | 0.63 | --> | 0.63 | 0 | 0 | Constrained, otherwise capacity available =157 kVA | --> | 0.598 | 0 | 0 | 0.5 | 0 |  | --> | C17 ex GLOUCESTER PLACE | Gloucester Place [T41,T42] | MCDERMOTT |  | 53.3534 | -6.2588
MV/LV Substation HA***306X |  | 10 kV | _ | LV | 630 kVA :Building Structure | 0.63 | --> | 0.63 | 0.5 | 9.02 |  | --> | 0.598 | 0 | 0 | 0.5 | 0 |  | --> | C20 ex MISERY HILL | Misery Hill [T101,T102] | POOLBEG |  | 53.345 | -6.2448
MV/LV Substation CL***307X |  | 10 kV | _ | LV | 630 kVA :Kiosk Substation | 0.63 | --> | 0.63 | 0 | 0 | Constrained, otherwise capacity available =537 kVA | --> | 0.598 | 0 | 0.006 | 0.5 | 0 |  | --> | C14 ex DRUMCONDRA | Drumcondra [T41,T42] | MCDERMOTT |  | 53.3642 | -6.2478
MV/LV Substation O ***308 |  | 10 kV | _ | LV | 1000 kVA :Building Structure | 1 | --> | 1 | 0 | 2.6 |  | --> | 0.95 | 0 | 0.016 | 0.5 | 0 |  | --> | C29 ex WOLFE TONE STREET | Wolfe Tone Street [T101,T102] | FINGLAS |  | 53.3479 | -6.2594
MV/LV Substation HA***308X |  | 10 kV | _ | LV | 1000 kVA :Building Structure | 1 | --> | 1 | 0.5 | 11.14 |  | --> | 0.95 | 0 | 0 | 0.5 | 0 |  | --> | C11 ex CABRA | Cabra [T101,T102] | FINGLAS |  | 53.362 | -6.3023
MV/LV Substation CO***312 |  | 10 kV | _ | LV | 630 kVA :Building Structure | 0.63 | --> | 0.63 | 0.45 | 1.47 |  | --> | 0.598 | 0 | 0.009 | 0.5 | 0 |  | --> | C11 ex MARROWBONE LANE | Marrowbone Lane [T42] | INCHICORE 220KV |  | 53.3354 | -6.2888
MV/LV Substation ST***314 |  | 10 kV | _ | LV | 630 kVA :Kiosk Substation | 0.63 | --> | 0.63 | 0.5 | 4.6 |  | --> | 0.598 | 0 | 0 | 0.5 | 0 |  | --> | C12 ex KINGSBRIDGE | Kingsbridge [T41,T42] | INCHICORE 220KV |  | 53.3436 | -6.2914
MV/LV Substation AD***314X |  | 10 kV | _ | LV | 1000 kVA :Building Structure | 1 | --> | 1 | 0 | 0 | Constrained, otherwise capacity available =606 kVA | --> | 0.95 | 0 | 0 | 0.5 | 0 |  | --> | C11 ex CAMDEN ROW | Camden Row [T41] | FRANCIS STREET |  | 53.3399 | -6.2688
MV/LV Substation TO***315X |  | 10 kV | _ | LV | 1000 kVA :Building Structure | 1 | --> | 1 | 0.5 | 9.02 |  | --> | 0.95 | 0 | 0 | 0.5 | 0 |  | --> | C25 ex MISERY HILL | Misery Hill [T101,T102] | POOLBEG |  | 53.3464 | -6.2531
MV/LV Substation NT***319X |  | 10 kV | _ | LV | 1000 kVA :Building Structure | 1 | --> | 1 | 0.5 | 3 |  | --> | 0.95 | 0 | 0 | 0.5 | 0 |  | --> | C37 ex INCHICORE CENTRAL | Inchicore Central [T43,T45] | INCHICORE 220KV |  | 53.336 | -6.3234
MV/LV Substation LI***320 |  | 10 kV | _ | LV | 630 kVA :Building Structure | 0.63 | --> | 0.63 | 0.5 | 2.6 |  | --> | 0.598 | 0 | 0 | 0.5 | 0 |  | --> | C27 ex WOLFE TONE STREET | Wolfe Tone Street [T101,T102] | FINGLAS |  | 53.3485 | -6.2556
MV/LV Substation TR***320X |  | 10 kV | _ | LV | 1000 kVA :Building Structure | 1 | --> | 1 | 0.5 | 3 |  | --> | 0.95 | 0 | 0 | 0.5 | 0 |  | --> | C37 ex INCHICORE CENTRAL | Inchicore Central [T43,T45] | INCHICORE 220KV |  | 53.3382 | -6.3208
MV/LV Substation QU***322 |  | 10 kV | _ | LV | 630 kVA :Kiosk Substation | 0.63 | --> | 0.63 | 0.469 | 3.38 |  | --> | 0.598 | 0 | 0 | 0.5 | 0 |  | --> | C20 ex MERRION SQUARE | Merrion Square [T41,T42] | RINGSEND |  | 53.3358 | -6.2544
MV/LV Substation LE***322X |  | 10 kV | _ | LV | 1000 kVA :Building Structure | 1 | --> | 1 | 0.5 | 28.43 |  | --> | 0.95 | 0 | 0 | 0.5 | 0 |  | --> | C40 ex BEDFORD ROW | Bedford Row [T41,T42,T43,T44] | FRANCIS STREET |  | 53.3467 | -6.258
MV/LV Substation MA***323X |  | 10 kV | _ | LV | 1000 kVA :Building Structure | 1 | --> | 1 | 0.5 | 14.34 |  | --> | 0.95 | 0 | 0 | 0.5 | 0 |  | --> | C24 ex NORTH QUAYS | North Quays [T101,T102,T103] | POOLBEG |  | 53.3485 | -6.2441
MV/LV Substation U.***324 |  | 10 kV | _ | LV | 630 kVA :Building Structure | 0.63 | --> | 0.63 | 0.5 | 0.98 |  | --> | 0.598 | 0 | 0 | 0.5 | 0 |  | --> | C20 ex LEESON STREET | Leeson Street [T41,T42] | MILLTOWN (DR) |  | 53.3355 | -6.2584
MV/LV Substation EA***324X |  | 10 kV | _ | LV | 1000 kVA :Building Structure | 1 | --> | 1 | 0.5 | 6.65 |  | --> | 0.95 | 0 | 0 | 0.5 | 0 |  | --> | C15 ex EAST WALL ROAD | East Wall Road [T41,T42] | MCDERMOTT |  | 53.3563 | -6.2237
MV/LV Substation ST***325X |  | 10 kV | _ | LV | 1000 kVA :Building Structure | 1 | --> | 1 | 0 | 0 | Constrained, otherwise capacity available =954 kVA | --> | 0.95 | 0 | 0 | 0.5 | 0 |  | --> | C14 ex GLOUCESTER PLACE | Gloucester Place [T41,T42] | MCDERMOTT |  | 53.3529 | -6.2599
MV/LV Substation VI***326 |  | 10 kV | _ | LV | 630 kVA :Building Structure | 0.63 | --> | 0.63 | 0.391 | 1.47 |  | --> | 0.598 | 0 | 0.004 | 0.5 | 0 |  | --> | C20 ex MARROWBONE LANE | Marrowbone Lane [T42] | INCHICORE 220KV |  | 53.3384 | -6.3185
MV/LV Substation PR***326X |  | 10 kV | _ | LV | 630 kVA :Building Structure | 0.63 | --> | 0.63 | 0.5 | 2.6 |  | --> | 0.598 | 0 | 0 | 0.5 | 0 |  | --> | C29 ex WOLFE TONE STREET | Wolfe Tone Street [T101,T102] | FINGLAS |  | 53.3505 | -6.2595
MV/LV Substation TR***328 |  | 10 kV | _ | LV | 1000 kVA :Building Structure | 1 | --> | 1 | 0.5 | 6.65 |  | --> | 0.95 | 0 | 0 | 0.5 | 0 |  | --> | C13 ex EAST WALL ROAD | East Wall Road [T41,T42] | MCDERMOTT |  | 53.3474 | -6.2125
MV/LV Substation LI***329X |  | 10 kV | _ | LV | 1000 kVA :Building Structure | 1 | --> | 1 | 0.5 | 4.6 |  | --> | 0.95 | 0 | 0 | 0.5 | 0 |  | --> | C17 ex KINGSBRIDGE | Kingsbridge [T41,T42] | INCHICORE 220KV |  | 53.3473 | -6.3007
MV/LV Substation CR***332X |  | 10 kV | _ | LV | 1000 kVA :Building Structure | 1 | --> | 1 | 0.5 | 9.02 |  | --> | 0.95 | 0 | 0 | 0.5 | 0 |  | --> | C20 ex MISERY HILL | Misery Hill [T101,T102] | POOLBEG |  | 53.3416 | -6.2597
MV/LV Substation EA***333X |  | 10 kV | _ | LV | 1000 kVA :Building Structure | 1 | --> | 1 | 0.1 | 6.65 |  | --> | 0.95 | 0 | 0.005 | 0.5 | 0 |  | --> | C15 ex EAST WALL ROAD | East Wall Road [T41,T42] | MCDERMOTT |  | 53.3573 | -6.223
MV/LV Substation EA***334X |  | 10 kV | _ | LV | 1000 kVA :Building Structure | 1 | --> | 1 | 0.5 | 6.65 |  | --> | 0.95 | 0 | 0 | 0.5 | 0 |  | --> | C15 ex EAST WALL ROAD | East Wall Road [T41,T42] | MCDERMOTT |  | 53.3569 | -6.2213
MV/LV Substation FE***336X |  | 10 kV | _ | LV | 400 kVA :Building Structure | 0.4 | --> | 0.4 | 0.386 | 17.78 |  | --> | 0.38 | 0 | 0 | 0.382 | 0 |  | --> | C12 ex RINGSEND | Ringsend [T101,T102] | POOLBEG |  | 53.3422 | -6.1988
MV/LV Substation ST***339 |  | 10 kV | _ | LV | 1000 kVA :Building Structure | 1 | --> | 1 | 0.5 | 0.98 |  | --> | 0.95 | 0 | 0 | 0.5 | 0 |  | --> | C12 ex LEESON STREET | Leeson Street [T41,T42] | MILLTOWN (DR) |  | 53.3381 | -6.262
MV/LV Substation HI***340X |  | 10 kV | _ | LV | 630 kVA :Building Structure | 0.63 | --> | 0.63 | 0 | 0 | Constrained, otherwise capacity available =555 kVA | --> | 0.598 | 0 | 0 | 0.5 | 0 |  | --> | C19 ex GLOUCESTER PLACE | Gloucester Place [T41,T42] | MCDERMOTT |  | 53.3547 | -6.2592
MV/LV Substation AB***341 |  | 10 kV | _ | LV | 1000 kVA :Building Structure | 1 | --> | 1 | 0.5 | 2.6 |  | --> | 0.95 | 0 | 0 | 0.5 | 0 |  | --> | C27 ex WOLFE TONE STREET | Wolfe Tone Street [T101,T102] | FINGLAS |  | 53.3487 | -6.2571
MV/LV Substation BI***341X |  | 10 kV | _ | LV | 1000 kVA :Building Structure | 1 | --> | 1 | 0 | 0 | Constrained, otherwise capacity available =381 kVA | --> | 0.95 | 0 | 0.025 | 0.5 | 0 |  | --> | C21 ex CAMDEN ROW | Camden Row [T41] | FRANCIS STREET |  | 53.3379 | -6.2664
MV/LV Substation RO***342 |  | 10 kV | _ | LV | 1000 kVA :Building Structure | 1 | --> | 1 | 0.5 | 28.43 |  | --> | 0.95 | 0 | 0 | 0.5 | 0 |  | --> | C38 ex BEDFORD ROW | Bedford Row [T41,T42,T43,T44] | FRANCIS STREET |  | 53.3444 | -6.2617
MV/LV Substation ME***342X |  | 10 kV | _ | LV | 1000 kVA :Building Structure | 1 | --> | 1 | 0.5 | 20.78 |  | --> | 0.95 | 0 | 0 | 0.5 | 0 |  | --> | C12 ex HEUSTON SQUARE | Heuston Square [T101,T102] | INCHICORE 220KV |  | 53.3471 | -6.3121
MV/LV Substation TA***343 |  | 10 kV | _ | LV | 1000 kVA :Building Structure | 1 | --> | 1 | 0 | 0 | Constrained, otherwise capacity available =662 kVA | --> | 0.95 | 0 | 0 | 0.5 | 0 |  | --> | C14 ex GLOUCESTER PLACE | Gloucester Place [T41,T42] | MCDERMOTT |  | 53.3506 | -6.2559
MV/LV Substation ME***343X |  | 10 kV | _ | LV | 630 kVA :Kiosk Substation | 0.63 | --> | 0.63 | 0.5 | 20.78 |  | --> | 0.598 | 0 | 0 | 0.5 | 0 |  | --> | C12 ex HEUSTON SQUARE | Heuston Square [T101,T102] | INCHICORE 220KV |  | 53.3471 | -6.3106
MV/LV Substation RA***344 |  | 10 kV | _ | LV | 630 kVA :Kiosk Substation | 0.63 | --> | 0.63 | 0.435 | 11.14 |  | --> | 0.598 | 0 | 0.028 | 0.5 | 0 |  | --> | C28 ex CABRA | Cabra [T101,T102] | FINGLAS |  | 53.3642 | -6.3206
MV/LV Substation GR***344X |  | 10 kV | _ | LV | 1000 kVA :Building Structure | 1 | --> | 1 | 0.5 | 2.6 |  | --> | 0.95 | 0 | 0 | 0.5 | 0 |  | --> | C31 ex WOLFE TONE STREET | Wolfe Tone Street [T101,T102] | FINGLAS |  | 53.3507 | -6.2703
MV/LV Substation R.***345 |  | 10 kV | _ | LV | 200 kVA :Pole Substation | 0.2 | --> | 0.2 | 0 | 0 | Constrained, otherwise capacity available =164 kVA | --> | 0.19 | 0 | 0 | 0.195 | 0 |  | --> | C14 ex CLONTARF | Clontarf [T42] | FINGLAS |  | 53.357 | -6.1718
MV/LV Substation BE***345X |  | 10 kV | _ | LV | 630 kVA :Building Structure | 0.63 | --> | 0.63 | 0 | 0 | Constrained, otherwise capacity available =544 kVA | --> | 0.598 | 0 | 0 | 0.5 | 0 |  | --> | C12 ex GLOUCESTER PLACE | Gloucester Place [T41,T42] | MCDERMOTT |  | 53.3526 | -6.2499
MV/LV Substation BR***346 |  | 10 kV | _ | LV | 630 kVA :Kiosk Substation | 0.63 | --> | 0.63 | 0.427 | 7.91 |  | --> | 0.598 | 0 | 0.065 | 0.5 | 0 |  | --> | C24 ex PELLETSTOWN | Pelletstown [T101,T102] | FINGLAS |  | 53.3741 | -6.3194
MV/LV Substation GO***346X |  | 10 kV | _ | LV | 630 kVA :Kiosk Substation | 0.63 | --> | 0.63 | 0.5 | 1.47 |  | --> | 0.598 | 0 | 0 | 0.5 | 0 |  | --> | C20 ex MARROWBONE LANE | Marrowbone Lane [T42] | INCHICORE 220KV |  | 53.3372 | -6.3202
MV/LV Substation DO***347 |  | 10 kV | _ | LV | 400 kVA :Building Structure | 0.4 | --> | 0.4 | 0 | 0 | Constrained, otherwise capacity available =225 kVA | --> | 0.38 | 0 | 0 | 0.403 | 0 |  | --> | C16 ex GLASNEVIN | Glasnevin [T41] | FINGLAS |  | 53.361 | -6.2732
MV/LV Substation TH***347X |  | 10 kV | _ | LV | 1000 kVA :Building Structure | 1 | --> | 1 | 0.5 | 3 |  | --> | 0.95 | 0 | 0.01 | 0.5 | 0 |  | --> | C37 ex INCHICORE CENTRAL | Inchicore Central [T43,T45] | INCHICORE 220KV |  | 53.3378 | -6.3201
MV/LV Substation SW***349 |  | 10 kV | _ | LV | 630 kVA :Building Structure | 0.63 | --> | 0.63 | 0 | 0 | Constrained, otherwise capacity available =217 kVA | --> | 0.598 | 0 | 0.006 | 0.5 | 0 |  | --> | C17 ex CAMDEN ROW | Camden Row [T41] | FRANCIS STREET |  | 53.3414 | -6.2759
MV/LV Substation BO***349X |  | 10 kV | _ | LV | 1000 kVA :Building Structure | 1 | --> | 1 | 0 | 0 | Constrained, otherwise capacity available =973 kVA | --> | 0.95 | 0 | 0 | 0.5 | 0 |  | --> | C21 ex CAMDEN ROW | Camden Row [T41] | FRANCIS STREET |  | 53.3402 | -6.2647
MV/LV Substation AN***350 |  | 10 kV | _ | LV | 630 kVA :Building Structure | 0.63 | --> | 0.63 | 0.365 | 11.14 |  | --> | 0.598 | 0 | 0.043 | 0.5 | 0 |  | --> | C24 ex CABRA | Cabra [T101,T102] | FINGLAS |  | 53.3606 | -6.2868
MV/LV Substation BU***350X |  | 10 kV | _ | LV | 630 kVA :Building Structure | 0.63 | --> | 0.63 | 0.5 | 9.02 |  | --> | 0.598 | 0 | 0 | 0.5 | 0 |  | --> | C17 ex MISERY HILL | Misery Hill [T101,T102] | POOLBEG |  | 53.3469 | -6.256
MV/LV Substation EW***352X |  | 10 kV | _ | LV | 1000 kVA :Building Structure | 1 | --> | 1 | 0.5 | 4.6 |  | --> | 0.95 | 0 | 0 | 0.5 | 0 |  | --> | C12 ex KINGSBRIDGE | Kingsbridge [T41,T42] | INCHICORE 220KV |  | 53.342 | -6.2921
MV/LV Substation FE***354 |  | 10 kV | _ | LV | 1000 kVA :Building Structure | 1 | --> | 1 | 0.5 | 7.2 |  | --> | 0.95 | 0 | 0 | 0.5 | 0 |  | --> | C26 ex TRINITY | Trinity [T101,T102] | POOLBEG |  | 53.341 | -6.2486
MV/LV Substation AS***354X |  | 10 kV | _ | LV | 1000 kVA :Building Structure | 1 | --> | 1 | 0.5 | 7.91 |  | --> | 0.95 | 0 | 0.005 | 0.5 | 0 |  | --> | C29 ex PELLETSTOWN | Pelletstown [T101,T102] | FINGLAS |  | 53.3732 | -6.3323
MV/LV Substation MA***356 |  | 10 kV | _ | LV | 630 kVA :Kiosk Substation | 0.63 | --> | 0.63 | 0 | 0 | Constrained, otherwise capacity available =322 kVA | --> | 0.598 | 0 | 0.046 | 0.5 | 0 |  | --> | C16 ex WATLING STREET | Watling Street [T41,T42] | FRANCIS STREET |  | 53.3519 | -6.2828
MV/LV Substation CO***356X |  | 10 kV | _ | LV | 400 kVA :Kiosk Substation | 0.4 | --> | 0.4 | 0.388 | 1.86 |  | --> | 0.38 | 0 | 0 | 0.382 | 0 |  | --> | C16 ex FAIRVIEW | Fairview [T41] | MCDERMOTT |  | 53.3651 | -6.2439
MV/LV Substation DO***357 |  | 10 kV | _ | LV | 630 kVA :Building Structure | 0.63 | --> | 0.63 | 0 | 0 | Constrained, otherwise capacity available =451 kVA | --> | 0.598 | 0 | 0.015 | 0.5 | 0 |  | --> | C14 ex NEWMARKET (DR) | Newmarket (dr) [T41] | FRANCIS STREET |  | 53.3336 | -6.2925
MV/LV Substation GL***357X |  | 10 kV | _ | LV | 1000 kVA :Building Structure | 1 | --> | 1 | 0.5 | 1.86 |  | --> | 0.95 | 0 | 0.005 | 0.5 | 0 |  | --> | C15 ex FAIRVIEW | Fairview [T41] | MCDERMOTT |  | 53.3667 | -6.2197
MV/LV Substation LE***358 |  | 10 kV | _ | LV | 1000 kVA :Building Structure | 1 | --> | 1 | 0.5 | 9.02 |  | --> | 0.95 | 0 | 0 | 0.5 | 0 |  | --> | C20 ex MISERY HILL | Misery Hill [T101,T102] | POOLBEG |  | 53.3416 | -6.2595
MV/LV Substation TH***358X |  | 10 kV | _ | LV | 630 kVA :Building Structure | 0.63 | --> | 0.63 | 0.454 | 17.78 |  | --> | 0.598 | 0 | 0 | 0.5 | 0 |  | --> | C22 ex RINGSEND | Ringsend [T101,T102] | POOLBEG |  | 53.3446 | -6.2285
MV/LV Substation GL***359X |  | 10 kV | _ | LV | 630 kVA :Building Structure | 0.63 | --> | 0.63 | 0.5 | 11.14 |  | --> | 0.598 | 0 | 0 | 0.5 | 0 |  | --> | C24 ex CABRA | Cabra [T101,T102] | FINGLAS |  | 53.3737 | -6.3023
MV/LV Substation EA***361 |  | 10 kV | _ | LV | 400 kVA :Building Structure | 0.4 | --> | 0.4 | 0.397 | 14.34 |  | --> | 0.38 | 0 | 0 | 0.38 | 0 |  | --> | C31 ex NORTH QUAYS | North Quays [T101,T102,T103] | POOLBEG |  | 53.3539 | -6.2302
MV/LV Substation DE***361X |  | 10 kV | _ | LV | 1000 kVA :Building Structure | 1 | --> | 1 | 0 | 0 | Constrained, otherwise capacity available =817 kVA | --> | 0.95 | 0 | 0 | 0.5 | 0 |  | --> | C11 ex DRUMCONDRA | Drumcondra [T41,T42] | MCDERMOTT |  | 53.3606 | -6.2612
MV/LV Substation SU***362 |  | 10 kV | _ | LV | 1000 kVA :Building Structure | 1 | --> | 1 | 0.5 | 0.98 |  | --> | 0.95 | 0 | 0 | 0.5 | 0 |  | --> | C20 ex LEESON STREET | Leeson Street [T41,T42] | MILLTOWN (DR) |  | 53.3355 | -6.2567
MV/LV Substation TH***362X |  | 10 kV | _ | LV | 1000 kVA :Building Structure | 1 | --> | 1 | 0.5 | 9.99 |  | --> | 0.95 | 0 | 0 | 0.5 | 0 |  | --> | C24 ex HAROLDS CROSS | Harolds Cross [T101,T102] | POOLBEG |  | 53.333 | -6.2623
MV/LV Substation PO***363X |  | 10 kV | _ | LV | 1000 kVA :Building Structure | 1 | --> | 1 | 0.5 | 6.65 |  | --> | 0.95 | 0 | 0 | 0.5 | 0 |  | --> | C12 ex EAST WALL ROAD | East Wall Road [T41,T42] | MCDERMOTT |  | 53.3538 | -6.2124
MV/LV Substation TU***364X |  | 10 kV | _ | LV | 1000 kVA :Building Structure | 1 | --> | 1 | 0.5 | 14.34 |  | --> | 0.95 | 0 | 0 | 0.5 | 0 |  | --> | C39 ex NORTH QUAYS | North Quays [T101,T102,T103] | POOLBEG |  | 53.3561 | -6.2309
MV/LV Substation ST***365 |  | 10 kV | _ | LV | 630 kVA :Kiosk Substation | 0.63 | --> | 0.63 | 0.396 | 1.86 |  | --> | 0.598 | 0 | 0.076 | 0.5 | 0 |  | --> | C17 ex FAIRVIEW | Fairview [T41] | MCDERMOTT |  | 53.3656 | -6.2131
MV/LV Substation ST***365X |  | 10 kV | _ | LV | 630 kVA :Building Structure | 0.63 | --> | 0.63 | 0.5 | 20.78 |  | --> | 0.598 | 0 | 0 | 0.5 | 0 |  | --> | C19 ex HEUSTON SQUARE | Heuston Square [T101,T102] | INCHICORE 220KV |  | 53.3435 | -6.2903
MV/LV Substation ME***366 |  | 10 kV | _ | LV | 630 kVA :Kiosk Substation | 0.63 | --> | 0.63 | 0.461 | 7.2 |  | --> | 0.598 | 0 | 0 | 0.5 | 0 |  | --> | C22 ex TRINITY | Trinity [T101,T102] | POOLBEG |  | 53.3388 | -6.2469
MV/LV Substation PH***367X |  | 10 kV | _ | LV | 200 kVA :Kiosk Substation | 0.2 | --> | 0.2 | 0.197 | 20.78 |  | --> | 0.19 | 0 | 0 | 0.19 | 0 |  | --> | C21 ex HEUSTON SQUARE | Heuston Square [T101,T102] | INCHICORE 220KV |  | 53.3484 | -6.3279
MV/LV Substation GI***368 |  | 10 kV | _ | LV | 630 kVA :Building Structure | 0.63 | --> | 0.63 | 0.406 | 9.99 |  | --> | 0.598 | 0 | 0.06 | 0.5 | 0 |  | --> | C25 ex HAROLDS CROSS | Harolds Cross [T101,T102] | POOLBEG |  | 53.3341 | -6.2791
MV/LV Substation RI***368X |  | 10 kV | _ | LV | 1000 kVA :Building Structure | 1 | --> | 1 | 0.5 | 9.02 |  | --> | 0.95 | 0 | 0 | 0.5 | 0 |  | --> | C20 ex MISERY HILL | Misery Hill [T101,T102] | POOLBEG |  | 53.3403 | -6.2595
MV/LV Substation DE***369 |  | 10 kV | _ | LV | 630 kVA :Building Structure | 0.63 | --> | 0.63 | 0.389 | 7.2 |  | --> | 0.598 | 0 | 0 | 0.5 | 0 |  | --> | C19 ex TRINITY | Trinity [T101,T102] | POOLBEG |  | 53.3426 | -6.2469
MV/LV Substation FO***369X |  | 10 kV | _ | LV | 630 kVA :Building Structure | 0.63 | --> | 0.63 | 0 | 0 | Constrained, otherwise capacity available =613 kVA | --> | 0.598 | 0 | 0 | 0.5 | 0 |  | --> | C12 ex GLOUCESTER PLACE | Gloucester Place [T41,T42] | MCDERMOTT |  | 53.3518 | -6.2507
MV/LV Substation RE***370 |  | 10 kV | _ | LV | 630 kVA :Building Structure | 0.63 | --> | 0.63 | 0 | 0 | Constrained, otherwise capacity available =303 kVA | --> | 0.598 | 0 | 0.028 | 0.5 | 0 |  | --> | C14 ex NEWMARKET (DR) | Newmarket (dr) [T41] | FRANCIS STREET |  | 53.333 | -6.2889
MV/LV Substation CL***370X |  | 10 kV | _ | LV | 1000 kVA :Building Structure | 1 | --> | 1 | 0.5 | 1.37 |  | --> | 0.95 | 0 | 0 | 0.5 | 0 |  | --> | C22 ex SOUTH KING STREET | South King Street [T41,T42] | FRANCIS STREET |  | 53.3363 | -6.2618
MV/LV Substation GR***371 |  | 10 kV | _ | LV | 630 kVA :Kiosk Substation | 0.63 | --> | 0.63 | 0.442 | 1.86 |  | --> | 0.598 | 0 | 0.045 | 0.5 | 0 |  | --> | C20 ex FAIRVIEW | Fairview [T41] | MCDERMOTT |  | 53.3726 | -6.2409
MV/LV Substation ST***371X |  | 10 kV | _ | LV | 1000 kVA :Building Structure | 1 | --> | 1 | 0.5 | 17.78 |  | --> | 0.95 | 0 | 0 | 0.5 | 0 |  | --> | C12 ex RINGSEND | Ringsend [T101,T102] | POOLBEG |  | 53.3403 | -6.194
MV/LV Substation BL***372 |  | 10 kV | _ | LV | 630 kVA :Building Structure | 0.63 | --> | 0.63 | 0.337 | 9.99 |  | --> | 0.598 | 0 | 0.026 | 0.5 | 0 |  | --> | C23 ex HAROLDS CROSS | Harolds Cross [T101,T102] | POOLBEG |  | 53.3318 | -6.2719
MV/LV Substation WA***372X |  | 10 kV | _ | LV | 630 kVA :Kiosk Substation | 0.63 | --> | 0.63 | 0.5 | 1.86 |  | --> | 0.598 | 0 | 0 | 0.5 | 0 |  | --> | C16 ex FAIRVIEW | Fairview [T41] | MCDERMOTT |  | 53.3659 | -6.2485
MV/LV Substation TE***373 |  | 10 kV | _ | LV | 1000 kVA :Building Structure | 1 | --> | 1 | 0 | 0 | Constrained, otherwise capacity available =576 kVA | --> | 0.95 | 0 | 0 | 0.5 | 0 |  | --> | C11 ex DRUMCONDRA | Drumcondra [T41,T42] | MCDERMOTT |  | 53.3575 | -6.2618
MV/LV Substation SO***373X |  | 10 kV | _ | LV | 630 kVA :Building Structure | 0.63 | --> | 0.63 | 0.5 | 9.28 |  | --> | 0.598 | 0 | 0.005 | 0.5 | 0 |  | --> | C02 ex PEMBROKE | Pembroke [T41,T42,T43,T44] | RINGSEND |  | 53.3391 | -6.233
MV/LV Substation CO***374 |  | 10 kV | _ | LV | 630 kVA :Kiosk Substation | 0.63 | --> | 0.63 | 0.365 | 4.6 |  | --> | 0.598 | 0 | 0.002 | 0.5 | 0 |  | --> | C17 ex KINGSBRIDGE | Kingsbridge [T41,T42] | INCHICORE 220KV |  | 53.348 | -6.2889
MV/LV Substation PH***374X |  | 10 kV | _ | LV | 1000 kVA :Building Structure | 1 | --> | 1 | 0 | 0 | Constrained, otherwise capacity available =502 kVA | --> | 0.95 | 0 | 0.006 | 0.5 | 0 |  | --> | C18 ex WATLING STREET | Watling Street [T41,T42] | FRANCIS STREET |  | 53.347 | -6.2772
MV/LV Substation BR***376 |  | 10 kV | _ | LV | 400 kVA :Kiosk Substation | 0.4 | --> | 0.4 | 0.365 | 11.14 |  | --> | 0.38 | 0 | 0 | 0.385 | 0 |  | --> | C14 ex CABRA | Cabra [T101,T102] | FINGLAS |  | 53.3704 | -6.2924
MV/LV Substation VE***376X |  | 10 kV | _ | LV | 630 kVA :Building Structure | 0.63 | --> | 0.63 | 0 | 0 | Constrained, otherwise capacity available =100 kVA | --> | 0.598 | 0 | 0.065 | 0.5 | 0 |  | --> | C12 ex CLONTARF | Clontarf [T42] | FINGLAS |  | 53.3588 | -6.1964
MV/LV Substation CO***377 |  | 10 kV | _ | LV | 630 kVA :Building Structure | 0.63 | --> | 0.63 | 0 | 0 | Constrained, otherwise capacity available =467 kVA | --> | 0.598 | 0 | 0 | 0.5 | 0 |  | --> | C12 ex GLOUCESTER PLACE | Gloucester Place [T41,T42] | MCDERMOTT |  | 53.3522 | -6.2531
MV/LV Substation SH***377X |  | 10 kV | _ | LV | 1000 kVA :Building Structure | 1 | --> | 1 | 0 | 0 | Constrained, otherwise capacity available =898 kVA | --> | 0.95 | 0 | 0 | 0.5 | 0 |  | --> | C21 ex CAMDEN ROW | Camden Row [T41] | FRANCIS STREET |  | 53.3413 | -6.268
MV/LV Substation CE***378 |  | 10 kV | _ | LV | 630 kVA :Kiosk Substation | 0.63 | --> | 0.63 | 0.494 | 11.14 |  | --> | 0.598 | 0 | 0.01 | 0.5 | 0 |  | --> | C24 ex CABRA | Cabra [T101,T102] | FINGLAS |  | 53.362 | -6.2933
MV/LV Substation RE***378X |  | 10 kV | _ | LV | 1000 kVA :Building Structure | 1 | --> | 1 | 0 | 0 | Constrained, otherwise capacity available =780 kVA | --> | 0.95 | 0 | 0 | 0.5 | 0 |  | --> | C14 ex WHITEHALL | Whitehall [T41] | FINGLAS |  | 53.3766 | -6.2423
MV/LV Substation CL***379X |  | 10 kV | _ | LV | 630 kVA :Building Structure | 0.63 | --> | 0.63 | 0 | 0 | Constrained, otherwise capacity available =534 kVA | --> | 0.598 | 0 | 0.006 | 0.5 | 0 |  | --> | C14 ex CLONTARF | Clontarf [T42] | FINGLAS |  | 53.3632 | -6.1789
MV/LV Substation GR***380 |  | 10 kV | _ | LV | 1000 kVA :Building Structure | 1 | --> | 1 | 0.094 | 1.37 |  | --> | 0.95 | 0 | 0 | 0.5 | 0 |  | --> | C17 ex SOUTH KING STREET | South King Street [T41,T42] | FRANCIS STREET |  | 53.341 | -6.2611
MV/LV Substation GL***380X |  | 10 kV | _ | LV | 1000 kVA :Building Structure | 1 | --> | 1 | 0.5 | 1.86 |  | --> | 0.95 | 0 | 0 | 0.5 | 0 |  | --> | C14 ex FAIRVIEW | Fairview [T41] | MCDERMOTT |  | 53.3739 | -6.2363
MV/LV Substation HA***381 |  | 10 kV | _ | LV | 630 kVA :Kiosk Substation | 0.63 | --> | 0.63 | 0.406 | 1.86 |  | --> | 0.598 | 0 | 0.026 | 0.5 | 0 |  | --> | C16 ex FAIRVIEW | Fairview [T41] | MCDERMOTT |  | 53.3648 | -6.2328
MV/LV Substation TO***381X |  | 10 kV | _ | LV | 1000 kVA :Building Structure | 1 | --> | 1 | 0.5 | 9.02 |  | --> | 0.95 | 0 | 0 | 0.5 | 0 |  | --> | C17 ex MISERY HILL | Misery Hill [T101,T102] | POOLBEG |  | 53.3464 | -6.253
MV/LV Substation FO***382 |  | 10 kV | _ | LV | 630 kVA :Building Structure | 0.63 | --> | 0.63 | 0.232 | 28.43 |  | --> | 0.598 | 0 | 0 | 0.5 | 0 |  | --> | C47 ex BEDFORD ROW | Bedford Row [T41,T42,T43,T44] | FRANCIS STREET |  | 53.3446 | -6.2611
MV/LV Substation BE***382X |  | 10 kV | _ | LV | 1000 kVA :Building Structure | 1 | --> | 1 | 0.5 | 2.6 |  | --> | 0.95 | 0 | 0 | 0.5 | 0 |  | --> | C18 ex WOLFE TONE STREET | Wolfe Tone Street [T101,T102] | FINGLAS |  | 53.3582 | -6.268
MV/LV Substation NC***383X |  | 10 kV | _ | LV | 1000 kVA :Building Structure | 1 | --> | 1 | 0.5 | 14.34 |  | --> | 0.95 | 0 | 0 | 0.5 | 0 |  | --> | C24 ex NORTH QUAYS | North Quays [T101,T102,T103] | POOLBEG |  | 53.3484 | -6.2423
MV/LV Substation BL***384 |  | 10 kV | _ | LV | 630 kVA :Kiosk Substation | 0.63 | --> | 0.63 | 0 | 0 | Constrained, otherwise capacity available =463 kVA | --> | 0.598 | 0 | 0.082 | 0.5 | 0 |  | --> | C20 ex CLONTARF | Clontarf [T42] | FINGLAS |  | 53.3666 | -6.2012
MV/LV Substation WA***384X |  | 10 kV | _ | LV | 1000 kVA :Building Structure | 1 | --> | 1 | 0.5 | 9.28 |  | --> | 0.95 | 0 | 0 | 0.5 | 0 |  | --> | C02 ex PEMBROKE | Pembroke [T41,T42,T43,T44] | RINGSEND |  | 53.3412 | -6.2314
MV/LV Substation BU***385X |  | 10 kV | _ | LV | 630 kVA :Kiosk Substation | 0.63 | --> | 0.63 | 0.5 | 3 |  | --> | 0.598 | 0 | 0 | 0.5 | 0 |  | --> | C37 ex INCHICORE CENTRAL | Inchicore Central [T43,T45] | INCHICORE 220KV |  | 53.3396 | -6.3151
MV/LV Substation BI***386 |  | 10 kV | _ | LV | 630 kVA :Building Structure | 0.63 | --> | 0.63 | 0 | 0 | Constrained, otherwise capacity available =530 kVA | --> | 0.598 | 0 | 0.005 | 0.5 | 0 |  | --> | C19 ex CAMDEN ROW | Camden Row [T41] | FRANCIS STREET |  | 53.3382 | -6.2676
MV/LV Substation AD***386X |  | 10 kV | _ | LV | 1000 kVA :Building Structure | 1 | --> | 1 | 0 | 0 | Constrained, otherwise capacity available =831 kVA | --> | 0.95 | 0 | 0.025 | 0.5 | 0 |  | --> | C13 ex GLASNEVIN | Glasnevin [T41] | FINGLAS |  | 53.3776 | -6.278
MV/LV Substation CL***387 |  | 10 kV | _ | LV | 400 kVA :Kiosk Substation | 0.4 | --> | 0.4 | 0 | 1.86 |  | --> | 0.38 | 0 | 0.021 | 0.417 | 0 |  | --> | C18 ex FAIRVIEW | Fairview [T41] | MCDERMOTT |  | 53.373 | -6.2211
MV/LV Substation AU***388 |  | 10 kV | _ | LV | 630 kVA :Building Structure | 0.63 | --> | 0.63 | 0 | 0 | Constrained, otherwise capacity available =304 kVA | --> | 0.598 | 0 | 0.029 | 0.5 | 0 |  | --> | C16 ex WATLING STREET | Watling Street [T41,T42] | FRANCIS STREET |  | 53.3535 | -6.286
MV/LV Substation TH***389 |  | 10 kV | _ | LV | 630 kVA :Kiosk Substation | 0.63 | --> | 0.63 | 0 | 0 | Constrained, otherwise capacity available =421 kVA | --> | 0.598 | 0 | 0.036 | 0.5 | 0 |  | --> | C17 ex WHITEHALL | Whitehall [T41] | FINGLAS |  | 53.3788 | -6.2621
MV/LV Substation AL***389X |  | 10 kV | _ | LV | 630 kVA :Kiosk Substation | 0.63 | --> | 0.63 | 0 | 0 | Constrained, otherwise capacity available =565 kVA | --> | 0.598 | 0 | 0 | 0.5 | 0 |  | --> | C13 ex DRUMCONDRA | Drumcondra [T41,T42] | MCDERMOTT |  | 53.3722 | -6.2513
MV/LV Substation AN***390X |  | 10 kV | _ | LV | 630 kVA :Building Structure | 0.63 | --> | 0.63 | 0.358 | 28.43 |  | --> | 0.598 | 0 | 0 | 0.5 | 0 |  | --> | C47 ex BEDFORD ROW | Bedford Row [T41,T42,T43,T44] | FRANCIS STREET |  | 53.3433 | -6.2627
MV/LV Substation EU***391X |  | 10 kV | _ | LV | 630 kVA :Kiosk Substation | 0.63 | --> | 0.63 | 0.5 | 0.98 |  | --> | 0.598 | 0 | 0 | 0.5 | 0 |  | --> | C21 ex LEESON STREET | Leeson Street [T41,T42] | MILLTOWN (DR) |  | 53.3327 | -6.2543
MV/LV Substation QU***392X |  | 10 kV | _ | LV | 630 kVA :Building Structure | 0.63 | --> | 0.63 | 0.5 | 2.6 |  | --> | 0.598 | 0 | 0 | 0.5 | 0 |  | --> | C28 ex WOLFE TONE STREET | Wolfe Tone Street [T101,T102] | FINGLAS |  | 53.3467 | -6.2653
MV/LV Substation RO***395 |  | 10 kV | _ | LV | 630 kVA :Building Structure | 0.63 | --> | 0.63 | 0.5 | 11.14 |  | --> | 0.598 | 0 | 0 | 0.5 | 0 |  | --> | C17 ex CABRA | Cabra [T101,T102] | FINGLAS |  | 53.3724 | -6.2893
MV/LV Substation HA***395X |  | 10 kV | _ | LV | 630 kVA :Building Structure | 0.63 | --> | 0.63 | 0.5 | 7.2 |  | --> | 0.598 | 0 | 0 | 0.5 | 0 |  | --> | C28 ex TRINITY | Trinity [T101,T102] | POOLBEG |  | 53.3416 | -6.244
MV/LV Substation RO***396X |  | 10 kV | _ | LV | 1000 kVA :Building Structure | 1 | --> | 1 | 0 | 0 | Constrained, otherwise capacity available =84 kVA | --> | 0.95 | 0 | 0.016 | 0.5 | 0 |  | --> | C13 ex GRANBY ROW | Granby Row [T41] | MCDERMOTT |  | 53.3536 | -6.2628
MV/LV Substation RU***397X |  | 10 kV | _ | LV | 630 kVA :Building Structure | 0.63 | --> | 0.63 | 0.431 | 1.47 |  | --> | 0.598 | 0 | 0 | 0.5 | 0 |  | --> | C11 ex MARROWBONE LANE | Marrowbone Lane [T42] | INCHICORE 220KV |  | 53.3347 | -6.2916
MV/LV Substation TU***398 |  | 10 kV | _ | LV | 400 kVA :Kiosk Substation | 0.4 | --> | 0.4 | 0.238 | 3 |  | --> | 0.38 | 0 | 0.012 | 0.393 | 0 |  | --> | C37 ex INCHICORE CENTRAL | Inchicore Central [T43,T45] | INCHICORE 220KV |  | 53.3409 | -6.3135
MV/LV Substation NE***399 |  | 10 kV | _ | LV | 630 kVA :Kiosk Substation | 0.63 | --> | 0.63 | 0.22 | 1.47 |  | --> | 0.598 | 0 | 0.06 | 0.5 | 0 |  | --> | C11 ex MARROWBONE LANE | Marrowbone Lane [T42] | INCHICORE 220KV |  | 53.3369 | -6.2997
MV/LV Substation AC***400 |  | 10 kV | _ | LV | 400 kVA :Building Structure | 0.4 | --> | 0.4 | 0 | 0 | Constrained, otherwise capacity available =262 kVA | --> | 0.38 | 0 | 0.024 | 0.381 | 0 |  | --> | C13 ex WHITEHALL | Whitehall [T41] | FINGLAS |  | 53.3748 | -6.2531
MV/LV Substation KI***4001 |  | 10 kV | _ | LV | 630 kVA :Kiosk Substation | 0.63 | --> | 0.63 | 0.313 | 9.99 |  | --> | 0.598 | 0 | 0.011 | 0.5 | 0 |  | --> | C23 ex HAROLDS CROSS | Harolds Cross [T101,T102] | POOLBEG |  | 53.3316 | -6.2688
MV/LV Substation ST***4003 |  | 10 kV | _ | LV | 630 kVA :Building Structure | 0.63 | --> | 0.63 | 0.5 | 3 |  | --> | 0.598 | 0 | 0.01 | 0.5 | 0 |  | --> | C37 ex INCHICORE CENTRAL | Inchicore Central [T43,T45] | INCHICORE 220KV |  | 53.3389 | -6.3152
MV/LV Substation CO***4006 |  | 10 kV | _ | LV | 630 kVA :Building Structure | 0.63 | --> | 0.63 | 0.5 | 14.34 |  | --> | 0.598 | 0 | 0 | 0.5 | 0 |  | --> | C23 ex NORTH QUAYS | North Quays [T101,T102,T103] | POOLBEG |  | 53.3485 | -6.239
MV/LV Substation MA***4007 |  | 10 kV | _ | LV | 630 kVA :Building Structure | 0.63 | --> | 0.63 | 0.5 | 2.6 |  | --> | 0.598 | 0 | 0 | 0.5 | 0 |  | --> | C25 ex WOLFE TONE STREET | Wolfe Tone Street [T101,T102] | FINGLAS |  | 53.3497 | -6.2573
MV/LV Substation GL***4008 |  | 10 kV | _ | LV | 400 kVA :Kiosk Substation | 0.4 | --> | 0.4 | 0.372 | 11.14 |  | --> | 0.38 | 0 | 0 | 0.384 | 0 |  | --> | C14 ex CABRA | Cabra [T101,T102] | FINGLAS |  | 53.3693 | -6.2762
MV/LV Substation SA***4009 |  | 10 kV | _ | LV | 630 kVA :Building Structure | 0.63 | --> | 0.63 | 0.5 | 9.02 |  | --> | 0.598 | 0 | 0 | 0.5 | 0 |  | --> | C22 ex MISERY HILL | Misery Hill [T101,T102] | POOLBEG |  | 53.3464 | -6.242
MV/LV Substation SE***400X |  | 10 kV | _ | LV | 630 kVA :Building Structure | 0.63 | --> | 0.63 | 0.5 | 1.86 |  | --> | 0.598 | 0 | 0 | 0.5 | 0 |  | --> | C17 ex FAIRVIEW | Fairview [T41] | MCDERMOTT |  | 53.364 | -6.2198
MV/LV Substation FI***401 |  | 10 kV | _ | LV | 1000 kVA :Building Structure | 1 | --> | 1 | 0.5 | 0.98 |  | --> | 0.95 | 0 | 0.007 | 0.5 | 0 |  | --> | C22 ex LEESON STREET | Leeson Street [T41,T42] | MILLTOWN (DR) |  | 53.3347 | -6.2514
MV/LV Substation DO***4011 |  | 10 kV | _ | LV | 1000 kVA :Building Structure | 1 | --> | 1 | 0.5 | 28.43 |  | --> | 0.95 | 0 | 0 | 0.5 | 0 |  | --> | C82 ex BEDFORD ROW | Bedford Row [T41,T42,T43,T44] | FRANCIS STREET |  | 53.3459 | -6.2583
MV/LV Substation SA***4014 |  | 10 kV | _ | LV | 1000 kVA :Building Structure | 1 | --> | 1 | 0.5 | 7.2 |  | --> | 0.95 | 0 | 0 | 0.5 | 0 |  | --> | C13 ex TRINITY | Trinity [T101,T102] | POOLBEG |  | 53.3432 | -6.2465
MV/LV Substation DI***4015 |  | 10 kV | _ | LV | 630 kVA :Building Structure | 0.63 | --> | 0.63 | 0 | 0 | Constrained, otherwise capacity available =570 kVA | --> | 0.598 | 0 | 0 | 0.5 | 0 |  | --> | C18 ex PHIBSBORO | Phibsboro [T41,T42] | FINGLAS |  | 53.3518 | -6.2711
MV/LV Substation ST***4017 |  | 10 kV | _ | LV | 1000 kVA :Building Structure | 1 | --> | 1 | 0.5 | 1.86 |  | --> | 0.95 | 0 | 0 | 0.5 | 0 |  | --> | C20 ex FAIRVIEW | Fairview [T41] | MCDERMOTT |  | 53.368 | -6.2426
MV/LV Substation CR***4018 |  | 10 kV | _ | LV | 630 kVA :Building Structure | 0.63 | --> | 0.63 | 0.5 | 20.78 |  | --> | 0.598 | 0 | 0 | 0.5 | 0 |  | --> | C18 ex HEUSTON SQUARE | Heuston Square [T101,T102] | INCHICORE 220KV |  | 53.3491 | -6.2954
MV/LV Substation EM***4019 |  | 10 kV | _ | LV | 1000 kVA :Building Structure | 1 | --> | 1 | 0 | 0 | Constrained, otherwise capacity available =962 kVA | --> | 0.95 | 0 | 0 | 0.5 | 0 |  | --> | C20 ex GLOUCESTER PLACE | Gloucester Place [T41,T42] | MCDERMOTT |  | 53.3552 | -6.25
MV/LV Substation AL***4020 |  | 10 kV | _ | LV | 630 kVA :Kiosk Substation | 0.63 | --> | 0.63 | 0.5 | 1.86 |  | --> | 0.598 | 0 | 0 | 0.5 | 0 |  | --> | C17 ex FAIRVIEW | Fairview [T41] | MCDERMOTT |  | 53.3624 | -6.2249
MV/LV Substation CL***4022 |  | 10 kV | _ | LV | 1000 kVA :Building Structure | 1 | --> | 1 | 0.5 | 20.78 |  | --> | 0.95 | 0 | 0 | 0.5 | 0 |  | --> | C21 ex HEUSTON SQUARE | Heuston Square [T101,T102] | INCHICORE 220KV |  | 53.3466 | -6.3073
MV/LV Substation CL***4025 |  | 10 kV | _ | LV | 1000 kVA :Building Structure | 1 | --> | 1 | 0.5 | 20.78 |  | --> | 0.95 | 0 | 0 | 0.5 | 0 |  | --> | C21 ex HEUSTON SQUARE | Heuston Square [T101,T102] | INCHICORE 220KV |  | 53.3461 | -6.3047
MV/LV Substation SU***4030 |  | 10 kV | _ | LV | 630 kVA :Building Structure | 0.63 | --> | 0.63 | 0.5 | 1.86 |  | --> | 0.598 | 0 | 0 | 0.5 | 0 |  | --> | C15 ex FAIRVIEW | Fairview [T41] | MCDERMOTT |  | 53.3698 | -6.2062
MV/LV Substation SH***4032 |  | 10 kV | _ | LV | 1000 kVA :Building Structure | 1 | --> | 1 | 0.5 | 17.78 |  | --> | 0.95 | 0 | 0 | 0.5 | 0 |  | --> | C12 ex RINGSEND | Ringsend [T101,T102] | POOLBEG |  | 53.339 | -6.202
MV/LV Substation NS***4033 |  | 10 kV | _ | LV | 630 kVA :Building Structure | 0.63 | --> | 0.63 | 0 | 0 | Constrained, otherwise capacity available =551 kVA | --> | 0.598 | 0 | 0.035 | 0.5 | 0 |  | --> | C13 ex GLASNEVIN | Glasnevin [T41] | FINGLAS |  | 53.379 | -6.2718
MV/LV Substation GR***4034 |  | 10 kV | _ | LV | 1000 kVA :Building Structure | 1 | --> | 1 | 0.5 | 7.2 |  | --> | 0.95 | 0 | 0 | 0.5 | 0 |  | --> | C26 ex TRINITY | Trinity [T101,T102] | POOLBEG |  | 53.3454 | -6.2397
MV/LV Substation MO***4037 |  | 10 kV | _ | LV | 1000 kVA :Building Structure | 1 | --> | 1 | 0.5 | 9.28 |  | --> | 0.95 | 0 | 0 | 0.5 | 0 |  | --> | C12 ex PEMBROKE | Pembroke [T41,T42,T43,T44] | RINGSEND |  | 53.3399 | -6.2372
MV/LV Substation ST***4038 |  | 10 kV | _ | LV | 1000 kVA :Building Structure | 1 | --> | 1 | 0.5 | 1.37 |  | --> | 0.95 | 0 | 0 | 0.5 | 0 |  | --> | C18 ex SOUTH KING STREET | South King Street [T41,T42] | FRANCIS STREET |  | 53.3422 | -6.2654
MV/LV Substation AD***4039 |  | 10 kV | _ | LV | 1000 kVA :Building Structure | 1 | --> | 1 | 0 | 0 | Constrained, otherwise capacity available =1000 kVA | --> | 0.95 | 0 | 0 | 0.5 | 0 |  | --> | C11 ex CAMDEN ROW | Camden Row [T41] | FRANCIS STREET |  | 53.3399 | -6.2688
MV/LV Substation DO***403X |  | 10 kV | _ | LV | 630 kVA :Building Structure | 0.63 | --> | 0.63 | 0.5 | 6.65 |  | --> | 0.598 | 0 | 0 | 0.5 | 0 |  | --> | C12 ex EAST WALL ROAD | East Wall Road [T41,T42] | MCDERMOTT |  | 53.3545 | -6.2117
MV/LV Substation PE***404 |  | 10 kV | _ | LV | 1000 kVA :Building Structure | 1 | --> | 1 | 0.5 | 0.98 |  | --> | 0.95 | 0 | 0 | 0.5 | 0 |  | --> | C22 ex LEESON STREET | Leeson Street [T41,T42] | MILLTOWN (DR) |  | 53.336 | -6.2526
MV/LV Substation BI***4043 |  | 10 kV | _ | LV | 1000 kVA :Building Structure | 1 | --> | 1 | 0 | 0 | Constrained, otherwise capacity available =1000 kVA | --> | 0.95 | 0 | 0 | 0.5 | 0 |  | --> | C21 ex CAMDEN ROW | Camden Row [T41] | FRANCIS STREET |  | 53.3379 | -6.2664
MV/LV Substation KE***4047 |  | 10 kV | _ | LV | 1000 kVA :Building Structure | 1 | --> | 1 | 0 | 0 | Constrained, otherwise capacity available =1000 kVA | --> | 0.95 | 0 | 0 | 0.5 | 0 |  | --> | C11 ex DRUMCONDRA | Drumcondra [T41,T42] | MCDERMOTT |  | 53.3583 | -6.262
MV/LV Substation ST***4048 |  | 10 kV | _ | LV | 630 kVA :Building Structure | 0.63 | --> | 0.63 | 0.409 | 11.14 |  | --> | 0.598 | 0 | 0.024 | 0.5 | 0 |  | --> | C11 ex CABRA | Cabra [T101,T102] | FINGLAS |  | 53.3642 | -6.302
MV/LV Substation GL***404X |  | 10 kV | _ | LV | 630 kVA :Building Structure | 0.63 | --> | 0.63 | 0.5 | 2.6 |  | --> | 0.598 | 0 | 0 | 0.5 | 0 |  | --> | C28 ex WOLFE TONE STREET | Wolfe Tone Street [T101,T102] | FINGLAS |  | 53.3464 | -6.2498
MV/LV Substation CA***4050 |  | 10 kV | _ | LV | 1000 kVA :Building Structure | 1 | --> | 1 | 0.5 | 11.14 |  | --> | 0.95 | 0 | 0.003 | 0.5 | 0 |  | --> | C18 ex CABRA | Cabra [T101,T102] | FINGLAS |  | 53.3599 | -6.2995
MV/LV Substation FI***4052 |  | 10 kV | _ | LV | 1000 kVA :Building Structure | 1 | --> | 1 | 0.5 | 3.38 |  | --> | 0.95 | 0 | 0 | 0.5 | 0 |  | --> | C14 ex MERRION SQUARE | Merrion Square [T41,T42] | RINGSEND |  | 53.3376 | -6.2492
MV/LV Substation SE***4054 |  | 10 kV | _ | LV | 400 kVA :Kiosk Substation | 0.4 | --> | 0.4 | 0.4 | 1.86 |  | --> | 0.38 | 0 | 0 | 0.38 | 0 |  | --> | C12 ex FAIRVIEW | Fairview [T41] | MCDERMOTT |  | 53.3631 | -6.1969
MV/LV Substation TR***4055 |  | 10 kV | _ | LV | 630 kVA :Kiosk Substation | 0.63 | --> | 0.63 | 0.074 | 9.28 |  | --> | 0.598 | 0 | 0.01 | 0.5 | 0 |  | --> | C25 ex PEMBROKE | Pembroke [T41,T42,T43,T44] | RINGSEND |  | 53.342 | -6.2391
MV/LV Substation RI***4057 |  | 10 kV | _ | LV | 630 kVA :Building Structure | 0.63 | --> | 0.63 | 0 | 0 | Constrained, otherwise capacity available =603 kVA | --> | 0.598 | 0 | 0 | 0.5 | 0 |  | --> | C13 ex GLOUCESTER PLACE | Gloucester Place [T41,T42] | MCDERMOTT |  | 53.3586 | -6.2532
MV/LV Substation CH***405X |  | 10 kV | _ | LV | 1000 kVA :Building Structure | 1 | --> | 1 | 0.5 | 7.61 |  | --> | 0.95 | 0 | 0 | 0.5 | 0 |  | --> | C12 ex SHERIFF STREET | Sheriff Street [T41,T42] | FRANCIS STREET |  | 53.3488 | -6.2474
MV/LV Substation ST***406 |  | 10 kV | _ | LV | 630 kVA :Kiosk Substation | 0.63 | --> | 0.63 | 0 | 0 | Constrained, otherwise capacity available =491 kVA | --> | 0.598 | 0 | 0.064 | 0.5 | 0 |  | --> | C11 ex CLONTARF | Clontarf [T42] | FINGLAS |  | 53.3749 | -6.1964
MV/LV Substation HE***4062 |  | 10 kV | _ | LV | 1000 kVA :Building Structure | 1 | --> | 1 | 0 | 0 | Constrained, otherwise capacity available =1000 kVA | --> | 0.95 | 0 | 0 | 0.5 | 0 |  | --> | C18 ex PHIBSBORO | Phibsboro [T41,T42] | FINGLAS |  | 53.3519 | -6.2712
MV/LV Substation PR***4066 |  | 10 kV | _ | LV | 400 kVA :Kiosk Substation | 0.4 | --> | 0.4 | 0 | 0 | Constrained, otherwise capacity available =253 kVA | --> | 0.38 | 0 | 0.021 | 0.384 | 0 |  | --> | C13 ex GLASNEVIN | Glasnevin [T41] | FINGLAS |  | 53.3688 | -6.2724
MV/LV Substation TH***4067 |  | 10 kV | _ | LV | 630 kVA :Building Structure | 0.63 | --> | 0.63 | 0.5 | 3 |  | --> | 0.598 | 0 | 0 | 0.5 | 0 |  | --> | C37 ex INCHICORE CENTRAL | Inchicore Central [T43,T45] | INCHICORE 220KV |  | 53.337 | -6.3157
MV/LV Substation NE***4068 |  | 10 kV | _ | LV | 1000 kVA :Building Structure | 1 | --> | 1 | 0.15 | 14.34 |  | --> | 0.95 | 0 | 0 | 0.5 | 0 |  | --> | C28 ex NORTH QUAYS | North Quays [T101,T102,T103] | POOLBEG |  | 53.3497 | -6.2359
MV/LV Substation FR***4069 |  | 10 kV | _ | LV | 630 kVA :Building Structure | 0.63 | --> | 0.63 | 0 | 0 | Constrained, otherwise capacity available =585 kVA | --> | 0.598 | 0 | 0 | 0.5 | 0 |  | --> | C19 ex GLOUCESTER PLACE | Gloucester Place [T41,T42] | MCDERMOTT |  | 53.3549 | -6.2583
MV/LV Substation IV***406X |  | 10 kV | _ | LV | 630 kVA :Building Structure | 0.63 | --> | 0.63 | 0.5 | 0.98 |  | --> | 0.598 | 0 | 0 | 0.5 | 0 |  | --> | C20 ex LEESON STREET | Leeson Street [T41,T42] | MILLTOWN (DR) |  | 53.3355 | -6.2585
MV/LV Substation MA***407 |  | 10 kV | _ | LV | 630 kVA :Building Structure | 0.63 | --> | 0.63 | 0.347 | 1.47 |  | --> | 0.598 | 0 | 0 | 0.5 | 0 |  | --> | C14 ex MARROWBONE LANE | Marrowbone Lane [T42] | INCHICORE 220KV |  | 53.3404 | -6.2824
MV/LV Substation DA***4070 |  | 10 kV | _ | LV | 630 kVA :Building Structure | 0.63 | --> | 0.63 | 0.261 | 1.37 |  | --> | 0.598 | 0 | 0.011 | 0.5 | 0 |  | --> | C20 ex SOUTH KING STREET | South King Street [T41,T42] | FRANCIS STREET |  | 53.3416 | -6.2571
MV/LV Substation CA***4072 |  | 10 kV | _ | LV | 1000 kVA :Building Structure | 1 | --> | 1 | 0 | 0 | Constrained, otherwise capacity available =820 kVA | --> | 0.95 | 0 | 0 | 0.5 | 0 |  | --> | C12 ex CAMDEN ROW | Camden Row [T41] | FRANCIS STREET |  | 53.335 | -6.264
MV/LV Substation BA***4073 |  | 10 kV | _ | LV | 1000 kVA :Building Structure | 1 | --> | 1 | 0.5 | 7.2 |  | --> | 0.95 | 0 | 0 | 0.5 | 0 |  | --> | C26 ex TRINITY | Trinity [T101,T102] | POOLBEG |  | 53.342 | -6.2473
MV/LV Substation ST***4076 |  | 10 kV | _ | LV | 630 kVA :Building Structure | 0.63 | --> | 0.63 | 0.5 | 1.47 |  | --> | 0.598 | 0 | 0 | 0.5 | 0 |  | --> | C14 ex MARROWBONE LANE | Marrowbone Lane [T42] | INCHICORE 220KV |  | 53.3427 | -6.2811
MV/LV Substation PH***4079 |  | 10 kV | _ | LV | 630 kVA :Building Structure | 0.63 | --> | 0.63 | 0.5 | 11.14 |  | --> | 0.598 | 0 | 0 | 0.5 | 0 |  | --> | C11 ex CABRA | Cabra [T101,T102] | FINGLAS |  | 53.3636 | -6.3021
MV/LV Substation SO***407X |  | 10 kV | _ | LV | 1000 kVA :Building Structure | 1 | --> | 1 | 0.5 | 9.28 |  | --> | 0.95 | 0 | 0 | 0.5 | 0 |  | --> | C24 ex PEMBROKE | Pembroke [T41,T42,T43,T44] | RINGSEND |  | 53.3398 | -6.2309
MV/LV Substation KI***4080 |  | 10 kV | _ | LV | 630 kVA :Kiosk Substation | 0.63 | --> | 0.63 | 0.5 | 1.37 |  | --> | 0.598 | 0 | 0 | 0.5 | 0 |  | --> | C11 ex SOUTH KING STREET | South King Street [T41,T42] | FRANCIS STREET |  | 53.3396 | -6.2552
MV/LV Substation PE***4081 |  | 10 kV | _ | LV | 630 kVA :Building Structure | 0.63 | --> | 0.63 | 0 | 0 | Constrained, otherwise capacity available =597 kVA | --> | 0.598 | 0 | 0 | 0.5 | 0 |  | --> | C12 ex GLOUCESTER PLACE | Gloucester Place [T41,T42] | MCDERMOTT |  | 53.3525 | -6.2528
MV/LV Substation KI***4083 |  | 10 kV | _ | LV | 400 kVA :Kiosk Substation | 0.4 | --> | 0.4 | 0 | 0 | Constrained, otherwise capacity available =371 kVA | --> | 0.38 | 0 | 0.004 | 0.381 | 0 |  | --> | C16 ex WATLING STREET | Watling Street [T41,T42] | FRANCIS STREET |  | 53.3527 | -6.2826
MV/LV Substation GR***4086 |  | 10 kV | _ | LV | 400 kVA :Kiosk Substation | 0.4 | --> | 0.4 | 0 | 0 | Constrained, otherwise capacity available =319 kVA | --> | 0.38 | 0 | 0.012 | 0.382 | 0 |  | --> | C23 ex PHIBSBORO | Phibsboro [T41,T42] | FINGLAS |  | 53.3549 | -6.2779
MV/LV Substation BO***4089 |  | 10 kV | _ | LV | 630 kVA :Building Structure | 0.63 | --> | 0.63 | 0.5 | 11.14 |  | --> | 0.598 | 0 | 0 | 0.5 | 0 |  | --> | C19 ex CABRA | Cabra [T101,T102] | FINGLAS |  | 53.3731 | -6.2968
MV/LV Substation ST***4090 |  | 10 kV | _ | LV | 630 kVA :Building Structure | 0.63 | --> | 0.63 | 0 | 0 | Constrained, otherwise capacity available =630 kVA | --> | 0.598 | 0 | 0 | 0.5 | 0 |  | --> | C13 ex DRUMCONDRA | Drumcondra [T41,T42] | MCDERMOTT |  | 53.3722 | -6.2557
MV/LV Substation CA***4092 |  | 10 kV | _ | LV | 1000 kVA :Building Structure | 1 | --> | 1 | 0.5 | 0.98 |  | --> | 0.95 | 0 | 0 | 0.5 | 0 |  | --> | C20 ex LEESON STREET | Leeson Street [T41,T42] | MILLTOWN (DR) |  | 53.3358 | -6.2577
MV/LV Substation LE***4093 |  | 10 kV | _ | LV | 630 kVA :Kiosk Substation | 0.63 | --> | 0.63 | 0.5 | 9.99 |  | --> | 0.598 | 0 | 0 | 0.5 | 0 |  | --> | C23 ex HAROLDS CROSS | Harolds Cross [T101,T102] | POOLBEG |  | 53.3325 | -6.2741
MV/LV Substation SH***4094 |  | 10 kV | _ | LV | 1000 kVA :Building Structure | 1 | --> | 1 | 0.5 | 1.37 |  | --> | 0.95 | 0 | 0 | 0.5 | 0 |  | --> | C18 ex SOUTH KING STREET | South King Street [T41,T42] | FRANCIS STREET |  | 53.3413 | -6.2673
MV/LV Substation TH***4095 |  | 10 kV | _ | LV | 630 kVA :Kiosk Substation | 0.63 | --> | 0.63 | 0.5 | 12.96 |  | --> | 0.598 | 0 | 0 | 0.5 | 0 |  | --> | C21 ex ARTANE | Artane [T101,T102] | FINGLAS |  | 53.3841 | -6.2358
MV/LV Substation ME***4097 |  | 10 kV | _ | LV | 630 kVA :Building Structure | 0.63 | --> | 0.63 | 0.5 | 3.38 |  | --> | 0.598 | 0 | 0 | 0.5 | 0 |  | --> | C13 ex MERRION SQUARE | Merrion Square [T41,T42] | RINGSEND |  | 53.3408 | -6.2507
MV/LV Substation GR***4101 |  | 10 kV | _ | LV | 1000 kVA :Building Structure | 1 | --> | 1 | 0.5 | 9.02 |  | --> | 0.95 | 0 | 0 | 0.5 | 0 |  | --> | C16 ex MISERY HILL | Misery Hill [T101,T102] | POOLBEG |  | 53.3444 | -6.233
MV/LV Substation GR***4103 |  | 10 kV | _ | LV | 1000 kVA :Building Structure | 1 | --> | 1 | 0.5 | 7.2 |  | --> | 0.95 | 0 | 0.005 | 0.5 | 0 |  | --> | C28 ex TRINITY | Trinity [T101,T102] | POOLBEG |  | 53.3398 | -6.2434
MV/LV Substation BE***410X |  | 10 kV | _ | LV | 630 kVA :Kiosk Substation | 0.63 | --> | 0.63 | 0 | 0 | Constrained, otherwise capacity available =620 kVA | --> | 0.598 | 0 | 0 | 0.5 | 0 |  | --> | C14 ex CLONTARF | Clontarf [T42] | FINGLAS |  | 53.3677 | -6.1918
MV/LV Substation CO***411 |  | 10 kV | _ | LV | 630 kVA :Kiosk Substation | 0.63 | --> | 0.63 | 0 | 0 | Constrained, otherwise capacity available =523 kVA | --> | 0.598 | 0 | 0.005 | 0.5 | 0 |  | --> | C11 ex GRANBY ROW | Granby Row [T41] | MCDERMOTT |  | 53.3539 | -6.2651
MV/LV Substation BR***4110 |  | 10 kV | _ | LV | 630 kVA :Kiosk Substation | 0.63 | --> | 0.63 | 0.274 | 20.78 |  | --> | 0.598 | 0 | 0.022 | 0.5 | 0 |  | --> | C23 ex HEUSTON SQUARE | Heuston Square [T101,T102] | INCHICORE 220KV |  | 53.3395 | -6.3007
MV/LV Substation LI***4111 |  | 10 kV | _ | LV | 630 kVA :Building Structure | 0.63 | --> | 0.63 | 0.5 | 7.2 |  | --> | 0.598 | 0 | 0 | 0.5 | 0 |  | --> | C23 ex TRINITY | Trinity [T101,T102] | POOLBEG |  | 53.3349 | -6.2486
MV/LV Substation MO***4112 |  | 10 kV | _ | LV | 1000 kVA :Building Structure | 1 | --> | 1 | 0.203 | 2.6 |  | --> | 0.95 | 0 | 0 | 0.5 | 0 |  | --> | C28 ex WOLFE TONE STREET | Wolfe Tone Street [T101,T102] | FINGLAS |  | 53.3404 | -6.2567
MV/LV Substation SI***4114 |  | 10 kV | _ | LV | 630 kVA :Kiosk Substation | 0.63 | --> | 0.63 | 0 | 0 | Constrained, otherwise capacity available =541 kVA | --> | 0.598 | 0 | 0.048 | 0.5 | 0 |  | --> | C14 ex WHITEHALL | Whitehall [T41] | FINGLAS |  | 53.3767 | -6.2372
MV/LV Substation LI***4116 |  | 10 kV | _ | LV | 1000 kVA :Building Structure | 1 | --> | 1 | 0.5 | 14.34 |  | --> | 0.95 | 0 | 0 | 0.5 | 0 |  | --> | C18 ex NORTH QUAYS | North Quays [T101,T102,T103] | POOLBEG |  | 53.3563 | -6.2333
MV/LV Substation BO***4118 |  | 10 kV | _ | LV | 1000 kVA :Building Structure | 1 | --> | 1 | 0 | 0 | Constrained, otherwise capacity available =1000 kVA | --> | 0.95 | 0 | 0 | 0.5 | 0 |  | --> | C15 ex WATLING STREET | Watling Street [T41,T42] | FRANCIS STREET |  | 53.345 | -6.2834
MV/LV Substation CH***4119 |  | 10 kV | _ | LV | 1000 kVA :Building Structure | 1 | --> | 1 | 0.5 | 9.99 |  | --> | 0.95 | 0 | 0 | 0.5 | 0 |  | --> | C24 ex HAROLDS CROSS | Harolds Cross [T101,T102] | POOLBEG |  | 53.3314 | -6.2587
MV/LV Substation TE***411X |  | 10 kV | _ | LV | 400 kVA :Kiosk Substation | 0.4 | --> | 0.4 | 0.228 | 14.34 |  | --> | 0.38 | 0 | 0.009 | 0.396 | 0 |  | --> | C41 ex NORTH QUAYS | North Quays [T101,T102,T103] | POOLBEG |  | 53.3531 | -6.2309
MV/LV Substation IN***4122 |  | 10 kV | _ | LV | 630 kVA :Kiosk Substation | 0.63 | --> | 0.63 | 0.384 | 3.38 |  | --> | 0.598 | 0 | 0 | 0.5 | 0 |  | --> | C20 ex MERRION SQUARE | Merrion Square [T41,T42] | RINGSEND |  | 53.3351 | -6.2554
MV/LV Substation MI***4124 |  | 10 kV | _ | LV | 1000 kVA :Building Structure | 1 | --> | 1 | 0.5 | 7.2 |  | --> | 0.95 | 0 | 0 | 0.5 | 0 |  | --> | C22 ex TRINITY | Trinity [T101,T102] | POOLBEG |  | 53.3369 | -6.2472
MV/LV Substation HA***4126 |  | 10 kV | _ | LV | 1000 kVA :Building Structure | 1 | --> | 1 | 0.5 | 7.2 |  | --> | 0.95 | 0 | 0.03 | 0.5 | 0 |  | --> | C25 ex TRINITY | Trinity [T101,T102] | POOLBEG |  | 53.3455 | -6.2462
MV/LV Substation CR***4127 |  | 10 kV | _ | LV | 1000 kVA :Building Structure | 1 | --> | 1 | 0.35 | 7.2 |  | --> | 0.95 | 0 | 0 | 0.5 | 0 |  | --> | C25 ex TRINITY | Trinity [T101,T102] | POOLBEG |  | 53.3461 | -6.2463
MV/LV Substation O'***4128 |  | 10 kV | _ | LV | 1000 kVA :Building Structure | 1 | --> | 1 | 0.5 | 2.6 |  | --> | 0.95 | 0 | 0 | 0.5 | 0 |  | --> | C29 ex WOLFE TONE STREET | Wolfe Tone Street [T101,T102] | FINGLAS |  | 53.3479 | -6.2594
MV/LV Substation PH***4129 |  | 10 kV | _ | LV | 400 kVA :Kiosk Substation | 0.4 | --> | 0.4 | 0.295 | 11.14 |  | --> | 0.38 | 0 | 0.032 | 0.37 | 0 |  | --> | C12 ex CABRA | Cabra [T101,T102] | FINGLAS |  | 53.3764 | -6.3147
MV/LV Substation CH***413 |  | 10 kV | _ | LV | 630 kVA :Kiosk Substation | 0.63 | --> | 0.63 | 0.292 | 2.6 |  | --> | 0.598 | 0 | 0 | 0.5 | 0 |  | --> | C24 ex WOLFE TONE STREET | Wolfe Tone Street [T101,T102] | FINGLAS |  | 53.3469 | -6.2749
MV/LV Substation CL***4132 |  | 10 kV | _ | LV | 200 kVA :Kiosk Substation | 0.2 | --> | 0.2 | 0 | 0 | Constrained, otherwise capacity available =200 kVA | --> | 0.19 | 0 | 0 | 0 | 0 | Constrained, otherwise capacity available =190 kW | --> | C22 ex CLONTARF |  |  |  | 53.3691 | -6.1936
MV/LV Substation KE***4133 |  | 10 kV | _ | LV | 1000 kVA :Building Structure | 1 | --> | 1 | 0.5 | 9.28 |  | --> | 0.95 | 0 | 0 | 0.5 | 0 |  | --> | C14 ex PEMBROKE | Pembroke [T41,T42,T43,T44] | RINGSEND |  | 53.3385 | -6.2401
MV/LV Substation WE***4136 |  | 10 kV | _ | LV | 1000 kVA :Building Structure | 1 | --> | 1 | 0.5 | 2.6 |  | --> | 0.95 | 0 | 0 | 0.5 | 0 |  | --> | C18 ex WOLFE TONE STREET | Wolfe Tone Street [T101,T102] | FINGLAS |  | 53.3557 | -6.2667
MV/LV Substation HA***4137 |  | 10 kV | _ | LV | 1000 kVA :Building Structure | 1 | --> | 1 | 0.5 | 9.99 |  | --> | 0.95 | 0 | 0 | 0.5 | 0 |  | --> | C24 ex HAROLDS CROSS | Harolds Cross [T101,T102] | POOLBEG |  | 53.3322 | -6.2614
MV/LV Substation TR***4138 |  | 10 kV | _ | LV | 1000 kVA :Building Structure | 1 | --> | 1 | 0.5 | 28.43 |  | --> | 0.95 | 0 | 0 | 0.5 | 0 |  | --> | C47 ex BEDFORD ROW | Bedford Row [T41,T42,T43,T44] | FRANCIS STREET |  | 53.3437 | -6.262
MV/LV Substation TH***4139 |  | 10 kV | _ | LV | 1000 kVA :Building Structure | 1 | --> | 1 | 0.5 | 7.2 |  | --> | 0.95 | 0 | 0.009 | 0.5 | 0 |  | --> | C19 ex TRINITY | Trinity [T101,T102] | POOLBEG |  | 53.3411 | -6.2443
MV/LV Substation BO***413X |  | 10 kV | _ | LV | 1000 kVA :Building Structure | 1 | --> | 1 | 0.5 | 7.2 |  | --> | 0.95 | 0 | 0 | 0.5 | 0 |  | --> | C21 ex TRINITY | Trinity [T101,T102] | POOLBEG |  | 53.3419 | -6.2457
MV/LV Substation EX***4141 |  | 10 kV | _ | LV | 1000 kVA :Building Structure | 1 | --> | 1 | 0.43 | 7.61 |  | --> | 0.95 | 0 | 0.03 | 0.5 | 0 |  | --> | C12 ex SHERIFF STREET | Sheriff Street [T41,T42] | FRANCIS STREET |  | 53.349 | -6.2467
MV/LV Substation BR***4142 |  | 10 kV | _ | LV | 630 kVA :Kiosk Substation | 0.63 | --> | 0.63 | 0.5 | 11.14 |  | --> | 0.598 | 0 | 0 | 0.5 | 0 |  | --> | C24 ex CABRA | Cabra [T101,T102] | FINGLAS |  | 53.3674 | -6.2948
MV/LV Substation MI***4144 |  | 10 kV | _ | LV | 1000 kVA :Building Structure | 1 | --> | 1 | 0.5 | 7.2 |  | --> | 0.95 | 0 | 0.005 | 0.5 | 0 |  | --> | C22 ex TRINITY | Trinity [T101,T102] | POOLBEG |  | 53.3369 | -6.2472
MV/LV Substation MI***4145 |  | 10 kV | _ | LV | 1000 kVA :Building Structure | 1 | --> | 1 | 0.5 | 7.2 |  | --> | 0.95 | 0 | 0 | 0.5 | 0 |  | --> | C22 ex TRINITY | Trinity [T101,T102] | POOLBEG |  | 53.3368 | -6.2471
MV/LV Substation EA***4147 |  | 10 kV | _ | LV | 630 kVA :Building Structure | 0.63 | --> | 0.63 | 0.5 | 9.28 |  | --> | 0.598 | 0 | 0 | 0.5 | 0 |  | --> | C14 ex PEMBROKE | Pembroke [T41,T42,T43,T44] | RINGSEND |  | 53.3383 | -6.2416
MV/LV Substation SW***4149 |  | 10 kV | _ | LV | 1000 kVA :Building Structure | 1 | --> | 1 | 0.5 | 9.99 |  | --> | 0.95 | 0 | 0 | 0.5 | 0 |  | --> | C25 ex HAROLDS CROSS | Harolds Cross [T101,T102] | POOLBEG |  | 53.337 | -6.2775
MV/LV Substation AD***414X |  | 10 kV | _ | LV | 1000 kVA :Building Structure | 1 | --> | 1 | 0.5 | 9.99 |  | --> | 0.95 | 0 | 0 | 0.5 | 0 |  | --> | C24 ex HAROLDS CROSS | Harolds Cross [T101,T102] | POOLBEG |  | 53.3326 | -6.2622
MV/LV Substation GR***415 |  | 10 kV | _ | LV | 630 kVA :Kiosk Substation | 0.63 | --> | 0.63 | 0 | 0 | Constrained, otherwise capacity available =560 kVA | --> | 0.598 | 0 | 0 | 0.5 | 0 |  | --> | C17 ex GRANBY ROW | Granby Row [T41] | MCDERMOTT |  | 53.352 | -6.2652
MV/LV Substation FF***4157 |  | 10 kV | _ | LV | 1000 kVA :Building Structure | 1 | --> | 1 | 0.5 | 9.99 |  | --> | 0.95 | 0 | 0.087 | 0.5 | 0 |  | --> | C24 ex HAROLDS CROSS | Harolds Cross [T101,T102] | POOLBEG |  | 53.3307 | -6.262
MV/LV Substation MI***4159 |  | 10 kV | _ | LV | 1000 kVA :Building Structure | 1 | --> | 1 | 0 | 0 | Constrained, otherwise capacity available =934 kVA | --> | 0.95 | 0 | 0 | 0.5 | 0 |  | --> | C19 ex NEWMARKET (DR) | Newmarket (dr) [T41] | FRANCIS STREET |  | 53.3367 | -6.2764
MV/LV Substation CH***415X |  | 10 kV | _ | LV | 1000 kVA :Building Structure | 1 | --> | 1 | 0 | 0 | Constrained, otherwise capacity available =982 kVA | --> | 0.95 | 0 | 0 | 0.5 | 0 |  | --> | C17 ex GRANBY ROW | Granby Row [T41] | MCDERMOTT |  | 53.3499 | -6.2662
MV/LV Substation CH***4160 |  | 10 kV | _ | LV | 630 kVA :Kiosk Substation | 0.63 | --> | 0.63 | 0.5 | 1.86 |  | --> | 0.598 | 0 | 0 | 0.5 | 0 |  | --> | C12 ex FAIRVIEW | Fairview [T41] | MCDERMOTT |  | 53.3628 | -6.2179
MV/LV Substation DA***4161 |  | 10 kV | _ | LV | 1000 kVA :Building Structure | 1 | --> | 1 | 0.5 | 1.37 |  | --> | 0.95 | 0 | 0 | 0.5 | 0 |  | --> | C20 ex SOUTH KING STREET | South King Street [T41,T42] | FRANCIS STREET |  | 53.3416 | -6.2573
MV/LV Substation NA***4162 |  | 10 kV | _ | LV | 1000 kVA :Building Structure | 1 | --> | 1 | 0.5 | 11.14 |  | --> | 0.95 | 0 | 0 | 0.5 | 0 |  | --> | C11 ex CABRA | Cabra [T101,T102] | FINGLAS |  | 53.3636 | -6.3039
MV/LV Substation ST***4164 |  | 10 kV | _ | LV | 630 kVA :Building Structure | 0.63 | --> | 0.63 | 0 | 0 | Constrained, otherwise capacity available =563 kVA | --> | 0.598 | 0 | 0.011 | 0.5 | 0 |  | --> | C17 ex CAMDEN ROW | Camden Row [T41] | FRANCIS STREET |  | 53.3424 | -6.2809
MV/LV Substation BR***4165 |  | 10 kV | _ | LV | 630 kVA :Kiosk Substation | 0.63 | --> | 0.63 | 0.352 | 11.14 |  | --> | 0.598 | 0 | 0.017 | 0.5 | 0 |  | --> | C24 ex CABRA | Cabra [T101,T102] | FINGLAS |  | 53.3725 | -6.3001
MV/LV Substation PA***4166 |  | 10 kV | _ | LV | 1000 kVA :Building Structure | 1 | --> | 1 | 0.5 | 9.99 |  | --> | 0.95 | 0 | 0 | 0.5 | 0 |  | --> | C11 ex HAROLDS CROSS | Harolds Cross [T101,T102] | POOLBEG |  | 53.3335 | -6.2607
MV/LV Substation PR***4168 |  | 10 kV | _ | LV | 1000 kVA :Building Structure | 1 | --> | 1 | 0 | 14.34 |  | --> | 0.95 | 0 | 0 | 0.5 | 0 |  | --> | C25 ex NORTH QUAYS | North Quays [T101,T102,T103] | POOLBEG |  | 53.3478 | -6.2342
MV/LV Substation PR***4169 |  | 10 kV | _ | LV | 1000 kVA :Building Structure | 1 | --> | 1 | 0.466 | 14.34 |  | --> | 0.95 | 0 | 0 | 0.5 | 0 |  | --> | C25 ex NORTH QUAYS | North Quays [T101,T102,T103] | POOLBEG |  | 53.3478 | -6.2342
MV/LV Substation RO***417 |  | 10 kV | _ | LV | 630 kVA :Kiosk Substation | 0.63 | --> | 0.63 | 0.5 | 17.78 |  | --> | 0.598 | 0 | 0 | 0.5 | 0 |  | --> | C20 ex RINGSEND | Ringsend [T101,T102] | POOLBEG |  | 53.3401 | -6.2073
MV/LV Substation LI***4171 |  | 10 kV | _ | LV | 630 kVA :Building Structure | 0.63 | --> | 0.63 | 0 | 0 | Constrained, otherwise capacity available =531 kVA | --> | 0.598 | 0 | 0.01 | 0.5 | 0 |  | --> | C21 ex PHIBSBORO | Phibsboro [T41,T42] | FINGLAS |  | 53.3581 | -6.2883
MV/LV Substation HA***4175 |  | 10 kV | _ | LV | 1000 kVA :Building Structure | 1 | --> | 1 | 0.5 | 9.99 |  | --> | 0.95 | 0 | 0 | 0.5 | 0 |  | --> | C11 ex HAROLDS CROSS | Harolds Cross [T101,T102] | POOLBEG |  | 53.3319 | -6.2565
MV/LV Substation GL***4176 |  | 10 kV | _ | LV | 400 kVA :Building Structure | 0.4 | --> | 0.4 | 0 | 0 | Constrained, otherwise capacity available =400 kVA | --> | 0.38 | 0 | 0 | 0.38 | 0 |  | --> | C13 ex GLOUCESTER PLACE | Gloucester Place [T41,T42] | MCDERMOTT |  | 53.3542 | -6.2554
MV/LV Substation HA***4177 |  | 10 kV | _ | LV | 1000 kVA :Building Structure | 1 | --> | 1 | 0.5 | 7.2 |  | --> | 0.95 | 0 | 0 | 0.5 | 0 |  | --> | C25 ex TRINITY | Trinity [T101,T102] | POOLBEG |  | 53.3451 | -6.2454
MV/LV Substation GL***4178 |  | 10 kV | _ | LV | 1000 kVA :Building Structure | 1 | --> | 1 | 0 | 0 | Constrained, otherwise capacity available =867 kVA | --> | 0.95 | 0 | 0 | 0.5 | 0 |  | --> | C13 ex GLOUCESTER PLACE | Gloucester Place [T41,T42] | MCDERMOTT |  | 53.3542 | -6.2555
MV/LV Substation MO***4179 |  | 10 kV | _ | LV | 630 kVA :Kiosk Substation | 0.63 | --> | 0.63 | 0 | 0 | Constrained, otherwise capacity available =620 kVA | --> | 0.598 | 0 | 0 | 0.5 | 0 |  | --> | C11 ex PHIBSBORO | Phibsboro [T41,T42] | FINGLAS |  | 53.3586 | -6.2731
MV/LV Substation BO***417X |  | 10 kV | _ | LV | 1000 kVA :Building Structure | 1 | --> | 1 | 0.5 | 6.65 |  | --> | 0.95 | 0 | 0 | 0.5 | 0 |  | --> | C12 ex EAST WALL ROAD | East Wall Road [T41,T42] | MCDERMOTT |  | 53.3542 | -6.2221
MV/LV Substation TH***4180 |  | 10 kV | _ | LV | 1000 kVA :Building Structure | 1 | --> | 1 | 0.43 | 9.02 |  | --> | 0.95 | 0 | 0 | 0.5 | 0 |  | --> | C16 ex MISERY HILL | Misery Hill [T101,T102] | POOLBEG |  | 53.3443 | -6.2326
MV/LV Substation HA***4181 |  | 10 kV | _ | LV | 1000 kVA :Building Structure | 1 | --> | 1 | 0.5 | 9.02 |  | --> | 0.95 | 0 | 0 | 0.5 | 0 |  | --> | C16 ex MISERY HILL | Misery Hill [T101,T102] | POOLBEG |  | 53.3443 | -6.232
MV/LV Substation HE***4185 |  | 10 kV | _ | LV | 200 kVA :Kiosk Substation | 0.2 | --> | 0.2 | 0.2 | 20.78 |  | --> | 0.19 | 0 | 0 | 0.19 | 0 |  | --> | C12 ex HEUSTON SQUARE | Heuston Square [T101,T102] | INCHICORE 220KV |  | 53.3451 | -6.3
MV/LV Substation NO***4186 |  | 10 kV | _ | LV | 630 kVA :Kiosk Substation | 0.63 | --> | 0.63 | 0.5 | 1.86 |  | --> | 0.598 | 0 | 0.015 | 0.5 | 0 |  | --> | C15 ex FAIRVIEW | Fairview [T41] | MCDERMOTT |  | 53.3679 | -6.2118
MV/LV Substation LE***4189 |  | 10 kV | _ | LV | 630 kVA :Building Structure | 0.63 | --> | 0.63 | 0.5 | 3.38 |  | --> | 0.598 | 0 | 0 | 0.5 | 0 |  | --> | C20 ex MERRION SQUARE | Merrion Square [T41,T42] | RINGSEND |  | 53.3357 | -6.2552
MV/LV Substation IN***419 |  | 10 kV | _ | LV | 630 kVA :Kiosk Substation | 0.63 | --> | 0.63 | 0.361 | 11.14 |  | --> | 0.598 | 0 | 0.041 | 0.5 | 0 |  | --> | C24 ex CABRA | Cabra [T101,T102] | FINGLAS |  | 53.3646 | -6.2964
MV/LV Substation GR***4191 |  | 10 kV | _ | LV | 630 kVA :Kiosk Substation | 0.63 | --> | 0.63 | 0 | 0 | Constrained, otherwise capacity available =571 kVA | --> | 0.598 | 0 | 0.022 | 0.5 | 0 |  | --> | C16 ex WHITEHALL | Whitehall [T41] | FINGLAS |  | 53.3685 | -6.2463
MV/LV Substation ST***4193 |  | 10 kV | _ | LV | 1000 kVA :Building Structure | 1 | --> | 1 | 0.5 | 3.38 |  | --> | 0.95 | 0 | 0 | 0.5 | 0 |  | --> | C20 ex MERRION SQUARE | Merrion Square [T41,T42] | RINGSEND |  | 53.3352 | -6.2554
MV/LV Substation SU***4195 |  | 10 kV | _ | LV | 1000 kVA :Building Structure | 1 | --> | 1 | 0 | 0 | Constrained, otherwise capacity available =582 kVA | --> | 0.95 | 0 | 0 | 0.5 | 0 |  | --> | C20 ex GLOUCESTER PLACE | Gloucester Place [T41,T42] | MCDERMOTT |  | 53.3552 | -6.2561
MV/LV Substation RO***4200 |  | 10 kV | _ | LV | 630 kVA :Kiosk Substation | 0.63 | --> | 0.63 | 0 | 0 | Constrained, otherwise capacity available =522 kVA | --> | 0.598 | 0 | 0.049 | 0.5 | 0 |  | --> | C16 ex WHITEHALL | Whitehall [T41] | FINGLAS |  | 53.3717 | -6.2446
MV/LV Substation GR***4201 |  | 10 kV | _ | LV | 630 kVA :Kiosk Substation | 0.63 | --> | 0.63 | 0 | 0 | Constrained, otherwise capacity available =582 kVA | --> | 0.598 | 0 | 0.025 | 0.5 | 0 |  | --> | C16 ex WHITEHALL | Whitehall [T41] | FINGLAS |  | 53.3699 | -6.2442
MV/LV Substation PO***4205 |  | 10 kV | _ | LV | 630 kVA :Kiosk Substation | 0.63 | --> | 0.63 | 0.38 | 6.65 |  | --> | 0.598 | 0 | 0 | 0.5 | 0 |  | --> | C20 ex EAST WALL ROAD | East Wall Road [T41,T42] | MCDERMOTT |  | 53.3511 | -6.2254
MV/LV Substation CH***4206 |  | 10 kV | _ | LV | 630 kVA :Building Structure | 0.63 | --> | 0.63 | 0.481 | 9.99 |  | --> | 0.598 | 0 | 0 | 0.5 | 0 |  | --> | C24 ex HAROLDS CROSS | Harolds Cross [T101,T102] | POOLBEG |  | 53.3307 | -6.2623
MV/LV Substation RI***4207 |  | 10 kV | _ | LV | 630 kVA :Building Structure | 0.63 | --> | 0.63 | 0 | 0 | Constrained, otherwise capacity available =602 kVA | --> | 0.598 | 0 | 0 | 0.5 | 0 |  | --> | C14 ex NEWMARKET (DR) | Newmarket (dr) [T41] | FRANCIS STREET |  | 53.3351 | -6.2943
MV/LV Substation HE***420X |  | 10 kV | _ | LV | 630 kVA :Building Structure | 0.63 | --> | 0.63 | 0 | 0 | Constrained, otherwise capacity available =580 kVA | --> | 0.598 | 0 | 0 | 0.5 | 0 |  | --> | C11 ex PHIBSBORO | Phibsboro [T41,T42] | FINGLAS |  | 53.353 | -6.2692
MV/LV Substation LI***4211 |  | 10 kV | _ | LV | 1000 kVA :Building Structure | 1 | --> | 1 | 0.5 | 9.02 |  | --> | 0.95 | 0 | 0 | 0.5 | 0 |  | --> | C14 ex MISERY HILL | Misery Hill [T101,T102] | POOLBEG |  | 53.3452 | -6.2314
MV/LV Substation RA***4212 |  | 10 kV | _ | LV | 1000 kVA :Building Structure | 1 | --> | 1 | 0 | 0 | Constrained, otherwise capacity available =872 kVA | --> | 0.95 | 0 | 0.13 | 0.5 | 0 |  | --> | C23 ex PHIBSBORO | Phibsboro [T41,T42] | FINGLAS |  | 53.3564 | -6.2775
MV/LV Substation RO***4213 |  | 10 kV | _ | LV | 1000 kVA :Building Structure | 1 | --> | 1 | 0.5 | 9.02 |  | --> | 0.95 | 0 | 0 | 0.5 | 0 |  | --> | C14 ex MISERY HILL | Misery Hill [T101,T102] | POOLBEG |  | 53.3452 | -6.2325
MV/LV Substation GR***4214 |  | 10 kV | _ | LV | 1000 kVA :Building Structure | 1 | --> | 1 | 0.5 | 9.02 |  | --> | 0.95 | 0 | 0 | 0.5 | 0 |  | --> | C14 ex MISERY HILL | Misery Hill [T101,T102] | POOLBEG |  | 53.3447 | -6.2317
MV/LV Substation RA***4215 |  | 10 kV | _ | LV | 400 kVA :Kiosk Substation | 0.4 | --> | 0.4 | 0.232 | 11.14 |  | --> | 0.38 | 0 | 0.225 | 0.236 | 0 |  | --> | C12 ex CABRA | Cabra [T101,T102] | FINGLAS |  | 53.3778 | -6.3203
MV/LV Substation RA***4216 |  | 10 kV | _ | LV | 400 kVA :Kiosk Substation | 0.4 | --> | 0.4 | 0.4 | 11.14 |  | --> | 0.38 | 0 | 0 | 0.38 | 0 |  | --> | C12 ex CABRA | Cabra [T101,T102] | FINGLAS |  | 53.3765 | -6.3211
MV/LV Substation BL***4217 |  | 10 kV | _ | LV | 1000 kVA :Building Structure | 1 | --> | 1 | 0.5 | 9.02 |  | --> | 0.95 | 0 | 0 | 0.5 | 0 |  | --> | C16 ex MISERY HILL | Misery Hill [T101,T102] | POOLBEG |  | 53.3445 | -6.236
MV/LV Substation RU***4218 |  | 10 kV | _ | LV | 1000 kVA :Building Structure | 1 | --> | 1 | 0 | 0 | Constrained, otherwise capacity available =525 kVA | --> | 0.95 | 0 | 0 | 0.5 | 0 |  | --> | C13 ex GLOUCESTER PLACE | Gloucester Place [T41,T42] | MCDERMOTT |  | 53.3554 | -6.2526
MV/LV Substation SY***421X |  | 10 kV | _ | LV | 630 kVA :Kiosk Substation | 0.63 | --> | 0.63 | 0 | 0 | Constrained, otherwise capacity available =538 kVA | --> | 0.598 | 0 | 0.013 | 0.5 | 0 |  | --> | C11 ex CLONTARF | Clontarf [T42] | FINGLAS |  | 53.3724 | -6.1937
MV/LV Substation MO***4220 |  | 10 kV | _ | LV | 1000 kVA :Building Structure | 1 | --> | 1 | 0.5 | 7.2 |  | --> | 0.95 | 0 | 0 | 0.5 | 0 |  | --> | C24 ex TRINITY | Trinity [T101,T102] | POOLBEG |  | 53.3416 | -6.2561
MV/LV Substation DO***4221 |  | 10 kV | _ | LV | 1000 kVA :Building Structure | 1 | --> | 1 | 0 | 0 | Constrained, otherwise capacity available =1000 kVA | --> | 0.95 | 0 | 0 | 0.5 | 0 |  | --> | C14 ex NEWMARKET (DR) | Newmarket (dr) [T41] | FRANCIS STREET |  | 53.3331 | -6.2929
MV/LV Substation AR***4222 |  | 10 kV | _ | LV | 1000 kVA :Kiosk Substation | 1 | --> | 1 | 0 | 0 | Constrained, otherwise capacity available =910 kVA | --> | 0.95 | 0 | 0.005 | 0.5 | 0 |  | --> | C11 ex CLONTARF | Clontarf [T42] | FINGLAS |  | 53.3743 | -6.1943
MV/LV Substation SA***4224 |  | 10 kV | _ | LV | 630 kVA :Building Structure | 0.63 | --> | 0.63 | 0.5 | 2.6 |  | --> | 0.598 | 0 | 0 | 0.5 | 0 |  | --> | C25 ex WOLFE TONE STREET | Wolfe Tone Street [T101,T102] | FINGLAS |  | 53.3492 | -6.2586
MV/LV Substation HI***4226 |  | 10 kV | _ | LV | 1000 kVA :Building Structure | 1 | --> | 1 | 0.5 | 7.61 |  | --> | 0.95 | 0 | 0 | 0.5 | 0 |  | --> | C12 ex SHERIFF STREET | Sheriff Street [T41,T42] | FRANCIS STREET |  | 53.3484 | -6.2465
MV/LV Substation NE***4227 |  | 10 kV | _ | LV | 630 kVA :Building Structure | 0.63 | --> | 0.63 | 0 | 0 | Constrained, otherwise capacity available =523 kVA | --> | 0.598 | 0 | 0.011 | 0.5 | 0 |  | --> | C17 ex NEWMARKET (DR) | Newmarket (dr) [T41] | FRANCIS STREET |  | 53.3382 | -6.2722
MV/LV Substation HA***4228 |  | 10 kV | _ | LV | 1000 kVA :Building Structure | 1 | --> | 1 | 0.5 | 0.98 |  | --> | 0.95 | 0 | 0 | 0.5 | 0 |  | --> | C20 ex LEESON STREET | Leeson Street [T41,T42] | MILLTOWN (DR) |  | 53.3358 | -6.2583
MV/LV Substation WA***4229 |  | 10 kV | _ | LV | 630 kVA :Building Structure | 0.63 | --> | 0.63 | 0.5 | 9.28 |  | --> | 0.598 | 0 | 0 | 0.5 | 0 |  | --> | C25 ex PEMBROKE | Pembroke [T41,T42,T43,T44] | RINGSEND |  | 53.3412 | -6.239
MV/LV Substation TH***4231 |  | 10 kV | _ | LV | 400 kVA :Kiosk Substation | 0.4 | --> | 0.4 | 0 | 0 | Constrained, otherwise capacity available =400 kVA | --> | 0.38 | 0 | 0 | 0.38 | 0 |  | --> | C17 ex CAMDEN ROW | Camden Row [T41] | FRANCIS STREET |  | 53.3423 | -6.2803
MV/LV Substation NW***4235 |  | 10 kV | _ | LV | 1000 kVA :Building Structure | 1 | --> | 1 | 0.442 | 14.34 |  | --> | 0.95 | 0 | 0 | 0.5 | 0 |  | --> | C20 ex NORTH QUAYS | North Quays [T101,T102,T103] | POOLBEG |  | 53.3475 | -6.2292
MV/LV Substation NW***4236 |  | 10 kV | _ | LV | 1000 kVA :Building Structure | 1 | --> | 1 | 0.485 | 14.34 |  | --> | 0.95 | 0 | 0 | 0.5 | 0 |  | --> | C20 ex NORTH QUAYS | North Quays [T101,T102,T103] | POOLBEG |  | 53.3476 | -6.2297
MV/LV Substation SO***4238 |  | 10 kV | _ | LV | 630 kVA :Building Structure | 0.63 | --> | 0.63 | 0.403 | 7.2 |  | --> | 0.598 | 0 | 0 | 0.5 | 0 |  | --> | C25 ex TRINITY | Trinity [T101,T102] | POOLBEG |  | 53.3449 | -6.2419
MV/LV Substation MO***4239 |  | 10 kV | _ | LV | 1000 kVA :Building Structure | 1 | --> | 1 | 0.5 | 28.43 |  | --> | 0.95 | 0 | 0 | 0.5 | 0 |  | --> | C39 ex BEDFORD ROW | Bedford Row [T41,T42,T43,T44] | FRANCIS STREET |  | 53.3409 | -6.2574
MV/LV Substation CA***423X |  | 10 kV | _ | LV | 630 kVA :Kiosk Substation | 0.63 | --> | 0.63 | 0.5 | 9.28 |  | --> | 0.598 | 0 | 0 | 0.5 | 0 |  | --> | C24 ex PEMBROKE | Pembroke [T41,T42,T43,T44] | RINGSEND |  | 53.3427 | -6.2156
MV/LV Substation HO***424 |  | 10 kV | _ | LV | 630 kVA :Building Structure | 0.63 | --> | 0.63 | 0.5 | 7.2 |  | --> | 0.598 | 0 | 0 | 0.5 | 0 |  | --> | C22 ex TRINITY | Trinity [T101,T102] | POOLBEG |  | 53.3404 | -6.2466
MV/LV Substation DO***4240 |  | 10 kV | _ | LV | 1000 kVA :Building Structure | 1 | --> | 1 | 0 | 0 | Constrained, otherwise capacity available =540 kVA | --> | 0.95 | 0 | 0 | 0.5 | 0 |  | --> | C21 ex CAMDEN ROW | Camden Row [T41] | FRANCIS STREET |  | 53.3401 | -6.2648
MV/LV Substation HO***4241 |  | 10 kV | _ | LV | 1000 kVA :Building Structure | 1 | --> | 1 | 0.5 | 2.6 |  | --> | 0.95 | 0 | 0 | 0.5 | 0 |  | --> | C26 ex WOLFE TONE STREET | Wolfe Tone Street [T101,T102] | FINGLAS |  | 53.3484 | -6.2633
MV/LV Substation TH***4242 |  | 10 kV | _ | LV | 630 kVA :Building Structure | 0.63 | --> | 0.63 | 0.5 | 14.34 |  | --> | 0.598 | 0 | 0 | 0.5 | 0 |  | --> | C20 ex NORTH QUAYS | North Quays [T101,T102,T103] | POOLBEG |  | 53.3492 | -6.2295
MV/LV Substation TH***4243 |  | 10 kV | _ | LV | 1000 kVA :Building Structure | 1 | --> | 1 | 0.5 | 14.34 |  | --> | 0.95 | 0 | 0 | 0.5 | 0 |  | --> | C20 ex NORTH QUAYS | North Quays [T101,T102,T103] | POOLBEG |  | 53.349 | -6.2295
MV/LV Substation WO***4245 |  | 10 kV | _ | LV | 630 kVA :Building Structure | 0.63 | --> | 0.63 | 0 | 0 | Constrained, otherwise capacity available =586 kVA | --> | 0.598 | 0 | 0 | 0.5 | 0 |  | --> | C18 ex WATLING STREET | Watling Street [T41,T42] | FRANCIS STREET |  | 53.3478 | -6.2829
MV/LV Substation DE***4246 |  | 10 kV | _ | LV | 1000 kVA :Building Structure | 1 | --> | 1 | 0.5 | 1.86 |  | --> | 0.95 | 0 | 0.006 | 0.5 | 0 |  | --> | C16 ex FAIRVIEW | Fairview [T41] | MCDERMOTT |  | 53.3661 | -6.2495
MV/LV Substation HO***4247 |  | 10 kV | _ | LV | 1000 kVA :Building Structure | 1 | --> | 1 | 0.5 | 9.02 |  | --> | 0.95 | 0 | 0 | 0.5 | 0 |  | --> | C16 ex MISERY HILL | Misery Hill [T101,T102] | POOLBEG |  | 53.3448 | -6.2347
MV/LV Substation CI***4248 |  | 10 kV | _ | LV | 1000 kVA :Building Structure | 1 | --> | 1 | 0.5 | 2.6 |  | --> | 0.95 | 0 | 0 | 0.5 | 0 |  | --> | C28 ex WOLFE TONE STREET | Wolfe Tone Street [T101,T102] | FINGLAS |  | 53.3464 | -6.2504
MV/LV Substation EX***4249 |  | 10 kV | _ | LV | 1000 kVA :Building Structure | 1 | --> | 1 | 0.5 | 7.61 |  | --> | 0.95 | 0 | 0 | 0.5 | 0 |  | --> | C12 ex SHERIFF STREET | Sheriff Street [T41,T42] | FRANCIS STREET |  | 53.349 | -6.2466
MV/LV Substation CL***425 |  | 10 kV | _ | LV | 200 kVA :Building Structure | 0.2 | --> | 0.2 | 0 | 0 | Constrained, otherwise capacity available =200 kVA | --> | 0.19 | 0 | 0 | 0.19 | 0 |  | --> | C16 ex DRUMCONDRA | Drumcondra [T41,T42] | MCDERMOTT |  | 53.3649 | -6.2534
MV/LV Substation BR***4251 |  | 10 kV | _ | LV | 1000 kVA :Building Structure | 1 | --> | 1 | 0 | 0 | Constrained, otherwise capacity available =397 kVA | --> | 0.95 | 0 | 0 | 0.5 | 0 |  | --> | C23 ex PHIBSBORO | Phibsboro [T41,T42] | FINGLAS |  | 53.3513 | -6.2787
MV/LV Substation BL***4252 |  | 10 kV | _ | LV | 630 kVA :Building Structure | 0.63 | --> | 0.63 | 0 | 0 | Constrained, otherwise capacity available =558 kVA | --> | 0.598 | 0 | 0 | 0.5 | 0 |  | --> | C17 ex CAMDEN ROW | Camden Row [T41] | FRANCIS STREET |  | 53.3366 | -6.2753
MV/LV Substation CA***4253 |  | 10 kV | _ | LV | 1000 kVA :Building Structure | 1 | --> | 1 | 0.5 | 14.34 |  | --> | 0.95 | 0 | 0 | 0.5 | 0 |  | --> | C23 ex NORTH QUAYS | North Quays [T101,T102,T103] | POOLBEG |  | 53.3484 | -6.2322
MV/LV Substation CH***4256 |  | 10 kV | _ | LV | 1000 kVA :Building Structure | 1 | --> | 1 | 0.5 | 2.6 |  | --> | 0.95 | 0 | 0 | 0.5 | 0 |  | --> | C24 ex WOLFE TONE STREET | Wolfe Tone Street [T101,T102] | FINGLAS |  | 53.3473 | -6.2746
MV/LV Substation SC***4257 |  | 10 kV | _ | LV | 1000 kVA :Building Structure | 1 | --> | 1 | 0.5 | 28.43 |  | --> | 0.95 | 0 | 0 | 0.5 | 0 |  | --> | C40 ex BEDFORD ROW | Bedford Row [T41,T42,T43,T44] | FRANCIS STREET |  | 53.3469 | -6.2573
MV/LV Substation HE***4258 |  | 10 kV | _ | LV | 630 kVA :Kiosk Substation | 0.63 | --> | 0.63 | 0.5 | 1.47 |  | --> | 0.598 | 0 | 0 | 0.5 | 0 |  | --> | C11 ex MARROWBONE LANE | Marrowbone Lane [T42] | INCHICORE 220KV |  | 53.335 | -6.2963
MV/LV Substation OX***425X |  | 10 kV | _ | LV | 630 kVA :Building Structure | 0.63 | --> | 0.63 | 0 | 0 | Constrained, otherwise capacity available =440 kVA | --> | 0.598 | 0 | 0 | 0.5 | 0 |  | --> | C15 ex WATLING STREET | Watling Street [T41,T42] | FRANCIS STREET |  | 53.3481 | -6.2811
MV/LV Substation CO***426 |  | 10 kV | _ | LV | 630 kVA :Building Structure | 0.63 | --> | 0.63 | 0 | 0 | Constrained, otherwise capacity available =454 kVA | --> | 0.598 | 0 | 0 | 0.5 | 0 |  | --> | C14 ex PHIBSBORO | Phibsboro [T41,T42] | FINGLAS |  | 53.3519 | -6.274
MV/LV Substation BL***4260 |  | 10 kV | _ | LV | 630 kVA :Building Structure | 0.63 | --> | 0.63 | 0 | 0 | Constrained, otherwise capacity available =467 kVA | --> | 0.598 | 0 | 0 | 0.5 | 0 |  | --> | C19 ex NEWMARKET (DR) | Newmarket (dr) [T41] | FRANCIS STREET |  | 53.337 | -6.2759
MV/LV Substation GR***4261 |  | 10 kV | _ | LV | 630 kVA :Building Structure | 0.63 | --> | 0.63 | 0.5 | 9.99 |  | --> | 0.598 | 0 | 0 | 0.5 | 0 |  | --> | C23 ex HAROLDS CROSS | Harolds Cross [T101,T102] | POOLBEG |  | 53.3336 | -6.2659
MV/LV Substation BO***4263 |  | 10 kV | _ | LV | 1000 kVA :Building Structure | 1 | --> | 1 | 0.5 | 9.28 |  | --> | 0.95 | 0 | 0 | 0.5 | 0 |  | --> | C12 ex PEMBROKE | Pembroke [T41,T42,T43,T44] | RINGSEND |  | 53.3419 | -6.2365
MV/LV Substation BO***4264 |  | 10 kV | _ | LV | 1000 kVA :Building Structure | 1 | --> | 1 | 0.5 | 9.28 |  | --> | 0.95 | 0 | 0.01 | 0.5 | 0 |  | --> | C12 ex PEMBROKE | Pembroke [T41,T42,T43,T44] | RINGSEND |  | 53.3411 | -6.2367
MV/LV Substation BO***4265 |  | 10 kV | _ | LV | 1000 kVA :Building Structure | 1 | --> | 1 | 0.5 | 9.28 |  | --> | 0.95 | 0 | 0 | 0.5 | 0 |  | --> | C12 ex PEMBROKE | Pembroke [T41,T42,T43,T44] | RINGSEND |  | 53.3411 | -6.2369
MV/LV Substation DO***4268 |  | 10 kV | _ | LV | 1000 kVA :Building Structure | 1 | --> | 1 | 0 | 0 | Constrained, otherwise capacity available =892 kVA | --> | 0.95 | 0 | 0 | 0.5 | 0 |  | --> | C18 ex PHIBSBORO | Phibsboro [T41,T42] | FINGLAS |  | 53.352 | -6.2657
MV/LV Substation DU***4269 |  | 10 kV | _ | LV | 1000 kVA :Building Structure | 1 | --> | 1 | 0.5 | 14.34 |  | --> | 0.95 | 0 | 0 | 0.5 | 0 |  | --> | C23 ex NORTH QUAYS | North Quays [T101,T102,T103] | POOLBEG |  | 53.3483 | -6.2352
MV/LV Substation QU***426X |  | 10 kV | _ | LV | 1000 kVA :Building Structure | 1 | --> | 1 | 0.5 | 2.6 |  | --> | 0.95 | 0 | 0 | 0.5 | 0 |  | --> | C31 ex WOLFE TONE STREET | Wolfe Tone Street [T101,T102] | FINGLAS |  | 53.3491 | -6.2795
MV/LV Substation DU***4270 |  | 10 kV | _ | LV | 1000 kVA :Building Structure | 1 | --> | 1 | 0.5 | 14.34 |  | --> | 0.95 | 0 | 0 | 0.5 | 0 |  | --> | C23 ex NORTH QUAYS | North Quays [T101,T102,T103] | POOLBEG |  | 53.3486 | -6.2344
MV/LV Substation DU***4271 |  | 10 kV | _ | LV | 1000 kVA :Building Structure | 1 | --> | 1 | 0.5 | 14.34 |  | --> | 0.95 | 0 | 0 | 0.5 | 0 |  | --> | C23 ex NORTH QUAYS | North Quays [T101,T102,T103] | POOLBEG |  | 53.3485 | -6.2337
MV/LV Substation PR***4272 |  | 10 kV | _ | LV | 1000 kVA :Building Structure | 1 | --> | 1 | 0.5 | 6.65 |  | --> | 0.95 | 0 | 0 | 0.5 | 0 |  | --> | C12 ex EAST WALL ROAD | East Wall Road [T41,T42] | MCDERMOTT |  | 53.3532 | -6.208
MV/LV Substation BR***4274 |  | 10 kV | _ | LV | 630 kVA :Building Structure | 0.63 | --> | 0.63 | 0.5 | 9.02 |  | --> | 0.598 | 0 | 0 | 0.5 | 0 |  | --> | C14 ex MISERY HILL | Misery Hill [T101,T102] | POOLBEG |  | 53.3448 | -6.2307
MV/LV Substation CE***4277 |  | 10 kV | _ | LV | 630 kVA :Kiosk Substation | 0.63 | --> | 0.63 | 0.5 | 28.43 |  | --> | 0.598 | 0 | 0 | 0.5 | 0 |  | --> | C07 ex BEDFORD ROW | Bedford Row [T41,T42,T43,T44] | FRANCIS STREET |  | 53.3448 | -6.2627
MV/LV Substation LE***4278 |  | 10 kV | _ | LV | 630 kVA :Building Structure | 0.63 | --> | 0.63 | 0 | 0 | Constrained, otherwise capacity available =526 kVA | --> | 0.598 | 0 | 0 | 0.5 | 0 |  | --> | C14 ex CAMDEN ROW | Camden Row [T41] | FRANCIS STREET |  | 53.3314 | -6.265
MV/LV Substation CL***428 |  | 10 kV | _ | LV | 630 kVA :Kiosk Substation | 0.63 | --> | 0.63 | 0 | 0 | Constrained, otherwise capacity available =530 kVA | --> | 0.598 | 0 | 0.027 | 0.5 | 0 |  | --> | C13 ex GLASNEVIN | Glasnevin [T41] | FINGLAS |  | 53.3773 | -6.2716
MV/LV Substation BR***4280 |  | 10 kV | _ | LV | 1000 kVA :Building Structure | 1 | --> | 1 | 0 | 0 | Constrained, otherwise capacity available =573 kVA | --> | 0.95 | 0 | 0 | 0.5 | 0 |  | --> | C14 ex NEWMARKET (DR) | Newmarket (dr) [T41] | FRANCIS STREET |  | 53.337 | -6.283
MV/LV Substation CE***4281 |  | 10 kV | _ | LV | 1000 kVA :Building Structure | 1 | --> | 1 | 0.5 | 28.43 |  | --> | 0.95 | 0 | 0 | 0.5 | 0 |  | --> | C07 ex BEDFORD ROW | Bedford Row [T41,T42,T43,T44] | FRANCIS STREET |  | 53.3448 | -6.2631
MV/LV Substation AN***4286 |  | 10 kV | _ | LV | 1000 kVA :Building Structure | 1 | --> | 1 | 0.5 | 28.43 |  | --> | 0.95 | 0 | 0 | 0.5 | 0 |  | --> | C07 ex BEDFORD ROW | Bedford Row [T41,T42,T43,T44] | FRANCIS STREET |  | 53.3446 | -6.2619
MV/LV Substation IV***4287 |  | 10 kV | _ | LV | 1000 kVA :Building Structure | 1 | --> | 1 | 0 | 0 | Constrained, otherwise capacity available =960 kVA | --> | 0.95 | 0 | 0 | 0.5 | 0 |  | --> | C23 ex PHIBSBORO | Phibsboro [T41,T42] | FINGLAS |  | 53.3517 | -6.2796
MV/LV Substation CE***4288 |  | 10 kV | _ | LV | 1000 kVA :Building Structure | 1 | --> | 1 | 0.5 | 28.43 |  | --> | 0.95 | 0 | 0 | 0.5 | 0 |  | --> | C07 ex BEDFORD ROW | Bedford Row [T41,T42,T43,T44] | FRANCIS STREET |  | 53.3448 | -6.2632
MV/LV Substation RA***4289 |  | 10 kV | _ | LV | 630 kVA :Building Structure | 0.63 | --> | 0.63 | 0.5 | 1.47 |  | --> | 0.598 | 0 | 0 | 0.5 | 0 |  | --> | C14 ex MARROWBONE LANE | Marrowbone Lane [T42] | INCHICORE 220KV |  | 53.3419 | -6.2838
MV/LV Substation HA***428X |  | 10 kV | _ | LV | 1000 kVA :Building Structure | 1 | --> | 1 | 0.5 | 7.2 |  | --> | 0.95 | 0 | 0 | 0.5 | 0 |  | --> | C28 ex TRINITY | Trinity [T101,T102] | POOLBEG |  | 53.342 | -6.244
MV/LV Substation CR***4290 |  | 10 kV | _ | LV | 1000 kVA :Building Structure | 1 | --> | 1 | 0.5 | 7.2 |  | --> | 0.95 | 0 | 0 | 0.5 | 0 |  | --> | C25 ex TRINITY | Trinity [T101,T102] | POOLBEG |  | 53.3461 | -6.2462
MV/LV Substation ST***4291 |  | 10 kV | _ | LV | 630 kVA :Building Structure | 0.63 | --> | 0.63 | 0 | 0 | Constrained, otherwise capacity available =574 kVA | --> | 0.598 | 0 | 0.076 | 0.5 | 0 |  | --> | C12 ex GLOUCESTER PLACE | Gloucester Place [T41,T42] | MCDERMOTT |  | 53.3531 | -6.2527
MV/LV Substation TR***4293 |  | 10 kV | _ | LV | 200 kVA :Building Structure | 0.2 | --> | 0.2 | 0.2 | 7.2 |  | --> | 0.19 | 0 | 0 | 0.19 | 0 |  | --> | C12 ex TRINITY | Trinity [T101,T102] | POOLBEG |  | 53.3426 | -6.2491
MV/LV Substation CE***4294 |  | 10 kV | _ | LV | 400 kVA :Kiosk Substation | 0.4 | --> | 0.4 | 0.4 | 28.43 |  | --> | 0.38 | 0 | 0 | 0.38 | 0 |  | --> | C07 ex BEDFORD ROW | Bedford Row [T41,T42,T43,T44] | FRANCIS STREET |  | 53.3448 | -6.2628
MV/LV Substation HE***4299 |  | 10 kV | _ | LV | 630 kVA :Building Structure | 0.63 | --> | 0.63 | 0 | 0 | Constrained, otherwise capacity available =524 kVA | --> | 0.598 | 0 | 0 | 0.5 | 0 |  | --> | C11 ex PHIBSBORO | Phibsboro [T41,T42] | FINGLAS |  | 53.3533 | -6.2699
MV/LV Substation GL***429X |  | 10 kV | _ | LV | 630 kVA :Kiosk Substation | 0.63 | --> | 0.63 | 0.5 | 7.91 |  | --> | 0.598 | 0 | 0 | 0.5 | 0 |  | --> | C29 ex PELLETSTOWN | Pelletstown [T101,T102] | FINGLAS |  | 53.3737 | -6.324
MV/LV Substation CO***430 |  | 10 kV | _ | LV | 630 kVA :Building Structure | 0.63 | --> | 0.63 | 0.454 | 0.98 |  | --> | 0.598 | 0 | 0 | 0.5 | 0 |  | --> | C12 ex LEESON STREET | Leeson Street [T41,T42] | MILLTOWN (DR) |  | 53.3361 | -6.2584
MV/LV Substation HE***4301 |  | 10 kV | _ | LV | 1000 kVA :Building Structure | 1 | --> | 1 | 0 | 0 | Constrained, otherwise capacity available =1000 kVA | --> | 0.95 | 0 | 0 | 0.5 | 0 |  | --> | C15 ex WATLING STREET | Watling Street [T41,T42] | FRANCIS STREET |  | 53.3479 | -6.2812
MV/LV Substation JA***4308 |  | 10 kV | _ | LV | 1000 kVA :Building Structure | 1 | --> | 1 | 0.5 | 7.2 |  | --> | 0.95 | 0 | 0 | 0.5 | 0 |  | --> | C22 ex TRINITY | Trinity [T101,T102] | POOLBEG |  | 53.3375 | -6.2473
MV/LV Substation DA***4310 |  | 10 kV | _ | LV | 630 kVA :Kiosk Substation | 0.63 | --> | 0.63 | 0 | 0 | Constrained, otherwise capacity available =630 kVA | --> | 0.598 | 0 | 0 | 0.5 | 0 |  | --> | C11 ex GLASNEVIN | Glasnevin [T41] | FINGLAS |  | 53.3673 | -6.2674
MV/LV Substation BA***4311 |  | 10 kV | _ | LV | 630 kVA :Building Structure | 0.63 | --> | 0.63 | 0.5 | 9.28 |  | --> | 0.598 | 0 | 0 | 0.5 | 0 |  | --> | C12 ex PEMBROKE | Pembroke [T41,T42,T43,T44] | RINGSEND |  | 53.3413 | -6.236
MV/LV Substation OR***4312 |  | 10 kV | _ | LV | 1000 kVA :Building Structure | 1 | --> | 1 | 0.5 | 2.6 |  | --> | 0.95 | 0 | 0 | 0.5 | 0 |  | --> | C28 ex WOLFE TONE STREET | Wolfe Tone Street [T101,T102] | FINGLAS |  | 53.347 | -6.2644
MV/LV Substation MO***4315 |  | 10 kV | _ | LV | 1000 kVA :Building Structure | 1 | --> | 1 | 0.5 | 4.6 |  | --> | 0.95 | 0 | 0 | 0.5 | 0 |  | --> | C11 ex KINGSBRIDGE | Kingsbridge [T41,T42] | INCHICORE 220KV |  | 53.3489 | -6.2914
MV/LV Substation EX***4316 |  | 10 kV | _ | LV | 630 kVA :Building Structure | 0.63 | --> | 0.63 | 0.386 | 14.34 |  | --> | 0.598 | 0 | 0 | 0.5 | 0 |  | --> | C20 ex NORTH QUAYS | North Quays [T101,T102,T103] | POOLBEG |  | 53.3476 | -6.2275
MV/LV Substation HA***4317 |  | 10 kV | _ | LV | 630 kVA :Kiosk Substation | 0.63 | --> | 0.63 | 0.5 | 0.98 |  | --> | 0.598 | 0 | 0 | 0.5 | 0 |  | --> | C12 ex LEESON STREET | Leeson Street [T41,T42] | MILLTOWN (DR) |  | 53.3363 | -6.258
MV/LV Substation AD***4318 |  | 10 kV | _ | LV | 630 kVA :Kiosk Substation | 0.63 | --> | 0.63 | 0.5 | 9.99 |  | --> | 0.598 | 0 | 0 | 0.5 | 0 |  | --> | C11 ex HAROLDS CROSS | Harolds Cross [T101,T102] | POOLBEG |  | 53.3326 | -6.2574
MV/LV Substation IF***4320 |  | 10 kV | _ | LV | 630 kVA :Building Structure | 0.63 | --> | 0.63 | 0.5 | 28.43 |  | --> | 0.598 | 0 | 0 | 0.5 | 0 |  | --> | C11 ex BEDFORD ROW | Bedford Row [T41,T42,T43,T44] | FRANCIS STREET |  | 53.3493 | -6.251
MV/LV Substation NC***4325 |  | 10 kV | _ | LV | 1000 kVA :Building Structure | 1 | --> | 1 | 0 | 0 | Constrained, otherwise capacity available =537 kVA | --> | 0.95 | 0 | 0 | 0.5 | 0 |  | --> | C11 ex PHIBSBORO | Phibsboro [T41,T42] | FINGLAS |  | 53.3585 | -6.2784
MV/LV Substation JO***4327 |  | 10 kV | _ | LV | 1000 kVA :Building Structure | 1 | --> | 1 | 0.5 | 1.37 |  | --> | 0.95 | 0 | 0 | 0.5 | 0 |  | --> | C11 ex SOUTH KING STREET | South King Street [T41,T42] | FRANCIS STREET |  | 53.3401 | -6.258
MV/LV Substation HO***4328 |  | 10 kV | _ | LV | 1000 kVA :Building Structure | 1 | --> | 1 | 0.5 | 9.02 |  | --> | 0.95 | 0 | 0 | 0.5 | 0 |  | --> | C27 ex MISERY HILL | Misery Hill [T101,T102] | POOLBEG |  | 53.3452 | -6.2343
MV/LV Substation LO***432X |  | 10 kV | _ | LV | 630 kVA :Building Structure | 0.63 | --> | 0.63 | 0 | 0 | Constrained, otherwise capacity available =390 kVA | --> | 0.598 | 0 | 0 | 0.5 | 0 |  | --> | C17 ex CAMDEN ROW | Camden Row [T41] | FRANCIS STREET |  | 53.3365 | -6.2704
MV/LV Substation TH***4330 |  | 10 kV | _ | LV | 630 kVA :Kiosk Substation | 0.63 | --> | 0.63 | 0 | 0 | Constrained, otherwise capacity available =620 kVA | --> | 0.598 | 0 | 0 | 0.5 | 0 |  | --> | C11 ex GLASNEVIN | Glasnevin [T41] | FINGLAS |  | 53.3678 | -6.2701
MV/LV Substation CA***4333 |  | 10 kV | _ | LV | 1000 kVA :Building Structure | 1 | --> | 1 | 0.5 | 14.34 |  | --> | 0.95 | 0 | 0 | 0.5 | 0 |  | --> | C23 ex NORTH QUAYS | North Quays [T101,T102,T103] | POOLBEG |  | 53.3477 | -6.2323
MV/LV Substation MA***4335 |  | 10 kV | _ | LV | 1000 kVA :Building Structure | 1 | --> | 1 | 0.5 | 20.78 |  | --> | 0.95 | 0 | 0 | 0.5 | 0 |  | --> | C19 ex HEUSTON SQUARE | Heuston Square [T101,T102] | INCHICORE 220KV |  | 53.3435 | -6.2825
MV/LV Substation CO***4336 |  | 10 kV | _ | LV | 1000 kVA :Building Structure | 1 | --> | 1 | 0.5 | 1.47 |  | --> | 0.95 | 0 | 0 | 0.5 | 0 |  | --> | C12 ex MARROWBONE LANE | Marrowbone Lane [T42] | INCHICORE 220KV |  | 53.3379 | -6.2828
MV/LV Substation TO***434 |  | 10 kV | _ | LV | 1000 kVA :Building Structure | 1 | --> | 1 | 0.5 | 11.14 |  | --> | 0.95 | 0 | 0 | 0.5 | 0 |  | --> | C19 ex CABRA | Cabra [T101,T102] | FINGLAS |  | 53.3734 | -6.2989
MV/LV Substation AB***4340 |  | 10 kV | _ | LV | 1000 kVA :Building Structure | 1 | --> | 1 | 0.487 | 2.6 |  | --> | 0.95 | 0 | 0 | 0.5 | 0 |  | --> | C26 ex WOLFE TONE STREET | Wolfe Tone Street [T101,T102] | FINGLAS |  | 53.3475 | -6.2641
MV/LV Substation KI***4341 |  | 10 kV | _ | LV | 1000 kVA :Building Structure | 1 | --> | 1 | 0.5 | 3.38 |  | --> | 0.95 | 0 | 0 | 0.5 | 0 |  | --> | C11 ex MERRION SQUARE | Merrion Square [T41,T42] | RINGSEND |  | 53.3347 | -6.248
MV/LV Substation CL***4342 |  | 10 kV | _ | LV | 1000 kVA :Building Structure | 1 | --> | 1 | 0.5 | 20.78 |  | --> | 0.95 | 0 | 0 | 0.5 | 0 |  | --> | C21 ex HEUSTON SQUARE | Heuston Square [T101,T102] | INCHICORE 220KV |  | 53.3449 | -6.3069
MV/LV Substation AN***4344 |  | 10 kV | _ | LV | 1000 kVA :Building Structure | 1 | --> | 1 | 0.5 | 28.43 |  | --> | 0.95 | 0 | 0 | 0.5 | 0 |  | --> | C47 ex BEDFORD ROW | Bedford Row [T41,T42,T43,T44] | FRANCIS STREET |  | 53.3433 | -6.2626
MV/LV Substation GA***4345 |  | 10 kV | _ | LV | 1000 kVA :Building Structure | 1 | --> | 1 | 0 | 0 | Constrained, otherwise capacity available =587 kVA | --> | 0.95 | 0 | 0 | 0.5 | 0 |  | --> | C17 ex CAMDEN ROW | Camden Row [T41] | FRANCIS STREET |  | 53.3411 | -6.276
MV/LV Substation GR***4349 |  | 10 kV | _ | LV | 1000 kVA :Building Structure | 1 | --> | 1 | 0.351 | 9.02 |  | --> | 0.95 | 0 | 0 | 0.5 | 0 |  | --> | C14 ex MISERY HILL | Misery Hill [T101,T102] | POOLBEG |  | 53.3442 | -6.2315
MV/LV Substation RO***435 |  | 10 kV | _ | LV | 630 kVA :Building Structure | 0.63 | --> | 0.63 | 0.365 | 11.14 |  | --> | 0.598 | 0 | 0 | 0.5 | 0 |  | --> | C17 ex CABRA | Cabra [T101,T102] | FINGLAS |  | 53.3719 | -6.2915
MV/LV Substation WA***4350 |  | 10 kV | _ | LV | 1000 kVA :Building Structure | 1 | --> | 1 | 0 | 0 | Constrained, otherwise capacity available =898 kVA | --> | 0.95 | 0 | 0 | 0.5 | 0 |  | --> | C16 ex WATLING STREET | Watling Street [T41,T42] | FRANCIS STREET |  | 53.3459 | -6.284
MV/LV Substation MA***4352 |  | 10 kV | _ | LV | 200 kVA :Kiosk Substation | 0.2 | --> | 0.2 | 0 | 0 | Constrained, otherwise capacity available =200 kVA | --> | 0.19 | 0 | 0 | 0 | 0 | Constrained, otherwise capacity available =190 kW | --> | C19 ex MARROWBONE LANE |  |  |  | 53.3395 | -6.2861
MV/LV Substation EA***4355 |  | 10 kV | _ | LV | 400 kVA :Kiosk Substation | 0.4 | --> | 0.4 | 0.4 | 6.65 |  | --> | 0.38 | 0 | 0 | 0.38 | 0 |  | --> | C14 ex EAST WALL ROAD | East Wall Road [T41,T42] | MCDERMOTT |  | 53.3531 | -6.2253
MV/LV Substation LO***4358 |  | 10 kV | _ | LV | 400 kVA :Building Structure | 0.4 | --> | 0.4 | 0.204 | 28.43 |  | --> | 0.38 | 0 | 0 | 0.4 | 0 |  | --> | C81 ex BEDFORD ROW | Bedford Row [T41,T42,T43,T44] | FRANCIS STREET |  | 53.3442 | -6.2684
MV/LV Substation CL***435X |  | 10 kV | _ | LV | 630 kVA :Kiosk Substation | 0.63 | --> | 0.63 | 0 | 0 | Constrained, otherwise capacity available =621 kVA | --> | 0.598 | 0 | 0 | 0.5 | 0 |  | --> | C11 ex CLONTARF | Clontarf [T42] | FINGLAS |  | 53.3743 | -6.2183
MV/LV Substation OR***436 |  | 10 kV | _ | LV | 400 kVA :Building Structure | 0.4 | --> | 0.4 | 0.38 | 7.61 |  | --> | 0.38 | 0 | 0 | 0.383 | 0 |  | --> | C14 ex SHERIFF STREET | Sheriff Street [T41,T42] | FRANCIS STREET |  | 53.3519 | -6.2443
MV/LV Substation CL***4360 |  | 10 kV | _ | LV | 1000 kVA :Building Structure | 1 | --> | 1 | 0 | 0 | Constrained, otherwise capacity available =882 kVA | --> | 0.95 | 0 | 0 | 0.5 | 0 |  | --> | C11 ex GLOUCESTER PLACE | Gloucester Place [T41,T42] | MCDERMOTT |  | 53.3496 | -6.259
MV/LV Substation CL***4361 |  | 10 kV | _ | LV | 1000 kVA :Building Structure | 1 | --> | 1 | 0 | 0 | Constrained, otherwise capacity available =505 kVA | --> | 0.95 | 0 | 0 | 0.5 | 0 |  | --> | C11 ex GLOUCESTER PLACE | Gloucester Place [T41,T42] | MCDERMOTT |  | 53.3496 | -6.2591
MV/LV Substation CL***4362 |  | 10 kV | _ | LV | 1000 kVA :Building Structure | 1 | --> | 1 | 0 | 0 | Constrained, otherwise capacity available =1000 kVA | --> | 0.95 | 0 | 0 | 0.5 | 0 |  | --> | C11 ex GLOUCESTER PLACE | Gloucester Place [T41,T42] | MCDERMOTT |  | 53.3496 | -6.2588
MV/LV Substation WI***4363 |  | 10 kV | _ | LV | 1000 kVA :Building Structure | 1 | --> | 1 | 0.5 | 0.98 | Constrained, otherwise capacity available =984 kVA | --> | 0.95 | 0 | 0 | 0.5 | 0 |  | --> | C22 ex LEESON STREET | Leeson Street [T41,T42] | MILLTOWN (DR) |  | 53.3328 | -6.2515
MV/LV Substation AR***4365 |  | 10 kV | _ | LV | 1000 kVA :Building Structure | 1 | --> | 1 | 0.5 | 2.6 |  | --> | 0.95 | 0 | 0 | 0.5 | 0 |  | --> | C20 ex WOLFE TONE STREET | Wolfe Tone Street [T101,T102] | FINGLAS |  | 53.3488 | -6.2625
MV/LV Substation CH***4369 |  | 10 kV | _ | LV | 1000 kVA :Building Structure | 1 | --> | 1 | 0.5 | 9.99 |  | --> | 0.95 | 0 | 0.005 | 0.5 | 0 |  | --> | C24 ex HAROLDS CROSS | Harolds Cross [T101,T102] | POOLBEG |  | 53.3313 | -6.2599
MV/LV Substation PO***437 |  | 10 kV | _ | LV | 630 kVA :Kiosk Substation | 0.63 | --> | 0.63 | 0.366 | 1.47 |  | --> | 0.598 | 0 | 0.009 | 0.5 | 0 |  | --> | C14 ex MARROWBONE LANE | Marrowbone Lane [T42] | INCHICORE 220KV |  | 53.3432 | -6.2789
MV/LV Substation MI***4373 |  | 10 kV | _ | LV | 1000 kVA :Building Structure | 1 | --> | 1 | 0 | 0 | Constrained, otherwise capacity available =886 kVA | --> | 0.95 | 0 | 0.033 | 0.5 | 0 |  | --> | C14 ex NEWMARKET (DR) | Newmarket (dr) [T41] | FRANCIS STREET |  | 53.3379 | -6.2779
MV/LV Substation HA***4374 |  | 10 kV | _ | LV | 630 kVA :Kiosk Substation | 0.63 | --> | 0.63 | 0 | 0 | Constrained, otherwise capacity available =594 kVA | --> | 0.598 | 0 | 0 | 0.5 | 0 |  | --> | C16 ex WHITEHALL | Whitehall [T41] | FINGLAS |  | 53.3731 | -6.2453
MV/LV Substation TE***4377 |  | 10 kV | _ | LV | 630 kVA :Building Structure | 0.63 | --> | 0.63 | 0.5 | 6.65 |  | --> | 0.598 | 0 | 0 | 0.5 | 0 |  | --> | C20 ex EAST WALL ROAD | East Wall Road [T41,T42] | MCDERMOTT |  | 53.3516 | -6.1982
MV/LV Substation CH***4379 |  | 10 kV | _ | LV | 630 kVA :Kiosk Substation | 0.63 | --> | 0.63 | 0 | 0 | Constrained, otherwise capacity available =630 kVA | --> | 0.598 | 0 | 0 | 0.5 | 0 |  | --> | C16 ex WHITEHALL | Whitehall [T41] | FINGLAS |  | 53.3701 | -6.2477
MV/LV Substation CL***437X |  | 10 kV | _ | LV | 400 kVA :Kiosk Substation | 0.4 | --> | 0.4 | 0 | 0 | Constrained, otherwise capacity available =392 kVA | --> | 0.38 | 0 | 0 | 0.381 | 0 |  | --> | C11 ex CLONTARF | Clontarf [T42] | FINGLAS |  | 53.3728 | -6.2146
MV/LV Substation TO***438 |  | 10 kV | _ | LV | 630 kVA :Kiosk Substation | 0.63 | --> | 0.63 | 0.5 | 14.34 |  | --> | 0.598 | 0 | 0 | 0.5 | 0 |  | --> | C31 ex NORTH QUAYS | North Quays [T101,T102,T103] | POOLBEG |  | 53.3562 | -6.231
MV/LV Substation MI***4381 |  | 10 kV | _ | LV | 1000 kVA :Building Structure | 1 | --> | 1 | 0.5 | 9.99 |  | --> | 0.95 | 0 | 0.016 | 0.5 | 0 |  | --> | C25 ex HAROLDS CROSS | Harolds Cross [T101,T102] | POOLBEG |  | 53.3374 | -6.2782
MV/LV Substation JA***4383 |  | 10 kV | _ | LV | 1000 kVA :Building Structure | 1 | --> | 1 | 0.5 | 7.2 |  | --> | 0.95 | 0 | 0 | 0.5 | 0 |  | --> | C22 ex TRINITY | Trinity [T101,T102] | POOLBEG |  | 53.3375 | -6.2472
MV/LV Substation DU***4384 |  | 10 kV | _ | LV | 1000 kVA :Building Structure | 1 | --> | 1 | 0.5 | 28.43 |  | --> | 0.95 | 0 | 0 | 0.5 | 0 |  | --> | C38 ex BEDFORD ROW | Bedford Row [T41,T42,T43,T44] | FRANCIS STREET |  | 53.3425 | -6.2586
MV/LV Substation DU***4385 |  | 10 kV | _ | LV | 1000 kVA :Building Structure | 1 | --> | 1 | 0.5 | 28.43 |  | --> | 0.95 | 0 | 0 | 0.5 | 0 |  | --> | C38 ex BEDFORD ROW | Bedford Row [T41,T42,T43,T44] | FRANCIS STREET |  | 53.3425 | -6.2586
MV/LV Substation NE***4387 |  | 10 kV | _ | LV | 1000 kVA :Building Structure | 1 | --> | 1 | 0.5 | 2.6 |  | --> | 0.95 | 0 | 0 | 0.5 | 0 |  | --> | C31 ex WOLFE TONE STREET | Wolfe Tone Street [T101,T102] | FINGLAS |  | 53.3476 | -6.2771
MV/LV Substation LO***4388 |  | 10 kV | _ | LV | 1000 kVA :Building Structure | 1 | --> | 1 | 0 | 0 | Constrained, otherwise capacity available =931 kVA | --> | 0.95 | 0 | 0 | 0.5 | 0 |  | --> | C21 ex CAMDEN ROW | Camden Row [T41] | FRANCIS STREET |  | 53.3409 | -6.2663
MV/LV Substation AR***439 |  | 10 kV | _ | LV | 1000 kVA :Building Structure | 1 | --> | 1 | 0.5 | 28.43 |  | --> | 0.95 | 0 | 0 | 0.5 | 0 |  | --> | C38 ex BEDFORD ROW | Bedford Row [T41,T42,T43,T44] | FRANCIS STREET |  | 53.3431 | -6.2595
MV/LV Substation ST***4393 |  | 10 kV | _ | LV | 1000 kVA :Building Structure | 1 | --> | 1 | 0.5 | 1.37 |  | --> | 0.95 | 0 | 0 | 0.5 | 0 |  | --> | C18 ex SOUTH KING STREET | South King Street [T41,T42] | FRANCIS STREET |  | 53.3414 | -6.265
MV/LV Substation MA***4394 |  | 10 kV | _ | LV | 1000 kVA :Building Structure | 1 | --> | 1 | 0 | 0 | Constrained, otherwise capacity available =794 kVA | --> | 0.95 | 0 | 0.003 | 0.5 | 0 |  | --> | C14 ex NEWMARKET (DR) | Newmarket (dr) [T41] | FRANCIS STREET |  | 53.3362 | -6.2851
MV/LV Substation SP***4395 |  | 10 kV | _ | LV | 1000 kVA :Building Structure | 1 | --> | 1 | 0.5 | 14.34 |  | --> | 0.95 | 0 | 0 | 0.5 | 0 |  | --> | C28 ex NORTH QUAYS | North Quays [T101,T102,T103] | POOLBEG |  | 53.3496 | -6.2354
MV/LV Substation SP***4396 |  | 10 kV | _ | LV | 1000 kVA :Building Structure | 1 | --> | 1 | 0.5 | 14.34 |  | --> | 0.95 | 0 | 0 | 0.5 | 0 |  | --> | C28 ex NORTH QUAYS | North Quays [T101,T102,T103] | POOLBEG |  | 53.3494 | -6.2354
MV/LV Substation ST***4399 |  | 10 kV | _ | LV | 1000 kVA :Building Structure | 1 | --> | 1 | 0.5 | 2.6 |  | --> | 0.95 | 0 | 0 | 0.5 | 0 |  | --> | C24 ex WOLFE TONE STREET | Wolfe Tone Street [T101,T102] | FINGLAS |  | 53.3473 | -6.2725
MV/LV Substation IF***4400 |  | 10 kV | _ | LV | 630 kVA :Building Structure | 0.63 | --> | 0.63 | 0.5 | 28.43 |  | --> | 0.598 | 0 | 0 | 0.5 | 0 |  | --> | C11 ex BEDFORD ROW | Bedford Row [T41,T42,T43,T44] | FRANCIS STREET |  | 53.3493 | -6.251
MV/LV Substation SO***4401 |  | 10 kV | _ | LV | 630 kVA :Building Structure | 0.63 | --> | 0.63 | 0.5 | 17.78 |  | --> | 0.598 | 0 | 0 | 0.5 | 0 |  | --> | C27 ex RINGSEND | Ringsend [T101,T102] | POOLBEG |  | 53.3391 | -6.183
MV/LV Substation BE***4402 |  | 10 kV | _ | LV | 1000 kVA :Building Structure | 1 | --> | 1 | 0.5 | 14.34 |  | --> | 0.95 | 0 | 0 | 0.5 | 0 |  | --> | C20 ex NORTH QUAYS | North Quays [T101,T102,T103] | POOLBEG |  | 53.348 | -6.2291
MV/LV Substation GL***4403 |  | 10 kV | _ | LV | 200 kVA :Kiosk Substation | 0.2 | --> | 0.2 | 0 | 0 | Constrained, otherwise capacity available =200 kVA | --> | 0.19 | 0 | 0 | 0 | 0 | Constrained, otherwise capacity available =190 kW | --> | C19 ex GLASNEVIN |  |  |  | 53.3689 | -6.2725
MV/LV Substation MA***4406 |  | 10 kV | _ | LV | 1000 kVA :Building Structure | 1 | --> | 1 | 0.5 | 9.02 |  | --> | 0.95 | 0 | 0 | 0.5 | 0 |  | --> | C25 ex MISERY HILL | Misery Hill [T101,T102] | POOLBEG |  | 53.3453 | -6.2515
MV/LV Substation SP***4407 |  | 10 kV | _ | LV | 1000 kVA :Building Structure | 1 | --> | 1 | 0.5 | 14.34 |  | --> | 0.95 | 0 | 0 | 0.5 | 0 |  | --> | C28 ex NORTH QUAYS | North Quays [T101,T102,T103] | POOLBEG |  | 53.3496 | -6.2355
MV/LV Substation HO***4408 |  | 10 kV | _ | LV | 1000 kVA :Building Structure | 1 | --> | 1 | 0.5 | 9.02 |  | --> | 0.95 | 0 | 0 | 0.5 | 0 |  | --> | C27 ex MISERY HILL | Misery Hill [T101,T102] | POOLBEG |  | 53.3451 | -6.2343
MV/LV Substation WH***440X |  | 10 kV | _ | LV | 1000 kVA :Building Structure | 1 | --> | 1 | 0.5 | 2.6 |  | --> | 0.95 | 0 | 0 | 0.5 | 0 |  | --> | C11 ex WOLFE TONE STREET | Wolfe Tone Street [T101,T102] | FINGLAS |  | 53.3465 | -6.2692
MV/LV Substation ST***441 |  | 10 kV | _ | LV | 630 kVA :Building Structure | 0.63 | --> | 0.63 | 0 | 0 | Constrained, otherwise capacity available =507 kVA | --> | 0.598 | 0 | 0 | 0.5 | 0 |  | --> | C23 ex PHIBSBORO | Phibsboro [T41,T42] | FINGLAS |  | 53.351 | -6.28
MV/LV Substation BA***4410 |  | 10 kV | _ | LV | 1000 kVA :Building Structure | 1 | --> | 1 | 0.5 | 1.47 |  | --> | 0.95 | 0 | 0 | 0.5 | 0 |  | --> | C12 ex MARROWBONE LANE | Marrowbone Lane [T42] | INCHICORE 220KV |  | 53.3374 | -6.2833
MV/LV Substation BI***4412 |  | 10 kV | _ | LV | 1000 kVA :Building Structure | 1 | --> | 1 | 0 | 0 | Constrained, otherwise capacity available =838 kVA | --> | 0.95 | 0 | 0 | 0.5 | 0 |  | --> | C11 ex DRUMCONDRA | Drumcondra [T41,T42] | MCDERMOTT |  | 53.3597 | -6.2601
MV/LV Substation SP***4417 |  | 10 kV | _ | LV | 1000 kVA :Building Structure | 1 | --> | 1 | 0.5 | 14.34 |  | --> | 0.95 | 0 | 0 | 0.5 | 0 |  | --> | C22 ex NORTH QUAYS | North Quays [T101,T102,T103] | POOLBEG |  | 53.3486 | -6.236
MV/LV Substation SP***4418 |  | 10 kV | _ | LV | 1000 kVA :Building Structure | 1 | --> | 1 | 0.5 | 14.34 |  | --> | 0.95 | 0 | 0 | 0.5 | 0 |  | --> | C22 ex NORTH QUAYS | North Quays [T101,T102,T103] | POOLBEG |  | 53.3484 | -6.2355
MV/LV Substation BR***4419 |  | 10 kV | _ | LV | 1000 kVA :Building Structure | 1 | --> | 1 | 0.5 | 9.02 |  | --> | 0.95 | 0 | 0 | 0.5 | 0 |  | --> | C17 ex MISERY HILL | Misery Hill [T101,T102] | POOLBEG |  | 53.3463 | -6.2519
MV/LV Substation TH***441X |  | 10 kV | _ | LV | 1000 kVA :Building Structure | 1 | --> | 1 | 0.5 | 20.78 |  | --> | 0.95 | 0 | 0.011 | 0.5 | 0 |  | --> | C19 ex HEUSTON SQUARE | Heuston Square [T101,T102] | INCHICORE 220KV |  | 53.3442 | -6.2837
MV/LV Substation BR***4421 |  | 10 kV | _ | LV | 1000 kVA :Building Structure | 1 | --> | 1 | 0.5 | 9.02 |  | --> | 0.95 | 0 | 0 | 0.5 | 0 |  | --> | C17 ex MISERY HILL | Misery Hill [T101,T102] | POOLBEG |  | 53.3461 | -6.2511
MV/LV Substation AD***4422 |  | 10 kV | _ | LV | 630 kVA :Kiosk Substation | 0.63 | --> | 0.63 | 0 | 0 | Constrained, otherwise capacity available =614 kVA | --> | 0.598 | 0 | 0.004 | 0.5 | 0 |  | --> | C13 ex GLASNEVIN | Glasnevin [T41] | FINGLAS |  | 53.3709 | -6.2688
MV/LV Substation FR***4425 |  | 10 kV | _ | LV | 1000 kVA :Building Structure | 1 | --> | 1 | 0 | 0 | Constrained, otherwise capacity available =510 kVA | --> | 0.95 | 0 | 0 | 0.5 | 0 |  | --> | C17 ex NEWMARKET (DR) | Newmarket (dr) [T41] | FRANCIS STREET |  | 53.3422 | -6.2762
MV/LV Substation ST***4426 |  | 10 kV | _ | LV | 1000 kVA :Building Structure | 1 | --> | 1 | 0 | 0 | Constrained, otherwise capacity available =510 kVA | --> | 0.95 | 0 | 0 | 0.5 | 0 |  | --> | C16 ex WATLING STREET | Watling Street [T41,T42] | FRANCIS STREET |  | 53.3513 | -6.282
MV/LV Substation LI***4427 |  | 10 kV | _ | LV | 1000 kVA :Building Structure | 1 | --> | 1 | 0 | 0 | Constrained, otherwise capacity available =862 kVA | --> | 0.95 | 0 | 0 | 0.5 | 0 |  | --> | C13 ex DRUMCONDRA | Drumcondra [T41,T42] | MCDERMOTT |  | 53.3724 | -6.2537
MV/LV Substation VE***4428 |  | 10 kV | _ | LV | 1000 kVA :Building Structure | 1 | --> | 1 | 0.5 | 28.43 |  | --> | 0.95 | 0 | 0 | 0.5 | 0 |  | --> | C82 ex BEDFORD ROW | Bedford Row [T41,T42,T43,T44] | FRANCIS STREET |  | 53.3463 | -6.2569
MV/LV Substation CO***4429 |  | 10 kV | _ | LV | 1000 kVA :Building Structure | 1 | --> | 1 | 0.5 | 28.43 |  | --> | 0.95 | 0 | 0 | 0.5 | 0 |  | --> | C82 ex BEDFORD ROW | Bedford Row [T41,T42,T43,T44] | FRANCIS STREET |  | 53.3461 | -6.2561
MV/LV Substation MA***442X |  | 10 kV | _ | LV | 1000 kVA :Building Structure | 1 | --> | 1 | 0.5 | 2.6 |  | --> | 0.95 | 0 | 0 | 0.5 | 0 |  | --> | C26 ex WOLFE TONE STREET | Wolfe Tone Street [T101,T102] | FINGLAS |  | 53.3472 | -6.2684
MV/LV Substation AP***4430 |  | 10 kV | _ | LV | 1000 kVA :Building Structure | 1 | --> | 1 | 0.5 | 9.02 |  | --> | 0.95 | 0 | 0 | 0.5 | 0 |  | --> | C17 ex MISERY HILL | Misery Hill [T101,T102] | POOLBEG |  | 53.3464 | -6.2553
MV/LV Substation AP***4431 |  | 10 kV | _ | LV | 1000 kVA :Building Structure | 1 | --> | 1 | 0 | 9.02 |  | --> | 0.95 | 0 | 0.001 | 0.5 | 0 |  | --> | C17 ex MISERY HILL | Misery Hill [T101,T102] | POOLBEG |  | 53.3464 | -6.2553
MV/LV Substation WA***4432 |  | 10 kV | _ | LV | 1000 kVA :Building Structure | 1 | --> | 1 | 0.5 | 7.91 |  | --> | 0.95 | 0 | 0 | 0.5 | 0 |  | --> | C28 ex PELLETSTOWN | Pelletstown [T101,T102] | FINGLAS |  | 53.3762 | -6.3102
MV/LV Substation SO***4433 |  | 10 kV | _ | LV | 1000 kVA :Building Structure | 1 | --> | 1 | 0.5 | 7.2 |  | --> | 0.95 | 0 | 0 | 0.5 | 0 |  | --> | C25 ex TRINITY | Trinity [T101,T102] | POOLBEG |  | 53.3448 | -6.242
MV/LV Substation VE***4436 |  | 10 kV | _ | LV | 630 kVA :Building Structure | 0.63 | --> | 0.63 | 0 | 0 | Constrained, otherwise capacity available =546 kVA | --> | 0.598 | 0 | 0.003 | 0.5 | 0 |  | --> | C18 ex CLONTARF | Clontarf [T42] | FINGLAS |  | 53.3697 | -6.1996
MV/LV Substation TH***4437 |  | 10 kV | _ | LV | 630 kVA :Building Structure | 0.63 | --> | 0.63 | 0 | 0 | Constrained, otherwise capacity available =588 kVA | --> | 0.598 | 0 | 0.01 | 0.5 | 0 |  | --> | C15 ex DRUMCONDRA | Drumcondra [T41,T42] | MCDERMOTT |  | 53.3592 | -6.2563
MV/LV Substation PR***4438 |  | 10 kV | _ | LV | 630 kVA :Building Structure | 0.63 | --> | 0.63 | 0 | 0 | Constrained, otherwise capacity available =575 kVA | --> | 0.598 | 0 | 0 | 0.5 | 0 |  | --> | C16 ex WATLING STREET | Watling Street [T41,T42] | FRANCIS STREET |  | 53.3541 | -6.287
MV/LV Substation AR***443X |  | 10 kV | _ | LV | 1000 kVA :Building Structure | 1 | --> | 1 | 0.099 | 2.6 |  | --> | 0.95 | 0 | 0.004 | 0.5 | 0 |  | --> | C11 ex WOLFE TONE STREET | Wolfe Tone Street [T101,T102] | FINGLAS |  | 53.3469 | -6.2701
MV/LV Substation CE***444 |  | 10 kV | _ | LV | 1000 kVA :Building Structure | 1 | --> | 1 | 0 | 0 | Constrained, otherwise capacity available =591 kVA | --> | 0.95 | 0 | 0.082 | 0.5 | 0 |  | --> | C18 ex CLONTARF | Clontarf [T42] | FINGLAS |  | 53.3695 | -6.2007
MV/LV Substation PO***4440 |  | 10 kV | _ | LV | 630 kVA :Kiosk Substation | 0.63 | --> | 0.63 | 0.5 | 17.78 |  | --> | 0.598 | 0 | 0 | 0.5 | 0 |  | --> | C26 ex RINGSEND | Ringsend [T101,T102] | POOLBEG |  | 53.3381 | -6.2085
MV/LV Substation VE***4441 |  | 10 kV | _ | LV | 630 kVA :Kiosk Substation | 0.63 | --> | 0.63 | 0 | 0 | Constrained, otherwise capacity available =501 kVA | --> | 0.598 | 0 | 0 | 0.5 | 0 |  | --> | C11 ex CLONTARF | Clontarf [T42] | FINGLAS |  | 53.3751 | -6.199
MV/LV Substation HA***4445 |  | 10 kV | _ | LV | 1000 kVA :Building Structure | 1 | --> | 1 | 0 | 0 | Constrained, otherwise capacity available =738 kVA | --> | 0.95 | 0 | 0 | 0.5 | 0 |  | --> | C18 ex WATLING STREET | Watling Street [T41,T42] | FRANCIS STREET |  | 53.3474 | -6.2794
MV/LV Substation PO***4447 |  | 10 kV | _ | LV | 1000 kVA :Building Structure | 1 | --> | 1 | 0 | 0 | Constrained, otherwise capacity available =700 kVA | --> | 0.95 | 0 | 0.006 | 0.5 | 0 |  | --> | C14 ex CAMDEN ROW | Camden Row [T41] | FRANCIS STREET |  | 53.3305 | -6.2657
MV/LV Substation SC***4448 |  | 10 kV | _ | LV | 1000 kVA :Building Structure | 1 | --> | 1 | 0.5 | 1.37 |  | --> | 0.95 | 0 | 0 | 0.5 | 0 |  | --> | C11 ex SOUTH KING STREET | South King Street [T41,T42] | FRANCIS STREET |  | 53.3398 | -6.2567
MV/LV Substation BR***4449 |  | 10 kV | _ | LV | 1000 kVA :Building Structure | 1 | --> | 1 | 0 | 0 | Constrained, otherwise capacity available =895 kVA | --> | 0.95 | 0 | 0.061 | 0.5 | 0 |  | --> | C12 ex WHITEHALL | Whitehall [T41] | FINGLAS |  | 53.3773 | -6.2444
MV/LV Substation GA***444X |  | 10 kV | _ | LV | 1000 kVA :Building Structure | 1 | --> | 1 | 0.5 | 1.37 |  | --> | 0.95 | 0 | 0 | 0.5 | 0 |  | --> | C17 ex SOUTH KING STREET | South King Street [T41,T42] | FRANCIS STREET |  | 53.3406 | -6.2613
MV/LV Substation SO***4450 |  | 10 kV | _ | LV | 1000 kVA :Building Structure | 1 | --> | 1 | 0 | 0 | Constrained, otherwise capacity available =928 kVA | --> | 0.95 | 0 | 0 | 0.5 | 0 |  | --> | C21 ex GRANBY ROW | Granby Row [T41] | MCDERMOTT |  | 53.3515 | -6.2625
MV/LV Substation OP***4451 |  | 10 kV | _ | LV | 630 kVA :Kiosk Substation | 0.63 | --> | 0.63 | 0.5 | 3 |  | --> | 0.598 | 0 | 0 | 0.5 | 0 |  | --> | C33 ex INCHICORE CENTRAL | Inchicore Central [T43,T45] | INCHICORE 220KV |  | 53.3367 | -6.3342
MV/LV Substation TR***4456 |  | 10 kV | _ | LV | 1000 kVA :Building Structure | 1 | --> | 1 | 0.5 | 9.02 |  | --> | 0.95 | 0 | 0 | 0.5 | 0 |  | --> | C22 ex MISERY HILL | Misery Hill [T101,T102] | POOLBEG |  | 53.3456 | -6.2413
MV/LV Substation PA***4457 |  | 10 kV | _ | LV | 1000 kVA :Building Structure | 1 | --> | 1 | 0.142 | 9.99 |  | --> | 0.95 | 0 | 0 | 0.5 | 0 |  | --> | C24 ex HAROLDS CROSS | Harolds Cross [T101,T102] | POOLBEG |  | 53.3331 | -6.2607
MV/LV Substation PA***4458 |  | 10 kV | _ | LV | 1000 kVA :Building Structure | 1 | --> | 1 | 0.5 | 9.99 |  | --> | 0.95 | 0 | 0 | 0.5 | 0 |  | --> | C24 ex HAROLDS CROSS | Harolds Cross [T101,T102] | POOLBEG |  | 53.3331 | -6.2608
MV/LV Substation HO***446 |  | 10 kV | _ | LV | 400 kVA :Building Structure | 0.4 | --> | 0.4 | 0.319 | 14.34 |  | --> | 0.38 | 0 | 0 | 0.391 | 0 |  | --> | C18 ex NORTH QUAYS | North Quays [T101,T102,T103] | POOLBEG |  | 53.3597 | -6.2382
MV/LV Substation EL***4462 |  | 10 kV | _ | LV | 1000 kVA :Building Structure | 1 | --> | 1 | 0.5 | 3.38 |  | --> | 0.95 | 0 | 0 | 0.5 | 0 |  | --> | C20 ex MERRION SQUARE | Merrion Square [T41,T42] | RINGSEND |  | 53.3373 | -6.2549
MV/LV Substation CA***4463 |  | 10 kV | _ | LV | 1000 kVA :Building Structure | 1 | --> | 1 | 0.5 | 9.99 |  | --> | 0.95 | 0 | 0 | 0.5 | 0 |  | --> | C11 ex HAROLDS CROSS | Harolds Cross [T101,T102] | POOLBEG |  | 53.3332 | -6.2578
MV/LV Substation MI***446X |  | 10 kV | _ | LV | 630 kVA :Kiosk Substation | 0.63 | --> | 0.63 | 0 | 0 | Constrained, otherwise capacity available =557 kVA | --> | 0.598 | 0 | 0.019 | 0.5 | 0 |  | --> | C13 ex DRUMCONDRA | Drumcondra [T41,T42] | MCDERMOTT |  | 53.3705 | -6.2589
MV/LV Substation BR***447 |  | 10 kV | _ | LV | 630 kVA :Kiosk Substation | 0.63 | --> | 0.63 | 0.157 | 1.86 |  | --> | 0.598 | 0 | 0.064 | 0.5 | 0 |  | --> | C20 ex FAIRVIEW | Fairview [T41] | MCDERMOTT |  | 53.3661 | -6.2397
MV/LV Substation BO***4470 |  | 10 kV | _ | LV | 630 kVA :Building Structure | 0.63 | --> | 0.63 | 0 | 0 | Constrained, otherwise capacity available =579 kVA | --> | 0.598 | 0 | 0 | 0.5 | 0 |  | --> | C15 ex WATLING STREET | Watling Street [T41,T42] | FRANCIS STREET |  | 53.3452 | -6.2834
MV/LV Substation CH***4471 |  | 10 kV | _ | LV | 1000 kVA :Building Structure | 1 | --> | 1 | 0.5 | 9.99 |  | --> | 0.95 | 0 | 0 | 0.5 | 0 |  | --> | C13 ex HAROLDS CROSS | Harolds Cross [T101,T102] | POOLBEG |  | 53.3315 | -6.2622
MV/LV Substation OS***4476 |  | 10 kV | _ | LV | 1000 kVA :Building Structure | 1 | --> | 1 | 0 | 0 | Constrained, otherwise capacity available =941 kVA | --> | 0.95 | 0 | 0 | 0.5 | 0 |  | --> | C14 ex NEWMARKET (DR) | Newmarket (dr) [T41] | FRANCIS STREET |  | 53.3374 | -6.2802
MV/LV Substation LI***4479 |  | 10 kV | _ | LV | 1000 kVA :Building Structure | 1 | --> | 1 | 0.5 | 7.2 |  | --> | 0.95 | 0 | 0 | 0.5 | 0 |  | --> | C13 ex TRINITY | Trinity [T101,T102] | POOLBEG |  | 53.3458 | -6.2435
MV/LV Substation TH***447X |  | 10 kV | _ | LV | 1000 kVA :Building Structure | 1 | --> | 1 | 0.492 | 2.6 |  | --> | 0.95 | 0 | 0 | 0.5 | 0 |  | --> | C31 ex WOLFE TONE STREET | Wolfe Tone Street [T101,T102] | FINGLAS |  | 53.3494 | -6.2795
MV/LV Substation ST***448 |  | 10 kV | _ | LV | 630 kVA :Kiosk Substation | 0.63 | --> | 0.63 | 0.19 | 28.43 |  | --> | 0.598 | 0 | 0.006 | 0.5 | 0 |  | --> | C04 ex BEDFORD ROW | Bedford Row [T41,T42,T43,T44] | FRANCIS STREET |  | 53.3422 | -6.2623
MV/LV Substation PE***4481 |  | 10 kV | _ | LV | 1000 kVA :Building Structure | 1 | --> | 1 | 0.5 | 3.38 |  | --> | 0.95 | 0 | 0 | 0.5 | 0 |  | --> | C11 ex MERRION SQUARE | Merrion Square [T41,T42] | RINGSEND |  | 53.3343 | -6.2467
MV/LV Substation LI***4482 |  | 10 kV | _ | LV | 1000 kVA :Building Structure | 1 | --> | 1 | 0.5 | 2.6 |  | --> | 0.95 | 0 | 0 | 0.5 | 0 |  | --> | C26 ex WOLFE TONE STREET | Wolfe Tone Street [T101,T102] | FINGLAS |  | 53.3487 | -6.2703
MV/LV Substation LI***4483 |  | 10 kV | _ | LV | 1000 kVA :Building Structure | 1 | --> | 1 | 0.5 | 7.2 |  | --> | 0.95 | 0 | 0 | 0.5 | 0 |  | --> | C13 ex TRINITY | Trinity [T101,T102] | POOLBEG |  | 53.3456 | -6.2436
MV/LV Substation NO***4484 |  | 10 kV | _ | LV | 1000 kVA :Building Structure | 1 | --> | 1 | 0.5 | 14.34 |  | --> | 0.95 | 0 | 0 | 0.5 | 0 |  | --> | C23 ex NORTH QUAYS | North Quays [T101,T102,T103] | POOLBEG |  | 53.3472 | -6.2331
MV/LV Substation CH***4487 |  | 10 kV | _ | LV | 1000 kVA :Building Structure | 1 | --> | 1 | 0 | 9.99 |  | --> | 0.95 | 0 | 0.031 | 0.5 | 0 |  | --> | C13 ex HAROLDS CROSS | Harolds Cross [T101,T102] | POOLBEG |  | 53.3307 | -6.2633
MV/LV Substation CH***4488 |  | 10 kV | _ | LV | 1000 kVA :Building Structure | 1 | --> | 1 | 0.5 | 9.99 |  | --> | 0.95 | 0 | 0 | 0.5 | 0 |  | --> | C13 ex HAROLDS CROSS | Harolds Cross [T101,T102] | POOLBEG |  | 53.3319 | -6.2638
MV/LV Substation GE***448X |  | 10 kV | _ | LV | 1000 kVA :Building Structure | 1 | --> | 1 | 0.5 | 2.6 |  | --> | 0.95 | 0 | 0 | 0.5 | 0 |  | --> | C31 ex WOLFE TONE STREET | Wolfe Tone Street [T101,T102] | FINGLAS |  | 53.3497 | -6.2788
MV/LV Substation PH***449 |  | 10 kV | _ | LV | 630 kVA :Kiosk Substation | 0.63 | --> | 0.63 | 0 | 0 | Constrained, otherwise capacity available =42 kVA | --> | 0.598 | 0 | 0.035 | 0.5 | 0 |  | --> | C11 ex PHIBSBORO | Phibsboro [T41,T42] | FINGLAS |  | 53.3603 | -6.2783
MV/LV Substation HA***4493 |  | 10 kV | _ | LV | 1000 kVA :Building Structure | 1 | --> | 1 | 0.5 | 11.14 |  | --> | 0.95 | 0 | 0.034 | 0.5 | 0 |  | --> | C18 ex CABRA | Cabra [T101,T102] | FINGLAS |  | 53.3634 | -6.2925
MV/LV Substation HA***4494 |  | 10 kV | _ | LV | 1000 kVA :Building Structure | 1 | --> | 1 | 0.5 | 11.14 |  | --> | 0.95 | 0 | 0 | 0.5 | 0 |  | --> | C18 ex CABRA | Cabra [T101,T102] | FINGLAS |  | 53.365 | -6.2918
MV/LV Substation HA***4495 |  | 10 kV | _ | LV | 1000 kVA :Building Structure | 1 | --> | 1 | 0.5 | 11.14 |  | --> | 0.95 | 0 | 0 | 0.5 | 0 |  | --> | C18 ex CABRA | Cabra [T101,T102] | FINGLAS |  | 53.3659 | -6.2912
MV/LV Substation AR***4496 |  | 10 kV | _ | LV | 1000 kVA :Building Structure | 1 | --> | 1 | 0 | 0 | Constrained, otherwise capacity available =918 kVA | --> | 0.95 | 0 | 0 | 0.5 | 0 |  | --> | C17 ex CAMDEN ROW | Camden Row [T41] | FRANCIS STREET |  | 53.3383 | -6.2779
MV/LV Substation CE***4499 |  | 10 kV | _ | LV | 1000 kVA :Building Structure | 1 | --> | 1 | 0.5 | 28.43 |  | --> | 0.95 | 0 | 0 | 0.5 | 0 |  | --> | C47 ex BEDFORD ROW | Bedford Row [T41,T42,T43,T44] | FRANCIS STREET |  | 53.3435 | -6.2638
MV/LV Substation CH***449X |  | 10 kV | _ | LV | 1000 kVA :Building Structure | 1 | --> | 1 | 0.5 | 9.28 |  | --> | 0.95 | 0 | 0.014 | 0.5 | 0 |  | --> | C24 ex PEMBROKE | Pembroke [T41,T42,T43,T44] | RINGSEND |  | 53.3424 | -6.2321
MV/LV Substation KI***450 |  | 10 kV | _ | LV | 630 kVA :Kiosk Substation | 0.63 | --> | 0.63 | 0.392 | 3 |  | --> | 0.598 | 0 | 0.03 | 0.5 | 0 |  | --> | C37 ex INCHICORE CENTRAL | Inchicore Central [T43,T45] | INCHICORE 220KV |  | 53.3356 | -6.336
MV/LV Substation RO***4500 |  | 10 kV | _ | LV | 1000 kVA :Building Structure | 1 | --> | 1 | 0.5 | 2.6 |  | --> | 0.95 | 0 | 0 | 0.5 | 0 |  | --> | C35 ex WOLFE TONE STREET | Wolfe Tone Street [T101,T102] | FINGLAS |  | 53.3537 | -6.2628
MV/LV Substation RO***4501 |  | 10 kV | _ | LV | 1000 kVA :Building Structure | 1 | --> | 1 | 0 | 0 | Constrained, otherwise capacity available =1000 kVA | --> | 0.95 | 0 | 0 | 0.5 | 0 |  | --> | C13 ex GRANBY ROW | Granby Row [T41] | MCDERMOTT |  | 53.3536 | -6.2628
MV/LV Substation GR***4503 |  | 10 kV | _ | LV | 630 kVA :Kiosk Substation | 0.63 | --> | 0.63 | 0.5 | 1.86 |  | --> | 0.598 | 0 | 0 | 0.5 | 0 |  | --> | C20 ex FAIRVIEW | Fairview [T41] | MCDERMOTT |  | 53.3718 | -6.2363
MV/LV Substation GR***4504 |  | 10 kV | _ | LV | 1000 kVA :Building Structure | 1 | --> | 1 | 0.5 | 1.86 |  | --> | 0.95 | 0 | 0.001 | 0.5 | 0 |  | --> | C20 ex FAIRVIEW | Fairview [T41] | MCDERMOTT |  | 53.3717 | -6.2328
MV/LV Substation GR***4505 |  | 10 kV | _ | LV | 1000 kVA :Building Structure | 1 | --> | 1 | 0.5 | 1.86 |  | --> | 0.95 | 0 | 0 | 0.5 | 0 |  | --> | C20 ex FAIRVIEW | Fairview [T41] | MCDERMOTT |  | 53.3717 | -6.2327
MV/LV Substation RO***4509 |  | 10 kV | _ | LV | 1000 kVA :Building Structure | 1 | --> | 1 | 0.5 | 7.2 |  | --> | 0.95 | 0 | 0 | 0.5 | 0 |  | --> | C26 ex TRINITY | Trinity [T101,T102] | POOLBEG |  | 53.3422 | -6.2493
MV/LV Substation LE***4511 |  | 10 kV | _ | LV | 1000 kVA :Building Structure | 1 | --> | 1 | 0 | 0 | Constrained, otherwise capacity available =1000 kVA | --> | 0.95 | 0 | 0 | 0.5 | 0 |  | --> | C17 ex NEWMARKET (DR) | Newmarket (dr) [T41] | FRANCIS STREET |  | 53.3416 | -6.269
MV/LV Substation DA***4513 |  | 10 kV | _ | LV | 1000 kVA :Building Structure | 1 | --> | 1 | 0.5 | 1.37 |  | --> | 0.95 | 0 | 0 | 0.5 | 0 |  | --> | C20 ex SOUTH KING STREET | South King Street [T41,T42] | FRANCIS STREET |  | 53.3418 | -6.2573
MV/LV Substation CA***4514 |  | 10 kV | _ | LV | 630 kVA :Kiosk Substation | 0.63 | --> | 0.63 | 0 | 0 | Constrained, otherwise capacity available =630 kVA | --> | 0.598 | 0 | 0 | 0.5 | 0 |  | --> | C18 ex CAMDEN ROW | Camden Row [T41] | FRANCIS STREET |  | 53.3363 | -6.2675
MV/LV Substation TH***4515 |  | 10 kV | _ | LV | 1000 kVA :Building Structure | 1 | --> | 1 | 0.5 | 7.2 |  | --> | 0.95 | 0 | 0 | 0.5 | 0 |  | --> | C28 ex TRINITY | Trinity [T101,T102] | POOLBEG |  | 53.3405 | -6.2406
MV/LV Substation BO***4516 |  | 10 kV | _ | LV | 1000 kVA :Building Structure | 1 | --> | 1 | 0.5 | 6.65 |  | --> | 0.95 | 0 | 0 | 0.5 | 0 |  | --> | C12 ex EAST WALL ROAD | East Wall Road [T41,T42] | MCDERMOTT |  | 53.3556 | -6.2123
MV/LV Substation PO***4517 |  | 10 kV | _ | LV | 1000 kVA :Building Structure | 1 | --> | 1 | 0.5 | 14.34 |  | --> | 0.95 | 0 | 0 | 0.5 | 0 |  | --> | C13 ex NORTH QUAYS | North Quays [T101,T102,T103] | POOLBEG |  | 53.3608 | -6.2397
MV/LV Substation ST***4519 |  | 10 kV | _ | LV | 1000 kVA :Kiosk Substation | 1 | --> | 1 | 0.5 | 11.14 |  | --> | 0.95 | 0 | 0.04 | 0.5 | 0 |  | --> | C24 ex CABRA | Cabra [T101,T102] | FINGLAS |  | 53.3691 | -6.2961
MV/LV Substation SA***451X |  | 10 kV | _ | LV | 630 kVA :Building Structure | 0.63 | --> | 0.63 | 0 | 0 | Constrained, otherwise capacity available =410 kVA | --> | 0.598 | 0 | 0.004 | 0.5 | 0 |  | --> | C19 ex NEWMARKET (DR) | Newmarket (dr) [T41] | FRANCIS STREET |  | 53.3339 | -6.2752
MV/LV Substation CH***4520 |  | 10 kV | _ | LV | 1000 kVA :Building Structure | 1 | --> | 1 | 0.5 | 1.37 |  | --> | 0.95 | 0 | 0.01 | 0.5 | 0 |  | --> | C17 ex SOUTH KING STREET | South King Street [T41,T42] | FRANCIS STREET |  | 53.3411 | -6.2612
MV/LV Substation CO***4521 |  | 10 kV | _ | LV | 1000 kVA :Building Structure | 1 | --> | 1 | 0.5 | 6.65 |  | --> | 0.95 | 0 | 0.009 | 0.5 | 0 |  | --> | C14 ex EAST WALL ROAD | East Wall Road [T41,T42] | MCDERMOTT |  | 53.3491 | -6.2339
MV/LV Substation CO***4522 |  | 10 kV | _ | LV | 1000 kVA :Building Structure | 1 | --> | 1 | 0.5 | 6.65 |  | --> | 0.95 | 0 | 0 | 0.5 | 0 |  | --> | C14 ex EAST WALL ROAD | East Wall Road [T41,T42] | MCDERMOTT |  | 53.3493 | -6.2326
MV/LV Substation CA***4523 |  | 10 kV | _ | LV | 1000 kVA :Building Structure | 1 | --> | 1 | 0.5 | 6.65 |  | --> | 0.95 | 0 | 0 | 0.5 | 0 |  | --> | C14 ex EAST WALL ROAD | East Wall Road [T41,T42] | MCDERMOTT |  | 53.3493 | -6.2325
MV/LV Substation GL***4527 |  | 10 kV | _ | LV | 630 kVA :Building Structure | 0.63 | --> | 0.63 | 0.5 | 2.6 |  | --> | 0.598 | 0 | 0 | 0.5 | 0 |  | --> | C28 ex WOLFE TONE STREET | Wolfe Tone Street [T101,T102] | FINGLAS |  | 53.3462 | -6.2499
MV/LV Substation LU***452X |  | 10 kV | _ | LV | 630 kVA :Building Structure | 0.63 | --> | 0.63 | 0.5 | 1.37 |  | --> | 0.598 | 0 | 0 | 0.5 | 0 |  | --> | C19 ex SOUTH KING STREET | South King Street [T41,T42] | FRANCIS STREET |  | 53.3394 | -6.261
MV/LV Substation PH***453 |  | 10 kV | _ | LV | 1000 kVA :Building Structure | 1 | --> | 1 | 0 | 0 | Constrained, otherwise capacity available =268 kVA | --> | 0.95 | 0 | 0.021 | 0.5 | 0 |  | --> | C14 ex PHIBSBORO | Phibsboro [T41,T42] | FINGLAS |  | 53.3567 | -6.2752
MV/LV Substation BO***4530 |  | 10 kV | _ | LV | 1000 kVA :Building Structure | 1 | --> | 1 | 0.5 | 6.65 |  | --> | 0.95 | 0 | 0.006 | 0.5 | 0 |  | --> | C11 ex EAST WALL ROAD | East Wall Road [T41,T42] | MCDERMOTT |  | 53.3501 | -6.2346
MV/LV Substation MA***4531 |  | 10 kV | _ | LV | 1000 kVA :Building Structure | 1 | --> | 1 | 0.5 | 6.65 |  | --> | 0.95 | 0 | 0 | 0.5 | 0 |  | --> | C11 ex EAST WALL ROAD | East Wall Road [T41,T42] | MCDERMOTT |  | 53.3497 | -6.2339
MV/LV Substation GL***4532 |  | 10 kV | _ | LV | 1000 kVA :Building Structure | 1 | --> | 1 | 0.5 | 6.65 |  | --> | 0.95 | 0 | 0 | 0.5 | 0 |  | --> | C11 ex EAST WALL ROAD | East Wall Road [T41,T42] | MCDERMOTT |  | 53.3497 | -6.2333
MV/LV Substation BL***4533 |  | 10 kV | _ | LV | 1000 kVA :Building Structure | 1 | --> | 1 | 0.5 | 6.65 |  | --> | 0.95 | 0 | 0 | 0.5 | 0 |  | --> | C11 ex EAST WALL ROAD | East Wall Road [T41,T42] | MCDERMOTT |  | 53.3493 | -6.2343
MV/LV Substation NE***4534 |  | 10 kV | _ | LV | 1000 kVA :Building Structure | 1 | --> | 1 | 0 | 0 | Constrained, otherwise capacity available =581 kVA | --> | 0.95 | 0 | 0 | 0.5 | 0 |  | --> | C17 ex CAMDEN ROW | Camden Row [T41] | FRANCIS STREET |  | 53.3385 | -6.2777
MV/LV Substation PR***4537 |  | 10 kV | _ | LV | 1000 kVA :Building Structure | 1 | --> | 1 | 0.5 | 1.37 |  | --> | 0.95 | 0 | 0 | 0.5 | 0 |  | --> | C22 ex SOUTH KING STREET | South King Street [T41,T42] | FRANCIS STREET |  | 53.3372 | -6.2648
MV/LV Substation RU***4538 |  | 10 kV | _ | LV | 1000 kVA :Building Structure | 1 | --> | 1 | 0.5 | 1.47 |  | --> | 0.95 | 0 | 0 | 0.5 | 0 |  | --> | C18 ex MARROWBONE LANE | Marrowbone Lane [T42] | INCHICORE 220KV |  | 53.3412 | -6.288
MV/LV Substation TH***4539 |  | 10 kV | _ | LV | 1000 kVA :Building Structure | 1 | --> | 1 | 0.5 | 1.47 |  | --> | 0.95 | 0 | 0 | 0.5 | 0 |  | --> | C20 ex MARROWBONE LANE | Marrowbone Lane [T42] | INCHICORE 220KV |  | 53.3412 | -6.2887
MV/LV Substation TH***4540 |  | 10 kV | _ | LV | 1000 kVA :Building Structure | 1 | --> | 1 | 0.5 | 1.47 |  | --> | 0.95 | 0 | 0 | 0.5 | 0 |  | --> | C18 ex MARROWBONE LANE | Marrowbone Lane [T42] | INCHICORE 220KV |  | 53.3421 | -6.2878
MV/LV Substation TH***4541 |  | 10 kV | _ | LV | 1000 kVA :Building Structure | 1 | --> | 1 | 0.5 | 1.47 |  | --> | 0.95 | 0 | 0 | 0.5 | 0 |  | --> | C20 ex MARROWBONE LANE | Marrowbone Lane [T42] | INCHICORE 220KV |  | 53.3413 | -6.2891
MV/LV Substation TH***4543 |  | 10 kV | _ | LV | 1000 kVA :Building Structure | 1 | --> | 1 | 0.5 | 7.91 |  | --> | 0.95 | 0 | 0 | 0.5 | 0 |  | --> | C28 ex PELLETSTOWN | Pelletstown [T101,T102] | FINGLAS |  | 53.3764 | -6.3097
MV/LV Substation TH***4544 |  | 10 kV | _ | LV | 1000 kVA :Building Structure | 1 | --> | 1 | 0.5 | 7.91 |  | --> | 0.95 | 0 | 0 | 0.5 | 0 |  | --> | C28 ex PELLETSTOWN | Pelletstown [T101,T102] | FINGLAS |  | 53.376 | -6.309
MV/LV Substation TH***4546 |  | 10 kV | _ | LV | 1000 kVA :Building Structure | 1 | --> | 1 | 0.5 | 7.91 |  | --> | 0.95 | 0 | 0 | 0.5 | 0 |  | --> | C28 ex PELLETSTOWN | Pelletstown [T101,T102] | FINGLAS |  | 53.3754 | -6.3083
MV/LV Substation TH***4547 |  | 10 kV | _ | LV | 1000 kVA :Building Structure | 1 | --> | 1 | 0.5 | 7.91 |  | --> | 0.95 | 0 | 0 | 0.5 | 0 |  | --> | C28 ex PELLETSTOWN | Pelletstown [T101,T102] | FINGLAS |  | 53.3755 | -6.3091
MV/LV Substation LO***4549 |  | 10 kV | _ | LV | 1000 kVA :Building Structure | 1 | --> | 1 | 0.5 | 9.99 |  | --> | 0.95 | 0 | 0.001 | 0.5 | 0 |  | --> | C13 ex HAROLDS CROSS | Harolds Cross [T101,T102] | POOLBEG |  | 53.3313 | -6.2638
MV/LV Substation HA***454X |  | 10 kV | _ | LV | 1000 kVA :Building Structure | 1 | --> | 1 | 0.5 | 9.02 |  | --> | 0.95 | 0 | 0 | 0.5 | 0 |  | --> | C16 ex MISERY HILL | Misery Hill [T101,T102] | POOLBEG |  | 53.3452 | -6.2372
MV/LV Substation DO***455 |  | 10 kV | _ | LV | 630 kVA :Kiosk Substation | 0.63 | --> | 0.63 | 0.5 | 11.14 |  | --> | 0.598 | 0 | 0.005 | 0.5 | 0 |  | --> | C28 ex CABRA | Cabra [T101,T102] | FINGLAS |  | 53.372 | -6.3089
MV/LV Substation HO***4554 |  | 10 kV | _ | LV | 630 kVA :Building Structure | 0.63 | --> | 0.63 | 0 | 0 | Constrained, otherwise capacity available =608 kVA | --> | 0.598 | 0 | 0.041 | 0.5 | 0 |  | --> | C15 ex DRUMCONDRA | Drumcondra [T41,T42] | MCDERMOTT |  | 53.3635 | -6.2538
MV/LV Substation PA***4556 |  | 10 kV | _ | LV | 1000 kVA :Building Structure | 1 | --> | 1 | 0.5 | 9.99 |  | --> | 0.95 | 0 | 0 | 0.5 | 0 |  | --> | C11 ex HAROLDS CROSS | Harolds Cross [T101,T102] | POOLBEG |  | 53.3339 | -6.2619
MV/LV Substation AR***4559 |  | 10 kV | _ | LV | 1000 kVA :Building Structure | 1 | --> | 1 | 0 | 0 | Constrained, otherwise capacity available =521 kVA | --> | 0.95 | 0 | 0 | 0.5 | 0 |  | --> | C11 ex PHIBSBORO | Phibsboro [T41,T42] | FINGLAS |  | 53.3476 | -6.2702
MV/LV Substation HA***455X |  | 10 kV | _ | LV | 1000 kVA :Building Structure | 1 | --> | 1 | 0.5 | 9.02 |  | --> | 0.95 | 0 | 0 | 0.5 | 0 |  | --> | C16 ex MISERY HILL | Misery Hill [T101,T102] | POOLBEG |  | 53.3446 | -6.2373
MV/LV Substation CO***456 |  | 10 kV | _ | LV | 400 kVA :Kiosk Substation | 0.4 | --> | 0.4 | 0.4 | 6.65 |  | --> | 0.38 | 0 | 0 | 0.38 | 0 |  | --> | C20 ex EAST WALL ROAD | East Wall Road [T41,T42] | MCDERMOTT |  | 53.3506 | -6.2083
MV/LV Substation TH***4561 |  | 10 kV | _ | LV | 630 kVA :Building Structure | 0.63 | --> | 0.63 | 0.5 | 7.2 |  | --> | 0.598 | 0 | 0 | 0.5 | 0 |  | --> | C28 ex TRINITY | Trinity [T101,T102] | POOLBEG |  | 53.3405 | -6.2405
MV/LV Substation SH***4562 |  | 10 kV | _ | LV | 1000 kVA :Building Structure | 1 | --> | 1 | 0 | 0 | Constrained, otherwise capacity available =1000 kVA | --> | 0.95 | 0 | 0 | 0.5 | 0 |  | --> | C21 ex CAMDEN ROW | Camden Row [T41] | FRANCIS STREET |  | 53.3415 | -6.2677
MV/LV Substation EL***4564 |  | 10 kV | _ | LV | 630 kVA :Kiosk Substation | 0.63 | --> | 0.63 | 0.5 | 7.91 |  | --> | 0.598 | 0 | 0 | 0.5 | 0 |  | --> | C24 ex PELLETSTOWN | Pelletstown [T101,T102] | FINGLAS |  | 53.3766 | -6.3298
MV/LV Substation CL***4571 |  | 10 kV | _ | LV | 1000 kVA :Building Structure | 1 | --> | 1 | 0.5 | 1.47 |  | --> | 0.95 | 0 | 0 | 0.5 | 0 |  | --> | C12 ex MARROWBONE LANE | Marrowbone Lane [T42] | INCHICORE 220KV |  | 53.3387 | -6.2764
MV/LV Substation CL***4572 |  | 10 kV | _ | LV | 1000 kVA :Building Structure | 1 | --> | 1 | 0.5 | 1.47 |  | --> | 0.95 | 0 | 0 | 0.5 | 0 |  | --> | C12 ex MARROWBONE LANE | Marrowbone Lane [T42] | INCHICORE 220KV |  | 53.3387 | -6.2763
MV/LV Substation CO***4573 |  | 10 kV | _ | LV | 630 kVA :Building Structure | 0.63 | --> | 0.63 | 0.5 | 1.47 |  | --> | 0.598 | 0 | 0 | 0.5 | 0 |  | --> | C12 ex MARROWBONE LANE | Marrowbone Lane [T42] | INCHICORE 220KV |  | 53.3385 | -6.2776
MV/LV Substation BL***4576 |  | 10 kV | _ | LV | 630 kVA :Building Structure | 0.63 | --> | 0.63 | 0 | 0 | Constrained, otherwise capacity available =581 kVA | --> | 0.598 | 0 | 0 | 0.5 | 0 |  | --> | C11 ex GRANBY ROW | Granby Row [T41] | MCDERMOTT |  | 53.3551 | -6.2676
MV/LV Substation FR***4577 |  | 10 kV | _ | LV | 1000 kVA :Building Structure | 1 | --> | 1 | 0.5 | 14.34 |  | --> | 0.95 | 0 | 0 | 0.5 | 0 |  | --> | C11 ex NORTH QUAYS | North Quays [T101,T102,T103] | POOLBEG |  | 53.3503 | -6.2314
MV/LV Substation TO***4578 |  | 10 kV | _ | LV | 400 kVA :Kiosk Substation | 0.4 | --> | 0.4 | 0.4 | 9.02 |  | --> | 0.38 | 0 | 0 | 0.38 | 0 |  | --> | C20 ex MISERY HILL | Misery Hill [T101,T102] | POOLBEG |  | 53.3458 | -6.2537
MV/LV Substation HA***4579 |  | 10 kV | _ | LV | 1000 kVA :Building Structure | 1 | --> | 1 | 0 | 0 | Constrained, otherwise capacity available =551 kVA | --> | 0.95 | 0 | 0 | 0.5 | 0 |  | --> | C12 ex CAMDEN ROW | Camden Row [T41] | FRANCIS STREET |  | 53.3338 | -6.2641
MV/LV Substation SU***457X |  | 10 kV | _ | LV | 1000 kVA :Building Structure | 1 | --> | 1 | 0.497 | 28.43 |  | --> | 0.95 | 0 | 0 | 0.5 | 0 |  | --> | C38 ex BEDFORD ROW | Bedford Row [T41,T42,T43,T44] | FRANCIS STREET |  | 53.3437 | -6.26
MV/LV Substation AB***458 |  | 10 kV | _ | LV | 630 kVA :Kiosk Substation | 0.63 | --> | 0.63 | 0 | 0 | Constrained, otherwise capacity available =314 kVA | --> | 0.598 | 0 | 0.105 | 0.5 | 0 |  | --> | C11 ex CLONTARF | Clontarf [T42] | FINGLAS |  | 53.3757 | -6.2041
MV/LV Substation HA***4580 |  | 10 kV | _ | LV | 1000 kVA :Building Structure | 1 | --> | 1 | 0 | 0 | Constrained, otherwise capacity available =961 kVA | --> | 0.95 | 0 | 0 | 0.5 | 0 |  | --> | C12 ex CAMDEN ROW | Camden Row [T41] | FRANCIS STREET |  | 53.3347 | -6.264
MV/LV Substation CA***4583 |  | 10 kV | _ | LV | 630 kVA :Kiosk Substation | 0.63 | --> | 0.63 | 0 | 0 | Constrained, otherwise capacity available =630 kVA | --> | 0.598 | 0 | 0 | 0.5 | 0 |  | --> | C12 ex CAMDEN ROW | Camden Row [T41] | FRANCIS STREET |  | 53.3345 | -6.265
MV/LV Substation CA***4584 |  | 10 kV | _ | LV | 400 kVA :Kiosk Substation | 0.4 | --> | 0.4 | 0 | 0 | Constrained, otherwise capacity available =361 kVA | --> | 0.38 | 0 | 0 | 0.385 | 0 |  | --> | C18 ex CAMDEN ROW | Camden Row [T41] | FRANCIS STREET |  | 53.3363 | -6.2676
MV/LV Substation PR***4586 |  | 10 kV | _ | LV | 1000 kVA :Building Structure | 1 | --> | 1 | 0 | 0 | Constrained, otherwise capacity available =1000 kVA | --> | 0.95 | 0 | 0 | 0.5 | 0 |  | --> | C14 ex PHIBSBORO | Phibsboro [T41,T42] | FINGLAS |  | 53.3536 | -6.2746
MV/LV Substation CH***4589 |  | 10 kV | _ | LV | 1000 kVA :Building Structure | 1 | --> | 1 | 0 | 0 | Constrained, otherwise capacity available =680 kVA | --> | 0.95 | 0 | 0 | 0.5 | 0 |  | --> | C13 ex GLOUCESTER PLACE | Gloucester Place [T41,T42] | MCDERMOTT |  | 53.3575 | -6.255
MV/LV Substation RE***458X |  | 10 kV | _ | LV | 630 kVA :Building Structure | 0.63 | --> | 0.63 | 0 | 0 | Constrained, otherwise capacity available =578 kVA | --> | 0.598 | 0 | 0 | 0.5 | 0 |  | --> | C14 ex CLONTARF | Clontarf [T42] | FINGLAS |  | 53.3688 | -6.1755
MV/LV Substation TE***4594 |  | 10 kV | _ | LV | 1000 kVA :Building Structure | 1 | --> | 1 | 0 | 0 | Constrained, otherwise capacity available =1000 kVA | --> | 0.95 | 0 | 0 | 0.5 | 0 |  | --> | C19 ex GRANBY ROW | Granby Row [T41] | MCDERMOTT |  | 53.3546 | -6.2586
MV/LV Substation AS***4597 |  | 10 kV | _ | LV | 630 kVA :Kiosk Substation | 0.63 | --> | 0.63 | 0.5 | 1.86 |  | --> | 0.598 | 0 | 0.036 | 0.5 | 0 |  | --> | C15 ex FAIRVIEW | Fairview [T41] | MCDERMOTT |  | 53.369 | -6.212
MV/LV Substation LA***4598 |  | 10 kV | _ | LV | 1000 kVA :Building Structure | 1 | --> | 1 | 0.5 | 7.2 |  | --> | 0.95 | 0 | 0 | 0.5 | 0 |  | --> | C23 ex TRINITY | Trinity [T101,T102] | POOLBEG |  | 53.3343 | -6.25
MV/LV Substation LA***4599 |  | 10 kV | _ | LV | 1000 kVA :Building Structure | 1 | --> | 1 | 0.5 | 7.2 |  | --> | 0.95 | 0 | 0 | 0.5 | 0 |  | --> | C23 ex TRINITY | Trinity [T101,T102] | POOLBEG |  | 53.3342 | -6.2501
MV/LV Substation RA***4600 |  | 10 kV | _ | LV | 1000 kVA :Building Structure | 1 | --> | 1 | 0 | 0 | Constrained, otherwise capacity available =995 kVA | --> | 0.95 | 0 | 0 | 0.5 | 0 |  | --> | C12 ex GLOUCESTER PLACE | Gloucester Place [T41,T42] | MCDERMOTT |  | 53.3531 | -6.2514
MV/LV Substation GR***4602 |  | 10 kV | _ | LV | 1000 kVA :Building Structure | 1 | --> | 1 | 0.5 | 7.2 |  | --> | 0.95 | 0 | 0 | 0.5 | 0 |  | --> | C28 ex TRINITY | Trinity [T101,T102] | POOLBEG |  | 53.3404 | -6.2392
MV/LV Substation ST***4604 |  | 10 kV | _ | LV | 630 kVA :Kiosk Substation | 0.63 | --> | 0.63 | 0 | 0 | Constrained, otherwise capacity available =630 kVA | --> | 0.598 | 0 | 0 | 0.5 | 0 |  | --> | C14 ex NEWMARKET (DR) | Newmarket (dr) [T41] | FRANCIS STREET |  | 53.3312 | -6.2863
MV/LV Substation CA***4605 |  | 10 kV | _ | LV | 1000 kVA :Building Structure | 1 | --> | 1 | 0.5 | 9.02 |  | --> | 0.95 | 0 | 0 | 0.5 | 0 |  | --> | C20 ex MISERY HILL | Misery Hill [T101,T102] | POOLBEG |  | 53.3455 | -6.2532
MV/LV Substation CU***4606 |  | 10 kV | _ | LV | 630 kVA :Building Structure | 0.63 | --> | 0.63 | 0.5 | 1.37 |  | --> | 0.598 | 0 | 0 | 0.5 | 0 |  | --> | C22 ex SOUTH KING STREET | South King Street [T41,T42] | FRANCIS STREET |  | 53.3386 | -6.2636
MV/LV Substation G.***4608 |  | 10 kV | _ | LV | 1000 kVA :Building Structure | 1 | --> | 1 | 0.5 | 2.6 |  | --> | 0.95 | 0 | 0 | 0.5 | 0 |  | --> | C22 ex WOLFE TONE STREET | Wolfe Tone Street [T101,T102] | FINGLAS |  | 53.3489 | -6.2617
MV/LV Substation G.***4609 |  | 10 kV | _ | LV | 1000 kVA :Building Structure | 1 | --> | 1 | 0.5 | 2.6 |  | --> | 0.95 | 0 | 0 | 0.5 | 0 |  | --> | C22 ex WOLFE TONE STREET | Wolfe Tone Street [T101,T102] | FINGLAS |  | 53.3489 | -6.2617
MV/LV Substation HA***461 |  | 10 kV | _ | LV | 630 kVA :Building Structure | 0.63 | --> | 0.63 | 0.412 | 9.28 |  | --> | 0.598 | 0 | 0.015 | 0.5 | 0 |  | --> | C25 ex PEMBROKE | Pembroke [T41,T42,T43,T44] | RINGSEND |  | 53.3446 | -6.243
MV/LV Substation G.***4610 |  | 10 kV | _ | LV | 1000 kVA :Building Structure | 1 | --> | 1 | 0.5 | 2.6 |  | --> | 0.95 | 0 | 0 | 0.5 | 0 |  | --> | C22 ex WOLFE TONE STREET | Wolfe Tone Street [T101,T102] | FINGLAS |  | 53.3489 | -6.2617
MV/LV Substation GR***4611 |  | 10 kV | _ | LV | 1000 kVA :Building Structure | 1 | --> | 1 | 0.5 | 9.28 |  | --> | 0.95 | 0 | 0 | 0.5 | 0 |  | --> | C25 ex PEMBROKE | Pembroke [T41,T42,T43,T44] | RINGSEND |  | 53.3411 | -6.2397
MV/LV Substation O ***4614 |  | 10 kV | _ | LV | 1000 kVA :Building Structure | 1 | --> | 1 | 0.5 | 4.6 |  | --> | 0.95 | 0 | 0.013 | 0.5 | 0 |  | --> | C11 ex KINGSBRIDGE | Kingsbridge [T41,T42] | INCHICORE 220KV |  | 53.3536 | -6.2947
MV/LV Substation O ***4615 |  | 10 kV | _ | LV | 1000 kVA :Building Structure | 1 | --> | 1 | 0.5 | 4.6 |  | --> | 0.95 | 0 | 0 | 0.5 | 0 |  | --> | C11 ex KINGSBRIDGE | Kingsbridge [T41,T42] | INCHICORE 220KV |  | 53.3535 | -6.2947
MV/LV Substation LI***4616 |  | 10 kV | _ | LV | 1000 kVA :Building Structure | 1 | --> | 1 | 0 | 0 | Constrained, otherwise capacity available =1000 kVA | --> | 0.95 | 0 | 0 | 0.5 | 0 |  | --> | C13 ex GLOUCESTER PLACE | Gloucester Place [T41,T42] | MCDERMOTT |  | 53.3601 | -6.2449
MV/LV Substation EA***4619 |  | 10 kV | _ | LV | 630 kVA :Building Structure | 0.63 | --> | 0.63 | 0.5 | 14.34 |  | --> | 0.598 | 0 | 0 | 0.5 | 0 |  | --> | C39 ex NORTH QUAYS | North Quays [T101,T102,T103] | POOLBEG |  | 53.3577 | -6.233
MV/LV Substation AM***461X |  | 10 kV | _ | LV | 1000 kVA :Building Structure | 1 | --> | 1 | 0.261 | 14.34 |  | --> | 0.95 | 0 | 0.064 | 0.5 | 0 |  | --> | C37 ex NORTH QUAYS | North Quays [T101,T102,T103] | POOLBEG |  | 53.3512 | -6.2499
MV/LV Substation EA***4620 |  | 10 kV | _ | LV | 630 kVA :Building Structure | 0.63 | --> | 0.63 | 0.5 | 14.34 |  | --> | 0.598 | 0 | 0 | 0.5 | 0 |  | --> | C39 ex NORTH QUAYS | North Quays [T101,T102,T103] | POOLBEG |  | 53.3576 | -6.2326
MV/LV Substation SI***4623 |  | 10 kV | _ | LV | 630 kVA :Kiosk Substation | 0.63 | --> | 0.63 | 0.5 | 14.34 |  | --> | 0.598 | 0 | 0 | 0.5 | 0 |  | --> | C41 ex NORTH QUAYS | North Quays [T101,T102,T103] | POOLBEG |  | 53.3529 | -6.2317
MV/LV Substation RI***4624 |  | 10 kV | _ | LV | 1000 kVA :Building Structure | 1 | --> | 1 | 0.5 | 3 |  | --> | 0.95 | 0 | 0 | 0.5 | 0 |  | --> | C37 ex INCHICORE CENTRAL | Inchicore Central [T43,T45] | INCHICORE 220KV |  | 53.3378 | -6.3153
MV/LV Substation BO***4626 |  | 10 kV | _ | LV | 630 kVA :Building Structure | 0.63 | --> | 0.63 | 0.5 | 17.78 |  | --> | 0.598 | 0 | 0 | 0.5 | 0 |  | --> | C22 ex RINGSEND | Ringsend [T101,T102] | POOLBEG |  | 53.3441 | -6.2248
MV/LV Substation DA***4634 |  | 10 kV | _ | LV | 630 kVA :Kiosk Substation | 0.63 | --> | 0.63 | 0 | 0 | Constrained, otherwise capacity available =512 kVA | --> | 0.598 | 0 | 0.027 | 0.5 | 0 |  | --> | C16 ex GLASNEVIN | Glasnevin [T41] | FINGLAS |  | 53.3623 | -6.2736
MV/LV Substation JO***4638 |  | 10 kV | _ | LV | 1000 kVA :Building Structure | 1 | --> | 1 | 0.5 | 1.47 |  | --> | 0.95 | 0 | 0 | 0.5 | 0 |  | --> | C12 ex MARROWBONE LANE | Marrowbone Lane [T42] | INCHICORE 220KV |  | 53.3389 | -6.2824
MV/LV Substation CA***4639 |  | 10 kV | _ | LV | 400 kVA :Kiosk Substation | 0.4 | --> | 0.4 | 0.314 | 14.34 |  | --> | 0.38 | 0 | 0 | 0.392 | 0 |  | --> | C43 ex NORTH QUAYS | North Quays [T101,T102,T103] | POOLBEG |  | 53.3482 | -6.2319
MV/LV Substation BL***463X |  | 10 kV | _ | LV | 630 kVA :Kiosk Substation | 0.63 | --> | 0.63 | 0 | 0 | Constrained, otherwise capacity available =629 kVA | --> | 0.598 | 0 | 0 | 0.5 | 0 |  | --> | C20 ex CLONTARF | Clontarf [T42] | FINGLAS |  | 53.3676 | -6.199
MV/LV Substation JO***464 |  | 10 kV | _ | LV | 630 kVA :Building Structure | 0.63 | --> | 0.63 | 0.486 | 1.37 |  | --> | 0.598 | 0 | 0 | 0.5 | 0 |  | --> | C17 ex SOUTH KING STREET | South King Street [T41,T42] | FRANCIS STREET |  | 53.3418 | -6.2606
MV/LV Substation EA***4641 |  | 10 kV | _ | LV | 630 kVA :Kiosk Substation | 0.63 | --> | 0.63 | 0.5 | 14.34 |  | --> | 0.598 | 0 | 0 | 0.5 | 0 |  | --> | C41 ex NORTH QUAYS | North Quays [T101,T102,T103] | POOLBEG |  | 53.3529 | -6.2316
MV/LV Substation EA***4649 |  | 10 kV | _ | LV | 1000 kVA :Building Structure | 1 | --> | 1 | 0 | 0 | Constrained, otherwise capacity available =943 kVA | --> | 0.95 | 0 | 0 | 0.5 | 0 |  | --> | C18 ex CLONTARF | Clontarf [T42] | FINGLAS |  | 53.3726 | -6.2102
MV/LV Substation LE***464X |  | 10 kV | _ | LV | 630 kVA :Building Structure | 0.63 | --> | 0.63 | 0.5 | 9.99 |  | --> | 0.598 | 0 | 0 | 0.5 | 0 |  | --> | C23 ex HAROLDS CROSS | Harolds Cross [T101,T102] | POOLBEG |  | 53.3305 | -6.267
MV/LV Substation CL***465 |  | 10 kV | _ | LV | 630 kVA :Kiosk Substation | 0.63 | --> | 0.63 | 0 | 0 | Constrained, otherwise capacity available =359 kVA | --> | 0.598 | 0 | 0.047 | 0.5 | 0 |  | --> | C12 ex GLASNEVIN | Glasnevin [T41] | FINGLAS |  | 53.3646 | -6.2653
MV/LV Substation TR***4651 |  | 10 kV | _ | LV | 1000 kVA :Building Structure | 1 | --> | 1 | 0.5 | 9.02 |  | --> | 0.95 | 0 | 0 | 0.5 | 0 |  | --> | C16 ex MISERY HILL | Misery Hill [T101,T102] | POOLBEG |  | 53.3416 | -6.2398
MV/LV Substation EN***4652 |  | 10 kV | _ | LV | 1000 kVA :Building Structure | 1 | --> | 1 | 0.5 | 14.34 |  | --> | 0.95 | 0 | 0.007 | 0.5 | 0 |  | --> | C41 ex NORTH QUAYS | North Quays [T101,T102,T103] | POOLBEG |  | 53.3519 | -6.2308
MV/LV Substation EN***4653 |  | 10 kV | _ | LV | 1000 kVA :Building Structure | 1 | --> | 1 | 0.5 | 14.34 |  | --> | 0.95 | 0 | 0.024 | 0.5 | 0 |  | --> | C41 ex NORTH QUAYS | North Quays [T101,T102,T103] | POOLBEG |  | 53.352 | -6.2308
MV/LV Substation TH***4654 |  | 10 kV | _ | LV | 1000 kVA :Building Structure | 1 | --> | 1 | 0.5 | 14.34 |  | --> | 0.95 | 0 | 0.014 | 0.5 | 0 |  | --> | C41 ex NORTH QUAYS | North Quays [T101,T102,T103] | POOLBEG |  | 53.3516 | -6.231
MV/LV Substation TH***4655 |  | 10 kV | _ | LV | 1000 kVA :Building Structure | 1 | --> | 1 | 0.5 | 14.34 |  | --> | 0.95 | 0 | 0.004 | 0.5 | 0 |  | --> | C41 ex NORTH QUAYS | North Quays [T101,T102,T103] | POOLBEG |  | 53.3519 | -6.2321
MV/LV Substation TH***4656 |  | 10 kV | _ | LV | 1000 kVA :Building Structure | 1 | --> | 1 | 0.5 | 14.34 |  | --> | 0.95 | 0 | 0.01 | 0.5 | 0 |  | --> | C41 ex NORTH QUAYS | North Quays [T101,T102,T103] | POOLBEG |  | 53.3519 | -6.2322
MV/LV Substation TR***4657 |  | 10 kV | _ | LV | 1000 kVA :Building Structure | 1 | --> | 1 | 0.5 | 7.2 |  | --> | 0.95 | 0 | 0 | 0.5 | 0 |  | --> | C28 ex TRINITY | Trinity [T101,T102] | POOLBEG |  | 53.3401 | -6.2415
MV/LV Substation AS***4659 |  | 10 kV | _ | LV | 630 kVA :Kiosk Substation | 0.63 | --> | 0.63 | 0.5 | 7.91 |  | --> | 0.598 | 0 | 0 | 0.5 | 0 |  | --> | C24 ex PELLETSTOWN | Pelletstown [T101,T102] | FINGLAS |  | 53.3747 | -6.3182
MV/LV Substation GR***467 |  | 10 kV | _ | LV | 630 kVA :Kiosk Substation | 0.63 | --> | 0.63 | 0 | 0 | Constrained, otherwise capacity available =496 kVA | --> | 0.598 | 0 | 0.035 | 0.5 | 0 |  | --> | C13 ex GLASNEVIN | Glasnevin [T41] | FINGLAS |  | 53.3799 | -6.2798
MV/LV Substation MI***4678 |  | 10 kV | _ | LV | 1000 kVA :Building Structure | 1 | --> | 1 | 0 | 0 | Constrained, otherwise capacity available =993 kVA | --> | 0.95 | 0 | 0 | 0.5 | 0 |  | --> | C13 ex GLASNEVIN | Glasnevin [T41] | FINGLAS |  | 53.3746 | -6.2689
MV/LV Substation LO***467X |  | 10 kV | _ | LV | 630 kVA :Kiosk Substation | 0.63 | --> | 0.63 | 0.5 | 12.96 |  | --> | 0.598 | 0 | 0.004 | 0.5 | 0 |  | --> | C21 ex ARTANE | Artane [T101,T102] | FINGLAS |  | 53.3813 | -6.2408
MV/LV Substation GR***468 |  | 10 kV | _ | LV | 1000 kVA :Building Structure | 1 | --> | 1 | 0.5 | 28.43 |  | --> | 0.95 | 0 | 0 | 0.5 | 0 |  | --> | C39 ex BEDFORD ROW | Bedford Row [T41,T42,T43,T44] | FRANCIS STREET |  | 53.3387 | -6.2554
MV/LV Substation LO***4680 |  | 10 kV | _ | LV | 1000 kVA :Building Structure | 1 | --> | 1 | 0.5 | 7.91 |  | --> | 0.95 | 0 | 0 | 0.5 | 0 |  | --> | C24 ex PELLETSTOWN | Pelletstown [T101,T102] | FINGLAS |  | 53.3758 | -6.3311
MV/LV Substation 10***4681 |  | 10 kV | _ | LV | 1000 kVA :Building Structure | 1 | --> | 1 | 0.5 | 7.91 |  | --> | 0.95 | 0 | 0 | 0.5 | 0 |  | --> | C24 ex PELLETSTOWN | Pelletstown [T101,T102] | FINGLAS |  | 53.3764 | -6.3305
MV/LV Substation TH***4682 |  | 10 kV | _ | LV | 1000 kVA :Building Structure | 1 | --> | 1 | 0.5 | 7.91 |  | --> | 0.95 | 0 | 0 | 0.5 | 0 |  | --> | C24 ex PELLETSTOWN | Pelletstown [T101,T102] | FINGLAS |  | 53.3763 | -6.3297
MV/LV Substation TH***4683 |  | 10 kV | _ | LV | 1000 kVA :Building Structure | 1 | --> | 1 | 0.5 | 7.91 |  | --> | 0.95 | 0 | 0 | 0.5 | 0 |  | --> | C28 ex PELLETSTOWN | Pelletstown [T101,T102] | FINGLAS |  | 53.3763 | -6.3284
MV/LV Substation TH***4684 |  | 10 kV | _ | LV | 1000 kVA :Building Structure | 1 | --> | 1 | 0.5 | 7.91 |  | --> | 0.95 | 0 | 0 | 0.5 | 0 |  | --> | C28 ex PELLETSTOWN | Pelletstown [T101,T102] | FINGLAS |  | 53.3763 | -6.3277
MV/LV Substation TH***4685 |  | 10 kV | _ | LV | 1000 kVA :Building Structure | 1 | --> | 1 | 0.5 | 7.91 |  | --> | 0.95 | 0 | 0 | 0.5 | 0 |  | --> | C28 ex PELLETSTOWN | Pelletstown [T101,T102] | FINGLAS |  | 53.3763 | -6.3274
MV/LV Substation DA***4686 |  | 10 kV | _ | LV | 400 kVA :Kiosk Substation | 0.4 | --> | 0.4 | 0 | 0 | Constrained, otherwise capacity available =400 kVA | --> | 0.38 | 0 | 0 | 0.38 | 0 |  | --> | C11 ex GLASNEVIN | Glasnevin [T41] | FINGLAS |  | 53.3678 | -6.27
MV/LV Substation O ***4688 |  | 10 kV | _ | LV | 630 kVA :Kiosk Substation | 0.63 | --> | 0.63 | 0.5 | 4.6 |  | --> | 0.598 | 0 | 0 | 0.5 | 0 |  | --> | C11 ex KINGSBRIDGE | Kingsbridge [T41,T42] | INCHICORE 220KV |  | 53.3536 | -6.2946
MV/LV Substation CI***4689 |  | 10 kV | _ | LV | 630 kVA :Kiosk Substation | 0.63 | --> | 0.63 | 0.5 | 11.14 |  | --> | 0.598 | 0 | 0 | 0.5 | 0 |  | --> | C24 ex CABRA | Cabra [T101,T102] | FINGLAS |  | 53.3612 | -6.292
MV/LV Substation AU***468X |  | 10 kV | _ | LV | 630 kVA :Kiosk Substation | 0.63 | --> | 0.63 | 0.5 | 1.86 |  | --> | 0.598 | 0 | 0.005 | 0.5 | 0 |  | --> | C15 ex FAIRVIEW | Fairview [T41] | MCDERMOTT |  | 53.369 | -6.2149
MV/LV Substation AS***4694 |  | 10 kV | _ | LV | 1000 kVA :Building Structure | 1 | --> | 1 | 0.5 | 4.6 |  | --> | 0.95 | 0 | 0 | 0.5 | 0 |  | --> | C11 ex KINGSBRIDGE | Kingsbridge [T41,T42] | INCHICORE 220KV |  | 53.353 | -6.2935
MV/LV Substation FI***4695 |  | 10 kV | _ | LV | 1000 kVA :Building Structure | 1 | --> | 1 | 0.5 | 4.6 |  | --> | 0.95 | 0 | 0 | 0.5 | 0 |  | --> | C11 ex KINGSBRIDGE | Kingsbridge [T41,T42] | INCHICORE 220KV |  | 53.3526 | -6.2928
MV/LV Substation SW***4697 |  | 10 kV | _ | LV | 1000 kVA :Building Structure | 1 | --> | 1 | 0.5 | 4.6 |  | --> | 0.95 | 0 | 0 | 0.5 | 0 |  | --> | C11 ex KINGSBRIDGE | Kingsbridge [T41,T42] | INCHICORE 220KV |  | 53.3523 | -6.2925
MV/LV Substation DO***4700 |  | 10 kV | _ | LV | 630 kVA :Kiosk Substation | 0.63 | --> | 0.63 | 0 | 0 | Constrained, otherwise capacity available =630 kVA | --> | 0.598 | 0 | 0 | 0.5 | 0 |  | --> | C11 ex GRANBY ROW | Granby Row [T41] | MCDERMOTT |  | 53.3524 | -6.2662
MV/LV Substation PR***4703 |  | 10 kV | _ | LV | 630 kVA :Kiosk Substation | 0.63 | --> | 0.63 | 0 | 0 | Constrained, otherwise capacity available =599 kVA | --> | 0.598 | 0 | 0 | 0.5 | 0 |  | --> | C14 ex CLONTARF | Clontarf [T42] | FINGLAS |  | 53.3676 | -6.1742
MV/LV Substation RI***470X |  | 10 kV | _ | LV | 630 kVA :Kiosk Substation | 0.63 | --> | 0.63 | 0.5 | 11.14 |  | --> | 0.598 | 0 | 0.013 | 0.5 | 0 |  | --> | C28 ex CABRA | Cabra [T101,T102] | FINGLAS |  | 53.3734 | -6.3112
MV/LV Substation BR***4713 |  | 10 kV | _ | LV | 1000 kVA :Building Structure | 1 | --> | 1 | 0.5 | 20.78 |  | --> | 0.95 | 0 | 0 | 0.5 | 0 |  | --> | C23 ex HEUSTON SQUARE | Heuston Square [T101,T102] | INCHICORE 220KV |  | 53.3406 | -6.3022
MV/LV Substation CA***4714 |  | 10 kV | _ | LV | 1000 kVA :Building Structure | 1 | --> | 1 | 0 | 0 | Constrained, otherwise capacity available =1000 kVA | --> | 0.95 | 0 | 0 | 0.5 | 0 |  | --> | C11 ex PHIBSBORO | Phibsboro [T41,T42] | FINGLAS |  | 53.3464 | -6.2687
MV/LV Substation BY***4717 |  | 10 kV | _ | LV | 400 kVA :Kiosk Substation | 0.4 | --> | 0.4 | 0.4 | 2.6 |  | --> | 0.38 | 0 | 0 | 0.38 | 0 |  | --> | C28 ex WOLFE TONE STREET | Wolfe Tone Street [T101,T102] | FINGLAS |  | 53.3473 | -6.2647
MV/LV Substation BL***4718 |  | 10 kV | _ | LV | 1000 kVA :Building Structure | 1 | --> | 1 | 0.5 | 4.6 |  | --> | 0.95 | 0 | 0 | 0.5 | 0 |  | --> | C11 ex KINGSBRIDGE | Kingsbridge [T41,T42] | INCHICORE 220KV |  | 53.3564 | -6.2952
MV/LV Substation BL***4719 |  | 10 kV | _ | LV | 1000 kVA :Building Structure | 1 | --> | 1 | 0.5 | 4.6 |  | --> | 0.95 | 0 | 0.014 | 0.5 | 0 |  | --> | C11 ex KINGSBRIDGE | Kingsbridge [T41,T42] | INCHICORE 220KV |  | 53.3564 | -6.2952
MV/LV Substation DR***471X |  | 10 kV | _ | LV | 630 kVA :Kiosk Substation | 0.63 | --> | 0.63 | 0.5 | 11.14 |  | --> | 0.598 | 0 | 0 | 0.5 | 0 |  | --> | C18 ex CABRA | Cabra [T101,T102] | FINGLAS |  | 53.3644 | -6.2997
MV/LV Substation EA***4721 |  | 10 kV | _ | LV | 1000 kVA :Building Structure | 1 | --> | 1 | 0.5 | 14.34 |  | --> | 0.95 | 0 | 0 | 0.5 | 0 |  | --> | C31 ex NORTH QUAYS | North Quays [T101,T102,T103] | POOLBEG |  | 53.3578 | -6.2338
MV/LV Substation HI***4725 |  | 10 kV | _ | LV | 1000 kVA :Building Structure | 1 | --> | 1 | 0 | 0 | Constrained, otherwise capacity available =1000 kVA | --> | 0.95 | 0 | 0 | 0.5 | 0 |  | --> | C19 ex GRANBY ROW | Granby Row [T41] | MCDERMOTT |  | 53.3544 | -6.2592
MV/LV Substation NE***4729 |  | 10 kV | _ | LV | 1000 kVA :Building Structure | 1 | --> | 1 | 0 | 0 | Constrained, otherwise capacity available =1000 kVA | --> | 0.95 | 0 | 0 | 0.5 | 0 |  | --> | C14 ex NEWMARKET (DR) | Newmarket (dr) [T41] | FRANCIS STREET |  | 53.3379 | -6.278
MV/LV Substation AS***472X |  | 10 kV | _ | LV | 630 kVA :Kiosk Substation | 0.63 | --> | 0.63 | 0 | 0 | Constrained, otherwise capacity available =588 kVA | --> | 0.598 | 0 | 0.001 | 0.5 | 0 |  | --> | C13 ex GLASNEVIN | Glasnevin [T41] | FINGLAS |  | 53.3791 | -6.2765
MV/LV Substation NA***4730 |  | 10 kV | _ | LV | 1000 kVA :Building Structure | 1 | --> | 1 | 0.5 | 6.65 |  | --> | 0.95 | 0 | 0 | 0.5 | 0 |  | --> | C14 ex EAST WALL ROAD | East Wall Road [T41,T42] | MCDERMOTT |  | 53.3504 | -6.2334
MV/LV Substation NA***4731 |  | 10 kV | _ | LV | 1000 kVA :Building Structure | 1 | --> | 1 | 0.5 | 6.65 |  | --> | 0.95 | 0 | 0 | 0.5 | 0 |  | --> | C14 ex EAST WALL ROAD | East Wall Road [T41,T42] | MCDERMOTT |  | 53.3504 | -6.2333
MV/LV Substation TA***4732 |  | 10 kV | _ | LV | 1000 kVA :Building Structure | 1 | --> | 1 | 0.5 | 6.65 |  | --> | 0.95 | 0 | 0 | 0.5 | 0 |  | --> | C14 ex EAST WALL ROAD | East Wall Road [T41,T42] | MCDERMOTT |  | 53.351 | -6.233
MV/LV Substation FO***4733 |  | 10 kV | _ | LV | 1000 kVA :Building Structure | 1 | --> | 1 | 0.5 | 14.34 |  | --> | 0.95 | 0 | 0 | 0.5 | 0 |  | --> | C20 ex NORTH QUAYS | North Quays [T101,T102,T103] | POOLBEG |  | 53.351 | -6.232
MV/LV Substation FO***4734 |  | 10 kV | _ | LV | 1000 kVA :Building Structure | 1 | --> | 1 | 0.5 | 14.34 |  | --> | 0.95 | 0 | 0 | 0.5 | 0 |  | --> | C20 ex NORTH QUAYS | North Quays [T101,T102,T103] | POOLBEG |  | 53.351 | -6.232
MV/LV Substation LE***4735 |  | 10 kV | _ | LV | 1000 kVA :Building Structure | 1 | --> | 1 | 0.5 | 14.34 |  | --> | 0.95 | 0 | 0 | 0.5 | 0 |  | --> | C43 ex NORTH QUAYS | North Quays [T101,T102,T103] | POOLBEG |  | 53.3501 | -6.2317
MV/LV Substation AC***4737 |  | 10 kV | _ | LV | 400 kVA :Kiosk Substation | 0.4 | --> | 0.4 | 0.4 | 20.78 |  | --> | 0.38 | 0 | 0 | 0.38 | 0 |  | --> | C21 ex HEUSTON SQUARE | Heuston Square [T101,T102] | INCHICORE 220KV |  | 53.3496 | -6.3349
MV/LV Substation NA***473X |  | 10 kV | _ | LV | 630 kVA :Kiosk Substation | 0.63 | --> | 0.63 | 0.5 | 11.14 |  | --> | 0.598 | 0 | 0.03 | 0.5 | 0 |  | --> | C11 ex CABRA | Cabra [T101,T102] | FINGLAS |  | 53.3674 | -6.3114
MV/LV Substation DA***4741 |  | 10 kV | _ | LV | 1000 kVA :Building Structure | 1 | --> | 1 | 0 | 0 | Constrained, otherwise capacity available =1000 kVA | --> | 0.95 | 0 | 0 | 0.5 | 0 |  | --> | C11 ex GLASNEVIN | Glasnevin [T41] | FINGLAS |  | 53.3672 | -6.2702
MV/LV Substation DA***4742 |  | 10 kV | _ | LV | 1000 kVA :Building Structure | 1 | --> | 1 | 0 | 0 | Constrained, otherwise capacity available =1000 kVA | --> | 0.95 | 0 | 0 | 0.5 | 0 |  | --> | C11 ex GLASNEVIN | Glasnevin [T41] | FINGLAS |  | 53.3676 | -6.2696
MV/LV Substation DA***4743 |  | 10 kV | _ | LV | 1000 kVA :Building Structure | 1 | --> | 1 | 0 | 0 | Constrained, otherwise capacity available =955 kVA | --> | 0.95 | 0 | 0.022 | 0.5 | 0 |  | --> | C11 ex GLASNEVIN | Glasnevin [T41] | FINGLAS |  | 53.3673 | -6.2676
MV/LV Substation TO***4744 |  | 10 kV | _ | LV | 630 kVA :Kiosk Substation | 0.63 | --> | 0.63 | 0.5 | 11.14 |  | --> | 0.598 | 0 | 0 | 0.5 | 0 |  | --> | C14 ex CABRA | Cabra [T101,T102] | FINGLAS |  | 53.3679 | -6.276
MV/LV Substation DO***4745 |  | 10 kV | _ | LV | 630 kVA :Kiosk Substation | 0.63 | --> | 0.63 | 0 | 0 | Constrained, otherwise capacity available =465 kVA | --> | 0.598 | 0 | 0 | 0.5 | 0 |  | --> | C11 ex GRANBY ROW | Granby Row [T41] | MCDERMOTT |  | 53.3536 | -6.2678
MV/LV Substation NE***474X |  | 10 kV | _ | LV | 1000 kVA :Building Structure | 1 | --> | 1 | 0 | 0 | Constrained, otherwise capacity available =778 kVA | --> | 0.95 | 0 | 0.01 | 0.5 | 0 |  | --> | C13 ex GRANBY ROW | Granby Row [T41] | MCDERMOTT |  | 53.3562 | -6.2617
MV/LV Substation DO***4753 |  | 10 kV | _ | LV | 400 kVA :Kiosk Substation | 0.4 | --> | 0.4 | 0 | 0 | Constrained, otherwise capacity available =362 kVA | --> | 0.38 | 0 | 0 | 0.385 | 0 |  | --> | C14 ex NEWMARKET (DR) | Newmarket (dr) [T41] | FRANCIS STREET |  | 53.3355 | -6.2844
MV/LV Substation CO***4754 |  | 10 kV | _ | LV | 630 kVA :Building Structure | 0.63 | --> | 0.63 | 0 | 0 | Constrained, otherwise capacity available =630 kVA | --> | 0.598 | 0 | 0 | 0.5 | 0 |  | --> | C12 ex CLONTARF | Clontarf [T42] | FINGLAS |  | 53.3609 | -6.1887
MV/LV Substation SH***4764 |  | 10 kV | _ | LV | 1000 kVA :Building Structure | 1 | --> | 1 | 0.5 | 14.34 |  | --> | 0.95 | 0 | 0 | 0.5 | 0 |  | --> | C14 ex NORTH QUAYS | North Quays [T101,T102,T103] | POOLBEG |  | 53.3555 | -6.2438
MV/LV Substation AL***4765 |  | 10 kV | _ | LV | 400 kVA :Kiosk Substation | 0.4 | --> | 0.4 | 0.4 | 9.99 |  | --> | 0.38 | 0 | 0 | 0.38 | 0 |  | --> | C24 ex HAROLDS CROSS | Harolds Cross [T101,T102] | POOLBEG |  | 53.3321 | -6.2608
MV/LV Substation CL***4767 |  | 10 kV | _ | LV | 1000 kVA :Building Structure | 1 | --> | 1 | 0 | 0 | Constrained, otherwise capacity available =1000 kVA | --> | 0.95 | 0 | 0 | 0 | 0 | Constrained, otherwise capacity available =950 kW | --> | C19 ex DRUMCONDRA |  |  |  | 53.3631 | -6.2514
MV/LV Substation NT***4781 |  | 10 kV | _ | LV | 630 kVA :Kiosk Substation | 0.63 | --> | 0.63 | 0.5 | 14.34 |  | --> | 0.598 | 0 | 0 | 0.5 | 0 |  | --> | C24 ex NORTH QUAYS | North Quays [T101,T102,T103] | POOLBEG |  | 53.3477 | -6.237
MV/LV Substation MA***478X |  | 10 kV | _ | LV | 630 kVA :Building Structure | 0.63 | --> | 0.63 | 0 | 0 | Constrained, otherwise capacity available =560 kVA | --> | 0.598 | 0 | 0 | 0.5 | 0 |  | --> | C11 ex NEWMARKET (DR) | Newmarket (dr) [T41] | FRANCIS STREET |  | 53.3395 | -6.2755
MV/LV Substation PE***479 |  | 10 kV | _ | LV | 1000 kVA :Building Structure | 1 | --> | 1 | 0.5 | 3.38 |  | --> | 0.95 | 0 | 0.006 | 0.5 | 0 |  | --> | C14 ex MERRION SQUARE | Merrion Square [T41,T42] | RINGSEND |  | 53.3366 | -6.2518
MV/LV Substation RA***479X |  | 10 kV | _ | LV | 1000 kVA :Building Structure | 1 | --> | 1 | 0.5 | 7.91 |  | --> | 0.95 | 0 | 0.005 | 0.5 | 0 |  | --> | C24 ex PELLETSTOWN | Pelletstown [T101,T102] | FINGLAS |  | 53.3774 | -6.3307
MV/LV Substation PH***480 |  | 10 kV | _ | LV | 630 kVA :Building Structure | 0.63 | --> | 0.63 | 0 | 0 | Constrained, otherwise capacity available =420 kVA | --> | 0.598 | 0 | 0 | 0.5 | 0 |  | --> | C16 ex GLASNEVIN | Glasnevin [T41] | FINGLAS |  | 53.3619 | -6.2733
MV/LV Substation RA***480X |  | 10 kV | _ | LV | 1000 kVA :Building Structure | 1 | --> | 1 | 0.5 | 7.91 |  | --> | 0.95 | 0 | 0 | 0.5 | 0 |  | --> | C24 ex PELLETSTOWN | Pelletstown [T101,T102] | FINGLAS |  | 53.3781 | -6.3274
MV/LV Substation CO***481X |  | 10 kV | _ | LV | 630 kVA :Building Structure | 0.63 | --> | 0.63 | 0.5 | 9.99 |  | --> | 0.598 | 0 | 0 | 0.5 | 0 |  | --> | C25 ex HAROLDS CROSS | Harolds Cross [T101,T102] | POOLBEG |  | 53.3302 | -6.2749
MV/LV Substation CO***482X |  | 10 kV | _ | LV | 1000 kVA :Building Structure | 1 | --> | 1 | 0.5 | 11.14 |  | --> | 0.95 | 0 | 0 | 0.5 | 0 |  | --> | C12 ex CABRA | Cabra [T101,T102] | FINGLAS |  | 53.376 | -6.3173
MV/LV Substation RO***483 |  | 10 kV | _ | LV | 1000 kVA :Building Structure | 1 | --> | 1 | 0.5 | 11.14 |  | --> | 0.95 | 0 | 0 | 0.5 | 0 |  | --> | C17 ex CABRA | Cabra [T101,T102] | FINGLAS |  | 53.3734 | -6.2942
MV/LV Substation RE***483X |  | 10 kV | _ | LV | 630 kVA :Kiosk Substation | 0.63 | --> | 0.63 | 0 | 0 | Constrained, otherwise capacity available =516 kVA | --> | 0.598 | 0 | 0 | 0.5 | 0 |  | --> | C14 ex CLONTARF | Clontarf [T42] | FINGLAS |  | 53.3629 | -6.1831
MV/LV Substation CE***484 |  | 10 kV | _ | LV | 630 kVA :Kiosk Substation | 0.63 | --> | 0.63 | 0.448 | 12.96 |  | --> | 0.598 | 0 | 0.052 | 0.5 | 0 |  | --> | C21 ex ARTANE | Artane [T101,T102] | FINGLAS |  | 53.3809 | -6.2288
MV/LV Substation GA***484X |  | 10 kV | _ | LV | 1000 kVA :Building Structure | 1 | --> | 1 | 0.5 | 9.02 |  | --> | 0.95 | 0 | 0 | 0.5 | 0 |  | --> | C13 ex MISERY HILL | Misery Hill [T101,T102] | POOLBEG |  | 53.3434 | -6.2405
MV/LV Substation KI***485 |  | 10 kV | _ | LV | 1000 kVA :Building Structure | 1 | --> | 1 | 0.433 | 20.78 |  | --> | 0.95 | 0 | 0.008 | 0.5 | 0 |  | --> | C23 ex HEUSTON SQUARE | Heuston Square [T101,T102] | INCHICORE 220KV |  | 53.3428 | -6.3081
MV/LV Substation GA***485X |  | 10 kV | _ | LV | 1000 kVA :Building Structure | 1 | --> | 1 | 0.5 | 9.02 |  | --> | 0.95 | 0 | 0 | 0.5 | 0 |  | --> | C13 ex MISERY HILL | Misery Hill [T101,T102] | POOLBEG |  | 53.3432 | -6.2392
MV/LV Substation TH***486X |  | 10 kV | _ | LV | 1000 kVA :Building Structure | 1 | --> | 1 | 0.5 | 9.02 |  | --> | 0.95 | 0 | 0.003 | 0.5 | 0 |  | --> | C16 ex MISERY HILL | Misery Hill [T101,T102] | POOLBEG |  | 53.3408 | -6.2279
MV/LV Substation SP***487 |  | 10 kV | _ | LV | 630 kVA :Building Structure | 0.63 | --> | 0.63 | 0.495 | 1.47 |  | --> | 0.598 | 0 | 0 | 0.5 | 0 |  | --> | C20 ex MARROWBONE LANE | Marrowbone Lane [T42] | INCHICORE 220KV |  | 53.339 | -6.3197
MV/LV Substation IR***488 |  | 10 kV | _ | LV | 630 kVA :Kiosk Substation | 0.63 | --> | 0.63 | 0 | 0 | Constrained, otherwise capacity available =396 kVA | --> | 0.598 | 0 | 0 | 0.5 | 0 |  | --> | C13 ex DRUMCONDRA | Drumcondra [T41,T42] | MCDERMOTT |  | 53.3716 | -6.252
MV/LV Substation WA***488X |  | 10 kV | _ | LV | 1000 kVA :Building Structure | 1 | --> | 1 | 0.5 | 11.14 |  | --> | 0.95 | 0 | 0.011 | 0.5 | 0 |  | --> | C12 ex CABRA | Cabra [T101,T102] | FINGLAS |  | 53.3759 | -6.3169
MV/LV Substation SW***489 |  | 10 kV | _ | LV | 630 kVA :Kiosk Substation | 0.63 | --> | 0.63 | 0 | 0 | Constrained, otherwise capacity available =607 kVA | --> | 0.598 | 0 | 0.005 | 0.5 | 0 |  | --> | C12 ex WHITEHALL | Whitehall [T41] | FINGLAS |  | 53.3789 | -6.2475
MV/LV Substation HA***489X |  | 10 kV | _ | LV | 1000 kVA :Building Structure | 1 | --> | 1 | 0.5 | 2.6 |  | --> | 0.95 | 0 | 0 | 0.5 | 0 |  | --> | C31 ex WOLFE TONE STREET | Wolfe Tone Street [T101,T102] | FINGLAS |  | 53.3479 | -6.2798
MV/LV Substation SM***490X |  | 10 kV | _ | LV | 1000 kVA :Building Structure | 1 | --> | 1 | 0.5 | 2.6 |  | --> | 0.95 | 0 | 0 | 0.5 | 0 |  | --> | C31 ex WOLFE TONE STREET | Wolfe Tone Street [T101,T102] | FINGLAS |  | 53.3479 | -6.2787
MV/LV Substation MO***491 |  | 10 kV | _ | LV | 400 kVA :Kiosk Substation | 0.4 | --> | 0.4 | 0.167 | 3.38 |  | --> | 0.38 | 0 | 0 | 0.411 | 0 |  | --> | C11 ex MERRION SQUARE | Merrion Square [T41,T42] | RINGSEND |  | 53.3373 | -6.2455
MV/LV Substation DU***491X |  | 10 kV | _ | LV | 630 kVA :Kiosk Substation | 0.63 | --> | 0.63 | 0.5 | 11.14 |  | --> | 0.598 | 0 | 0 | 0.5 | 0 |  | --> | C24 ex CABRA | Cabra [T101,T102] | FINGLAS |  | 53.368 | -6.2962
MV/LV Substation DO***492 |  | 10 kV | _ | LV | 630 kVA :Kiosk Substation | 0.63 | --> | 0.63 | 0.162 | 11.14 |  | --> | 0.598 | 0 | 0.033 | 0.5 | 0 |  | --> | C24 ex CABRA | Cabra [T101,T102] | FINGLAS |  | 53.3638 | -6.2818
MV/LV Substation GR***492X |  | 10 kV | _ | LV | 1000 kVA :Building Structure | 1 | --> | 1 | 0.5 | 9.28 |  | --> | 0.95 | 0 | 0 | 0.5 | 0 |  | --> | C02 ex PEMBROKE | Pembroke [T41,T42,T43,T44] | RINGSEND |  | 53.3403 | -6.2366
MV/LV Substation DU***494 |  | 10 kV | _ | LV | 630 kVA :Building Structure | 0.63 | --> | 0.63 | 0 | 0 | Constrained, otherwise capacity available =288 kVA | --> | 0.598 | 0 | 0.01 | 0.5 | 0 |  | --> | C20 ex GLOUCESTER PLACE | Gloucester Place [T41,T42] | MCDERMOTT |  | 53.3564 | -6.2479
MV/LV Substation PA***495 |  | 10 kV | _ | LV | 630 kVA :Building Structure | 0.63 | --> | 0.63 | 0 | 0 | Constrained, otherwise capacity available =339 kVA | --> | 0.598 | 0 | 0.005 | 0.5 | 0 |  | --> | C21 ex GRANBY ROW | Granby Row [T41] | MCDERMOTT |  | 53.351 | -6.2655
MV/LV Substation AS***495X |  | 10 kV | _ | LV | 1000 kVA :Building Structure | 1 | --> | 1 | 0.5 | 28.43 |  | --> | 0.95 | 0 | 0 | 0.5 | 0 |  | --> | C40 ex BEDFORD ROW | Bedford Row [T41,T42,T43,T44] | FRANCIS STREET |  | 53.3462 | -6.2605
MV/LV Substation CA***496 |  | 10 kV | _ | LV | 1000 kVA :Kiosk Substation | 1 | --> | 1 | 0.5 | 6.65 |  | --> | 0.95 | 0 | 0 | 0.5 | 0 |  | --> | C20 ex EAST WALL ROAD | East Wall Road [T41,T42] | MCDERMOTT |  | 53.3475 | -6.1974
MV/LV Substation GL***497 |  | 10 kV | _ | LV | 630 kVA :Kiosk Substation | 0.63 | --> | 0.63 | 0 | 0 | Constrained, otherwise capacity available =393 kVA | --> | 0.598 | 0 | 0.016 | 0.5 | 0 |  | --> | C12 ex WHITEHALL | Whitehall [T41] | FINGLAS |  | 53.3867 | -6.246
MV/LV Substation KI***498 |  | 10 kV | _ | LV | 630 kVA :Kiosk Substation | 0.63 | --> | 0.63 | 0.457 | 1.86 |  | --> | 0.598 | 0 | 0.026 | 0.5 | 0 |  | --> | C17 ex FAIRVIEW | Fairview [T41] | MCDERMOTT |  | 53.3633 | -6.209
MV/LV Substation LU***498X |  | 10 kV | _ | LV | 1000 kVA :Building Structure | 1 | --> | 1 | 0.5 | 9.02 |  | --> | 0.95 | 0 | 0 | 0.5 | 0 |  | --> | C20 ex MISERY HILL | Misery Hill [T101,T102] | POOLBEG |  | 53.3462 | -6.2547
MV/LV Substation RO***500 |  | 10 kV | _ | LV | 630 kVA :Building Structure | 0.63 | --> | 0.63 | 0.326 | 1.47 |  | --> | 0.598 | 0 | 0 | 0.5 | 0 |  | --> | C14 ex MARROWBONE LANE | Marrowbone Lane [T42] | INCHICORE 220KV |  | 53.34 | -6.2847
MV/LV Substation LO***500X |  | 10 kV | _ | LV | 630 kVA :Building Structure | 0.63 | --> | 0.63 | 0.482 | 1.47 |  | --> | 0.598 | 0 | 0 | 0.5 | 0 |  | --> | C11 ex MARROWBONE LANE | Marrowbone Lane [T42] | INCHICORE 220KV |  | 53.3384 | -6.2872
MV/LV Substation SE***501 |  | 10 kV | _ | LV | 630 kVA :Building Structure | 0.63 | --> | 0.63 | 0 | 0 | Constrained, otherwise capacity available =314 kVA | --> | 0.598 | 0 | 0.048 | 0.5 | 0 |  | --> | C14 ex CLONTARF | Clontarf [T42] | FINGLAS |  | 53.3673 | -6.1883
MV/LV Substation JE***502 |  | 10 kV | _ | LV | 400 kVA :Kiosk Substation | 0.4 | --> | 0.4 | 0.375 | 14.34 |  | --> | 0.38 | 0 | 0 | 0.384 | 0 |  | --> | C11 ex NORTH QUAYS | North Quays [T101,T102,T103] | POOLBEG |  | 53.3476 | -6.2061
MV/LV Substation GL***503X |  | 10 kV | _ | LV | 1000 kVA :Building Structure | 1 | --> | 1 | 0 | 0 | Constrained, otherwise capacity available =1000 kVA | --> | 0.95 | 0 | 0 | 0.5 | 0 |  | --> | C21 ex CAMDEN ROW | Camden Row [T41] | FRANCIS STREET |  | 53.3395 | -6.2626
MV/LV Substation EB***504X |  | 10 kV | _ | LV | 630 kVA :Building Structure | 0.63 | --> | 0.63 | 0 | 0 | Constrained, otherwise capacity available =626 kVA | --> | 0.598 | 0 | 0 | 0.5 | 0 |  | --> | C14 ex NEWMARKET (DR) | Newmarket (dr) [T41] | FRANCIS STREET |  | 53.3348 | -6.2835
MV/LV Substation CR***505 |  | 10 kV | _ | LV | 630 kVA :Kiosk Substation | 0.63 | --> | 0.63 | 0 | 0 | Constrained, otherwise capacity available =519 kVA | --> | 0.598 | 0 | 0.053 | 0.5 | 0 |  | --> | C11 ex CLONTARF | Clontarf [T42] | FINGLAS |  | 53.3769 | -6.2086
MV/LV Substation ST***506 |  | 10 kV | _ | LV | 630 kVA :Kiosk Substation | 0.63 | --> | 0.63 | 0 | 0 | Constrained, otherwise capacity available =6 kVA | --> | 0.598 | 0 | 0.024 | 0.5 | 0 |  | --> | C16 ex DRUMCONDRA | Drumcondra [T41,T42] | MCDERMOTT |  | 53.3639 | -6.2585
MV/LV Substation TO***506X |  | 10 kV | _ | LV | 630 kVA :Kiosk Substation | 0.63 | --> | 0.63 | 0.5 | 9.02 |  | --> | 0.598 | 0 | 0 | 0.5 | 0 |  | --> | C17 ex MISERY HILL | Misery Hill [T101,T102] | POOLBEG |  | 53.3495 | -6.2496
MV/LV Substation RA***507X |  | 10 kV | _ | LV | 630 kVA :Building Structure | 0.63 | --> | 0.63 | 0 | 0 | Constrained, otherwise capacity available =570 kVA | --> | 0.598 | 0 | 0.01 | 0.5 | 0 |  | --> | C12 ex GLOUCESTER PLACE | Gloucester Place [T41,T42] | MCDERMOTT |  | 53.3533 | -6.251
MV/LV Substation CA***508X |  | 10 kV | _ | LV | 630 kVA :Kiosk Substation | 0.63 | --> | 0.63 | 0 | 0 | Constrained, otherwise capacity available =573 kVA | --> | 0.598 | 0 | 0 | 0.5 | 0 |  | --> | C13 ex GLOUCESTER PLACE | Gloucester Place [T41,T42] | MCDERMOTT |  | 53.3577 | -6.2477
MV/LV Substation CA***509X |  | 10 kV | _ | LV | 1000 kVA :Building Structure | 1 | --> | 1 | 0.5 | 9.02 |  | --> | 0.95 | 0 | 0 | 0.5 | 0 |  | --> | C20 ex MISERY HILL | Misery Hill [T101,T102] | POOLBEG |  | 53.3451 | -6.2408
MV/LV Substation FI***511 |  | 10 kV | _ | LV | 400 kVA :Kiosk Substation | 0.4 | --> | 0.4 | 0 | 0 | Constrained, otherwise capacity available =102 kVA | --> | 0.38 | 0 | 0.025 | 0.4 | 0 |  | --> | C16 ex WATLING STREET | Watling Street [T41,T42] | FRANCIS STREET |  | 53.3532 | -6.2916
MV/LV Substation PO***513 |  | 10 kV | _ | LV | 630 kVA :Building Structure | 0.63 | --> | 0.63 | 0.477 | 3.38 |  | --> | 0.598 | 0 | 0.002 | 0.5 | 0 |  | --> | C19 ex MERRION SQUARE | Merrion Square [T41,T42] | RINGSEND |  | 53.3376 | -6.2438
MV/LV Substation MO***513X |  | 10 kV | _ | LV | 400 kVA :Kiosk Substation | 0.4 | --> | 0.4 | 0 | 0 | Constrained, otherwise capacity available =371 kVA | --> | 0.38 | 0 | 0 | 0.384 | 0 |  | --> | C11 ex PHIBSBORO | Phibsboro [T41,T42] | FINGLAS |  | 53.3542 | -6.2702
MV/LV Substation GR***515X |  | 10 kV | _ | LV | 1000 kVA :Building Structure | 1 | --> | 1 | 0.5 | 9.02 |  | --> | 0.95 | 0 | 0 | 0.5 | 0 |  | --> | C13 ex MISERY HILL | Misery Hill [T101,T102] | POOLBEG |  | 53.3378 | -6.2374
MV/LV Substation PE***516X |  | 10 kV | _ | LV | 630 kVA :Building Structure | 0.63 | --> | 0.63 | 0 | 0 | Constrained, otherwise capacity available =570 kVA | --> | 0.598 | 0 | 0 | 0.5 | 0 |  | --> | C11 ex CAMDEN ROW | Camden Row [T41] | FRANCIS STREET |  | 53.3392 | -6.2667
MV/LV Substation SI***517 |  | 10 kV | _ | LV | 400 kVA :Building Structure | 0.4 | --> | 0.4 | 0 | 0 | Constrained, otherwise capacity available =83 kVA | --> | 0.38 | 0 | 0.116 | 0.335 | 0 |  | --> | C14 ex WHITEHALL | Whitehall [T41] | FINGLAS |  | 53.3751 | -6.2394
MV/LV Substation FO***518X |  | 10 kV | _ | LV | 1000 kVA :Building Structure | 1 | --> | 1 | 0 | 0 | Constrained, otherwise capacity available =791 kVA | --> | 0.95 | 0 | 0 | 0.5 | 0 |  | --> | C12 ex GLOUCESTER PLACE | Gloucester Place [T41,T42] | MCDERMOTT |  | 53.3514 | -6.253
MV/LV Substation NA***521 |  | 10 kV | _ | LV | 630 kVA :Building Structure | 0.63 | --> | 0.63 | 0.5 | 1.86 |  | --> | 0.598 | 0 | 0 | 0.5 | 0 |  | --> | C18 ex FAIRVIEW | Fairview [T41] | MCDERMOTT |  | 53.3721 | -6.2238
MV/LV Substation HA***522X |  | 10 kV | _ | LV | 1000 kVA :Building Structure | 1 | --> | 1 | 0.5 | 9.99 |  | --> | 0.95 | 0 | 0 | 0.5 | 0 |  | --> | C24 ex HAROLDS CROSS | Harolds Cross [T101,T102] | POOLBEG |  | 53.334 | -6.2628
MV/LV Substation VE***523 |  | 10 kV | _ | LV | 630 kVA :Building Structure | 0.63 | --> | 0.63 | 0.278 | 3.38 |  | --> | 0.598 | 0 | 0 | 0.5 | 0 |  | --> | C19 ex MERRION SQUARE | Merrion Square [T41,T42] | RINGSEND |  | 53.3382 | -6.2432
MV/LV Substation PO***523X |  | 10 kV | _ | LV | 1000 kVA :Building Structure | 1 | --> | 1 | 0 | 0 | Constrained, otherwise capacity available =925 kVA | --> | 0.95 | 0 | 0 | 0.5 | 0 |  | --> | C11 ex DRUMCONDRA | Drumcondra [T41,T42] | MCDERMOTT |  | 53.3606 | -6.2565
MV/LV Substation BY***524X |  | 10 kV | _ | LV | 1000 kVA :Building Structure | 1 | --> | 1 | 0.5 | 2.6 |  | --> | 0.95 | 0 | 0 | 0.5 | 0 |  | --> | C28 ex WOLFE TONE STREET | Wolfe Tone Street [T101,T102] | FINGLAS |  | 53.3472 | -6.2651
MV/LV Substation AD***525 |  | 10 kV | _ | LV | 630 kVA :Building Structure | 0.63 | --> | 0.63 | 0.453 | 0.98 |  | --> | 0.598 | 0 | 0.005 | 0.5 | 0 |  | --> | C21 ex LEESON STREET | Leeson Street [T41,T42] | MILLTOWN (DR) |  | 53.332 | -6.2557
MV/LV Substation RI***525X |  | 10 kV | _ | LV | 630 kVA :Kiosk Substation | 0.63 | --> | 0.63 | 0.5 | 11.14 |  | --> | 0.598 | 0 | 0 | 0.5 | 0 |  | --> | C12 ex CABRA | Cabra [T101,T102] | FINGLAS |  | 53.3789 | -6.3203
MV/LV Substation TH***526X |  | 10 kV | _ | LV | 1000 kVA :Building Structure | 1 | --> | 1 | 0 | 0 | Constrained, otherwise capacity available =842 kVA | --> | 0.95 | 0 | 0 | 0.5 | 0 |  | --> | C12 ex GLOUCESTER PLACE | Gloucester Place [T41,T42] | MCDERMOTT |  | 53.3526 | -6.2518
MV/LV Substation TH***527X |  | 10 kV | _ | LV | 1000 kVA :Building Structure | 1 | --> | 1 | 0 | 0 | Constrained, otherwise capacity available =916 kVA | --> | 0.95 | 0 | 0.01 | 0.5 | 0 |  | --> | C12 ex GLOUCESTER PLACE | Gloucester Place [T41,T42] | MCDERMOTT |  | 53.3522 | -6.251
MV/LV Substation BE***528 |  | 10 kV | _ | LV | 630 kVA :Building Structure | 0.63 | --> | 0.63 | 0.076 | 2.6 |  | --> | 0.598 | 0 | 0.012 | 0.5 | 0 |  | --> | C18 ex WOLFE TONE STREET | Wolfe Tone Street [T101,T102] | FINGLAS |  | 53.3577 | -6.2682
MV/LV Substation GA***528X |  | 10 kV | _ | LV | 1000 kVA :Building Structure | 1 | --> | 1 | 0.363 | 1.37 |  | --> | 0.95 | 0 | 0 | 0.5 | 0 |  | --> | C17 ex SOUTH KING STREET | South King Street [T41,T42] | FRANCIS STREET |  | 53.3406 | -6.2621
MV/LV Substation ST***529 |  | 10 kV | _ | LV | 400 kVA :Building Structure | 0.4 | --> | 0.4 | 0.065 | 14.34 |  | --> | 0.38 | 0 | 0.026 | 0.404 | 0 |  | --> | C14 ex NORTH QUAYS | North Quays [T101,T102,T103] | POOLBEG |  | 53.3538 | -6.2367
MV/LV Substation RO***530X |  | 10 kV | _ | LV | 630 kVA :Kiosk Substation | 0.63 | --> | 0.63 | 0 | 0 | Constrained, otherwise capacity available =451 kVA | --> | 0.598 | 0 | 0 | 0.5 | 0 |  | --> | C16 ex WATLING STREET | Watling Street [T41,T42] | FRANCIS STREET |  | 53.35 | -6.2827
MV/LV Substation SP***531 |  | 10 kV | _ | LV | 1000 kVA :Building Structure | 1 | --> | 1 | 0.498 | 14.34 |  | --> | 0.95 | 0 | 0.047 | 0.5 | 0 |  | --> | C13 ex NORTH QUAYS | North Quays [T101,T102,T103] | POOLBEG |  | 53.3601 | -6.2421
MV/LV Substation NE***531X |  | 10 kV | _ | LV | 1000 kVA :Building Structure | 1 | --> | 1 | 0.5 | 1.47 |  | --> | 0.95 | 0 | 0 | 0.5 | 0 |  | --> | C12 ex MARROWBONE LANE | Marrowbone Lane [T42] | INCHICORE 220KV |  | 53.3386 | -6.2761
MV/LV Substation DA***532X |  | 10 kV | _ | LV | 1000 kVA :Building Structure | 1 | --> | 1 | 0 | 0 | Constrained, otherwise capacity available =846 kVA | --> | 0.95 | 0 | 0.005 | 0.5 | 0 |  | --> | C12 ex GLASNEVIN | Glasnevin [T41] | FINGLAS |  | 53.3635 | -6.2694
MV/LV Substation SK***534 |  | 10 kV | _ | LV | 630 kVA :Kiosk Substation | 0.63 | --> | 0.63 | 0 | 0 | Constrained, otherwise capacity available =399 kVA | --> | 0.598 | 0 | 0.008 | 0.5 | 0 |  | --> | C13 ex DRUMCONDRA | Drumcondra [T41,T42] | MCDERMOTT |  | 53.3729 | -6.2536
MV/LV Substation CL***534X |  | 10 kV | _ | LV | 1000 kVA :Building Structure | 1 | --> | 1 | 0.5 | 11.14 |  | --> | 0.95 | 0 | 0.029 | 0.5 | 0 |  | --> | C12 ex CABRA | Cabra [T101,T102] | FINGLAS |  | 53.3771 | -6.3173
MV/LV Substation PH***535X |  | 10 kV | _ | LV | 1000 kVA :Building Structure | 1 | --> | 1 | 0.5 | 11.14 |  | --> | 0.95 | 0 | 0 | 0.5 | 0 |  | --> | C12 ex CABRA | Cabra [T101,T102] | FINGLAS |  | 53.3771 | -6.3157
MV/LV Substation CA***536X |  | 10 kV | _ | LV | 1000 kVA :Building Structure | 1 | --> | 1 | 0.5 | 11.14 |  | --> | 0.95 | 0 | 0 | 0.5 | 0 |  | --> | C12 ex CABRA | Cabra [T101,T102] | FINGLAS |  | 53.3768 | -6.3159
MV/LV Substation PA***537X |  | 10 kV | _ | LV | 630 kVA :Building Structure | 0.63 | --> | 0.63 | 0 | 0 | Constrained, otherwise capacity available =625 kVA | --> | 0.598 | 0 | 0.038 | 0.5 | 0 |  | --> | C11 ex CLONTARF | Clontarf [T42] | FINGLAS |  | 53.3727 | -6.2149
MV/LV Substation HO***539 |  | 10 kV | _ | LV | 630 kVA :Kiosk Substation | 0.63 | --> | 0.63 | 0.254 | 1.86 |  | --> | 0.598 | 0 | 0.019 | 0.5 | 0 |  | --> | C17 ex FAIRVIEW | Fairview [T41] | MCDERMOTT |  | 53.364 | -6.2192
MV/LV Substation PE***539X |  | 10 kV | _ | LV | 1000 kVA :Building Structure | 1 | --> | 1 | 0.5 | 7.91 |  | --> | 0.95 | 0 | 0 | 0.5 | 0 |  | --> | C29 ex PELLETSTOWN | Pelletstown [T101,T102] | FINGLAS |  | 53.3781 | -6.3261
MV/LV Substation LO***540X |  | 10 kV | _ | LV | 1000 kVA :Building Structure | 1 | --> | 1 | 0.5 | 9.02 |  | --> | 0.95 | 0 | 0.011 | 0.5 | 0 |  | --> | C16 ex MISERY HILL | Misery Hill [T101,T102] | POOLBEG |  | 53.3452 | -6.2369
MV/LV Substation SP***541 |  | 10 kV | _ | LV | 1000 kVA :Building Structure | 1 | --> | 1 | 0.5 | 14.34 |  | --> | 0.95 | 0 | 0 | 0.5 | 0 |  | --> | C37 ex NORTH QUAYS | North Quays [T101,T102,T103] | POOLBEG |  | 53.3507 | -6.2524
MV/LV Substation LO***541X |  | 10 kV | _ | LV | 1000 kVA :Building Structure | 1 | --> | 1 | 0.5 | 9.02 |  | --> | 0.95 | 0 | 0 | 0.5 | 0 |  | --> | C16 ex MISERY HILL | Misery Hill [T101,T102] | POOLBEG |  | 53.3449 | -6.237
MV/LV Substation DA***542X |  | 10 kV | _ | LV | 630 kVA :Building Structure | 0.63 | --> | 0.63 | 0.5 | 28.43 |  | --> | 0.598 | 0 | 0 | 0.5 | 0 |  | --> | C39 ex BEDFORD ROW | Bedford Row [T41,T42,T43,T44] | FRANCIS STREET |  | 53.3389 | -6.2519
MV/LV Substation ST***543 |  | 10 kV | _ | LV | 400 kVA :Building Structure | 0.4 | --> | 0.4 | 0.166 | 3.38 |  | --> | 0.38 | 0 | 0 | 0.411 | 0 |  | --> | C13 ex MERRION SQUARE | Merrion Square [T41,T42] | RINGSEND |  | 53.3416 | -6.253
MV/LV Substation HA***544 |  | 10 kV | _ | LV | 1000 kVA :Building Structure | 1 | --> | 1 | 0 | 0 | Constrained, otherwise capacity available =764 kVA | --> | 0.95 | 0 | 0 | 0.5 | 0 |  | --> | C12 ex CAMDEN ROW | Camden Row [T41] | FRANCIS STREET |  | 53.3336 | -6.2571
MV/LV Substation RO***544X |  | 10 kV | _ | LV | 630 kVA :Building Structure | 0.63 | --> | 0.63 | 0.5 | 9.28 |  | --> | 0.598 | 0 | 0 | 0.5 | 0 |  | --> | C24 ex PEMBROKE | Pembroke [T41,T42,T43,T44] | RINGSEND |  | 53.3424 | -6.226
MV/LV Substation BU***545 |  | 10 kV | _ | LV | 630 kVA :Kiosk Substation | 0.63 | --> | 0.63 | 0.5 | 6.65 |  | --> | 0.598 | 0 | 0 | 0.5 | 0 |  | --> | C20 ex EAST WALL ROAD | East Wall Road [T41,T42] | MCDERMOTT |  | 53.3506 | -6.2098
MV/LV Substation HO***545X |  | 10 kV | _ | LV | 630 kVA :Kiosk Substation | 0.63 | --> | 0.63 | 0.5 | 1.86 |  | --> | 0.598 | 0 | 0 | 0.5 | 0 |  | --> | C15 ex FAIRVIEW | Fairview [T41] | MCDERMOTT |  | 53.3662 | -6.2182
MV/LV Substation ST***546X |  | 10 kV | _ | LV | 630 kVA :Building Structure | 0.63 | --> | 0.63 | 0.5 | 9.99 |  | --> | 0.598 | 0 | 0 | 0.5 | 0 |  | --> | C25 ex HAROLDS CROSS | Harolds Cross [T101,T102] | POOLBEG |  | 53.3317 | -6.2776
MV/LV Substation ST***547 |  | 10 kV | _ | LV | 1000 kVA :Building Structure | 1 | --> | 1 | 0.5 | 1.37 |  | --> | 0.95 | 0 | 0 | 0.5 | 0 |  | --> | C11 ex SOUTH KING STREET | South King Street [T41,T42] | FRANCIS STREET |  | 53.3398 | -6.2577
MV/LV Substation BR***548 |  | 10 kV | _ | LV | 400 kVA :Building Structure | 0.4 | --> | 0.4 | 0.255 | 17.78 |  | --> | 0.38 | 0 | 0.016 | 0.388 | 0 |  | --> | C23 ex RINGSEND | Ringsend [T101,T102] | POOLBEG |  | 53.3426 | -6.2132
MV/LV Substation AV***548X |  | 10 kV | _ | LV | 630 kVA :Kiosk Substation | 0.63 | --> | 0.63 | 0 | 0 | Constrained, otherwise capacity available =611 kVA | --> | 0.598 | 0 | 0 | 0.5 | 0 |  | --> | C16 ex GLASNEVIN | Glasnevin [T41] | FINGLAS |  | 53.36 | -6.2749
MV/LV Substation VE***549 |  | 10 kV | _ | LV | 630 kVA :Building Structure | 0.63 | --> | 0.63 | 0.438 | 11.14 |  | --> | 0.598 | 0 | 0 | 0.5 | 0 |  | --> | C28 ex CABRA | Cabra [T101,T102] | FINGLAS |  | 53.3716 | -6.3053
MV/LV Substation RA***550 |  | 10 kV | _ | LV | 630 kVA :Kiosk Substation | 0.63 | --> | 0.63 | 0.5 | 11.14 |  | --> | 0.598 | 0 | 0.038 | 0.5 | 0 |  | --> | C28 ex CABRA | Cabra [T101,T102] | FINGLAS |  | 53.3724 | -6.3057
MV/LV Substation BE***551 |  | 10 kV | _ | LV | 630 kVA :Kiosk Substation | 0.63 | --> | 0.63 | 0 | 0 | Constrained, otherwise capacity available =301 kVA | --> | 0.598 | 0 | 0.002 | 0.5 | 0 |  | --> | C11 ex DRUMCONDRA | Drumcondra [T41,T42] | MCDERMOTT |  | 53.3592 | -6.258
MV/LV Substation KI***551X |  | 10 kV | _ | LV | 630 kVA :Kiosk Substation | 0.63 | --> | 0.63 | 0.5 | 3 |  | --> | 0.598 | 0 | 0 | 0.5 | 0 |  | --> | C37 ex INCHICORE CENTRAL | Inchicore Central [T43,T45] | INCHICORE 220KV |  | 53.3413 | -6.311
MV/LV Substation AL***552X |  | 10 kV | _ | LV | 1000 kVA :Building Structure | 1 | --> | 1 | 0.5 | 9.28 |  | --> | 0.95 | 0 | 0 | 0.5 | 0 |  | --> | C12 ex PEMBROKE | Pembroke [T41,T42,T43,T44] | RINGSEND |  | 53.3393 | -6.2338
MV/LV Substation NO***553 |  | 10 kV | _ | LV | 630 kVA :Building Structure | 0.63 | --> | 0.63 | 0 | 0 | Constrained, otherwise capacity available =331 kVA | --> | 0.598 | 0 | 0.034 | 0.5 | 0 |  | --> | C16 ex WATLING STREET | Watling Street [T41,T42] | FRANCIS STREET |  | 53.3512 | -6.2836
MV/LV Substation HI***553X |  | 10 kV | _ | LV | 1000 kVA :Building Structure | 1 | --> | 1 | 0.5 | 9.28 |  | --> | 0.95 | 0 | 0 | 0.5 | 0 |  | --> | C26 ex PEMBROKE | Pembroke [T41,T42,T43,T44] | RINGSEND |  | 53.3385 | -6.2351
MV/LV Substation RA***554X |  | 10 kV | _ | LV | 1000 kVA :Building Structure | 1 | --> | 1 | 0.5 | 9.28 |  | --> | 0.95 | 0 | 0 | 0.5 | 0 |  | --> | C26 ex PEMBROKE | Pembroke [T41,T42,T43,T44] | RINGSEND |  | 53.3389 | -6.236
MV/LV Substation GA***555X |  | 10 kV | _ | LV | 1000 kVA :Building Structure | 1 | --> | 1 | 0.5 | 9.28 |  | --> | 0.95 | 0 | 0 | 0.5 | 0 |  | --> | C12 ex PEMBROKE | Pembroke [T41,T42,T43,T44] | RINGSEND |  | 53.3402 | -6.2359
MV/LV Substation LO***558 |  | 10 kV | _ | LV | 630 kVA :Building Structure | 0.63 | --> | 0.63 | 0 | 0 | Constrained, otherwise capacity available =280 kVA | --> | 0.598 | 0 | 0.047 | 0.5 | 0 |  | --> | C19 ex NEWMARKET (DR) | Newmarket (dr) [T41] | FRANCIS STREET |  | 53.3343 | -6.2724
MV/LV Substation AC***558X |  | 10 kV | _ | LV | 1000 kVA :Building Structure | 1 | --> | 1 | 0.5 | 9.02 |  | --> | 0.95 | 0 | 0 | 0.5 | 0 |  | --> | C20 ex MISERY HILL | Misery Hill [T101,T102] | POOLBEG |  | 53.3448 | -6.2493
MV/LV Substation O ***559X |  | 10 kV | _ | LV | 1000 kVA :Building Structure | 1 | --> | 1 | 0 | 0 | Constrained, otherwise capacity available =661 kVA | --> | 0.95 | 0 | 0 | 0.5 | 0 |  | --> | C21 ex GRANBY ROW | Granby Row [T41] | MCDERMOTT |  | 53.3512 | -6.2627
MV/LV Substation ME***560X |  | 10 kV | _ | LV | 1000 kVA :Building Structure | 1 | --> | 1 | 0.5 | 1.47 |  | --> | 0.95 | 0 | 0 | 0.5 | 0 |  | --> | C20 ex MARROWBONE LANE | Marrowbone Lane [T42] | INCHICORE 220KV |  | 53.342 | -6.3148
MV/LV Substation KI***561 |  | 10 kV | _ | LV | 400 kVA :Kiosk Substation | 0.4 | --> | 0.4 | 0 | 0 | Constrained, otherwise capacity available =70 kVA | --> | 0.38 | 0 | 0.081 | 0.362 | 0 |  | --> | C18 ex CLONTARF | Clontarf [T42] | FINGLAS |  | 53.3714 | -6.205
MV/LV Substation PR***561X |  | 10 kV | _ | LV | 1000 kVA :Building Structure | 1 | --> | 1 | 0 | 0 | Constrained, otherwise capacity available =929 kVA | --> | 0.95 | 0 | 0 | 0.5 | 0 |  | --> | C21 ex CAMDEN ROW | Camden Row [T41] | FRANCIS STREET |  | 53.3387 | -6.2628
MV/LV Substation KI***562 |  | 10 kV | _ | LV | 630 kVA :Kiosk Substation | 0.63 | --> | 0.63 | 0.386 | 7.91 |  | --> | 0.598 | 0 | 0.046 | 0.5 | 0 |  | --> | C24 ex PELLETSTOWN | Pelletstown [T101,T102] | FINGLAS |  | 53.371 | -6.3216
MV/LV Substation ST***563X |  | 10 kV | _ | LV | 1000 kVA :Building Structure | 1 | --> | 1 | 0.5 | 1.86 |  | --> | 0.95 | 0 | 0.04 | 0.5 | 0 |  | --> | C14 ex FAIRVIEW | Fairview [T41] | MCDERMOTT |  | 53.3743 | -6.2353
MV/LV Substation ST***565X |  | 10 kV | _ | LV | 1000 kVA :Building Structure | 1 | --> | 1 | 0.5 | 1.37 |  | --> | 0.95 | 0 | 0 | 0.5 | 0 |  | --> | C18 ex SOUTH KING STREET | South King Street [T41,T42] | FRANCIS STREET |  | 53.3422 | -6.2654
MV/LV Substation GL***566 |  | 10 kV | _ | LV | 630 kVA :Kiosk Substation | 0.63 | --> | 0.63 | 0.436 | 11.14 |  | --> | 0.598 | 0 | 0.107 | 0.5 | 0 |  | --> | C11 ex CABRA | Cabra [T101,T102] | FINGLAS |  | 53.3599 | -6.2948
MV/LV Substation JO***566X |  | 10 kV | _ | LV | 1000 kVA :Building Structure | 1 | --> | 1 | 0 | 0 | Constrained, otherwise capacity available =648 kVA | --> | 0.95 | 0 | 0.017 | 0.5 | 0 |  | --> | C15 ex DRUMCONDRA | Drumcondra [T41,T42] | MCDERMOTT |  | 53.3603 | -6.2537
MV/LV Substation DU***567 |  | 10 kV | _ | LV | 630 kVA :Building Structure | 0.63 | --> | 0.63 | 0.468 | 28.43 |  | --> | 0.598 | 0 | 0 | 0.5 | 0 |  | --> | C10 ex BEDFORD ROW | Bedford Row [T41,T42,T43,T44] | FRANCIS STREET |  | 53.3438 | -6.265
MV/LV Substation DO***568X |  | 10 kV | _ | LV | 1000 kVA :Building Structure | 1 | --> | 1 | 0 | 0 | Constrained, otherwise capacity available =712 kVA | --> | 0.95 | 0 | 0 | 0.5 | 0 |  | --> | C18 ex PHIBSBORO | Phibsboro [T41,T42] | FINGLAS |  | 53.3515 | -6.2669
MV/LV Substation BL***570 |  | 10 kV | _ | LV | 630 kVA :Building Structure | 0.63 | --> | 0.63 | 0 | 0 | Constrained, otherwise capacity available =626 kVA | --> | 0.598 | 0 | 0.002 | 0.5 | 0 |  | --> | C16 ex WATLING STREET | Watling Street [T41,T42] | FRANCIS STREET |  | 53.3569 | -6.2952
MV/LV Substation FO***570X |  | 10 kV | _ | LV | 630 kVA :Building Structure | 0.63 | --> | 0.63 | 0 | 0 | Constrained, otherwise capacity available =540 kVA | --> | 0.598 | 0 | 0 | 0.5 | 0 |  | --> | C23 ex PHIBSBORO | Phibsboro [T41,T42] | FINGLAS |  | 53.3508 | -6.2808
MV/LV Substation PE***571X |  | 10 kV | _ | LV | 630 kVA :Kiosk Substation | 0.63 | --> | 0.63 | 0.5 | 7.91 |  | --> | 0.598 | 0 | 0 | 0.5 | 0 |  | --> | C28 ex PELLETSTOWN | Pelletstown [T101,T102] | FINGLAS |  | 53.3777 | -6.3236
MV/LV Substation TY***572 |  | 10 kV | _ | LV | 630 kVA :Kiosk Substation | 0.63 | --> | 0.63 | 0.382 | 3 |  | --> | 0.598 | 0 | 0.011 | 0.5 | 0 |  | --> | C37 ex INCHICORE CENTRAL | Inchicore Central [T43,T45] | INCHICORE 220KV |  | 53.3359 | -6.3258
MV/LV Substation DI***572X |  | 10 kV | _ | LV | 1000 kVA :Building Structure | 1 | --> | 1 | 0.5 | 1.86 |  | --> | 0.95 | 0 | 0 | 0.5 | 0 |  | --> | C16 ex FAIRVIEW | Fairview [T41] | MCDERMOTT |  | 53.365 | -6.2476
MV/LV Substation MA***573 |  | 10 kV | _ | LV | 630 kVA :Kiosk Substation | 0.63 | --> | 0.63 | 0.329 | 1.86 |  | --> | 0.598 | 0 | 0.052 | 0.5 | 0 |  | --> | C14 ex FAIRVIEW | Fairview [T41] | MCDERMOTT |  | 53.3684 | -6.2278
MV/LV Substation GR***573X |  | 10 kV | _ | LV | 1000 kVA :Building Structure | 1 | --> | 1 | 0.5 | 9.02 |  | --> | 0.95 | 0 | 0 | 0.5 | 0 |  | --> | C16 ex MISERY HILL | Misery Hill [T101,T102] | POOLBEG |  | 53.3433 | -6.2397
MV/LV Substation HA***575X |  | 10 kV | _ | LV | 1000 kVA :Building Structure | 1 | --> | 1 | 0.5 | 2.6 |  | --> | 0.95 | 0 | 0 | 0.5 | 0 |  | --> | C27 ex WOLFE TONE STREET | Wolfe Tone Street [T101,T102] | FINGLAS |  | 53.3481 | -6.2584
MV/LV Substation CO***576 |  | 10 kV | _ | LV | 630 kVA :Kiosk Substation | 0.63 | --> | 0.63 | 0 | 0 | Constrained, otherwise capacity available =396 kVA | --> | 0.598 | 0 | 0.048 | 0.5 | 0 |  | --> | C14 ex CLONTARF | Clontarf [T42] | FINGLAS |  | 53.361 | -6.1833
MV/LV Substation CH***576X |  | 10 kV | _ | LV | 1000 kVA :Building Structure | 1 | --> | 1 | 0 | 0 | Constrained, otherwise capacity available =923 kVA | --> | 0.95 | 0 | 0 | 0.5 | 0 |  | --> | C11 ex NEWMARKET (DR) | Newmarket (dr) [T41] | FRANCIS STREET |  | 53.3414 | -6.2696
MV/LV Substation BE***577 |  | 10 kV | _ | LV | 630 kVA :Building Structure | 0.63 | --> | 0.63 | 0.5 | 2.6 |  | --> | 0.598 | 0 | 0 | 0.5 | 0 |  | --> | C28 ex WOLFE TONE STREET | Wolfe Tone Street [T101,T102] | FINGLAS |  | 53.3459 | -6.2597
MV/LV Substation EC***577X |  | 10 kV | _ | LV | 630 kVA :Building Structure | 0.63 | --> | 0.63 | 0.5 | 1.47 |  | --> | 0.598 | 0 | 0 | 0.5 | 0 |  | --> | C18 ex MARROWBONE LANE | Marrowbone Lane [T42] | INCHICORE 220KV |  | 53.3431 | -6.2897
MV/LV Substation GL***580 |  | 10 kV | _ | LV | 400 kVA :Building Structure | 0.4 | --> | 0.4 | 0.186 | 12.96 |  | --> | 0.38 | 0 | 0.031 | 0.385 | 0 |  | --> | C21 ex ARTANE | Artane [T101,T102] | FINGLAS |  | 53.3841 | -6.2399
MV/LV Substation BA***580X |  | 10 kV | _ | LV | 1000 kVA :Building Structure | 1 | --> | 1 | 0.5 | 14.34 |  | --> | 0.95 | 0 | 0 | 0.5 | 0 |  | --> | C28 ex NORTH QUAYS | North Quays [T101,T102,T103] | POOLBEG |  | 53.3502 | -6.2378
MV/LV Substation BU***581X |  | 10 kV | _ | LV | 1000 kVA :Building Structure | 1 | --> | 1 | 0.5 | 9.02 |  | --> | 0.95 | 0 | 0 | 0.5 | 0 |  | --> | C27 ex MISERY HILL | Misery Hill [T101,T102] | POOLBEG |  | 53.3448 | -6.2337
MV/LV Substation HE***582 |  | 10 kV | _ | LV | 1000 kVA :Building Structure | 1 | --> | 1 | 0.5 | 4.6 |  | --> | 0.95 | 0 | 0.02 | 0.5 | 0 |  | --> | C17 ex KINGSBRIDGE | Kingsbridge [T41,T42] | INCHICORE 220KV |  | 53.3462 | -6.2927
MV/LV Substation EC***583X |  | 10 kV | _ | LV | 630 kVA :Kiosk Substation | 0.63 | --> | 0.63 | 0.5 | 2.6 |  | --> | 0.598 | 0 | 0 | 0.5 | 0 |  | --> | C18 ex WOLFE TONE STREET | Wolfe Tone Street [T101,T102] | FINGLAS |  | 53.3588 | -6.2685
MV/LV Substation RO***584 |  | 10 kV | _ | LV | 630 kVA :Building Structure | 0.63 | --> | 0.63 | 0.5 | 11.14 |  | --> | 0.598 | 0 | 0 | 0.5 | 0 |  | --> | C19 ex CABRA | Cabra [T101,T102] | FINGLAS |  | 53.3748 | -6.2982
MV/LV Substation CL***584X |  | 10 kV | _ | LV | 630 kVA :Building Structure | 0.63 | --> | 0.63 | 0.5 | 1.37 |  | --> | 0.598 | 0 | 0 | 0.5 | 0 |  | --> | C17 ex SOUTH KING STREET | South King Street [T41,T42] | FRANCIS STREET |  | 53.3417 | -6.2619
MV/LV Substation RO***585 |  | 10 kV | _ | LV | 630 kVA :Building Structure | 0.63 | --> | 0.63 | 0.333 | 11.14 |  | --> | 0.598 | 0 | 0.04 | 0.5 | 0 |  | --> | C19 ex CABRA | Cabra [T101,T102] | FINGLAS |  | 53.3743 | -6.2955
MV/LV Substation JO***585X |  | 10 kV | _ | LV | 1000 kVA :Building Structure | 1 | --> | 1 | 0 | 0 | Constrained, otherwise capacity available =908 kVA | --> | 0.95 | 0 | 0 | 0.5 | 0 |  | --> | C18 ex WATLING STREET | Watling Street [T41,T42] | FRANCIS STREET |  | 53.3472 | -6.2816
MV/LV Substation RI***586 |  | 10 kV | _ | LV | 400 kVA :Building Structure | 0.4 | --> | 0.4 | 0.221 | 1.47 |  | --> | 0.38 | 0 | 0.008 | 0.398 | 0 |  | --> | C15 ex MARROWBONE LANE | Marrowbone Lane [T42] | INCHICORE 220KV |  | 53.3376 | -6.2948
MV/LV Substation HI***587 |  | 10 kV | _ | LV | 1000 kVA :Building Structure | 1 | --> | 1 | 0.5 | 0.98 |  | --> | 0.95 | 0 | 0.036 | 0.5 | 0 |  | --> | C21 ex LEESON STREET | Leeson Street [T41,T42] | MILLTOWN (DR) |  | 53.3317 | -6.2562
MV/LV Substation SO***587X |  | 10 kV | _ | LV | 1000 kVA :Building Structure | 1 | --> | 1 | 0.5 | 1.47 |  | --> | 0.95 | 0 | 0 | 0.5 | 0 |  | --> | C12 ex MARROWBONE LANE | Marrowbone Lane [T42] | INCHICORE 220KV |  | 53.3383 | -6.2794
MV/LV Substation MA***588 |  | 10 kV | _ | LV | 630 kVA :Building Structure | 0.63 | --> | 0.63 | 0.5 | 14.34 |  | --> | 0.598 | 0 | 0 | 0.5 | 0 |  | --> | C39 ex NORTH QUAYS | North Quays [T101,T102,T103] | POOLBEG |  | 53.3572 | -6.2326
MV/LV Substation RU***589X |  | 10 kV | _ | LV | 1000 kVA :Building Structure | 1 | --> | 1 | 0.5 | 1.47 |  | --> | 0.95 | 0 | 0 | 0.5 | 0 |  | --> | C11 ex MARROWBONE LANE | Marrowbone Lane [T42] | INCHICORE 220KV |  | 53.3346 | -6.291
MV/LV Substation GR***592 |  | 10 kV | _ | LV | 630 kVA :Building Structure | 0.63 | --> | 0.63 | 0 | 0 | Constrained, otherwise capacity available =483 kVA | --> | 0.598 | 0 | 0.066 | 0.5 | 0 |  | --> | C14 ex WHITEHALL | Whitehall [T41] | FINGLAS |  | 53.3787 | -6.2377
MV/LV Substation CA***592X |  | 10 kV | _ | LV | 1000 kVA :Building Structure | 1 | --> | 1 | 0.5 | 1.37 |  | --> | 0.95 | 0 | 0 | 0.5 | 0 |  | --> | C18 ex SOUTH KING STREET | South King Street [T41,T42] | FRANCIS STREET |  | 53.3414 | -6.2691
MV/LV Substation JO***593X |  | 10 kV | _ | LV | 1000 kVA :Building Structure | 1 | --> | 1 | 0.5 | 9.02 |  | --> | 0.95 | 0 | 0 | 0.5 | 0 |  | --> | C20 ex MISERY HILL | Misery Hill [T101,T102] | POOLBEG |  | 53.3462 | -6.2427
MV/LV Substation KE***595X |  | 10 kV | _ | LV | 630 kVA :Kiosk Substation | 0.63 | --> | 0.63 | 0.5 | 1.86 |  | --> | 0.598 | 0 | 0.004 | 0.5 | 0 |  | --> | C16 ex FAIRVIEW | Fairview [T41] | MCDERMOTT |  | 53.3629 | -6.2435
MV/LV Substation BO***596 |  | 10 kV | _ | LV | 400 kVA :Kiosk Substation | 0.4 | --> | 0.4 | 0 | 0 | Constrained, otherwise capacity available =166 kVA | --> | 0.38 | 0 | 0.03 | 0.388 | 0 |  | --> | C12 ex GLASNEVIN | Glasnevin [T41] | FINGLAS |  | 53.3699 | -6.2639
MV/LV Substation IV***596X |  | 10 kV | _ | LV | 1000 kVA :Building Structure | 1 | --> | 1 | 0 | 0 | Constrained, otherwise capacity available =490 kVA | --> | 0.95 | 0 | 0 | 0.5 | 0 |  | --> | C17 ex GRANBY ROW | Granby Row [T41] | MCDERMOTT |  | 53.3519 | -6.2648
MV/LV Substation BE***597 |  | 10 kV | _ | LV | 630 kVA :Building Structure | 0.63 | --> | 0.63 | 0.5 | 3.38 |  | --> | 0.598 | 0 | 0 | 0.5 | 0 |  | --> | C20 ex MERRION SQUARE | Merrion Square [T41,T42] | RINGSEND |  | 53.3366 | -6.2548
MV/LV Substation EM***597X |  | 10 kV | _ | LV | 1000 kVA :Building Structure | 1 | --> | 1 | 0.5 | 3 |  | --> | 0.95 | 0 | 0 | 0.5 | 0 |  | --> | C37 ex INCHICORE CENTRAL | Inchicore Central [T43,T45] | INCHICORE 220KV |  | 53.3406 | -6.3155
MV/LV Substation HA***598 |  | 10 kV | _ | LV | 630 kVA :Building Structure | 0.63 | --> | 0.63 | 0 | 0 | Constrained, otherwise capacity available =329 kVA | --> | 0.598 | 0 | 0 | 0.5 | 0 |  | --> | C13 ex CAMDEN ROW | Camden Row [T41] | FRANCIS STREET |  | 53.3358 | -6.2631
MV/LV Substation EA***598X |  | 10 kV | _ | LV | 1000 kVA :Building Structure | 1 | --> | 1 | 0.5 | 7.91 |  | --> | 0.95 | 0 | 0 | 0.5 | 0 |  | --> | C28 ex PELLETSTOWN | Pelletstown [T101,T102] | FINGLAS |  | 53.3768 | -6.3236
MV/LV Substation GL***599X |  | 10 kV | _ | LV | 1000 kVA :Building Structure | 1 | --> | 1 | 0 | 0 | Constrained, otherwise capacity available =541 kVA | --> | 0.95 | 0 | 0.005 | 0.5 | 0 |  | --> | C12 ex GLOUCESTER PLACE | Gloucester Place [T41,T42] | MCDERMOTT |  | 53.3526 | -6.2547
MV/LV Substation LI***602X |  | 10 kV | _ | LV | 1000 kVA :Building Structure | 1 | --> | 1 | 0 | 0 | Constrained, otherwise capacity available =882 kVA | --> | 0.95 | 0 | 0.011 | 0.5 | 0 |  | --> | C12 ex GLOUCESTER PLACE | Gloucester Place [T41,T42] | MCDERMOTT |  | 53.352 | -6.2532
MV/LV Substation BE***603 |  | 10 kV | _ | LV | 630 kVA :Building Structure | 0.63 | --> | 0.63 | 0 | 0 | Constrained, otherwise capacity available =423 kVA | --> | 0.598 | 0 | 0 | 0.5 | 0 |  | --> | C13 ex GRANBY ROW | Granby Row [T41] | MCDERMOTT |  | 53.3554 | -6.2621
MV/LV Substation AN***603X |  | 10 kV | _ | LV | 630 kVA :Building Structure | 0.63 | --> | 0.63 | 0 | 0 | Constrained, otherwise capacity available =539 kVA | --> | 0.598 | 0 | 0.011 | 0.5 | 0 |  | --> | C21 ex PHIBSBORO | Phibsboro [T41,T42] | FINGLAS |  | 53.3589 | -6.2874
MV/LV Substation WA***604 |  | 10 kV | _ | LV | 400 kVA :Kiosk Substation | 0.4 | --> | 0.4 | 0 | 0 | Constrained, otherwise capacity available =300 kVA | --> | 0.38 | 0 | 0.03 | 0.371 | 0 |  | --> | C17 ex WHITEHALL | Whitehall [T41] | FINGLAS |  | 53.3774 | -6.2542
MV/LV Substation WA***605 |  | 10 kV | _ | LV | 400 kVA :Kiosk Substation | 0.4 | --> | 0.4 | 0 | 0 | Constrained, otherwise capacity available =269 kVA | --> | 0.38 | 0 | 0.066 | 0.349 | 0 |  | --> | C17 ex WHITEHALL | Whitehall [T41] | FINGLAS |  | 53.379 | -6.2524
MV/LV Substation MA***605X |  | 10 kV | _ | LV | 1000 kVA :Building Structure | 1 | --> | 1 | 0 | 0 | Constrained, otherwise capacity available =982 kVA | --> | 0.95 | 0 | 0 | 0.5 | 0 |  | --> | C17 ex GLOUCESTER PLACE | Gloucester Place [T41,T42] | MCDERMOTT |  | 53.3533 | -6.259
MV/LV Substation CL***606 |  | 10 kV | _ | LV | 630 kVA :Kiosk Substation | 0.63 | --> | 0.63 | 0.5 | 11.14 |  | --> | 0.598 | 0 | 0.013 | 0.5 | 0 |  | --> | C14 ex CABRA | Cabra [T101,T102] | FINGLAS |  | 53.3704 | -6.2816
MV/LV Substation AB***606X |  | 10 kV | _ | LV | 630 kVA :Building Structure | 0.63 | --> | 0.63 | 0.5 | 2.6 |  | --> | 0.598 | 0 | 0 | 0.5 | 0 |  | --> | C11 ex WOLFE TONE STREET | Wolfe Tone Street [T101,T102] | FINGLAS |  | 53.3476 | -6.2677
MV/LV Substation CL***607 |  | 10 kV | _ | LV | 630 kVA :Kiosk Substation | 0.63 | --> | 0.63 | 0.5 | 11.14 |  | --> | 0.598 | 0 | 0.007 | 0.5 | 0 |  | --> | C14 ex CABRA | Cabra [T101,T102] | FINGLAS |  | 53.3705 | -6.2837
MV/LV Substation CL***608 |  | 10 kV | _ | LV | 630 kVA :Kiosk Substation | 0.63 | --> | 0.63 | 0.5 | 11.14 |  | --> | 0.598 | 0 | 0.046 | 0.5 | 0 |  | --> | C14 ex CABRA | Cabra [T101,T102] | FINGLAS |  | 53.3706 | -6.2851
MV/LV Substation MC***608X |  | 10 kV | _ | LV | 1000 kVA :Building Structure | 1 | --> | 1 | 0.5 | 1.47 |  | --> | 0.95 | 0 | 0 | 0.5 | 0 |  | --> | C12 ex MARROWBONE LANE | Marrowbone Lane [T42] | INCHICORE 220KV |  | 53.3375 | -6.287
MV/LV Substation CL***609 |  | 10 kV | _ | LV | 630 kVA :Kiosk Substation | 0.63 | --> | 0.63 | 0.5 | 11.14 |  | --> | 0.598 | 0 | 0.021 | 0.5 | 0 |  | --> | C14 ex CABRA | Cabra [T101,T102] | FINGLAS |  | 53.3712 | -6.2865
MV/LV Substation CA***609X |  | 10 kV | _ | LV | 630 kVA :Building Structure | 0.63 | --> | 0.63 | 0.5 | 20.78 |  | --> | 0.598 | 0 | 0 | 0.5 | 0 |  | --> | C14 ex HEUSTON SQUARE | Heuston Square [T101,T102] | INCHICORE 220KV |  | 53.3415 | -6.3043
MV/LV Substation DY***610X |  | 10 kV | _ | LV | 1000 kVA :Building Structure | 1 | --> | 1 | 0.5 | 9.02 |  | --> | 0.95 | 0 | 0 | 0.5 | 0 |  | --> | C22 ex MISERY HILL | Misery Hill [T101,T102] | POOLBEG |  | 53.3457 | -6.2413
MV/LV Substation CL***611 |  | 10 kV | _ | LV | 630 kVA :Kiosk Substation | 0.63 | --> | 0.63 | 0.5 | 11.14 |  | --> | 0.598 | 0 | 0.024 | 0.5 | 0 |  | --> | C14 ex CABRA | Cabra [T101,T102] | FINGLAS |  | 53.3698 | -6.2838
MV/LV Substation MC***611X |  | 10 kV | _ | LV | 1000 kVA :Building Structure | 1 | --> | 1 | 0.5 | 9.02 |  | --> | 0.95 | 0 | 0 | 0.5 | 0 |  | --> | C22 ex MISERY HILL | Misery Hill [T101,T102] | POOLBEG |  | 53.3455 | -6.2403
MV/LV Substation GR***612 |  | 10 kV | _ | LV | 630 kVA :Building Structure | 0.63 | --> | 0.63 | 0.316 | 3.38 |  | --> | 0.598 | 0 | 0.005 | 0.5 | 0 |  | --> | C19 ex MERRION SQUARE | Merrion Square [T41,T42] | RINGSEND |  | 53.3392 | -6.2445
MV/LV Substation SC***613 |  | 10 kV | _ | LV | 630 kVA :Building Structure | 0.63 | --> | 0.63 | 0 | 0 | Constrained, otherwise capacity available =425 kVA | --> | 0.598 | 0 | 0.057 | 0.5 | 0 |  | --> | C13 ex WHITEHALL | Whitehall [T41] | FINGLAS |  | 53.3746 | -6.2619
MV/LV Substation WI***615 |  | 10 kV | _ | LV | 630 kVA :Building Structure | 0.63 | --> | 0.63 | 0.428 | 3.38 |  | --> | 0.598 | 0 | 0.02 | 0.5 | 0 |  | --> | C11 ex MERRION SQUARE | Merrion Square [T41,T42] | RINGSEND |  | 53.3344 | -6.2471
MV/LV Substation LO***615X |  | 10 kV | _ | LV | 630 kVA :Building Structure | 0.63 | --> | 0.63 | 0.5 | 1.47 |  | --> | 0.598 | 0 | 0 | 0.5 | 0 |  | --> | C15 ex MARROWBONE LANE | Marrowbone Lane [T42] | INCHICORE 220KV |  | 53.3407 | -6.2879
MV/LV Substation BE***616X |  | 10 kV | _ | LV | 1000 kVA :Building Structure | 1 | --> | 1 | 0 | 0 | Constrained, otherwise capacity available =848 kVA | --> | 0.95 | 0 | 0 | 0.5 | 0 |  | --> | C19 ex GLOUCESTER PLACE | Gloucester Place [T41,T42] | MCDERMOTT |  | 53.3545 | -6.2564
MV/LV Substation KI***617X |  | 10 kV | _ | LV | 1000 kVA :Building Structure | 1 | --> | 1 | 0 | 0 | Constrained, otherwise capacity available =989 kVA | --> | 0.95 | 0 | 0.01 | 0.5 | 0 |  | --> | C14 ex PHIBSBORO | Phibsboro [T41,T42] | FINGLAS |  | 53.3502 | -6.2762
MV/LV Substation FA***618 |  | 10 kV | _ | LV | 1000 kVA :Building Structure | 1 | --> | 1 | 0.5 | 1.86 |  | --> | 0.95 | 0 | 0.015 | 0.5 | 0 |  | --> | C21 ex FAIRVIEW | Fairview [T41] | MCDERMOTT |  | 53.3642 | -6.2355
MV/LV Substation GR***619 |  | 10 kV | _ | LV | 400 kVA :Building Structure | 0.4 | --> | 0.4 | 0 | 0 | Constrained, otherwise capacity available =299 kVA | --> | 0.38 | 0 | 0.043 | 0.362 | 0 |  | --> | C14 ex WHITEHALL | Whitehall [T41] | FINGLAS |  | 53.3777 | -6.2356
MV/LV Substation GR***619X |  | 10 kV | _ | LV | 630 kVA :Building Structure | 0.63 | --> | 0.63 | 0.5 | 1.47 |  | --> | 0.598 | 0 | 0 | 0.5 | 0 |  | --> | C20 ex MARROWBONE LANE | Marrowbone Lane [T42] | INCHICORE 220KV |  | 53.34 | -6.3205
MV/LV Substation IN***620 |  | 10 kV | _ | LV | 630 kVA :Building Structure | 0.63 | --> | 0.63 | 0.187 | 1.47 |  | --> | 0.598 | 0 | 0.012 | 0.5 | 0 |  | --> | C20 ex MARROWBONE LANE | Marrowbone Lane [T42] | INCHICORE 220KV |  | 53.3421 | -6.3173
MV/LV Substation EA***621 |  | 10 kV | _ | LV | 1000 kVA :Building Structure | 1 | --> | 1 | 0.5 | 0.98 |  | --> | 0.95 | 0 | 0 | 0.5 | 0 |  | --> | C21 ex LEESON STREET | Leeson Street [T41,T42] | MILLTOWN (DR) |  | 53.3335 | -6.2592
MV/LV Substation NO***622X |  | 10 kV | _ | LV | 630 kVA :Building Structure | 0.63 | --> | 0.63 | 0 | 0 | Constrained, otherwise capacity available =611 kVA | --> | 0.598 | 0 | 0 | 0.5 | 0 |  | --> | C13 ex GRANBY ROW | Granby Row [T41] | MCDERMOTT |  | 53.3547 | -6.2653
MV/LV Substation RA***623 |  | 10 kV | _ | LV | 400 kVA :Kiosk Substation | 0.4 | --> | 0.4 | 0.169 | 3 |  | --> | 0.38 | 0 | 0.038 | 0.382 | 0 |  | --> | C33 ex INCHICORE CENTRAL | Inchicore Central [T43,T45] | INCHICORE 220KV |  | 53.338 | -6.3293
MV/LV Substation MO***623X |  | 10 kV | _ | LV | 630 kVA :Building Structure | 0.63 | --> | 0.63 | 0.5 | 11.14 |  | --> | 0.598 | 0 | 0 | 0.5 | 0 |  | --> | C17 ex CABRA | Cabra [T101,T102] | FINGLAS |  | 53.3722 | -6.2951
MV/LV Substation PR***624 |  | 10 kV | _ | LV | 400 kVA :Kiosk Substation | 0.4 | --> | 0.4 | 0.255 | 11.14 |  | --> | 0.38 | 0 | 0.042 | 0.368 | 0 |  | --> | C28 ex CABRA | Cabra [T101,T102] | FINGLAS |  | 53.3622 | -6.3111
MV/LV Substation VE***625 |  | 10 kV | _ | LV | 400 kVA :Kiosk Substation | 0.4 | --> | 0.4 | 0 | 0 | Constrained, otherwise capacity available =305 kVA | --> | 0.38 | 0 | 0.031 | 0.37 | 0 |  | --> | C12 ex CLONTARF | Clontarf [T42] | FINGLAS |  | 53.3682 | -6.195
MV/LV Substation VI***625X |  | 10 kV | _ | LV | 1000 kVA :Building Structure | 1 | --> | 1 | 0 | 0 | Constrained, otherwise capacity available =1000 kVA | --> | 0.95 | 0 | 0 | 0.5 | 0 |  | --> | C15 ex WATLING STREET | Watling Street [T41,T42] | FRANCIS STREET |  | 53.3497 | -6.282
MV/LV Substation SO***626X |  | 10 kV | _ | LV | 50 kVA :Building Structure | 0.05 | --> | 0.05 | 0.05 | 9.28 |  | --> | 0.048 | 0 | 0 | 0.048 | 0 |  | --> | C20 ex PEMBROKE | Pembroke [T41,T42,T43,T44] | RINGSEND |  | 53.3376 | -6.2065
MV/LV Substation PH***627X |  | 10 kV | _ | LV | 1000 kVA :Building Structure | 1 | --> | 1 | 0.5 | 7.91 |  | --> | 0.95 | 0 | 0.003 | 0.5 | 0 |  | --> | C29 ex PELLETSTOWN | Pelletstown [T101,T102] | FINGLAS |  | 53.3724 | -6.3334
MV/LV Substation MO***628 |  | 10 kV | _ | LV | 400 kVA :Building Structure | 0.4 | --> | 0.4 | 0 | 0 | Constrained, otherwise capacity available =262 kVA | --> | 0.38 | 0 | 0 | 0.398 | 0 |  | --> | C13 ex CAMDEN ROW | Camden Row [T41] | FRANCIS STREET |  | 53.336 | -6.2644
MV/LV Substation GE***628X |  | 10 kV | _ | LV | 1000 kVA :Building Structure | 1 | --> | 1 | 0.5 | 2.6 |  | --> | 0.95 | 0 | 0 | 0.5 | 0 |  | --> | C28 ex WOLFE TONE STREET | Wolfe Tone Street [T101,T102] | FINGLAS |  | 53.3462 | -6.2504
MV/LV Substation HA***629 |  | 10 kV | _ | LV | 630 kVA :Building Structure | 0.63 | --> | 0.63 | 0 | 0 | Constrained, otherwise capacity available =475 kVA | --> | 0.598 | 0 | 0 | 0.5 | 0 |  | --> | C21 ex PHIBSBORO | Phibsboro [T41,T42] | FINGLAS |  | 53.358 | -6.2874
MV/LV Substation PA***630X |  | 10 kV | _ | LV | 1000 kVA :Building Structure | 1 | --> | 1 | 0.5 | 9.99 |  | --> | 0.95 | 0 | 0 | 0.5 | 0 |  | --> | C11 ex HAROLDS CROSS | Harolds Cross [T101,T102] | POOLBEG |  | 53.3339 | -6.2618
MV/LV Substation PA***631X |  | 10 kV | _ | LV | 1000 kVA :Building Structure | 1 | --> | 1 | 0.219 | 9.99 |  | --> | 0.95 | 0 | 0 | 0.5 | 0 |  | --> | C11 ex HAROLDS CROSS | Harolds Cross [T101,T102] | POOLBEG |  | 53.3339 | -6.2618
MV/LV Substation PA***632X |  | 10 kV | _ | LV | 1000 kVA :Building Structure | 1 | --> | 1 | 0.5 | 9.99 |  | --> | 0.95 | 0 | 0 | 0.5 | 0 |  | --> | C11 ex HAROLDS CROSS | Harolds Cross [T101,T102] | POOLBEG |  | 53.3339 | -6.2618
MV/LV Substation HA***633 |  | 10 kV | _ | LV | 400 kVA :Building Structure | 0.4 | --> | 0.4 | 0.204 | 9.99 |  | --> | 0.38 | 0 | 0 | 0.406 | 0 |  | --> | C24 ex HAROLDS CROSS | Harolds Cross [T101,T102] | POOLBEG |  | 53.3321 | -6.2614
MV/LV Substation TH***633X |  | 10 kV | _ | LV | 630 kVA :Building Structure | 0.63 | --> | 0.63 | 0 | 0 | Constrained, otherwise capacity available =521 kVA | --> | 0.598 | 0 | 0 | 0.5 | 0 |  | --> | C19 ex GRANBY ROW | Granby Row [T41] | MCDERMOTT |  | 53.3544 | -6.2591
MV/LV Substation HE***634X |  | 10 kV | _ | LV | 630 kVA :Building Structure | 0.63 | --> | 0.63 | 0 | 0 | Constrained, otherwise capacity available =548 kVA | --> | 0.598 | 0 | 0 | 0.5 | 0 |  | --> | C11 ex PHIBSBORO | Phibsboro [T41,T42] | FINGLAS |  | 53.3522 | -6.2694
MV/LV Substation RO***635 |  | 10 kV | _ | LV | 400 kVA :Building Structure | 0.4 | --> | 0.4 | 0.212 | 11.14 |  | --> | 0.38 | 0 | 0.02 | 0.39 | 0 |  | --> | C19 ex CABRA | Cabra [T101,T102] | FINGLAS |  | 53.3753 | -6.2932
MV/LV Substation FA***635X |  | 10 kV | _ | LV | 400 kVA :Kiosk Substation | 0.4 | --> | 0.4 | 0.197 | 1.86 |  | --> | 0.38 | 0 | 0.015 | 0.396 | 0 |  | --> | C16 ex FAIRVIEW | Fairview [T41] | MCDERMOTT |  | 53.3626 | -6.2374
MV/LV Substation TH***636X |  | 10 kV | _ | LV | 1000 kVA :Building Structure | 1 | --> | 1 | 0 | 0 | Constrained, otherwise capacity available =882 kVA | --> | 0.95 | 0 | 0 | 0.5 | 0 |  | --> | C14 ex DRUMCONDRA | Drumcondra [T41,T42] | MCDERMOTT |  | 53.3638 | -6.2482
MV/LV Substation US***637X |  | 10 kV | _ | LV | 1000 kVA :Building Structure | 1 | --> | 1 | 0.5 | 20.78 |  | --> | 0.95 | 0 | 0 | 0.5 | 0 |  | --> | C26 ex HEUSTON SQUARE | Heuston Square [T101,T102] | INCHICORE 220KV |  | 53.3452 | -6.2797
MV/LV Substation BR***638X |  | 10 kV | _ | LV | 630 kVA :Building Structure | 0.63 | --> | 0.63 | 0.5 | 1.47 |  | --> | 0.598 | 0 | 0 | 0.5 | 0 |  | --> | C12 ex MARROWBONE LANE | Marrowbone Lane [T42] | INCHICORE 220KV |  | 53.3375 | -6.2829
MV/LV Substation CH***639X |  | 10 kV | _ | LV | 630 kVA :Building Structure | 0.63 | --> | 0.63 | 0 | 0 | Constrained, otherwise capacity available =553 kVA | --> | 0.598 | 0 | 0 | 0.5 | 0 |  | --> | C20 ex GLOUCESTER PLACE | Gloucester Place [T41,T42] | MCDERMOTT |  | 53.357 | -6.2557
MV/LV Substation ST***640 |  | 10 kV | _ | LV | 630 kVA :Kiosk Substation | 0.63 | --> | 0.63 | 0 | 0 | Constrained, otherwise capacity available =208 kVA | --> | 0.598 | 0 | 0.027 | 0.5 | 0 |  | --> | C14 ex DRUMCONDRA | Drumcondra [T41,T42] | MCDERMOTT |  | 53.3617 | -6.2481
MV/LV Substation BE***640X |  | 10 kV | _ | LV | 1000 kVA :Building Structure | 1 | --> | 1 | 0.5 | 28.43 |  | --> | 0.95 | 0 | 0 | 0.5 | 0 |  | --> | C11 ex BEDFORD ROW | Bedford Row [T41,T42,T43,T44] | FRANCIS STREET |  | 53.3461 | -6.2612
MV/LV Substation SP***642X |  | 10 kV | _ | LV | 630 kVA :Building Structure | 0.63 | --> | 0.63 | 0.5 | 9.02 |  | --> | 0.598 | 0 | 0 | 0.5 | 0 |  | --> | C20 ex MISERY HILL | Misery Hill [T101,T102] | POOLBEG |  | 53.3454 | -6.253
MV/LV Substation AR***643X |  | 10 kV | _ | LV | 1000 kVA :Building Structure | 1 | --> | 1 | 0.5 | 1.47 |  | --> | 0.95 | 0 | 0 | 0.5 | 0 |  | --> | C12 ex MARROWBONE LANE | Marrowbone Lane [T42] | INCHICORE 220KV |  | 53.3389 | -6.2798
MV/LV Substation CR***644 |  | 10 kV | _ | LV | 400 kVA :Kiosk Substation | 0.4 | --> | 0.4 | 0.27 | 1.86 |  | --> | 0.38 | 0 | 0.037 | 0.37 | 0 |  | --> | C20 ex FAIRVIEW | Fairview [T41] | MCDERMOTT |  | 53.3695 | -6.2374
MV/LV Substation ST***645 |  | 10 kV | _ | LV | 400 kVA :Kiosk Substation | 0.4 | --> | 0.4 | 0 | 0 | Constrained, otherwise capacity available =139 kVA | --> | 0.38 | 0 | 0.077 | 0.357 | 0 |  | --> | C14 ex CLONTARF | Clontarf [T42] | FINGLAS |  | 53.3654 | -6.1837
MV/LV Substation HE***645X |  | 10 kV | _ | LV | 1000 kVA :Building Structure | 1 | --> | 1 | 0.5 | 20.78 |  | --> | 0.95 | 0 | 0 | 0.5 | 0 |  | --> | C17 ex HEUSTON SQUARE | Heuston Square [T101,T102] | INCHICORE 220KV |  | 53.3453 | -6.2966
MV/LV Substation RO***646X |  | 10 kV | _ | LV | 630 kVA :Building Structure | 0.63 | --> | 0.63 | 0.5 | 1.47 |  | --> | 0.598 | 0 | 0.005 | 0.5 | 0 |  | --> | C15 ex MARROWBONE LANE | Marrowbone Lane [T42] | INCHICORE 220KV |  | 53.3376 | -6.307
MV/LV Substation FE***648 |  | 10 kV | _ | LV | 400 kVA :Building Structure | 0.4 | --> | 0.4 | 0.311 | 9.28 |  | --> | 0.38 | 0 | 0 | 0.392 | 0 |  | --> | C14 ex PEMBROKE | Pembroke [T41,T42,T43,T44] | RINGSEND |  | 53.3377 | -6.2418
MV/LV Substation RI***648X |  | 10 kV | _ | LV | 1000 kVA :Building Structure | 1 | --> | 1 | 0.399 | 9.02 |  | --> | 0.95 | 0 | 0 | 0.5 | 0 |  | --> | C22 ex MISERY HILL | Misery Hill [T101,T102] | POOLBEG |  | 53.3457 | -6.2394
MV/LV Substation GR***649 |  | 10 kV | _ | LV | 400 kVA :Building Structure | 0.4 | --> | 0.4 | 0 | 0 | Constrained, otherwise capacity available =296 kVA | --> | 0.38 | 0 | 0.039 | 0.365 | 0 |  | --> | C14 ex WHITEHALL | Whitehall [T41] | FINGLAS |  | 53.3773 | -6.2297
MV/LV Substation BE***650 |  | 10 kV | _ | LV | 400 kVA :Building Structure | 0.4 | --> | 0.4 | 0.192 | 12.96 |  | --> | 0.38 | 0 | 0.065 | 0.359 | 0 |  | --> | C21 ex ARTANE | Artane [T101,T102] | FINGLAS |  | 53.3751 | -6.2254
MV/LV Substation A.***651 |  | 10 kV | _ | LV | 1000 kVA :Building Structure | 1 | --> | 1 | 0 | 0 | Constrained, otherwise capacity available =844 kVA | --> | 0.95 | 0 | 0 | 0.5 | 0 |  | --> | C12 ex CAMDEN ROW | Camden Row [T41] | FRANCIS STREET |  | 53.3341 | -6.2621
MV/LV Substation RA***651X |  | 10 kV | _ | LV | 1000 kVA :Building Structure | 1 | --> | 1 | 0.5 | 7.91 |  | --> | 0.95 | 0 | 0 | 0.5 | 0 |  | --> | C29 ex PELLETSTOWN | Pelletstown [T101,T102] | FINGLAS |  | 53.3767 | -6.3251
MV/LV Substation HU***652 |  | 10 kV | _ | LV | 630 kVA :Building Structure | 0.63 | --> | 0.63 | 0.247 | 3.38 |  | --> | 0.598 | 0 | 0.012 | 0.5 | 0 |  | --> | C20 ex MERRION SQUARE | Merrion Square [T41,T42] | RINGSEND |  | 53.3376 | -6.2559
MV/LV Substation JA***652X |  | 10 kV | _ | LV | 1000 kVA :Building Structure | 1 | --> | 1 | 0 | 0 | Constrained, otherwise capacity available =752 kVA | --> | 0.95 | 0 | 0 | 0.5 | 0 |  | --> | C12 ex GLOUCESTER PLACE | Gloucester Place [T41,T42] | MCDERMOTT |  | 53.3524 | -6.2548
MV/LV Substation CA***653 |  | 10 kV | _ | LV | 630 kVA :Building Structure | 0.63 | --> | 0.63 | 0.5 | 28.43 |  | --> | 0.598 | 0 | 0 | 0.5 | 0 |  | --> | C47 ex BEDFORD ROW | Bedford Row [T41,T42,T43,T44] | FRANCIS STREET |  | 53.3433 | -6.265
MV/LV Substation AS***653X |  | 10 kV | _ | LV | 400 kVA :Kiosk Substation | 0.4 | --> | 0.4 | 0.4 | 7.91 |  | --> | 0.38 | 0 | 0 | 0.38 | 0 |  | --> | C24 ex PELLETSTOWN | Pelletstown [T101,T102] | FINGLAS |  | 53.3767 | -6.3328
MV/LV Substation AR***654X |  | 10 kV | _ | LV | 1000 kVA :Building Structure | 1 | --> | 1 | 0 | 0 | Constrained, otherwise capacity available =931 kVA | --> | 0.95 | 0 | 0 | 0.5 | 0 |  | --> | C17 ex CAMDEN ROW | Camden Row [T41] | FRANCIS STREET |  | 53.3391 | -6.2792
MV/LV Substation CA***655 |  | 10 kV | _ | LV | 400 kVA :Building Structure | 0.4 | --> | 0.4 | 0 | 0 | Constrained, otherwise capacity available =42 kVA | --> | 0.38 | 0 | 0.041 | 0.396 | 0 |  | --> | C16 ex GLASNEVIN | Glasnevin [T41] | FINGLAS |  | 53.362 | -6.2762
MV/LV Substation NO***655X |  | 10 kV | _ | LV | 1000 kVA :Building Structure | 1 | --> | 1 | 0.5 | 14.34 |  | --> | 0.95 | 0 | 0 | 0.5 | 0 |  | --> | C43 ex NORTH QUAYS | North Quays [T101,T102,T103] | POOLBEG |  | 53.3493 | -6.2309
MV/LV Substation SH***656X |  | 10 kV | _ | LV | 1000 kVA :Building Structure | 1 | --> | 1 | 0.5 | 14.34 |  | --> | 0.95 | 0 | 0 | 0.5 | 0 |  | --> | C43 ex NORTH QUAYS | North Quays [T101,T102,T103] | POOLBEG |  | 53.3488 | -6.2313
MV/LV Substation CA***657X |  | 10 kV | _ | LV | 1000 kVA :Building Structure | 1 | --> | 1 | 0.5 | 14.34 |  | --> | 0.95 | 0 | 0 | 0.5 | 0 |  | --> | C43 ex NORTH QUAYS | North Quays [T101,T102,T103] | POOLBEG |  | 53.3488 | -6.2312
MV/LV Substation IS***658X |  | 10 kV | _ | LV | 630 kVA :Building Structure | 0.63 | --> | 0.63 | 0.5 | 20.78 |  | --> | 0.598 | 0 | 0 | 0.5 | 0 |  | --> | C12 ex HEUSTON SQUARE | Heuston Square [T101,T102] | INCHICORE 220KV |  | 53.3453 | -6.3085
MV/LV Substation CA***659X |  | 10 kV | _ | LV | 630 kVA :Building Structure | 0.63 | --> | 0.63 | 0 | 0 | Constrained, otherwise capacity available =429 kVA | --> | 0.598 | 0 | 0 | 0.5 | 0 |  | --> | C14 ex NEWMARKET (DR) | Newmarket (dr) [T41] | FRANCIS STREET |  | 53.3363 | -6.2875
MV/LV Substation BR***660X |  | 10 kV | _ | LV | 630 kVA :Kiosk Substation | 0.63 | --> | 0.63 | 0.5 | 1.86 |  | --> | 0.598 | 0 | 0 | 0.5 | 0 |  | --> | C16 ex FAIRVIEW | Fairview [T41] | MCDERMOTT |  | 53.3645 | -6.2456
MV/LV Substation TH***661X |  | 10 kV | _ | LV | 1000 kVA :Building Structure | 1 | --> | 1 | 0.5 | 7.91 |  | --> | 0.95 | 0 | 0 | 0.5 | 0 |  | --> | C24 ex PELLETSTOWN | Pelletstown [T101,T102] | FINGLAS |  | 53.3764 | -6.3334
MV/LV Substation AN***662 |  | 10 kV | _ | LV | 630 kVA :Building Structure | 0.63 | --> | 0.63 | 0.5 | 28.43 |  | --> | 0.598 | 0 | 0 | 0.5 | 0 |  | --> | C07 ex BEDFORD ROW | Bedford Row [T41,T42,T43,T44] | FRANCIS STREET |  | 53.3455 | -6.2619
MV/LV Substation TH***662X |  | 10 kV | _ | LV | 1000 kVA :Kiosk Substation | 1 | --> | 1 | 0.5 | 7.91 |  | --> | 0.95 | 0 | 0.005 | 0.5 | 0 |  | --> | C24 ex PELLETSTOWN | Pelletstown [T101,T102] | FINGLAS |  | 53.3764 | -6.3334
MV/LV Substation TH***663X |  | 10 kV | _ | LV | 1000 kVA :Building Structure | 1 | --> | 1 | 0.5 | 7.91 |  | --> | 0.95 | 0 | 0 | 0.5 | 0 |  | --> | C24 ex PELLETSTOWN | Pelletstown [T101,T102] | FINGLAS |  | 53.3761 | -6.3314
MV/LV Substation AL***664X |  | 10 kV | _ | LV | 630 kVA :Building Structure | 0.63 | --> | 0.63 | 0 | 0 | Constrained, otherwise capacity available =525 kVA | --> | 0.598 | 0 | 0.005 | 0.5 | 0 |  | --> | C20 ex GLOUCESTER PLACE | Gloucester Place [T41,T42] | MCDERMOTT |  | 53.3552 | -6.247
MV/LV Substation MO***667 |  | 10 kV | _ | LV | 200 kVA :Building Structure | 0.2 | --> | 0.2 | 0.188 | 1.86 |  | --> | 0.19 | 0 | 0 | 0.192 | 0 |  | --> | C18 ex FAIRVIEW | Fairview [T41] | MCDERMOTT |  | 53.3695 | -6.2221
MV/LV Substation MA***667X |  | 10 kV | _ | LV | 1000 kVA :Building Structure | 1 | --> | 1 | 0.5 | 9.02 |  | --> | 0.95 | 0 | 0 | 0.5 | 0 |  | --> | C27 ex MISERY HILL | Misery Hill [T101,T102] | POOLBEG |  | 53.3452 | -6.2345
MV/LV Substation HO***668X |  | 10 kV | _ | LV | 1000 kVA :Building Structure | 1 | --> | 1 | 0.5 | 9.02 |  | --> | 0.95 | 0 | 0 | 0.5 | 0 |  | --> | C27 ex MISERY HILL | Misery Hill [T101,T102] | POOLBEG |  | 53.3451 | -6.2346
MV/LV Substation BL***669X |  | 10 kV | _ | LV | 1000 kVA :Building Structure | 1 | --> | 1 | 0.5 | 9.02 |  | --> | 0.95 | 0 | 0.037 | 0.5 | 0 |  | --> | C27 ex MISERY HILL | Misery Hill [T101,T102] | POOLBEG |  | 53.3453 | -6.2358
MV/LV Substation TY***670X |  | 10 kV | _ | LV | 630 kVA :Building Structure | 0.63 | --> | 0.63 | 0.5 | 3 |  | --> | 0.598 | 0 | 0 | 0.5 | 0 |  | --> | C37 ex INCHICORE CENTRAL | Inchicore Central [T43,T45] | INCHICORE 220KV |  | 53.3387 | -6.3219
MV/LV Substation WE***671 |  | 10 kV | _ | LV | 630 kVA :Building Structure | 0.63 | --> | 0.63 | 0.016 | 28.43 |  | --> | 0.598 | 0 | 0 | 0.5 | 0 |  | --> | C46 ex BEDFORD ROW | Bedford Row [T41,T42,T43,T44] | FRANCIS STREET |  | 53.3453 | -6.2672
MV/LV Substation CL***672 |  | 10 kV | _ | LV | 630 kVA :Building Structure | 0.63 | --> | 0.63 | 0.5 | 9.28 |  | --> | 0.598 | 0 | 0 | 0.5 | 0 |  | --> | C14 ex PEMBROKE | Pembroke [T41,T42,T43,T44] | RINGSEND |  | 53.338 | -6.2413
MV/LV Substation IV***673X |  | 10 kV | _ | LV | 1000 kVA :Building Structure | 1 | --> | 1 | 0 | 0 | Constrained, otherwise capacity available =860 kVA | --> | 0.95 | 0 | 0 | 0.5 | 0 |  | --> | C14 ex NEWMARKET (DR) | Newmarket (dr) [T41] | FRANCIS STREET |  | 53.3377 | -6.287
MV/LV Substation ST***674X |  | 10 kV | _ | LV | 630 kVA :Kiosk Substation | 0.63 | --> | 0.63 | 0.5 | 1.47 |  | --> | 0.598 | 0 | 0 | 0.5 | 0 |  | --> | C11 ex MARROWBONE LANE | Marrowbone Lane [T42] | INCHICORE 220KV |  | 53.3371 | -6.2947
MV/LV Substation S.***675 |  | 10 kV | _ | LV | 400 kVA :Building Structure | 0.4 | --> | 0.4 | 0.4 | 14.34 |  | --> | 0.38 | 0 | 0 | 0.38 | 0 |  | --> | C14 ex NORTH QUAYS | North Quays [T101,T102,T103] | POOLBEG |  | 53.3545 | -6.2508
MV/LV Substation ME***676X |  | 10 kV | _ | LV | 630 kVA :Kiosk Substation | 0.63 | --> | 0.63 | 0.5 | 6.65 |  | --> | 0.598 | 0 | 0 | 0.5 | 0 |  | --> | C20 ex EAST WALL ROAD | East Wall Road [T41,T42] | MCDERMOTT |  | 53.3514 | -6.2262
MV/LV Substation CL***677 |  | 10 kV | _ | LV | 1000 kVA :Building Structure | 1 | --> | 1 | 0.5 | 9.28 |  | --> | 0.95 | 0 | 0 | 0.5 | 0 |  | --> | C14 ex PEMBROKE | Pembroke [T41,T42,T43,T44] | RINGSEND |  | 53.3381 | -6.2405
MV/LV Substation BO***677X |  | 10 kV | _ | LV | 1000 kVA :Building Structure | 1 | --> | 1 | 0.5 | 9.28 |  | --> | 0.95 | 0 | 0.002 | 0.5 | 0 |  | --> | C24 ex PEMBROKE | Pembroke [T41,T42,T43,T44] | RINGSEND |  | 53.3412 | -6.2261
MV/LV Substation CA***678X |  | 10 kV | _ | LV | 1000 kVA :Building Structure | 1 | --> | 1 | 0 | 0 | Constrained, otherwise capacity available =835 kVA | --> | 0.95 | 0 | 0.003 | 0.5 | 0 |  | --> | C19 ex NEWMARKET (DR) | Newmarket (dr) [T41] | FRANCIS STREET |  | 53.3371 | -6.2729
MV/LV Substation FA***679 |  | 10 kV | _ | LV | 630 kVA :Building Structure | 0.63 | --> | 0.63 | 0 | 0 | Constrained, otherwise capacity available =476 kVA | --> | 0.598 | 0 | 0.038 | 0.5 | 0 |  | --> | C13 ex GLASNEVIN | Glasnevin [T41] | FINGLAS |  | 53.3697 | -6.2673
MV/LV Substation KI***679X |  | 10 kV | _ | LV | 1000 kVA :Building Structure | 1 | --> | 1 | 0.5 | 20.78 |  | --> | 0.95 | 0 | 0 | 0.5 | 0 |  | --> | C14 ex HEUSTON SQUARE | Heuston Square [T101,T102] | INCHICORE 220KV |  | 53.3413 | -6.3015
MV/LV Substation ST***680 |  | 10 kV | _ | LV | 630 kVA :Kiosk Substation | 0.63 | --> | 0.63 | 0.318 | 11.14 |  | --> | 0.598 | 0 | 0.026 | 0.5 | 0 |  | --> | C24 ex CABRA | Cabra [T101,T102] | FINGLAS |  | 53.3665 | -6.2861
MV/LV Substation ST***682X |  | 10 kV | _ | LV | 1000 kVA :Building Structure | 1 | --> | 1 | 0.5 | 9.02 |  | --> | 0.95 | 0 | 0 | 0.5 | 0 |  | --> | C20 ex MISERY HILL | Misery Hill [T101,T102] | POOLBEG |  | 53.3409 | -6.2595
MV/LV Substation RO***685 |  | 10 kV | _ | LV | 630 kVA :Building Structure | 0.63 | --> | 0.63 | 0.484 | 11.14 |  | --> | 0.598 | 0 | 0.059 | 0.5 | 0 |  | --> | C17 ex CABRA | Cabra [T101,T102] | FINGLAS |  | 53.3727 | -6.2859
MV/LV Substation MO***686 |  | 10 kV | _ | LV | 1000 kVA :Building Structure | 1 | --> | 1 | 0 | 0 | Constrained, otherwise capacity available =882 kVA | --> | 0.95 | 0 | 0 | 0.5 | 0 |  | --> | C21 ex GRANBY ROW | Granby Row [T41] | MCDERMOTT |  | 53.3512 | -6.2622
MV/LV Substation SE***688 |  | 10 kV | _ | LV | 400 kVA :Kiosk Substation | 0.4 | --> | 0.4 | 0.206 | 1.86 |  | --> | 0.38 | 0 | 0.03 | 0.383 | 0 |  | --> | C12 ex FAIRVIEW | Fairview [T41] | MCDERMOTT |  | 53.3636 | -6.2022
MV/LV Substation KI***688X |  | 10 kV | _ | LV | 400 kVA :Kiosk Substation | 0.4 | --> | 0.4 | 0.4 | 20.78 |  | --> | 0.38 | 0 | 0 | 0.38 | 0 |  | --> | C23 ex HEUSTON SQUARE | Heuston Square [T101,T102] | INCHICORE 220KV |  | 53.3427 | -6.3082
MV/LV Substation CL***689 |  | 10 kV | _ | LV | 630 kVA :Kiosk Substation | 0.63 | --> | 0.63 | 0 | 0 | Constrained, otherwise capacity available =335 kVA | --> | 0.598 | 0 | 0.033 | 0.5 | 0 |  | --> | C11 ex CLONTARF | Clontarf [T42] | FINGLAS |  | 53.3768 | -6.2134
MV/LV Substation HI***689X |  | 10 kV | _ | LV | 630 kVA :Building Structure | 0.63 | --> | 0.63 | 0.5 | 17.78 |  | --> | 0.598 | 0 | 0.01 | 0.5 | 0 |  | --> | C22 ex RINGSEND | Ringsend [T101,T102] | POOLBEG |  | 53.3391 | -6.2091
MV/LV Substation MA***690X |  | 10 kV | _ | LV | 1000 kVA :Building Structure | 1 | --> | 1 | 0.5 | 9.99 |  | --> | 0.95 | 0 | 0 | 0.5 | 0 |  | --> | C11 ex HAROLDS CROSS | Harolds Cross [T101,T102] | POOLBEG |  | 53.3338 | -6.2602
MV/LV Substation CR***693 |  | 10 kV | _ | LV | 400 kVA :Building Structure | 0.4 | --> | 0.4 | 0 | 0 | Constrained, otherwise capacity available =195 kVA | --> | 0.38 | 0 | 0.008 | 0.401 | 0 |  | --> | C12 ex WHITEHALL | Whitehall [T41] | FINGLAS |  | 53.3778 | -6.2468
MV/LV Substation LA***693X |  | 10 kV | _ | LV | 630 kVA :Building Structure | 0.63 | --> | 0.63 | 0.5 | 7.91 |  | --> | 0.598 | 0 | 0 | 0.5 | 0 |  | --> | C29 ex PELLETSTOWN | Pelletstown [T101,T102] | FINGLAS |  | 53.3779 | -6.324
MV/LV Substation KI***695X |  | 10 kV | _ | LV | 1000 kVA :Building Structure | 1 | --> | 1 | 0 | 0 | Constrained, otherwise capacity available =688 kVA | --> | 0.95 | 0 | 0 | 0.5 | 0 |  | --> | C23 ex PHIBSBORO | Phibsboro [T41,T42] | FINGLAS |  | 53.3504 | -6.279
MV/LV Substation BE***696X |  | 10 kV | _ | LV | 630 kVA :Building Structure | 0.63 | --> | 0.63 | 0.5 | 20.78 |  | --> | 0.598 | 0 | 0 | 0.5 | 0 |  | --> | C12 ex HEUSTON SQUARE | Heuston Square [T101,T102] | INCHICORE 220KV |  | 53.347 | -6.3099
MV/LV Substation CR***697X |  | 10 kV | _ | LV | 1000 kVA :Building Structure | 1 | --> | 1 | 0.5 | 14.34 |  | --> | 0.95 | 0 | 0.01 | 0.5 | 0 |  | --> | C13 ex NORTH QUAYS | North Quays [T101,T102,T103] | POOLBEG |  | 53.3553 | -6.2417
MV/LV Substation FR***700 |  | 10 kV | _ | LV | 630 kVA :Building Structure | 0.63 | --> | 0.63 | 0.5 | 7.2 |  | --> | 0.598 | 0 | 0 | 0.5 | 0 |  | --> | C24 ex TRINITY | Trinity [T101,T102] | POOLBEG |  | 53.3414 | -6.2554
MV/LV Substation BE***701 |  | 10 kV | _ | LV | 630 kVA :Building Structure | 0.63 | --> | 0.63 | 0 | 0 | Constrained, otherwise capacity available =406 kVA | --> | 0.598 | 0 | 0 | 0.5 | 0 |  | --> | C18 ex WATLING STREET | Watling Street [T41,T42] | FRANCIS STREET |  | 53.3474 | -6.2843
MV/LV Substation TA***702 |  | 10 kV | _ | LV | 400 kVA :Building Structure | 0.4 | --> | 0.4 | 0.206 | 14.34 |  | --> | 0.38 | 0 | 0 | 0.406 | 0 |  | --> | C37 ex NORTH QUAYS | North Quays [T101,T102,T103] | POOLBEG |  | 53.3508 | -6.2513
MV/LV Substation PA***702X |  | 10 kV | _ | LV | 1000 kVA :Building Structure | 1 | --> | 1 | 0.5 | 14.34 |  | --> | 0.95 | 0 | 0 | 0.5 | 0 |  | --> | C28 ex NORTH QUAYS | North Quays [T101,T102,T103] | POOLBEG |  | 53.3502 | -6.2379
MV/LV Substation SE***703 |  | 10 kV | _ | LV | 630 kVA :Building Structure | 0.63 | --> | 0.63 | 0.446 | 7.2 |  | --> | 0.598 | 0 | 0 | 0.5 | 0 |  | --> | C24 ex TRINITY | Trinity [T101,T102] | POOLBEG |  | 53.3418 | -6.2559
MV/LV Substation HI***703X |  | 10 kV | _ | LV | 1000 kVA :Building Structure | 1 | --> | 1 | 0.5 | 14.34 |  | --> | 0.95 | 0 | 0 | 0.5 | 0 |  | --> | C28 ex NORTH QUAYS | North Quays [T101,T102,T103] | POOLBEG |  | 53.3502 | -6.2379
MV/LV Substation CL***704X |  | 10 kV | _ | LV | 1000 kVA :Building Structure | 1 | --> | 1 | 0.5 | 14.34 |  | --> | 0.95 | 0 | 0 | 0.5 | 0 |  | --> | C28 ex NORTH QUAYS | North Quays [T101,T102,T103] | POOLBEG |  | 53.3502 | -6.238
MV/LV Substation TH***706X |  | 10 kV | _ | LV | 1000 kVA :Building Structure | 1 | --> | 1 | 0.5 | 9.02 |  | --> | 0.95 | 0 | 0 | 0.5 | 0 |  | --> | C17 ex MISERY HILL | Misery Hill [T101,T102] | POOLBEG |  | 53.3458 | -6.2457
MV/LV Substation CA***708 |  | 10 kV | _ | LV | 630 kVA :Kiosk Substation | 0.63 | --> | 0.63 | 0 | 0 | Constrained, otherwise capacity available =246 kVA | --> | 0.598 | 0 | 0.021 | 0.5 | 0 |  | --> | C11 ex PHIBSBORO | Phibsboro [T41,T42] | FINGLAS |  | 53.3607 | -6.2819
MV/LV Substation KI***708X |  | 10 kV | _ | LV | 630 kVA :Building Structure | 0.63 | --> | 0.63 | 0.5 | 14.34 |  | --> | 0.598 | 0 | 0 | 0.5 | 0 |  | --> | C14 ex NORTH QUAYS | North Quays [T101,T102,T103] | POOLBEG |  | 53.3547 | -6.2472
MV/LV Substation GR***709X |  | 10 kV | _ | LV | 1000 kVA :Building Structure | 1 | --> | 1 | 0.5 | 2.6 |  | --> | 0.95 | 0 | 0 | 0.5 | 0 |  | --> | C14 ex WOLFE TONE STREET | Wolfe Tone Street [T101,T102] | FINGLAS |  | 53.3508 | -6.2635
MV/LV Substation GL***710 |  | 10 kV | _ | LV | 630 kVA :Kiosk Substation | 0.63 | --> | 0.63 | 0 | 0 | Constrained, otherwise capacity available =374 kVA | --> | 0.598 | 0 | 0.021 | 0.5 | 0 |  | --> | C12 ex GLASNEVIN | Glasnevin [T41] | FINGLAS |  | 53.3682 | -6.2603
MV/LV Substation RI***710X |  | 10 kV | _ | LV | 630 kVA :Building Structure | 0.63 | --> | 0.63 | 0.5 | 1.86 |  | --> | 0.598 | 0 | 0 | 0.5 | 0 |  | --> | C16 ex FAIRVIEW | Fairview [T41] | MCDERMOTT |  | 53.3637 | -6.2448
MV/LV Substation DI***711X |  | 10 kV | _ | LV | 1000 kVA :Building Structure | 1 | --> | 1 | 0.5 | 11.14 |  | --> | 0.95 | 0 | 0.026 | 0.5 | 0 |  | --> | C12 ex CABRA | Cabra [T101,T102] | FINGLAS |  | 53.377 | -6.3126
MV/LV Substation HO***712X |  | 10 kV | _ | LV | 1000 kVA :Building Structure | 1 | --> | 1 | 0.5 | 11.14 |  | --> | 0.95 | 0 | 0 | 0.5 | 0 |  | --> | C12 ex CABRA | Cabra [T101,T102] | FINGLAS |  | 53.3776 | -6.3119
MV/LV Substation SP***713X |  | 10 kV | _ | LV | 1000 kVA :Building Structure | 1 | --> | 1 | 0.5 | 11.14 |  | --> | 0.95 | 0 | 0 | 0.5 | 0 |  | --> | C12 ex CABRA | Cabra [T101,T102] | FINGLAS |  | 53.3765 | -6.3104
MV/LV Substation ME***714X |  | 10 kV | _ | LV | 1000 kVA :Building Structure | 1 | --> | 1 | 0.5 | 11.14 |  | --> | 0.95 | 0 | 0 | 0.5 | 0 |  | --> | C12 ex CABRA | Cabra [T101,T102] | FINGLAS |  | 53.3769 | -6.3123
MV/LV Substation CO***715 |  | 10 kV | _ | LV | 630 kVA :Building Structure | 0.63 | --> | 0.63 | 0 | 0 | Constrained, otherwise capacity available =590 kVA | --> | 0.598 | 0 | 0 | 0.5 | 0 |  | --> | C21 ex CAMDEN ROW | Camden Row [T41] | FRANCIS STREET |  | 53.339 | -6.263
MV/LV Substation ME***715X |  | 10 kV | _ | LV | 1000 kVA :Building Structure | 1 | --> | 1 | 0.5 | 11.14 |  | --> | 0.95 | 0 | 0 | 0.5 | 0 |  | --> | C12 ex CABRA | Cabra [T101,T102] | FINGLAS |  | 53.3772 | -6.3117
MV/LV Substation AC***717X |  | 10 kV | _ | LV | 630 kVA :Building Structure | 0.63 | --> | 0.63 | 0 | 0 | Constrained, otherwise capacity available =623 kVA | --> | 0.598 | 0 | 0 | 0.5 | 0 |  | --> | C14 ex GLOUCESTER PLACE | Gloucester Place [T41,T42] | MCDERMOTT |  | 53.3528 | -6.2599
MV/LV Substation CL***718X |  | 10 kV | _ | LV | 1000 kVA :Building Structure | 1 | --> | 1 | 0.5 | 14.34 |  | --> | 0.95 | 0 | 0 | 0.5 | 0 |  | --> | C24 ex NORTH QUAYS | North Quays [T101,T102,T103] | POOLBEG |  | 53.3483 | -6.2432
MV/LV Substation TH***719 |  | 10 kV | _ | LV | 200 kVA :Kiosk Substation | 0.2 | --> | 0.2 | 0.149 | 11.14 |  | --> | 0.19 | 0 | 0.016 | 0.185 | 0 |  | --> | C17 ex CABRA | Cabra [T101,T102] | FINGLAS |  | 53.3718 | -6.283
MV/LV Substation CA***719X |  | 10 kV | _ | LV | 1000 kVA :Building Structure | 1 | --> | 1 | 0 | 0 | Constrained, otherwise capacity available =650 kVA | --> | 0.95 | 0 | 0 | 0.5 | 0 |  | --> | C14 ex NEWMARKET (DR) | Newmarket (dr) [T41] | FRANCIS STREET |  | 53.3363 | -6.2871
MV/LV Substation SP***721X |  | 10 kV | _ | LV | 630 kVA :Building Structure | 0.63 | --> | 0.63 | 0.492 | 14.34 |  | --> | 0.598 | 0 | 0.012 | 0.5 | 0 |  | --> | C23 ex NORTH QUAYS | North Quays [T101,T102,T103] | POOLBEG |  | 53.348 | -6.2389
MV/LV Substation ST***723X |  | 10 kV | _ | LV | 630 kVA :Building Structure | 0.63 | --> | 0.63 | 0.5 | 0.98 |  | --> | 0.598 | 0 | 0 | 0.5 | 0 |  | --> | C12 ex LEESON STREET | Leeson Street [T41,T42] | MILLTOWN (DR) |  | 53.3367 | -6.2607
MV/LV Substation BL***725X |  | 10 kV | _ | LV | 630 kVA :Building Structure | 0.63 | --> | 0.63 | 0.484 | 2.6 |  | --> | 0.598 | 0 | 0 | 0.5 | 0 |  | --> | C18 ex WOLFE TONE STREET | Wolfe Tone Street [T101,T102] | FINGLAS |  | 53.3565 | -6.2683
MV/LV Substation LR***727 |  | 10 kV | _ | LV | 630 kVA :Building Structure | 0.63 | --> | 0.63 | 0.44 | 28.43 |  | --> | 0.598 | 0 | 0 | 0.5 | 0 |  | --> | C38 ex BEDFORD ROW | Bedford Row [T41,T42,T43,T44] | FRANCIS STREET |  | 53.3494 | -6.2557
MV/LV Substation HY***727X |  | 10 kV | _ | LV | 630 kVA :Building Structure | 0.63 | --> | 0.63 | 0.488 | 3 |  | --> | 0.598 | 0 | 0 | 0.5 | 0 |  | --> | C37 ex INCHICORE CENTRAL | Inchicore Central [T43,T45] | INCHICORE 220KV |  | 53.3394 | -6.3037
MV/LV Substation BE***728 |  | 10 kV | _ | LV | 400 kVA :Kiosk Substation | 0.4 | --> | 0.4 | 0.317 | 28.43 |  | --> | 0.38 | 0 | 0 | 0.391 | 0 |  | --> | C11 ex BEDFORD ROW | Bedford Row [T41,T42,T43,T44] | FRANCIS STREET |  | 53.3495 | -6.2547
MV/LV Substation SA***729 |  | 10 kV | _ | LV | 630 kVA :Building Structure | 0.63 | --> | 0.63 | 0 | 0 | Constrained, otherwise capacity available =390 kVA | --> | 0.598 | 0 | 0.028 | 0.5 | 0 |  | --> | C16 ex DRUMCONDRA | Drumcondra [T41,T42] | MCDERMOTT |  | 53.3638 | -6.2619
MV/LV Substation ST***729X |  | 10 kV | _ | LV | 630 kVA :Building Structure | 0.63 | --> | 0.63 | 0.5 | 20.78 |  | --> | 0.598 | 0 | 0 | 0.5 | 0 |  | --> | C14 ex HEUSTON SQUARE | Heuston Square [T101,T102] | INCHICORE 220KV |  | 53.3415 | -6.2983
MV/LV Substation ES***730X |  | 10 kV | _ | LV | 630 kVA :Building Structure | 0.63 | --> | 0.63 | 0.5 | 9.02 |  | --> | 0.598 | 0 | 0 | 0.5 | 0 |  | --> | C20 ex MISERY HILL | Misery Hill [T101,T102] | POOLBEG |  | 53.3453 | -6.2428
MV/LV Substation OL***731 |  | 10 kV | _ | LV | 630 kVA :Kiosk Substation | 0.63 | --> | 0.63 | 0 | 0 | Constrained, otherwise capacity available =625 kVA | --> | 0.598 | 0 | 0 | 0.5 | 0 |  | --> | C13 ex GLASNEVIN | Glasnevin [T41] | FINGLAS |  | 53.3779 | -6.2772
MV/LV Substation PR***732 |  | 10 kV | _ | LV | 1000 kVA :Building Structure | 1 | --> | 1 | 0.5 | 2.6 |  | --> | 0.95 | 0 | 0 | 0.5 | 0 |  | --> | C22 ex WOLFE TONE STREET | Wolfe Tone Street [T101,T102] | FINGLAS |  | 53.3488 | -6.261
MV/LV Substation PR***732X |  | 10 kV | _ | LV | 630 kVA :Building Structure | 0.63 | --> | 0.63 | 0.5 | 14.34 |  | --> | 0.598 | 0 | 0 | 0.5 | 0 |  | --> | C37 ex NORTH QUAYS | North Quays [T101,T102,T103] | POOLBEG |  | 53.3528 | -6.2481
MV/LV Substation SH***733X |  | 10 kV | _ | LV | 1000 kVA :Building Structure | 1 | --> | 1 | 0.5 | 2.6 |  | --> | 0.95 | 0 | 0 | 0.5 | 0 |  | --> | C28 ex WOLFE TONE STREET | Wolfe Tone Street [T101,T102] | FINGLAS |  | 53.3453 | -6.2521
MV/LV Substation DC***734X |  | 10 kV | _ | LV | 1000 kVA :Building Structure | 1 | --> | 1 | 0.5 | 1.47 |  | --> | 0.95 | 0 | 0 | 0.5 | 0 |  | --> | C18 ex MARROWBONE LANE | Marrowbone Lane [T42] | INCHICORE 220KV |  | 53.3402 | -6.2844
MV/LV Substation DO***735X |  | 10 kV | _ | LV | 630 kVA :Building Structure | 0.63 | --> | 0.63 | 0.5 | 2.6 |  | --> | 0.598 | 0 | 0 | 0.5 | 0 |  | --> | C28 ex WOLFE TONE STREET | Wolfe Tone Street [T101,T102] | FINGLAS |  | 53.3458 | -6.2494
MV/LV Substation BA***736 |  | 10 kV | _ | LV | 400 kVA :Building Structure | 0.4 | --> | 0.4 | 0.397 | 3.38 |  | --> | 0.38 | 0 | 0 | 0.38 | 0 |  | --> | C11 ex MERRION SQUARE | Merrion Square [T41,T42] | RINGSEND |  | 53.3349 | -6.2469
MV/LV Substation BA***736X |  | 10 kV | _ | LV | 630 kVA :Building Structure | 0.63 | --> | 0.63 | 0 | 0 | Constrained, otherwise capacity available =503 kVA | --> | 0.598 | 0 | 0.007 | 0.5 | 0 |  | --> | C20 ex GLOUCESTER PLACE | Gloucester Place [T41,T42] | MCDERMOTT |  | 53.3562 | -6.2501
MV/LV Substation WH***737 |  | 10 kV | _ | LV | 400 kVA :Kiosk Substation | 0.4 | --> | 0.4 | 0 | 0 | Constrained, otherwise capacity available =390 kVA | --> | 0.38 | 0 | 0 | 0.381 | 0 |  | --> | C11 ex WHITEHALL | Whitehall [T41] | FINGLAS |  | 53.3769 | -6.2511
MV/LV Substation RO***738 |  | 10 kV | _ | LV | 400 kVA :Building Structure | 0.4 | --> | 0.4 | 0.34 | 11.14 |  | --> | 0.38 | 0 | 0 | 0.388 | 0 |  | --> | C17 ex CABRA | Cabra [T101,T102] | FINGLAS |  | 53.3742 | -6.2882
MV/LV Substation KI***738X |  | 10 kV | _ | LV | 630 kVA :Building Structure | 0.63 | --> | 0.63 | 0.5 | 0.98 |  | --> | 0.598 | 0 | 0 | 0.5 | 0 |  | --> | C22 ex LEESON STREET | Leeson Street [T41,T42] | MILLTOWN (DR) |  | 53.3343 | -6.2534
MV/LV Substation GR***739 |  | 10 kV | _ | LV | 630 kVA :Kiosk Substation | 0.63 | --> | 0.63 | 0.408 | 1.86 |  | --> | 0.598 | 0 | 0.118 | 0.5 | 0 |  | --> | C20 ex FAIRVIEW | Fairview [T41] | MCDERMOTT |  | 53.3693 | -6.2415
MV/LV Substation BR***739X |  | 10 kV | _ | LV | 630 kVA :Building Structure | 0.63 | --> | 0.63 | 0.5 | 20.78 |  | --> | 0.598 | 0 | 0 | 0.5 | 0 |  | --> | C26 ex HEUSTON SQUARE | Heuston Square [T101,T102] | INCHICORE 220KV |  | 53.3454 | -6.2804
MV/LV Substation HA***740X |  | 10 kV | _ | LV | 630 kVA :Building Structure | 0.63 | --> | 0.63 | 0 | 0 | Constrained, otherwise capacity available =503 kVA | --> | 0.598 | 0 | 0.005 | 0.5 | 0 |  | --> | C14 ex WHITEHALL | Whitehall [T41] | FINGLAS |  | 53.3759 | -6.245
MV/LV Substation HE***742X |  | 10 kV | _ | LV | 400 kVA :Kiosk Substation | 0.4 | --> | 0.4 | 0.385 | 1.47 |  | --> | 0.38 | 0 | 0 | 0.382 | 0 |  | --> | C11 ex MARROWBONE LANE | Marrowbone Lane [T42] | INCHICORE 220KV |  | 53.3345 | -6.2987
MV/LV Substation NO***743 |  | 10 kV | _ | LV | 630 kVA :Kiosk Substation | 0.63 | --> | 0.63 | 0 | 0 | Constrained, otherwise capacity available =518 kVA | --> | 0.598 | 0 | 0 | 0.5 | 0 |  | --> | C21 ex PHIBSBORO | Phibsboro [T41,T42] | FINGLAS |  | 53.3566 | -6.2902
MV/LV Substation CH***744 |  | 10 kV | _ | LV | 630 kVA :Building Structure | 0.63 | --> | 0.63 | 0.5 | 28.43 |  | --> | 0.598 | 0 | 0 | 0.5 | 0 |  | --> | C47 ex BEDFORD ROW | Bedford Row [T41,T42,T43,T44] | FRANCIS STREET |  | 53.344 | -6.2608
MV/LV Substation BO***745 |  | 10 kV | _ | LV | 630 kVA :Building Structure | 0.63 | --> | 0.63 | 0.5 | 3.38 |  | --> | 0.598 | 0 | 0 | 0.5 | 0 |  | --> | C11 ex MERRION SQUARE | Merrion Square [T41,T42] | RINGSEND |  | 53.3347 | -6.2467
MV/LV Substation JE***746 |  | 10 kV | _ | LV | 630 kVA :Building Structure | 0.63 | --> | 0.63 | 0.5 | 2.6 |  | --> | 0.598 | 0 | 0 | 0.5 | 0 |  | --> | C11 ex WOLFE TONE STREET | Wolfe Tone Street [T101,T102] | FINGLAS |  | 53.3478 | -6.2675
MV/LV Substation GR***746X |  | 10 kV | _ | LV | 1000 kVA :Building Structure | 1 | --> | 1 | 0.5 | 28.43 |  | --> | 0.95 | 0 | 0 | 0.5 | 0 |  | --> | C38 ex BEDFORD ROW | Bedford Row [T41,T42,T43,T44] | FRANCIS STREET |  | 53.3425 | -6.2588
MV/LV Substation RO***747 |  | 10 kV | _ | LV | 630 kVA :Building Structure | 0.63 | --> | 0.63 | 0.5 | 11.14 |  | --> | 0.598 | 0 | 0.02 | 0.5 | 0 |  | --> | C17 ex CABRA | Cabra [T101,T102] | FINGLAS |  | 53.3749 | -6.288
MV/LV Substation RO***748X |  | 10 kV | _ | LV | 630 kVA :Building Structure | 0.63 | --> | 0.63 | 0.449 | 7.91 |  | --> | 0.598 | 0 | 0.005 | 0.5 | 0 |  | --> | C24 ex PELLETSTOWN | Pelletstown [T101,T102] | FINGLAS |  | 53.3764 | -6.3262
MV/LV Substation TA***749 |  | 10 kV | _ | LV | 1000 kVA :Building Structure | 1 | --> | 1 | 0 | 0 | Constrained, otherwise capacity available =636 kVA | --> | 0.95 | 0 | 0.004 | 0.5 | 0 |  | --> | C11 ex GLOUCESTER PLACE | Gloucester Place [T41,T42] | MCDERMOTT |  | 53.35 | -6.2564
MV/LV Substation RA***749X |  | 10 kV | _ | LV | 1000 kVA :Building Structure | 1 | --> | 1 | 0.5 | 7.91 |  | --> | 0.95 | 0 | 0 | 0.5 | 0 |  | --> | C24 ex PELLETSTOWN | Pelletstown [T101,T102] | FINGLAS |  | 53.3763 | -6.3252
MV/LV Substation GA***750X |  | 10 kV | _ | LV | 1000 kVA :Building Structure | 1 | --> | 1 | 0.5 | 14.34 |  | --> | 0.95 | 0 | 0 | 0.5 | 0 |  | --> | C18 ex NORTH QUAYS | North Quays [T101,T102,T103] | POOLBEG |  | 53.3569 | -6.2329
MV/LV Substation KA***751 |  | 10 kV | _ | LV | 630 kVA :Building Structure | 0.63 | --> | 0.63 | 0.5 | 2.6 |  | --> | 0.598 | 0 | 0 | 0.5 | 0 |  | --> | C14 ex WOLFE TONE STREET | Wolfe Tone Street [T101,T102] | FINGLAS |  | 53.35 | -6.2629
MV/LV Substation TH***751X |  | 10 kV | _ | LV | 1000 kVA :Building Structure | 1 | --> | 1 | 0 | 0 | Constrained, otherwise capacity available =789 kVA | --> | 0.95 | 0 | 0 | 0.5 | 0 |  | --> | C14 ex DRUMCONDRA | Drumcondra [T41,T42] | MCDERMOTT |  | 53.363 | -6.2489
MV/LV Substation WA***752X |  | 10 kV | _ | LV | 630 kVA :Building Structure | 0.63 | --> | 0.63 | 0.5 | 9.28 |  | --> | 0.598 | 0 | 0 | 0.5 | 0 |  | --> | C14 ex PEMBROKE | Pembroke [T41,T42,T43,T44] | RINGSEND |  | 53.3374 | -6.2414
MV/LV Substation BE***753X |  | 10 kV | _ | LV | 630 kVA :Building Structure | 0.63 | --> | 0.63 | 0.474 | 2.6 |  | --> | 0.598 | 0 | 0 | 0.5 | 0 |  | --> | C18 ex WOLFE TONE STREET | Wolfe Tone Street [T101,T102] | FINGLAS |  | 53.3545 | -6.2664
MV/LV Substation BU***754X |  | 10 kV | _ | LV | 1000 kVA :Building Structure | 1 | --> | 1 | 0.5 | 1.47 |  | --> | 0.95 | 0 | 0 | 0.5 | 0 |  | --> | C20 ex MARROWBONE LANE | Marrowbone Lane [T42] | INCHICORE 220KV |  | 53.3427 | -6.3104
MV/LV Substation CH***755 |  | 10 kV | _ | LV | 1000 kVA :Building Structure | 1 | --> | 1 | 0 | 0 | Constrained, otherwise capacity available =256 kVA | --> | 0.95 | 0 | 0 | 0.5 | 0 |  | --> | C17 ex GLOUCESTER PLACE | Gloucester Place [T41,T42] | MCDERMOTT |  | 53.3496 | -6.2657
MV/LV Substation FA***755X |  | 10 kV | _ | LV | 1000 kVA :Building Structure | 1 | --> | 1 | 0.5 | 1.86 |  | --> | 0.95 | 0 | 0 | 0.5 | 0 |  | --> | C20 ex FAIRVIEW | Fairview [T41] | MCDERMOTT |  | 53.3634 | -6.2433
MV/LV Substation CH***757X |  | 10 kV | _ | LV | 630 kVA :Building Structure | 0.63 | --> | 0.63 | 0.5 | 1.37 |  | --> | 0.598 | 0 | 0 | 0.5 | 0 |  | --> | C18 ex SOUTH KING STREET | South King Street [T41,T42] | FRANCIS STREET |  | 53.3412 | -6.2686
MV/LV Substation ST***758 |  | 10 kV | _ | LV | 400 kVA :Kiosk Substation | 0.4 | --> | 0.4 | 0.162 | 14.34 |  | --> | 0.38 | 0 | 0.035 | 0.385 | 0 |  | --> | C18 ex NORTH QUAYS | North Quays [T101,T102,T103] | POOLBEG |  | 53.3585 | -6.2362
MV/LV Substation OB***759X |  | 10 kV | _ | LV | 630 kVA :Building Structure | 0.63 | --> | 0.63 | 0.5 | 3 |  | --> | 0.598 | 0 | 0 | 0.5 | 0 |  | --> | C37 ex INCHICORE CENTRAL | Inchicore Central [T43,T45] | INCHICORE 220KV |  | 53.3361 | -6.3254
MV/LV Substation WE***763X |  | 10 kV | _ | LV | 1000 kVA :Building Structure | 1 | --> | 1 | 0.5 | 7.2 |  | --> | 0.95 | 0 | 0 | 0.5 | 0 |  | --> | C25 ex TRINITY | Trinity [T101,T102] | POOLBEG |  | 53.3438 | -6.2505
MV/LV Substation DA***765X |  | 10 kV | _ | LV | 1000 kVA :Building Structure | 1 | --> | 1 | 0.5 | 1.37 |  | --> | 0.95 | 0 | 0 | 0.5 | 0 |  | --> | C18 ex SOUTH KING STREET | South King Street [T41,T42] | FRANCIS STREET |  | 53.341 | -6.2649
MV/LV Substation MA***766X |  | 10 kV | _ | LV | 1000 kVA :Building Structure | 1 | --> | 1 | 0.426 | 2.6 |  | --> | 0.95 | 0 | 0 | 0.5 | 0 |  | --> | C31 ex WOLFE TONE STREET | Wolfe Tone Street [T101,T102] | FINGLAS |  | 53.3477 | -6.2768
MV/LV Substation CA***767 |  | 10 kV | _ | LV | 400 kVA :Kiosk Substation | 0.4 | --> | 0.4 | 0.312 | 6.65 |  | --> | 0.38 | 0 | 0 | 0.392 | 0 |  | --> | C20 ex EAST WALL ROAD | East Wall Road [T41,T42] | MCDERMOTT |  | 53.3513 | -6.1991
MV/LV Substation FU***770X |  | 10 kV | _ | LV | 1000 kVA :Building Structure | 1 | --> | 1 | 0 | 0 | Constrained, otherwise capacity available =794 kVA | --> | 0.95 | 0 | 0.011 | 0.5 | 0 |  | --> | C19 ex NEWMARKET (DR) | Newmarket (dr) [T41] | FRANCIS STREET |  | 53.3372 | -6.2737
MV/LV Substation GR***773 |  | 10 kV | _ | LV | 630 kVA :Kiosk Substation | 0.63 | --> | 0.63 | 0.5 | 3.38 |  | --> | 0.598 | 0 | 0 | 0.5 | 0 |  | --> | C19 ex MERRION SQUARE | Merrion Square [T41,T42] | RINGSEND |  | 53.3389 | -6.2441
MV/LV Substation DR***773X |  | 10 kV | _ | LV | 630 kVA :Building Structure | 0.63 | --> | 0.63 | 0 | 0 | Constrained, otherwise capacity available =605 kVA | --> | 0.598 | 0 | 0 | 0.5 | 0 |  | --> | C13 ex DRUMCONDRA | Drumcondra [T41,T42] | MCDERMOTT |  | 53.3677 | -6.2561
MV/LV Substation TA***774X |  | 10 kV | _ | LV | 1000 kVA :Building Structure | 1 | --> | 1 | 0 | 0 | Constrained, otherwise capacity available =644 kVA | --> | 0.95 | 0 | 0 | 0.5 | 0 |  | --> | C12 ex GLOUCESTER PLACE | Gloucester Place [T41,T42] | MCDERMOTT |  | 53.3513 | -6.2515
MV/LV Substation CA***775 |  | 10 kV | _ | LV | 400 kVA :Building Structure | 0.4 | --> | 0.4 | 0 | 0 | Constrained, otherwise capacity available =281 kVA | --> | 0.38 | 0 | 0 | 0.396 | 0 |  | --> | C17 ex NEWMARKET (DR) | Newmarket (dr) [T41] | FRANCIS STREET |  | 53.3379 | -6.2713
MV/LV Substation ME***775X |  | 10 kV | _ | LV | 1000 kVA :Building Structure | 1 | --> | 1 | 0 | 0 | Constrained, otherwise capacity available =753 kVA | --> | 0.95 | 0 | 0.004 | 0.5 | 0 |  | --> | C15 ex DRUMCONDRA | Drumcondra [T41,T42] | MCDERMOTT |  | 53.3589 | -6.2549
MV/LV Substation EA***776X |  | 10 kV | _ | LV | 1000 kVA :Building Structure | 1 | --> | 1 | 0.5 | 14.34 |  | --> | 0.95 | 0 | 0 | 0.5 | 0 |  | --> | C31 ex NORTH QUAYS | North Quays [T101,T102,T103] | POOLBEG |  | 53.3539 | -6.2302
MV/LV Substation HA***778 |  | 10 kV | _ | LV | 1000 kVA :Building Structure | 1 | --> | 1 | 0.5 | 9.02 |  | --> | 0.95 | 0 | 0 | 0.5 | 0 |  | --> | C16 ex MISERY HILL | Misery Hill [T101,T102] | POOLBEG |  | 53.3422 | -6.2399
MV/LV Substation EA***778X |  | 10 kV | _ | LV | 1000 kVA :Building Structure | 1 | --> | 1 | 0.5 | 6.65 |  | --> | 0.95 | 0 | 0 | 0.5 | 0 |  | --> | C12 ex EAST WALL ROAD | East Wall Road [T41,T42] | MCDERMOTT |  | 53.3551 | -6.2214
MV/LV Substation BA***780 |  | 10 kV | _ | LV | 400 kVA :Kiosk Substation | 0.4 | --> | 0.4 | 0 | 0 | Constrained, otherwise capacity available =232 kVA | --> | 0.38 | 0 | 0.011 | 0.394 | 0 |  | --> | C17 ex WHITEHALL | Whitehall [T41] | FINGLAS |  | 53.3816 | -6.2754
MV/LV Substation PO***780X |  | 10 kV | _ | LV | 1000 kVA :Building Structure | 1 | --> | 1 | 0 | 0 | Constrained, otherwise capacity available =827 kVA | --> | 0.95 | 0 | 0 | 0.5 | 0 |  | --> | C11 ex DRUMCONDRA | Drumcondra [T41,T42] | MCDERMOTT |  | 53.3597 | -6.256
MV/LV Substation LA***781 |  | 10 kV | _ | LV | 400 kVA :Kiosk Substation | 0.4 | --> | 0.4 | 0 | 0 | Constrained, otherwise capacity available =290 kVA | --> | 0.38 | 0 | 0.012 | 0.386 | 0 |  | --> | C12 ex WHITEHALL | Whitehall [T41] | FINGLAS |  | 53.3877 | -6.2498
MV/LV Substation RI***782 |  | 10 kV | _ | LV | 400 kVA :Building Structure | 0.4 | --> | 0.4 | 0.206 | 9.28 |  | --> | 0.38 | 0 | 0.011 | 0.397 | 0 |  | --> | C24 ex PEMBROKE | Pembroke [T41,T42,T43,T44] | RINGSEND |  | 53.3437 | -6.2248
MV/LV Substation BR***783 |  | 10 kV | _ | LV | 630 kVA :Kiosk Substation | 0.63 | --> | 0.63 | 0 | 0 | Constrained, otherwise capacity available =224 kVA | --> | 0.598 | 0 | 0.028 | 0.5 | 0 |  | --> | C17 ex CAMDEN ROW | Camden Row [T41] | FRANCIS STREET |  | 53.3397 | -6.2779
MV/LV Substation IS***783X |  | 10 kV | _ | LV | 1000 kVA :Building Structure | 1 | --> | 1 | 0.5 | 14.34 |  | --> | 0.95 | 0 | 0 | 0.5 | 0 |  | --> | C31 ex NORTH QUAYS | North Quays [T101,T102,T103] | POOLBEG |  | 53.3533 | -6.2312
MV/LV Substation E.***785 |  | 10 kV | _ | LV | 400 kVA :Building Structure | 0.4 | --> | 0.4 | 0.275 | 28.43 |  | --> | 0.38 | 0 | 0 | 0.397 | 0 |  | --> | C82 ex BEDFORD ROW | Bedford Row [T41,T42,T43,T44] | FRANCIS STREET |  | 53.3461 | -6.2586
MV/LV Substation RO***785X |  | 10 kV | _ | LV | 630 kVA :Building Structure | 0.63 | --> | 0.63 | 0 | 0 | Constrained, otherwise capacity available =568 kVA | --> | 0.598 | 0 | 0 | 0.5 | 0 |  | --> | C14 ex CLONTARF | Clontarf [T42] | FINGLAS |  | 53.3697 | -6.1818
MV/LV Substation WA***787 |  | 10 kV | _ | LV | 630 kVA :Building Structure | 0.63 | --> | 0.63 | 0.5 | 3 |  | --> | 0.598 | 0 | 0 | 0.5 | 0 |  | --> | C37 ex INCHICORE CENTRAL | Inchicore Central [T43,T45] | INCHICORE 220KV |  | 53.3352 | -6.334
MV/LV Substation HA***787X |  | 10 kV | _ | LV | 1000 kVA :Building Structure | 1 | --> | 1 | 0.5 | 9.02 |  | --> | 0.95 | 0 | 0 | 0.5 | 0 |  | --> | C14 ex MISERY HILL | Misery Hill [T101,T102] | POOLBEG |  | 53.3442 | -6.2345
MV/LV Substation PL***788 |  | 10 kV | _ | LV | 1000 kVA :Building Structure | 1 | --> | 1 | 0 | 0 | Constrained, otherwise capacity available =660 kVA | --> | 0.95 | 0 | 0 | 0.5 | 0 |  | --> | C14 ex CAMDEN ROW | Camden Row [T41] | FRANCIS STREET |  | 53.3358 | -6.2667
MV/LV Substation LI***789X |  | 10 kV | _ | LV | 1000 kVA :Building Structure | 1 | --> | 1 | 0.5 | 6.65 |  | --> | 0.95 | 0 | 0 | 0.5 | 0 |  | --> | C14 ex EAST WALL ROAD | East Wall Road [T41,T42] | MCDERMOTT |  | 53.3497 | -6.2305
MV/LV Substation OL***790 |  | 10 kV | _ | LV | 400 kVA :Building Structure | 0.4 | --> | 0.4 | 0.4 | 17.78 |  | --> | 0.38 | 0 | 0 | 0.38 | 0 |  | --> | C12 ex RINGSEND | Ringsend [T101,T102] | POOLBEG |  | 53.3395 | -6.1925
MV/LV Substation PO***790X |  | 10 kV | _ | LV | 1000 kVA :Building Structure | 1 | --> | 1 | 0.5 | 14.34 |  | --> | 0.95 | 0 | 0 | 0.5 | 0 |  | --> | C43 ex NORTH QUAYS | North Quays [T101,T102,T103] | POOLBEG |  | 53.3486 | -6.23
MV/LV Substation SH***791 |  | 10 kV | _ | LV | 400 kVA :Kiosk Substation | 0.4 | --> | 0.4 | 0 | 0 | Constrained, otherwise capacity available =162 kVA | --> | 0.38 | 0 | 0.006 | 0.407 | 0 |  | --> | C11 ex DRUMCONDRA | Drumcondra [T41,T42] | MCDERMOTT |  | 53.3605 | -6.2575
MV/LV Substation IS***791X |  | 10 kV | _ | LV | 1000 kVA :Building Structure | 1 | --> | 1 | 0.5 | 14.34 |  | --> | 0.95 | 0 | 0 | 0.5 | 0 |  | --> | C31 ex NORTH QUAYS | North Quays [T101,T102,T103] | POOLBEG |  | 53.3533 | -6.2311
MV/LV Substation TH***792X |  | 10 kV | _ | LV | 1000 kVA :Building Structure | 1 | --> | 1 | 0.5 | 9.02 |  | --> | 0.95 | 0 | 0 | 0.5 | 0 |  | --> | C20 ex MISERY HILL | Misery Hill [T101,T102] | POOLBEG |  | 53.346 | -6.2437
MV/LV Substation BL***795 |  | 10 kV | _ | LV | 400 kVA :Kiosk Substation | 0.4 | --> | 0.4 | 0 | 0 | Constrained, otherwise capacity available =211 kVA | --> | 0.38 | 0 | 0.039 | 0.376 | 0 |  | --> | C21 ex PHIBSBORO | Phibsboro [T41,T42] | FINGLAS |  | 53.3573 | -6.293
MV/LV Substation CL***795X |  | 10 kV | _ | LV | 1000 kVA :Building Structure | 1 | --> | 1 | 0.5 | 20.78 |  | --> | 0.95 | 0 | 0.003 | 0.5 | 0 |  | --> | C21 ex HEUSTON SQUARE | Heuston Square [T101,T102] | INCHICORE 220KV |  | 53.3466 | -6.3074
MV/LV Substation LO***796 |  | 10 kV | _ | LV | 630 kVA :Building Structure | 0.63 | --> | 0.63 | 0.5 | 9.28 |  | --> | 0.598 | 0 | 0 | 0.5 | 0 |  | --> | C14 ex PEMBROKE | Pembroke [T41,T42,T43,T44] | RINGSEND |  | 53.3386 | -6.2426
MV/LV Substation SF***797X |  | 10 kV | _ | LV | 630 kVA :Building Structure | 0.63 | --> | 0.63 | 0 | 0 | Constrained, otherwise capacity available =579 kVA | --> | 0.598 | 0 | 0.01 | 0.5 | 0 |  | --> | C11 ex DRUMCONDRA | Drumcondra [T41,T42] | MCDERMOTT |  | 53.3586 | -6.2588
MV/LV Substation ME***799 |  | 10 kV | _ | LV | 630 kVA :Building Structure | 0.63 | --> | 0.63 | 0.422 | 14.34 |  | --> | 0.598 | 0 | 0.005 | 0.5 | 0 |  | --> | C41 ex NORTH QUAYS | North Quays [T101,T102,T103] | POOLBEG |  | 53.354 | -6.2286
MV/LV Substation TH***800 |  | 10 kV | _ | LV | 400 kVA :Kiosk Substation | 0.4 | --> | 0.4 | 0 | 0 | Constrained, otherwise capacity available =304 kVA | --> | 0.38 | 0 | 0.118 | 0.305 | 0 |  | --> | C11 ex CLONTARF | Clontarf [T42] | FINGLAS |  | 53.3753 | -6.1936
MV/LV Substation CA***801 |  | 10 kV | _ | LV | 1000 kVA :Building Structure | 1 | --> | 1 | 0.5 | 3 |  | --> | 0.95 | 0 | 0.081 | 0.5 | 0 |  | --> | C37 ex INCHICORE CENTRAL | Inchicore Central [T43,T45] | INCHICORE 220KV |  | 53.3364 | -6.3238
MV/LV Substation GL***802 |  | 10 kV | _ | LV | 630 kVA :Building Structure | 0.63 | --> | 0.63 | 0.278 | 28.43 |  | --> | 0.598 | 0 | 0 | 0.5 | 0 |  | --> | C04 ex BEDFORD ROW | Bedford Row [T41,T42,T43,T44] | FRANCIS STREET |  | 53.3432 | -6.2605
MV/LV Substation SE***803 |  | 10 kV | _ | LV | 630 kVA :Kiosk Substation | 0.63 | --> | 0.63 | 0 | 0 | Constrained, otherwise capacity available =407 kVA | --> | 0.598 | 0 | 0.027 | 0.5 | 0 |  | --> | C12 ex CLONTARF | Clontarf [T42] | FINGLAS |  | 53.3639 | -6.1942
MV/LV Substation CH***804X |  | 10 kV | _ | LV | 630 kVA :Building Structure | 0.63 | --> | 0.63 | 0.5 | 14.34 |  | --> | 0.598 | 0 | 0 | 0.5 | 0 |  | --> | C41 ex NORTH QUAYS | North Quays [T101,T102,T103] | POOLBEG |  | 53.3507 | -6.2356
MV/LV Substation RO***805 |  | 10 kV | _ | LV | 630 kVA :Building Structure | 0.63 | --> | 0.63 | 0.5 | 11.14 |  | --> | 0.598 | 0 | 0 | 0.5 | 0 |  | --> | C17 ex CABRA | Cabra [T101,T102] | FINGLAS |  | 53.3742 | -6.2929
MV/LV Substation CA***805X |  | 10 kV | _ | LV | 1000 kVA :Building Structure | 1 | --> | 1 | 0.5 | 9.02 |  | --> | 0.95 | 0 | 0 | 0.5 | 0 |  | --> | C16 ex MISERY HILL | Misery Hill [T101,T102] | POOLBEG |  | 53.3452 | -6.2387
MV/LV Substation PO***806 |  | 10 kV | _ | LV | 630 kVA :Kiosk Substation | 0.63 | --> | 0.63 | 0.233 | 28.43 |  | --> | 0.598 | 0 | 0 | 0.5 | 0 |  | --> | C04 ex BEDFORD ROW | Bedford Row [T41,T42,T43,T44] | FRANCIS STREET |  | 53.3423 | -6.2623
MV/LV Substation SA***807 |  | 10 kV | _ | LV | 630 kVA :Building Structure | 0.63 | --> | 0.63 | 0.5 | 2.6 |  | --> | 0.598 | 0 | 0 | 0.5 | 0 |  | --> | C14 ex WOLFE TONE STREET | Wolfe Tone Street [T101,T102] | FINGLAS |  | 53.3501 | -6.2632
MV/LV Substation BA***808 |  | 10 kV | _ | LV | 630 kVA :Building Structure | 0.63 | --> | 0.63 | 0.408 | 28.43 |  | --> | 0.598 | 0 | 0 | 0.5 | 0 |  | --> | C82 ex BEDFORD ROW | Bedford Row [T41,T42,T43,T44] | FRANCIS STREET |  | 53.3467 | -6.2593
MV/LV Substation CA***808X |  | 10 kV | _ | LV | 1000 kVA :Building Structure | 1 | --> | 1 | 0.5 | 14.34 |  | --> | 0.95 | 0 | 0 | 0.5 | 0 |  | --> | C43 ex NORTH QUAYS | North Quays [T101,T102,T103] | POOLBEG |  | 53.3499 | -6.2326
MV/LV Substation NO***809X |  | 10 kV | _ | LV | 1000 kVA :Building Structure | 1 | --> | 1 | 0.4 | 14.34 |  | --> | 0.95 | 0 | 0.086 | 0.5 | 0 |  | --> | C13 ex NORTH QUAYS | North Quays [T101,T102,T103] | POOLBEG |  | 53.3571 | -6.2429
MV/LV Substation MA***812 |  | 10 kV | _ | LV | 630 kVA :Building Structure | 0.63 | --> | 0.63 | 0.335 | 1.47 |  | --> | 0.598 | 0 | 0.005 | 0.5 | 0 |  | --> | C15 ex MARROWBONE LANE | Marrowbone Lane [T42] | INCHICORE 220KV |  | 53.3392 | -6.2881
MV/LV Substation CR***812X |  | 10 kV | _ | LV | 1000 kVA :Building Structure | 1 | --> | 1 | 0 | 0 | Constrained, otherwise capacity available =1000 kVA | --> | 0.95 | 0 | 0 | 0.5 | 0 |  | --> | C19 ex CAMDEN ROW | Camden Row [T41] | FRANCIS STREET |  | 53.3389 | -6.2644
MV/LV Substation BO***813X |  | 10 kV | _ | LV | 630 kVA :Building Structure | 0.63 | --> | 0.63 | 0.5 | 3.38 |  | --> | 0.598 | 0 | 0 | 0.5 | 0 |  | --> | C13 ex MERRION SQUARE | Merrion Square [T41,T42] | RINGSEND |  | 53.3415 | -6.2538
MV/LV Substation BE***814 |  | 10 kV | _ | LV | 1000 kVA :Building Structure | 1 | --> | 1 | 0.5 | 2.6 |  | --> | 0.95 | 0 | 0.005 | 0.5 | 0 |  | --> | C24 ex WOLFE TONE STREET | Wolfe Tone Street [T101,T102] | FINGLAS |  | 53.3484 | -6.2732
MV/LV Substation RU***815 |  | 10 kV | _ | LV | 630 kVA :Building Structure | 0.63 | --> | 0.63 | 0.265 | 1.37 |  | --> | 0.598 | 0 | 0 | 0.5 | 0 |  | --> | C22 ex SOUTH KING STREET | South King Street [T41,T42] | FRANCIS STREET |  | 53.3372 | -6.2624
MV/LV Substation RU***816 |  | 10 kV | _ | LV | 630 kVA :Building Structure | 0.63 | --> | 0.63 | 0.5 | 1.37 |  | --> | 0.598 | 0 | 0 | 0.5 | 0 |  | --> | C22 ex SOUTH KING STREET | South King Street [T41,T42] | FRANCIS STREET |  | 53.3368 | -6.2623
MV/LV Substation PE***816X |  | 10 kV | _ | LV | 1000 kVA :Building Structure | 1 | --> | 1 | 0.5 | 7.2 |  | --> | 0.95 | 0 | 0 | 0.5 | 0 |  | --> | C21 ex TRINITY | Trinity [T101,T102] | POOLBEG |  | 53.3435 | -6.2481
MV/LV Substation IL***817 |  | 10 kV | _ | LV | 630 kVA :Building Structure | 0.63 | --> | 0.63 | 0 | 0 | Constrained, otherwise capacity available =250 kVA | --> | 0.598 | 0 | 0 | 0.5 | 0 |  | --> | C21 ex GRANBY ROW | Granby Row [T41] | MCDERMOTT |  | 53.3503 | -6.2645
MV/LV Substation PA***817X |  | 10 kV | _ | LV | 630 kVA :Building Structure | 0.63 | --> | 0.63 | 0.5 | 4.6 |  | --> | 0.598 | 0 | 0 | 0.5 | 0 |  | --> | C11 ex KINGSBRIDGE | Kingsbridge [T41,T42] | INCHICORE 220KV |  | 53.3525 | -6.298
MV/LV Substation IL***818 |  | 10 kV | _ | LV | 1000 kVA :Building Structure | 1 | --> | 1 | 0 | 0 | Constrained, otherwise capacity available =912 kVA | --> | 0.95 | 0 | 0 | 0.5 | 0 |  | --> | C21 ex GRANBY ROW | Granby Row [T41] | MCDERMOTT |  | 53.3509 | -6.2635
MV/LV Substation QU***818X |  | 10 kV | _ | LV | 630 kVA :Building Structure | 0.63 | --> | 0.63 | 0.5 | 11.14 |  | --> | 0.598 | 0 | 0 | 0.5 | 0 |  | --> | C18 ex CABRA | Cabra [T101,T102] | FINGLAS |  | 53.3636 | -6.2914
MV/LV Substation CL***820 |  | 10 kV | _ | LV | 400 kVA :Building Structure | 0.4 | --> | 0.4 | 0.255 | 9.99 |  | --> | 0.38 | 0 | 0.031 | 0.376 | 0 |  | --> | C25 ex HAROLDS CROSS | Harolds Cross [T101,T102] | POOLBEG |  | 53.3361 | -6.2784
MV/LV Substation MU***821X |  | 10 kV | _ | LV | 1000 kVA :Building Structure | 1 | --> | 1 | 0.5 | 20.78 |  | --> | 0.95 | 0 | 0 | 0.5 | 0 |  | --> | C26 ex HEUSTON SQUARE | Heuston Square [T101,T102] | INCHICORE 220KV |  | 53.3443 | -6.2778
MV/LV Substation ED***822 |  | 10 kV | _ | LV | 400 kVA :Building Structure | 0.4 | --> | 0.4 | 0.396 | 4.6 |  | --> | 0.38 | 0 | 0 | 0.381 | 0 |  | --> | C18 ex KINGSBRIDGE | Kingsbridge [T41,T42] | INCHICORE 220KV |  | 53.3481 | -6.3004
MV/LV Substation CO***822X |  | 10 kV | _ | LV | 630 kVA :Building Structure | 0.63 | --> | 0.63 | 0.471 | 7.61 |  | --> | 0.598 | 0 | 0 | 0.5 | 0 |  | --> | C14 ex SHERIFF STREET | Sheriff Street [T41,T42] | FRANCIS STREET |  | 53.3534 | -6.2446
MV/LV Substation AN***823 |  | 10 kV | _ | LV | 630 kVA :Building Structure | 0.63 | --> | 0.63 | 0.5 | 9.02 |  | --> | 0.598 | 0 | 0 | 0.5 | 0 |  | --> | C20 ex MISERY HILL | Misery Hill [T101,T102] | POOLBEG |  | 53.3403 | -6.2597
MV/LV Substation TO***823X |  | 10 kV | _ | LV | 1000 kVA :Building Structure | 1 | --> | 1 | 0.5 | 14.34 |  | --> | 0.95 | 0 | 0 | 0.5 | 0 |  | --> | C31 ex NORTH QUAYS | North Quays [T101,T102,T103] | POOLBEG |  | 53.3574 | -6.2348
MV/LV Substation A.***824 |  | 10 kV | _ | LV | 630 kVA :Building Structure | 0.63 | --> | 0.63 | 0.5 | 0.98 |  | --> | 0.598 | 0 | 0 | 0.5 | 0 |  | --> | C12 ex LEESON STREET | Leeson Street [T41,T42] | MILLTOWN (DR) |  | 53.3386 | -6.2624
MV/LV Substation AL***824X |  | 10 kV | _ | LV | 1000 kVA :Building Structure | 1 | --> | 1 | 0.5 | 14.34 |  | --> | 0.95 | 0 | 0 | 0.5 | 0 |  | --> | C39 ex NORTH QUAYS | North Quays [T101,T102,T103] | POOLBEG |  | 53.3534 | -6.2316
MV/LV Substation CR***825 |  | 10 kV | _ | LV | 400 kVA :Kiosk Substation | 0.4 | --> | 0.4 | 0 | 0 | Constrained, otherwise capacity available =313 kVA | --> | 0.38 | 0 | 0.008 | 0.386 | 0 |  | --> | C12 ex CLONTARF | Clontarf [T42] | FINGLAS |  | 53.3608 | -6.1869
MV/LV Substation BA***826 |  | 10 kV | _ | LV | 400 kVA :Kiosk Substation | 0.4 | --> | 0.4 | 0 | 0 | Constrained, otherwise capacity available =354 kVA | --> | 0.38 | 0 | 0.017 | 0.374 | 0 |  | --> | C13 ex GLASNEVIN | Glasnevin [T41] | FINGLAS |  | 53.3798 | -6.2718
MV/LV Substation RO***830 |  | 10 kV | _ | LV | 630 kVA :Building Structure | 0.63 | --> | 0.63 | 0.5 | 11.14 |  | --> | 0.598 | 0 | 0 | 0.5 | 0 |  | --> | C19 ex CABRA | Cabra [T101,T102] | FINGLAS |  | 53.3757 | -6.2916
MV/LV Substation TH***830X |  | 10 kV | _ | LV | 1000 kVA :Building Structure | 1 | --> | 1 | 0.5 | 3 |  | --> | 0.95 | 0 | 0 | 0.5 | 0 |  | --> | C37 ex INCHICORE CENTRAL | Inchicore Central [T43,T45] | INCHICORE 220KV |  | 53.338 | -6.3202
MV/LV Substation NA***831 |  | 10 kV | _ | LV | 400 kVA :Building Structure | 0.4 | --> | 0.4 | 0.242 | 11.14 |  | --> | 0.38 | 0 | 0.1 | 0.327 | 0 |  | --> | C11 ex CABRA | Cabra [T101,T102] | FINGLAS |  | 53.3625 | -6.3025
MV/LV Substation GR***831X |  | 10 kV | _ | LV | 1000 kVA :Building Structure | 1 | --> | 1 | 0.5 | 7.2 |  | --> | 0.95 | 0 | 0 | 0.5 | 0 |  | --> | C13 ex TRINITY | Trinity [T101,T102] | POOLBEG |  | 53.3439 | -6.2406
MV/LV Substation WA***832 |  | 10 kV | _ | LV | 630 kVA :Building Structure | 0.63 | --> | 0.63 | 0.424 | 3.38 |  | --> | 0.598 | 0 | 0 | 0.5 | 0 |  | --> | C19 ex MERRION SQUARE | Merrion Square [T41,T42] | RINGSEND |  | 53.3367 | -6.2427
MV/LV Substation HA***833 |  | 10 kV | _ | LV | 630 kVA :Building Structure | 0.63 | --> | 0.63 | 0.5 | 3.38 |  | --> | 0.598 | 0 | 0 | 0.5 | 0 |  | --> | C18 ex MERRION SQUARE | Merrion Square [T41,T42] | RINGSEND |  | 53.3411 | -6.2408
MV/LV Substation IG***833X |  | 10 kV | _ | LV | 630 kVA :Kiosk Substation | 0.63 | --> | 0.63 | 0.5 | 17.78 |  | --> | 0.598 | 0 | 0 | 0.5 | 0 |  | --> | C30 ex RINGSEND | Ringsend [T101,T102] | POOLBEG |  | 53.3397 | -6.2109
MV/LV Substation PH***834 |  | 10 kV | _ | LV | 400 kVA :Building Structure | 0.4 | --> | 0.4 | 0.195 | 7.91 |  | --> | 0.38 | 0 | 0 | 0.407 | 0 |  | --> | C29 ex PELLETSTOWN | Pelletstown [T101,T102] | FINGLAS |  | 53.3734 | -6.3348
MV/LV Substation HE***834X |  | 10 kV | _ | LV | 1000 kVA :Building Structure | 1 | --> | 1 | 0.5 | 20.78 |  | --> | 0.95 | 0 | 0 | 0.5 | 0 |  | --> | C17 ex HEUSTON SQUARE | Heuston Square [T101,T102] | INCHICORE 220KV |  | 53.3439 | -6.2977
MV/LV Substation CO***835 |  | 10 kV | _ | LV | 630 kVA :Building Structure | 0.63 | --> | 0.63 | 0.317 | 7.61 |  | --> | 0.598 | 0 | 0 | 0.5 | 0 |  | --> | C18 ex SHERIFF STREET | Sheriff Street [T41,T42] | FRANCIS STREET |  | 53.3518 | -6.2479
MV/LV Substation TO***836X |  | 10 kV | _ | LV | 1000 kVA :Building Structure | 1 | --> | 1 | 0.121 | 9.02 |  | --> | 0.95 | 0 | 0.015 | 0.5 | 0 |  | --> | C17 ex MISERY HILL | Misery Hill [T101,T102] | POOLBEG |  | 53.3464 | -6.253
MV/LV Substation CL***837X |  | 10 kV | _ | LV | 630 kVA :Building Structure | 0.63 | --> | 0.63 | 0.361 | 1.47 |  | --> | 0.598 | 0 | 0.004 | 0.5 | 0 |  | --> | C15 ex MARROWBONE LANE | Marrowbone Lane [T42] | INCHICORE 220KV |  | 53.338 | -6.292
MV/LV Substation PR***839 |  | 10 kV | _ | LV | 400 kVA :Building Structure | 0.4 | --> | 0.4 | 0 | 0 | Constrained, otherwise capacity available =298 kVA | --> | 0.38 | 0 | 0 | 0.394 | 0 |  | --> | C21 ex PHIBSBORO | Phibsboro [T41,T42] | FINGLAS |  | 53.3557 | -6.2881
MV/LV Substation EA***839X |  | 10 kV | _ | LV | 1000 kVA :Building Structure | 1 | --> | 1 | 0.5 | 6.65 |  | --> | 0.95 | 0 | 0 | 0.5 | 0 |  | --> | C15 ex EAST WALL ROAD | East Wall Road [T41,T42] | MCDERMOTT |  | 53.357 | -6.2214
MV/LV Substation LE***840 |  | 10 kV | _ | LV | 400 kVA :Building Structure | 0.4 | --> | 0.4 | 0.371 | 3.38 |  | --> | 0.38 | 0 | 0 | 0.384 | 0 |  | --> | C20 ex MERRION SQUARE | Merrion Square [T41,T42] | RINGSEND |  | 53.3358 | -6.2562
MV/LV Substation EA***840X |  | 10 kV | _ | LV | 1000 kVA :Building Structure | 1 | --> | 1 | 0.5 | 6.65 |  | --> | 0.95 | 0 | 0 | 0.5 | 0 |  | --> | C15 ex EAST WALL ROAD | East Wall Road [T41,T42] | MCDERMOTT |  | 53.357 | -6.2214
MV/LV Substation EA***841X |  | 10 kV | _ | LV | 1000 kVA :Building Structure | 1 | --> | 1 | 0.5 | 6.65 |  | --> | 0.95 | 0 | 0 | 0.5 | 0 |  | --> | C15 ex EAST WALL ROAD | East Wall Road [T41,T42] | MCDERMOTT |  | 53.3573 | -6.223
MV/LV Substation EA***842X |  | 10 kV | _ | LV | 1000 kVA :Building Structure | 1 | --> | 1 | 0.5 | 6.65 |  | --> | 0.95 | 0 | 0 | 0.5 | 0 |  | --> | C15 ex EAST WALL ROAD | East Wall Road [T41,T42] | MCDERMOTT |  | 53.3573 | -6.2229
MV/LV Substation GA***843 |  | 10 kV | _ | LV | 630 kVA :Building Structure | 0.63 | --> | 0.63 | 0 | 0 | Constrained, otherwise capacity available =618 kVA | --> | 0.598 | 0 | 0 | 0.5 | 0 |  | --> | C19 ex GLOUCESTER PLACE | Gloucester Place [T41,T42] | MCDERMOTT |  | 53.3555 | -6.2563
MV/LV Substation CH***843X |  | 10 kV | _ | LV | 1000 kVA :Building Structure | 1 | --> | 1 | 0.5 | 14.34 |  | --> | 0.95 | 0 | 0 | 0.5 | 0 |  | --> | C18 ex NORTH QUAYS | North Quays [T101,T102,T103] | POOLBEG |  | 53.3564 | -6.2339
MV/LV Substation CA***844 |  | 10 kV | _ | LV | 630 kVA :Kiosk Substation | 0.63 | --> | 0.63 | 0 | 0 | Constrained, otherwise capacity available =458 kVA | --> | 0.598 | 0 | 0.018 | 0.5 | 0 |  | --> | C13 ex GLASNEVIN | Glasnevin [T41] | FINGLAS |  | 53.3741 | -6.2679
MV/LV Substation JO***844X |  | 10 kV | _ | LV | 1000 kVA :Building Structure | 1 | --> | 1 | 0 | 0 | Constrained, otherwise capacity available =999 kVA | --> | 0.95 | 0 | 0 | 0.5 | 0 |  | --> | C15 ex DRUMCONDRA | Drumcondra [T41,T42] | MCDERMOTT |  | 53.3603 | -6.2537
MV/LV Substation FI***845 |  | 10 kV | _ | LV | 630 kVA :Kiosk Substation | 0.63 | --> | 0.63 | 0.391 | 0.98 |  | --> | 0.598 | 0 | 0 | 0.5 | 0 |  | --> | C22 ex LEESON STREET | Leeson Street [T41,T42] | MILLTOWN (DR) |  | 53.3325 | -6.2524
MV/LV Substation CR***846X |  | 10 kV | _ | LV | 1000 kVA :Building Structure | 1 | --> | 1 | 0.5 | 14.34 |  | --> | 0.95 | 0 | 0 | 0.5 | 0 |  | --> | C13 ex NORTH QUAYS | North Quays [T101,T102,T103] | POOLBEG |  | 53.3553 | -6.2416
MV/LV Substation GR***847 |  | 10 kV | _ | LV | 630 kVA :Building Structure | 0.63 | --> | 0.63 | 0 | 0 | Constrained, otherwise capacity available =422 kVA | --> | 0.598 | 0 | 0 | 0.5 | 0 |  | --> | C13 ex GRANBY ROW | Granby Row [T41] | MCDERMOTT |  | 53.3548 | -6.2625
MV/LV Substation MC***847X |  | 10 kV | _ | LV | 630 kVA :Building Structure | 0.63 | --> | 0.63 | 0.5 | 11.14 |  | --> | 0.598 | 0 | 0 | 0.5 | 0 |  | --> | C28 ex CABRA | Cabra [T101,T102] | FINGLAS |  | 53.3573 | -6.2989
MV/LV Substation ST***848 |  | 10 kV | _ | LV | 1000 kVA :Building Structure | 1 | --> | 1 | 0.5 | 11.14 |  | --> | 0.95 | 0 | 0.063 | 0.5 | 0 |  | --> | C24 ex CABRA | Cabra [T101,T102] | FINGLAS |  | 53.375 | -6.3026
MV/LV Substation CO***848X |  | 10 kV | _ | LV | 630 kVA :Building Structure | 0.63 | --> | 0.63 | 0 | 0 | Constrained, otherwise capacity available =607 kVA | --> | 0.598 | 0 | 0 | 0.5 | 0 |  | --> | C17 ex GRANBY ROW | Granby Row [T41] | MCDERMOTT |  | 53.3499 | -6.2637
MV/LV Substation N.***849 |  | 10 kV | _ | LV | 630 kVA :Building Structure | 0.63 | --> | 0.63 | 0.5 | 1.37 |  | --> | 0.598 | 0 | 0 | 0.5 | 0 |  | --> | C13 ex SOUTH KING STREET | South King Street [T41,T42] | FRANCIS STREET |  | 53.3439 | -6.2609
MV/LV Substation O ***849X |  | 10 kV | _ | LV | 1000 kVA :Building Structure | 1 | --> | 1 | 0 | 0 | Constrained, otherwise capacity available =973 kVA | --> | 0.95 | 0 | 0 | 0.5 | 0 |  | --> | C21 ex GRANBY ROW | Granby Row [T41] | MCDERMOTT |  | 53.3512 | -6.2627
MV/LV Substation MA***850 |  | 10 kV | _ | LV | 630 kVA :Kiosk Substation | 0.63 | --> | 0.63 | 0.465 | 1.86 |  | --> | 0.598 | 0 | 0.004 | 0.5 | 0 |  | --> | C15 ex FAIRVIEW | Fairview [T41] | MCDERMOTT |  | 53.3652 | -6.2271
MV/LV Substation HA***850X |  | 10 kV | _ | LV | 1000 kVA :Building Structure | 1 | --> | 1 | 0.5 | 2.6 |  | --> | 0.95 | 0 | 0 | 0.5 | 0 |  | --> | C31 ex WOLFE TONE STREET | Wolfe Tone Street [T101,T102] | FINGLAS |  | 53.348 | -6.2798
MV/LV Substation ME***852 |  | 10 kV | _ | LV | 400 kVA :Building Structure | 0.4 | --> | 0.4 | 0.107 | 28.43 |  | --> | 0.38 | 0 | 0.023 | 0.401 | 0 |  | --> | C39 ex BEDFORD ROW | Bedford Row [T41,T42,T43,T44] | FRANCIS STREET |  | 53.3385 | -6.2539
MV/LV Substation ST***853 |  | 10 kV | _ | LV | 630 kVA :Kiosk Substation | 0.63 | --> | 0.63 | 0.454 | 1.86 |  | --> | 0.598 | 0 | 0.005 | 0.5 | 0 |  | --> | C17 ex FAIRVIEW | Fairview [T41] | MCDERMOTT |  | 53.3646 | -6.2196
MV/LV Substation GE***853X |  | 10 kV | _ | LV | 1000 kVA :Building Structure | 1 | --> | 1 | 0.5 | 2.6 |  | --> | 0.95 | 0 | 0 | 0.5 | 0 |  | --> | C31 ex WOLFE TONE STREET | Wolfe Tone Street [T101,T102] | FINGLAS |  | 53.3497 | -6.2789
MV/LV Substation BR***854 |  | 10 kV | _ | LV | 400 kVA :Building Structure | 0.4 | --> | 0.4 | 0.06 | 3.38 |  | --> | 0.38 | 0 | 0.008 | 0.418 | 0 |  | --> | C18 ex MERRION SQUARE | Merrion Square [T41,T42] | RINGSEND |  | 53.3427 | -6.2438
MV/LV Substation WH***854X |  | 10 kV | _ | LV | 1000 kVA :Building Structure | 1 | --> | 1 | 0.5 | 2.6 |  | --> | 0.95 | 0 | 0 | 0.5 | 0 |  | --> | C11 ex WOLFE TONE STREET | Wolfe Tone Street [T101,T102] | FINGLAS |  | 53.3466 | -6.2692
MV/LV Substation MO***855 |  | 10 kV | _ | LV | 630 kVA :Building Structure | 0.63 | --> | 0.63 | 0.5 | 4.6 |  | --> | 0.598 | 0 | 0.008 | 0.5 | 0 |  | --> | C11 ex KINGSBRIDGE | Kingsbridge [T41,T42] | INCHICORE 220KV |  | 53.3497 | -6.2936
MV/LV Substation JE***855X |  | 10 kV | _ | LV | 1000 kVA :Building Structure | 1 | --> | 1 | 0.5 | 2.6 |  | --> | 0.95 | 0 | 0 | 0.5 | 0 |  | --> | C15 ex WOLFE TONE STREET | Wolfe Tone Street [T101,T102] | FINGLAS |  | 53.3486 | -6.2655
MV/LV Substation RU***856 |  | 10 kV | _ | LV | 400 kVA :Building Structure | 0.4 | --> | 0.4 | 0 | 0 | Constrained, otherwise capacity available =321 kVA | --> | 0.38 | 0 | 0 | 0.391 | 0 |  | --> | C13 ex GRANBY ROW | Granby Row [T41] | MCDERMOTT |  | 53.3538 | -6.2613
MV/LV Substation JE***856X |  | 10 kV | _ | LV | 1000 kVA :Building Structure | 1 | --> | 1 | 0.5 | 2.6 |  | --> | 0.95 | 0 | 0 | 0.5 | 0 |  | --> | C28 ex WOLFE TONE STREET | Wolfe Tone Street [T101,T102] | FINGLAS |  | 53.3487 | -6.2655
MV/LV Substation WO***857 |  | 10 kV | _ | LV | 1000 kVA :Building Structure | 1 | --> | 1 | 0.5 | 28.43 |  | --> | 0.95 | 0 | 0 | 0.5 | 0 |  | --> | C81 ex BEDFORD ROW | Bedford Row [T41,T42,T43,T44] | FRANCIS STREET |  | 53.3439 | -6.2703
MV/LV Substation CH***858 |  | 10 kV | _ | LV | 1000 kVA :Building Structure | 1 | --> | 1 | 0 | 0 | Constrained, otherwise capacity available =570 kVA | --> | 0.95 | 0 | 0 | 0.5 | 0 |  | --> | C11 ex NEWMARKET (DR) | Newmarket (dr) [T41] | FRANCIS STREET |  | 53.3417 | -6.2694
MV/LV Substation JE***858X |  | 10 kV | _ | LV | 1000 kVA :Building Structure | 1 | --> | 1 | 0.5 | 2.6 |  | --> | 0.95 | 0 | 0 | 0.5 | 0 |  | --> | C15 ex WOLFE TONE STREET | Wolfe Tone Street [T101,T102] | FINGLAS |  | 53.3486 | -6.2654
MV/LV Substation RO***859 |  | 10 kV | _ | LV | 630 kVA :Building Structure | 0.63 | --> | 0.63 | 0.5 | 20.78 |  | --> | 0.598 | 0 | 0.009 | 0.5 | 0 |  | --> | C14 ex HEUSTON SQUARE | Heuston Square [T101,T102] | INCHICORE 220KV |  | 53.3435 | -6.2985
MV/LV Substation ST***859X |  | 10 kV | _ | LV | 1000 kVA :Building Structure | 1 | --> | 1 | 0.5 | 2.6 |  | --> | 0.95 | 0 | 0 | 0.5 | 0 |  | --> | C28 ex WOLFE TONE STREET | Wolfe Tone Street [T101,T102] | FINGLAS |  | 53.3469 | -6.2654
MV/LV Substation DE***860 |  | 10 kV | _ | LV | 400 kVA :Building Structure | 0.4 | --> | 0.4 | 0 | 0 | Constrained, otherwise capacity available =232 kVA | --> | 0.38 | 0 | 0.015 | 0.391 | 0 |  | --> | C16 ex GLASNEVIN | Glasnevin [T41] | FINGLAS |  | 53.3621 | -6.2721
MV/LV Substation OC***860X |  | 10 kV | _ | LV | 1000 kVA :Building Structure | 1 | --> | 1 | 0.456 | 2.6 |  | --> | 0.95 | 0 | 0 | 0.5 | 0 |  | --> | C22 ex WOLFE TONE STREET | Wolfe Tone Street [T101,T102] | FINGLAS |  | 53.3504 | -6.2604
MV/LV Substation ST***862 |  | 10 kV | _ | LV | 400 kVA :Building Structure | 0.4 | --> | 0.4 | 0 | 0 | Constrained, otherwise capacity available =296 kVA | --> | 0.38 | 0 | 0.005 | 0.39 | 0 |  | --> | C17 ex PHIBSBORO | Phibsboro [T41,T42] | FINGLAS |  | 53.3615 | -6.2703
MV/LV Substation CH***862X |  | 10 kV | _ | LV | 1000 kVA :Building Structure | 1 | --> | 1 | 0.5 | 7.61 |  | --> | 0.95 | 0 | 0 | 0.5 | 0 |  | --> | C12 ex SHERIFF STREET | Sheriff Street [T41,T42] | FRANCIS STREET |  | 53.3489 | -6.2474
MV/LV Substation AS***865 |  | 10 kV | _ | LV | 400 kVA :Kiosk Substation | 0.4 | --> | 0.4 | 0.249 | 11.14 |  | --> | 0.38 | 0 | 0.039 | 0.371 | 0 |  | --> | C28 ex CABRA | Cabra [T101,T102] | FINGLAS |  | 53.3721 | -6.314
MV/LV Substation AS***866 |  | 10 kV | _ | LV | 630 kVA :Kiosk Substation | 0.63 | --> | 0.63 | 0.287 | 7.91 |  | --> | 0.598 | 0 | 0.135 | 0.5 | 0 |  | --> | C24 ex PELLETSTOWN | Pelletstown [T101,T102] | FINGLAS |  | 53.3724 | -6.3165
MV/LV Substation GU***868X |  | 10 kV | _ | LV | 1000 kVA :Building Structure | 1 | --> | 1 | 0.5 | 14.34 |  | --> | 0.95 | 0 | 0 | 0.5 | 0 |  | --> | C24 ex NORTH QUAYS | North Quays [T101,T102,T103] | POOLBEG |  | 53.3483 | -6.2419
MV/LV Substation HA***869 |  | 10 kV | _ | LV | 1000 kVA :Building Structure | 1 | --> | 1 | 0.5 | 9.99 |  | --> | 0.95 | 0 | 0 | 0.5 | 0 |  | --> | C24 ex HAROLDS CROSS | Harolds Cross [T101,T102] | POOLBEG |  | 53.3329 | -6.2633
MV/LV Substation NC***869X |  | 10 kV | _ | LV | 1000 kVA :Building Structure | 1 | --> | 1 | 0.5 | 14.34 |  | --> | 0.95 | 0 | 0 | 0.5 | 0 |  | --> | C24 ex NORTH QUAYS | North Quays [T101,T102,T103] | POOLBEG |  | 53.3484 | -6.2423
MV/LV Substation DU***870 |  | 10 kV | _ | LV | 630 kVA :Kiosk Substation | 0.63 | --> | 0.63 | 0.5 | 11.14 |  | --> | 0.598 | 0 | 0.004 | 0.5 | 0 |  | --> | C11 ex CABRA | Cabra [T101,T102] | FINGLAS |  | 53.3594 | -6.3022
MV/LV Substation DI***870X |  | 10 kV | _ | LV | 1000 kVA :Building Structure | 1 | --> | 1 | 0.5 | 1.37 |  | --> | 0.95 | 0 | 0 | 0.5 | 0 |  | --> | C13 ex SOUTH KING STREET | South King Street [T41,T42] | FRANCIS STREET |  | 53.3409 | -6.2643
MV/LV Substation PE***871 |  | 10 kV | _ | LV | 400 kVA :Kiosk Substation | 0.4 | --> | 0.4 | 0.366 | 2.6 |  | --> | 0.38 | 0 | 0.001 | 0.384 | 0 |  | --> | C28 ex WOLFE TONE STREET | Wolfe Tone Street [T101,T102] | FINGLAS |  | 53.3461 | -6.2479
MV/LV Substation FL***871X |  | 10 kV | _ | LV | 1000 kVA :Building Structure | 1 | --> | 1 | 0.5 | 28.43 |  | --> | 0.95 | 0 | 0 | 0.5 | 0 |  | --> | C82 ex BEDFORD ROW | Bedford Row [T41,T42,T43,T44] | FRANCIS STREET |  | 53.3458 | -6.2617
MV/LV Substation SU***873X |  | 10 kV | _ | LV | 1000 kVA :Building Structure | 1 | --> | 1 | 0.5 | 28.43 |  | --> | 0.95 | 0 | 0 | 0.5 | 0 |  | --> | C38 ex BEDFORD ROW | Bedford Row [T41,T42,T43,T44] | FRANCIS STREET |  | 53.3437 | -6.26
MV/LV Substation CU***875 |  | 10 kV | _ | LV | 630 kVA :Building Structure | 0.63 | --> | 0.63 | 0.5 | 7.2 |  | --> | 0.598 | 0 | 0 | 0.5 | 0 |  | --> | C26 ex TRINITY | Trinity [T101,T102] | POOLBEG |  | 53.3423 | -6.249
MV/LV Substation LO***875X |  | 10 kV | _ | LV | 1000 kVA :Building Structure | 1 | --> | 1 | 0.5 | 9.02 |  | --> | 0.95 | 0 | 0 | 0.5 | 0 |  | --> | C16 ex MISERY HILL | Misery Hill [T101,T102] | POOLBEG |  | 53.3452 | -6.2369
MV/LV Substation EY***876 |  | 10 kV | _ | LV | 630 kVA :Building Structure | 0.63 | --> | 0.63 | 0 | 0 | Constrained, otherwise capacity available =509 kVA | --> | 0.598 | 0 | 0 | 0.5 | 0 |  | --> | C12 ex CAMDEN ROW | Camden Row [T41] | FRANCIS STREET |  | 53.3332 | -6.2569
MV/LV Substation LO***876X |  | 10 kV | _ | LV | 1000 kVA :Building Structure | 1 | --> | 1 | 0.5 | 9.02 |  | --> | 0.95 | 0 | 0 | 0.5 | 0 |  | --> | C16 ex MISERY HILL | Misery Hill [T101,T102] | POOLBEG |  | 53.3448 | -6.237
MV/LV Substation GA***877X |  | 10 kV | _ | LV | 1000 kVA :Building Structure | 1 | --> | 1 | 0.5 | 9.02 |  | --> | 0.95 | 0 | 0 | 0.5 | 0 |  | --> | C13 ex MISERY HILL | Misery Hill [T101,T102] | POOLBEG |  | 53.3431 | -6.2392
MV/LV Substation GR***878X |  | 10 kV | _ | LV | 1000 kVA :Building Structure | 1 | --> | 1 | 0.5 | 9.02 |  | --> | 0.95 | 0 | 0 | 0.5 | 0 |  | --> | C16 ex MISERY HILL | Misery Hill [T101,T102] | POOLBEG |  | 53.3433 | -6.2397
MV/LV Substation DU***879 |  | 10 kV | _ | LV | 630 kVA :Kiosk Substation | 0.63 | --> | 0.63 | 0.496 | 11.14 |  | --> | 0.598 | 0 | 0.013 | 0.5 | 0 |  | --> | C11 ex CABRA | Cabra [T101,T102] | FINGLAS |  | 53.3605 | -6.304
MV/LV Substation WE***881 |  | 10 kV | _ | LV | 630 kVA :Building Structure | 0.63 | --> | 0.63 | 0.095 | 1.37 |  | --> | 0.598 | 0 | 0 | 0.5 | 0 |  | --> | C17 ex SOUTH KING STREET | South King Street [T41,T42] | FRANCIS STREET |  | 53.3417 | -6.2609
MV/LV Substation JA***881X |  | 10 kV | _ | LV | 1000 kVA :Building Structure | 1 | --> | 1 | 0.5 | 1.47 |  | --> | 0.95 | 0 | 0 | 0.5 | 0 |  | --> | C20 ex MARROWBONE LANE | Marrowbone Lane [T42] | INCHICORE 220KV |  | 53.3395 | -6.322
MV/LV Substation GA***883X |  | 10 kV | _ | LV | 1000 kVA :Building Structure | 1 | --> | 1 | 0.5 | 9.02 |  | --> | 0.95 | 0 | 0 | 0.5 | 0 |  | --> | C13 ex MISERY HILL | Misery Hill [T101,T102] | POOLBEG |  | 53.3434 | -6.2405
MV/LV Substation WA***884X |  | 10 kV | _ | LV | 1000 kVA :Building Structure | 1 | --> | 1 | 0.5 | 9.28 |  | --> | 0.95 | 0 | 0 | 0.5 | 0 |  | --> | C02 ex PEMBROKE | Pembroke [T41,T42,T43,T44] | RINGSEND |  | 53.3412 | -6.2314
MV/LV Substation SU***885 |  | 10 kV | _ | LV | 630 kVA :Building Structure | 0.63 | --> | 0.63 | 0 | 0 | Constrained, otherwise capacity available =73 kVA | --> | 0.598 | 0 | 0.008 | 0.5 | 0 |  | --> | C13 ex GLOUCESTER PLACE | Gloucester Place [T41,T42] | MCDERMOTT |  | 53.3567 | -6.2518
MV/LV Substation GR***885X |  | 10 kV | _ | LV | 1000 kVA :Building Structure | 1 | --> | 1 | 0.5 | 9.28 |  | --> | 0.95 | 0 | 0 | 0.5 | 0 |  | --> | C02 ex PEMBROKE | Pembroke [T41,T42,T43,T44] | RINGSEND |  | 53.3403 | -6.2366
MV/LV Substation BE***886 |  | 10 kV | _ | LV | 400 kVA :Kiosk Substation | 0.4 | --> | 0.4 | 0.175 | 1.47 |  | --> | 0.38 | 0 | 0.008 | 0.404 | 0 |  | --> | C20 ex MARROWBONE LANE | Marrowbone Lane [T42] | INCHICORE 220KV |  | 53.3424 | -6.3143
MV/LV Substation GA***886X |  | 10 kV | _ | LV | 1000 kVA :Building Structure | 1 | --> | 1 | 0.5 | 9.28 |  | --> | 0.95 | 0 | 0 | 0.5 | 0 |  | --> | C12 ex PEMBROKE | Pembroke [T41,T42,T43,T44] | RINGSEND |  | 53.3402 | -6.2359
MV/LV Substation YO***887 |  | 10 kV | _ | LV | 400 kVA :Building Structure | 0.4 | --> | 0.4 | 0.277 | 17.78 |  | --> | 0.38 | 0 | 0.005 | 0.393 | 0 |  | --> | C22 ex RINGSEND | Ringsend [T101,T102] | POOLBEG |  | 53.3446 | -6.2269
MV/LV Substation AL***887X |  | 10 kV | _ | LV | 1000 kVA :Building Structure | 1 | --> | 1 | 0.5 | 9.28 |  | --> | 0.95 | 0 | 0 | 0.5 | 0 |  | --> | C12 ex PEMBROKE | Pembroke [T41,T42,T43,T44] | RINGSEND |  | 53.3393 | -6.2339
MV/LV Substation I.***888 |  | 10 kV | _ | LV | 400 kVA :Building Structure | 0.4 | --> | 0.4 | 0.381 | 28.43 |  | --> | 0.38 | 0 | 0 | 0.382 | 0 |  | --> | C82 ex BEDFORD ROW | Bedford Row [T41,T42,T43,T44] | FRANCIS STREET |  | 53.3465 | -6.2587
MV/LV Substation SE***891 |  | 10 kV | _ | LV | 400 kVA :Building Structure | 0.4 | --> | 0.4 | 0.311 | 7.61 |  | --> | 0.38 | 0 | 0 | 0.392 | 0 |  | --> | C14 ex SHERIFF STREET | Sheriff Street [T41,T42] | FRANCIS STREET |  | 53.3533 | -6.2422
MV/LV Substation TO***892 |  | 10 kV | _ | LV | 400 kVA :Kiosk Substation | 0.4 | --> | 0.4 | 0.33 | 11.14 |  | --> | 0.38 | 0 | 0.016 | 0.378 | 0 |  | --> | C14 ex CABRA | Cabra [T101,T102] | FINGLAS |  | 53.3693 | -6.2796
MV/LV Substation PR***893 |  | 10 kV | _ | LV | 400 kVA :Building Structure | 0.4 | --> | 0.4 | 0 | 0 | Constrained, otherwise capacity available =14 kVA | --> | 0.38 | 0 | 0.06 | 0.385 | 0 |  | --> | C21 ex PHIBSBORO | Phibsboro [T41,T42] | FINGLAS |  | 53.3564 | -6.286
MV/LV Substation EC***894 |  | 10 kV | _ | LV | 630 kVA :Kiosk Substation | 0.63 | --> | 0.63 | 0.265 | 2.6 |  | --> | 0.598 | 0 | 0.011 | 0.5 | 0 |  | --> | C18 ex WOLFE TONE STREET | Wolfe Tone Street [T101,T102] | FINGLAS |  | 53.3588 | -6.2685
MV/LV Substation PO***895 |  | 10 kV | _ | LV | 1000 kVA :Building Structure | 1 | --> | 1 | 0.5 | 2.6 |  | --> | 0.95 | 0 | 0 | 0.5 | 0 |  | --> | C29 ex WOLFE TONE STREET | Wolfe Tone Street [T101,T102] | FINGLAS |  | 53.3496 | -6.2572
MV/LV Substation ME***895X |  | 10 kV | _ | LV | 630 kVA :Building Structure | 0.63 | --> | 0.63 | 0 | 0 | Constrained, otherwise capacity available =579 kVA | --> | 0.598 | 0 | 0 | 0.5 | 0 |  | --> | C19 ex CAMDEN ROW | Camden Row [T41] | FRANCIS STREET |  | 53.3382 | -6.2675
MV/LV Substation DU***897 |  | 10 kV | _ | LV | 1000 kVA :Building Structure | 1 | --> | 1 | 0.5 | 1.37 |  | --> | 0.95 | 0 | 0 | 0.5 | 0 |  | --> | C20 ex SOUTH KING STREET | South King Street [T41,T42] | FRANCIS STREET |  | 53.3417 | -6.2587
MV/LV Substation CR***897X |  | 10 kV | _ | LV | 630 kVA :Building Structure | 0.63 | --> | 0.63 | 0.5 | 20.78 |  | --> | 0.598 | 0 | 0 | 0.5 | 0 |  | --> | C18 ex HEUSTON SQUARE | Heuston Square [T101,T102] | INCHICORE 220KV |  | 53.3492 | -6.2954
MV/LV Substation PE***899 |  | 10 kV | _ | LV | 400 kVA :Building Structure | 0.4 | --> | 0.4 | 0 | 0 | Constrained, otherwise capacity available =373 kVA | --> | 0.38 | 0 | 0 | 0.384 | 0 |  | --> | C11 ex CAMDEN ROW | Camden Row [T41] | FRANCIS STREET |  | 53.3392 | -6.269
MV/LV Substation OL***899X |  | 10 kV | _ | LV | 1000 kVA :Building Structure | 1 | --> | 1 | 0.5 | 3 |  | --> | 0.95 | 0 | 0.01 | 0.5 | 0 |  | --> | C37 ex INCHICORE CENTRAL | Inchicore Central [T43,T45] | INCHICORE 220KV |  | 53.3411 | -6.3125
MV/LV Substation AB***900X |  | 10 kV | _ | LV | 630 kVA :Building Structure | 0.63 | --> | 0.63 | 0.5 | 14.34 |  | --> | 0.598 | 0 | 0 | 0.5 | 0 |  | --> | C43 ex NORTH QUAYS | North Quays [T101,T102,T103] | POOLBEG |  | 53.3505 | -6.2362
MV/LV Substation EA***901 |  | 10 kV | _ | LV | 1000 kVA :Building Structure | 1 | --> | 1 | 0.5 | 0.98 |  | --> | 0.95 | 0 | 0.01 | 0.5 | 0 |  | --> | C12 ex LEESON STREET | Leeson Street [T41,T42] | MILLTOWN (DR) |  | 53.3341 | -6.2581
MV/LV Substation I.***903 |  | 10 kV | _ | LV | 630 kVA :Building Structure | 0.63 | --> | 0.63 | 0.5 | 9.28 |  | --> | 0.598 | 0 | 0 | 0.5 | 0 |  | --> | C14 ex PEMBROKE | Pembroke [T41,T42,T43,T44] | RINGSEND |  | 53.3381 | -6.2425
MV/LV Substation PO***903X |  | 10 kV | _ | LV | 1000 kVA :Building Structure | 1 | --> | 1 | 0.5 | 14.34 |  | --> | 0.95 | 0 | 0 | 0.5 | 0 |  | --> | C20 ex NORTH QUAYS | North Quays [T101,T102,T103] | POOLBEG |  | 53.3489 | -6.2273
MV/LV Substation PO***906X |  | 10 kV | _ | LV | 1000 kVA :Building Structure | 1 | --> | 1 | 0.5 | 14.34 |  | --> | 0.95 | 0 | 0 | 0.5 | 0 |  | --> | C20 ex NORTH QUAYS | North Quays [T101,T102,T103] | POOLBEG |  | 53.3495 | -6.2284
MV/LV Substation CA***907 |  | 10 kV | _ | LV | 400 kVA :Kiosk Substation | 0.4 | --> | 0.4 | 0.288 | 1.86 |  | --> | 0.38 | 0 | 0 | 0.395 | 0 |  | --> | C18 ex FAIRVIEW | Fairview [T41] | MCDERMOTT |  | 53.3731 | -6.2258
MV/LV Substation PO***907X |  | 10 kV | _ | LV | 1000 kVA :Building Structure | 1 | --> | 1 | 0.5 | 14.34 |  | --> | 0.95 | 0 | 0 | 0.5 | 0 |  | --> | C20 ex NORTH QUAYS | North Quays [T101,T102,T103] | POOLBEG |  | 53.3496 | -6.2284
MV/LV Substation FO***908 |  | 10 kV | _ | LV | 630 kVA :Building Structure | 0.63 | --> | 0.63 | 0.5 | 2.6 |  | --> | 0.598 | 0 | 0 | 0.5 | 0 |  | --> | C24 ex WOLFE TONE STREET | Wolfe Tone Street [T101,T102] | FINGLAS |  | 53.346 | -6.2747
MV/LV Substation WE***909 |  | 10 kV | _ | LV | 400 kVA :Kiosk Substation | 0.4 | --> | 0.4 | 0.16 | 9.99 |  | --> | 0.38 | 0 | 0 | 0.411 | 0 |  | --> | C25 ex HAROLDS CROSS | Harolds Cross [T101,T102] | POOLBEG |  | 53.3309 | -6.2761
MV/LV Substation BA***909X |  | 10 kV | _ | LV | 630 kVA :Building Structure | 0.63 | --> | 0.63 | 0.5 | 11.14 |  | --> | 0.598 | 0 | 0 | 0.5 | 0 |  | --> | C19 ex CABRA | Cabra [T101,T102] | FINGLAS |  | 53.3738 | -6.2956
MV/LV Substation VE***910 |  | 10 kV | _ | LV | 200 kVA :Kiosk Substation | 0.2 | --> | 0.2 | 0 | 0 | Constrained, otherwise capacity available =154 kVA | --> | 0.19 | 0 | 0 | 0.196 | 0 |  | --> | C11 ex CLONTARF | Clontarf [T42] | FINGLAS |  | 53.3777 | -6.1998
MV/LV Substation MA***911X |  | 10 kV | _ | LV | 1000 kVA :Building Structure | 1 | --> | 1 | 0.5 | 7.2 |  | --> | 0.95 | 0 | 0 | 0.5 | 0 |  | --> | C13 ex TRINITY | Trinity [T101,T102] | POOLBEG |  | 53.3446 | -6.2482
MV/LV Substation ST***912 |  | 10 kV | _ | LV | 400 kVA :Building Structure | 0.4 | --> | 0.4 | 0.295 | 1.37 |  | --> | 0.38 | 0 | 0 | 0.394 | 0 |  | --> | C20 ex SOUTH KING STREET | South King Street [T41,T42] | FRANCIS STREET |  | 53.3423 | -6.2571
MV/LV Substation BO***914X |  | 10 kV | _ | LV | 630 kVA :Building Structure | 0.63 | --> | 0.63 | 0.5 | 11.14 |  | --> | 0.598 | 0 | 0 | 0.5 | 0 |  | --> | C24 ex CABRA | Cabra [T101,T102] | FINGLAS |  | 53.3762 | -6.3065
MV/LV Substation GO***915 |  | 10 kV | _ | LV | 630 kVA :Building Structure | 0.63 | --> | 0.63 | 0.394 | 9.02 |  | --> | 0.598 | 0 | 0 | 0.5 | 0 |  | --> | C25 ex MISERY HILL | Misery Hill [T101,T102] | POOLBEG |  | 53.3456 | -6.2556
MV/LV Substation RI***915X |  | 10 kV | _ | LV | 1000 kVA :Building Structure | 1 | --> | 1 | 0.5 | 1.86 |  | --> | 0.95 | 0 | 0.031 | 0.5 | 0 |  | --> | C20 ex FAIRVIEW | Fairview [T41] | MCDERMOTT |  | 53.3644 | -6.2425
MV/LV Substation TH***916 |  | 10 kV | _ | LV | 400 kVA :Kiosk Substation | 0.4 | --> | 0.4 | 0.324 | 7.91 |  | --> | 0.38 | 0 | 0.026 | 0.371 | 0 |  | --> | C29 ex PELLETSTOWN | Pelletstown [T101,T102] | FINGLAS |  | 53.3708 | -6.3295
MV/LV Substation CL***916X |  | 10 kV | _ | LV | 1000 kVA :Building Structure | 1 | --> | 1 | 0.5 | 20.78 |  | --> | 0.95 | 0 | 0.022 | 0.5 | 0 |  | --> | C21 ex HEUSTON SQUARE | Heuston Square [T101,T102] | INCHICORE 220KV |  | 53.3461 | -6.3047
MV/LV Substation MA***917X |  | 10 kV | _ | LV | 1000 kVA :Building Structure | 1 | --> | 1 | 0.5 | 2.6 |  | --> | 0.95 | 0 | 0 | 0.5 | 0 |  | --> | C25 ex WOLFE TONE STREET | Wolfe Tone Street [T101,T102] | FINGLAS |  | 53.3496 | -6.2573
MV/LV Substation TH***918 |  | 10 kV | _ | LV | 630 kVA :Kiosk Substation | 0.63 | --> | 0.63 | 0 | 0 | Constrained, otherwise capacity available =531 kVA | --> | 0.598 | 0 | 0 | 0.5 | 0 |  | --> | C13 ex WHITEHALL | Whitehall [T41] | FINGLAS |  | 53.3772 | -6.2674
MV/LV Substation NE***918X |  | 10 kV | _ | LV | 630 kVA :Kiosk Substation | 0.63 | --> | 0.63 | 0.358 | 11.14 |  | --> | 0.598 | 0 | 0.05 | 0.5 | 0 |  | --> | C11 ex CABRA | Cabra [T101,T102] | FINGLAS |  | 53.3647 | -6.3079
MV/LV Substation DA***919 |  | 10 kV | _ | LV | 630 kVA :Kiosk Substation | 0.63 | --> | 0.63 | 0.469 | 1.86 |  | --> | 0.598 | 0 | 0.024 | 0.5 | 0 |  | --> | C12 ex FAIRVIEW | Fairview [T41] | MCDERMOTT |  | 53.3608 | -6.209
MV/LV Substation ST***920X |  | 10 kV | _ | LV | 1000 kVA :Building Structure | 1 | --> | 1 | 0.5 | 1.47 |  | --> | 0.95 | 0 | 0 | 0.5 | 0 |  | --> | C15 ex MARROWBONE LANE | Marrowbone Lane [T42] | INCHICORE 220KV |  | 53.3378 | -6.2938
MV/LV Substation BA***921 |  | 10 kV | _ | LV | 400 kVA :Kiosk Substation | 0.4 | --> | 0.4 | 0 | 0 | Constrained, otherwise capacity available =279 kVA | --> | 0.38 | 0 | 0.004 | 0.393 | 0 |  | --> | C17 ex WHITEHALL | Whitehall [T41] | FINGLAS |  | 53.384 | -6.2756
MV/LV Substation OR***921X |  | 10 kV | _ | LV | 1000 kVA :Building Structure | 1 | --> | 1 | 0.5 | 2.6 |  | --> | 0.95 | 0 | 0.004 | 0.5 | 0 |  | --> | C11 ex WOLFE TONE STREET | Wolfe Tone Street [T101,T102] | FINGLAS |  | 53.3461 | -6.2715
MV/LV Substation TH***922X |  | 10 kV | _ | LV | 630 kVA :Building Structure | 0.63 | --> | 0.63 | 0.5 | 20.78 |  | --> | 0.598 | 0 | 0 | 0.5 | 0 |  | --> | C17 ex HEUSTON SQUARE | Heuston Square [T101,T102] | INCHICORE 220KV |  | 53.3445 | -6.2975
MV/LV Substation ST***923 |  | 10 kV | _ | LV | 630 kVA :Building Structure | 0.63 | --> | 0.63 | 0.5 | 1.37 |  | --> | 0.598 | 0 | 0 | 0.5 | 0 |  | --> | C12 ex SOUTH KING STREET | South King Street [T41,T42] | FRANCIS STREET |  | 53.34 | -6.2626
MV/LV Substation SA***923X |  | 10 kV | _ | LV | 1000 kVA :Building Structure | 1 | --> | 1 | 0.5 | 20.78 |  | --> | 0.95 | 0 | 0 | 0.5 | 0 |  | --> | C17 ex HEUSTON SQUARE | Heuston Square [T101,T102] | INCHICORE 220KV |  | 53.344 | -6.2979
MV/LV Substation ST***925 |  | 10 kV | _ | LV | 1000 kVA :Building Structure | 1 | --> | 1 | 0.5 | 1.37 |  | --> | 0.95 | 0 | 0 | 0.5 | 0 |  | --> | C22 ex SOUTH KING STREET | South King Street [T41,T42] | FRANCIS STREET |  | 53.3397 | -6.2616
MV/LV Substation PO***925X |  | 10 kV | _ | LV | 1000 kVA :Kiosk Substation | 1 | --> | 1 | 0 | 0 | Constrained, otherwise capacity available =1000 kVA | --> | 0.95 | 0 | 0 | 0.5 | 0 |  | --> | C11 ex DRUMCONDRA | Drumcondra [T41,T42] | MCDERMOTT |  | 53.3598 | -6.256
MV/LV Substation DA***930 |  | 10 kV | _ | LV | 400 kVA :Building Structure | 0.4 | --> | 0.4 | 0 | 0 | Constrained, otherwise capacity available =234 kVA | --> | 0.38 | 0 | 0.033 | 0.378 | 0 |  | --> | C16 ex GLASNEVIN | Glasnevin [T41] | FINGLAS |  | 53.3662 | -6.2733
MV/LV Substation MO***930X |  | 10 kV | _ | LV | 1000 kVA :Building Structure | 1 | --> | 1 | 0.5 | 9.28 |  | --> | 0.95 | 0 | 0 | 0.5 | 0 |  | --> | C12 ex PEMBROKE | Pembroke [T41,T42,T43,T44] | RINGSEND |  | 53.3399 | -6.2371
MV/LV Substation EA***931 |  | 10 kV | _ | LV | 630 kVA :Building Structure | 0.63 | --> | 0.63 | 0.5 | 0.98 |  | --> | 0.598 | 0 | 0 | 0.5 | 0 |  | --> | C20 ex LEESON STREET | Leeson Street [T41,T42] | MILLTOWN (DR) |  | 53.3351 | -6.2564
MV/LV Substation CH***931X |  | 10 kV | _ | LV | 1000 kVA :Building Structure | 1 | --> | 1 | 0 | 0 | Constrained, otherwise capacity available =1000 kVA | --> | 0.95 | 0 | 0 | 0.5 | 0 |  | --> | C23 ex PHIBSBORO | Phibsboro [T41,T42] | FINGLAS |  | 53.3504 | -6.279
MV/LV Substation CH***932 |  | 10 kV | _ | LV | 400 kVA :Kiosk Substation | 0.4 | --> | 0.4 | 0.226 | 1.86 |  | --> | 0.38 | 0 | 0.081 | 0.343 | 0 |  | --> | C14 ex FAIRVIEW | Fairview [T41] | MCDERMOTT |  | 53.3756 | -6.2331
MV/LV Substation AB***933 |  | 10 kV | _ | LV | 400 kVA :Kiosk Substation | 0.4 | --> | 0.4 | 0.263 | 3 |  | --> | 0.38 | 0 | 0.013 | 0.389 | 0 |  | --> | C33 ex INCHICORE CENTRAL | Inchicore Central [T43,T45] | INCHICORE 220KV |  | 53.3389 | -6.3247
MV/LV Substation DA***933X |  | 10 kV | _ | LV | 630 kVA :Building Structure | 0.63 | --> | 0.63 | 0.419 | 20.78 |  | --> | 0.598 | 0 | 0 | 0.5 | 0 |  | --> | C17 ex HEUSTON SQUARE | Heuston Square [T101,T102] | INCHICORE 220KV |  | 53.3448 | -6.2972
MV/LV Substation BR***934 |  | 10 kV | _ | LV | 400 kVA :Building Structure | 0.4 | --> | 0.4 | 0.186 | 4.6 |  | --> | 0.38 | 0 | 0 | 0.408 | 0 |  | --> | C18 ex KINGSBRIDGE | Kingsbridge [T41,T42] | INCHICORE 220KV |  | 53.3481 | -6.3078
MV/LV Substation HA***934X |  | 10 kV | _ | LV | 1000 kVA :Building Structure | 1 | --> | 1 | 0.5 | 9.02 |  | --> | 0.95 | 0 | 0 | 0.5 | 0 |  | --> | C14 ex MISERY HILL | Misery Hill [T101,T102] | POOLBEG |  | 53.3443 | -6.2345
MV/LV Substation AS***936 |  | 10 kV | _ | LV | 400 kVA :Kiosk Substation | 0.4 | --> | 0.4 | 0.201 | 1.86 |  | --> | 0.38 | 0 | 0.004 | 0.403 | 0 |  | --> | C15 ex FAIRVIEW | Fairview [T41] | MCDERMOTT |  | 53.3691 | -6.2135
MV/LV Substation IR***938 |  | 10 kV | _ | LV | 400 kVA :Kiosk Substation | 0.4 | --> | 0.4 | 0.4 | 14.34 |  | --> | 0.38 | 0 | 0 | 0.38 | 0 |  | --> | C11 ex NORTH QUAYS | North Quays [T101,T102,T103] | POOLBEG |  | 53.3503 | -6.2072
MV/LV Substation CA***938X |  | 10 kV | _ | LV | 1000 kVA :Building Structure | 1 | --> | 1 | 0 | 0 | Constrained, otherwise capacity available =876 kVA | --> | 0.95 | 0 | 0 | 0.5 | 0 |  | --> | C20 ex CLONTARF | Clontarf [T42] | FINGLAS |  | 53.3675 | -6.2013
MV/LV Substation MA***939X |  | 10 kV | _ | LV | 1000 kVA :Building Structure | 1 | --> | 1 | 0.5 | 2.6 |  | --> | 0.95 | 0 | 0 | 0.5 | 0 |  | --> | C31 ex WOLFE TONE STREET | Wolfe Tone Street [T101,T102] | FINGLAS |  | 53.3477 | -6.2767
MV/LV Substation TO***940X |  | 10 kV | _ | LV | 630 kVA :Building Structure | 0.63 | --> | 0.63 | 0.5 | 14.34 |  | --> | 0.598 | 0 | 0 | 0.5 | 0 |  | --> | C31 ex NORTH QUAYS | North Quays [T101,T102,T103] | POOLBEG |  | 53.3574 | -6.2348
MV/LV Substation BL***941 |  | 10 kV | _ | LV | 630 kVA :Kiosk Substation | 0.63 | --> | 0.63 | 0.5 | 6.65 |  | --> | 0.598 | 0 | 0 | 0.5 | 0 |  | --> | C12 ex EAST WALL ROAD | East Wall Road [T41,T42] | MCDERMOTT |  | 53.3517 | -6.2038
MV/LV Substation DI***941X |  | 10 kV | _ | LV | 630 kVA :Building Structure | 0.63 | --> | 0.63 | 0.5 | 1.47 |  | --> | 0.598 | 0 | 0 | 0.5 | 0 |  | --> | C14 ex MARROWBONE LANE | Marrowbone Lane [T42] | INCHICORE 220KV |  | 53.3422 | -6.2818
MV/LV Substation CH***942 |  | 10 kV | _ | LV | 400 kVA :Kiosk Substation | 0.4 | --> | 0.4 | 0.283 | 1.86 |  | --> | 0.38 | 0 | 0.031 | 0.373 | 0 |  | --> | C14 ex FAIRVIEW | Fairview [T41] | MCDERMOTT |  | 53.3759 | -6.2292
MV/LV Substation GA***943X |  | 10 kV | _ | LV | 1000 kVA :Building Structure | 1 | --> | 1 | 0.5 | 1.37 |  | --> | 0.95 | 0 | 0 | 0.5 | 0 |  | --> | C17 ex SOUTH KING STREET | South King Street [T41,T42] | FRANCIS STREET |  | 53.3406 | -6.2621
MV/LV Substation MO***944 |  | 10 kV | _ | LV | 400 kVA :Kiosk Substation | 0.4 | --> | 0.4 | 0.029 | 3 |  | --> | 0.38 | 0 | 0 | 0.428 | 0 |  | --> | C37 ex INCHICORE CENTRAL | Inchicore Central [T43,T45] | INCHICORE 220KV |  | 53.3415 | -6.2996
MV/LV Substation BE***945 |  | 10 kV | _ | LV | 400 kVA :Kiosk Substation | 0.4 | --> | 0.4 | 0 | 0 | Constrained, otherwise capacity available =302 kVA | --> | 0.38 | 0 | 0.049 | 0.357 | 0 |  | --> | C16 ex WHITEHALL | Whitehall [T41] | FINGLAS |  | 53.3738 | -6.2468
MV/LV Substation CI***947 |  | 10 kV | _ | LV | 630 kVA :Kiosk Substation | 0.63 | --> | 0.63 | 0.362 | 20.78 |  | --> | 0.598 | 0 | 0.01 | 0.5 | 0 |  | --> | C26 ex HEUSTON SQUARE | Heuston Square [T101,T102] | INCHICORE 220KV |  | 53.3449 | -6.2765
MV/LV Substation CA***947X |  | 10 kV | _ | LV | 1000 kVA :Building Structure | 1 | --> | 1 | 0.5 | 14.34 |  | --> | 0.95 | 0 | 0 | 0.5 | 0 |  | --> | C43 ex NORTH QUAYS | North Quays [T101,T102,T103] | POOLBEG |  | 53.3499 | -6.2327
MV/LV Substation BO***949 |  | 10 kV | _ | LV | 630 kVA :Building Structure | 0.63 | --> | 0.63 | 0.5 | 7.2 |  | --> | 0.598 | 0 | 0.004 | 0.5 | 0 |  | --> | C28 ex TRINITY | Trinity [T101,T102] | POOLBEG |  | 53.3396 | -6.2405
MV/LV Substation BA***950 |  | 10 kV | _ | LV | 400 kVA :Building Structure | 0.4 | --> | 0.4 | 0 | 0 | Constrained, otherwise capacity available =172 kVA | --> | 0.38 | 0 | 0.018 | 0.397 | 0 |  | --> | C17 ex NEWMARKET (DR) | Newmarket (dr) [T41] | FRANCIS STREET |  | 53.3427 | -6.2734
MV/LV Substation EA***951 |  | 10 kV | _ | LV | 630 kVA :Building Structure | 0.63 | --> | 0.63 | 0.328 | 0.98 |  | --> | 0.598 | 0 | 0 | 0.5 | 0 |  | --> | C12 ex LEESON STREET | Leeson Street [T41,T42] | MILLTOWN (DR) |  | 53.3345 | -6.257
MV/LV Substation ST***953 |  | 10 kV | _ | LV | 630 kVA :Kiosk Substation | 0.63 | --> | 0.63 | 0 | 0 | Constrained, otherwise capacity available =553 kVA | --> | 0.598 | 0 | 0.013 | 0.5 | 0 |  | --> | C23 ex PHIBSBORO | Phibsboro [T41,T42] | FINGLAS |  | 53.3524 | -6.2801
MV/LV Substation AS***954 |  | 10 kV | _ | LV | 400 kVA :Kiosk Substation | 0.4 | --> | 0.4 | 0.188 | 7.91 |  | --> | 0.38 | 0 | 0.073 | 0.354 | 0 |  | --> | C29 ex PELLETSTOWN | Pelletstown [T101,T102] | FINGLAS |  | 53.3728 | -6.327
MV/LV Substation WE***955 |  | 10 kV | _ | LV | 1000 kVA :Building Structure | 1 | --> | 1 | 0.5 | 7.2 |  | --> | 0.95 | 0 | 0 | 0.5 | 0 |  | --> | C13 ex TRINITY | Trinity [T101,T102] | POOLBEG |  | 53.3439 | -6.247
MV/LV Substation CA***956 |  | 10 kV | _ | LV | 630 kVA :Kiosk Substation | 0.63 | --> | 0.63 | 0.5 | 1.47 |  | --> | 0.598 | 0 | 0 | 0.5 | 0 |  | --> | C15 ex MARROWBONE LANE | Marrowbone Lane [T42] | INCHICORE 220KV |  | 53.3368 | -6.3038
MV/LV Substation HE***957X |  | 10 kV | _ | LV | 630 kVA :Building Structure | 0.63 | --> | 0.63 | 0.5 | 1.47 |  | --> | 0.598 | 0 | 0 | 0.5 | 0 |  | --> | C15 ex MARROWBONE LANE | Marrowbone Lane [T42] | INCHICORE 220KV |  | 53.3375 | -6.2917
MV/LV Substation MA***958 |  | 10 kV | _ | LV | 400 kVA :Kiosk Substation | 0.4 | --> | 0.4 | 0.257 | 9.02 |  | --> | 0.38 | 0 | 0.005 | 0.395 | 0 |  | --> | C13 ex MISERY HILL | Misery Hill [T101,T102] | POOLBEG |  | 53.3379 | -6.2389
MV/LV Substation RE***958X |  | 10 kV | _ | LV | 1000 kVA :Building Structure | 1 | --> | 1 | 0.5 | 1.47 |  | --> | 0.95 | 0 | 0 | 0.5 | 0 |  | --> | C15 ex MARROWBONE LANE | Marrowbone Lane [T42] | INCHICORE 220KV |  | 53.337 | -6.2923
MV/LV Substation HA***959 |  | 10 kV | _ | LV | 1000 kVA :Building Structure | 1 | --> | 1 | 0.279 | 7.61 |  | --> | 0.95 | 0 | 0 | 0.5 | 0 |  | --> | C20 ex SHERIFF STREET | Sheriff Street [T41,T42] | FRANCIS STREET |  | 53.3505 | -6.2492
MV/LV Substation C.***961 |  | 10 kV | _ | LV | 1000 kVA :Building Structure | 1 | --> | 1 | 0.5 | 9.02 |  | --> | 0.95 | 0 | 0 | 0.5 | 0 |  | --> | C17 ex MISERY HILL | Misery Hill [T101,T102] | POOLBEG |  | 53.349 | -6.2506
MV/LV Substation HA***962 |  | 10 kV | _ | LV | 630 kVA :Building Structure | 0.63 | --> | 0.63 | 0.5 | 9.99 |  | --> | 0.598 | 0 | 0 | 0.5 | 0 |  | --> | C24 ex HAROLDS CROSS | Harolds Cross [T101,T102] | POOLBEG |  | 53.3333 | -6.2637
MV/LV Substation FI***963 |  | 10 kV | _ | LV | 400 kVA :Kiosk Substation | 0.4 | --> | 0.4 | 0.133 | 9.02 |  | --> | 0.38 | 0 | 0.014 | 0.404 | 0 |  | --> | C16 ex MISERY HILL | Misery Hill [T101,T102] | POOLBEG |  | 53.3437 | -6.2278
MV/LV Substation HA***964 |  | 10 kV | _ | LV | 400 kVA :Building Structure | 0.4 | --> | 0.4 | 0 | 9.99 |  | --> | 0.38 | 0 | 0 | 0.469 | 0 |  | --> | C24 ex HAROLDS CROSS | Harolds Cross [T101,T102] | POOLBEG |  | 53.3334 | -6.2629
MV/LV Substation CR***965 |  | 10 kV | _ | LV | 630 kVA :Building Structure | 0.63 | --> | 0.63 | 0.5 | 11.14 |  | --> | 0.598 | 0 | 0 | 0.5 | 0 |  | --> | C24 ex CABRA | Cabra [T101,T102] | FINGLAS |  | 53.3642 | -6.2724
MV/LV Substation KN***966 |  | 10 kV | _ | LV | 400 kVA :Kiosk Substation | 0.4 | --> | 0.4 | 0.353 | 1.86 |  | --> | 0.38 | 0 | 0.004 | 0.383 | 0 |  | --> | C17 ex FAIRVIEW | Fairview [T41] | MCDERMOTT |  | 53.3635 | -6.2072
MV/LV Substation OL***967 |  | 10 kV | _ | LV | 400 kVA :Building Structure | 0.4 | --> | 0.4 | 0.4 | 2.6 |  | --> | 0.38 | 0 | 0 | 0.38 | 0 |  | --> | C27 ex WOLFE TONE STREET | Wolfe Tone Street [T101,T102] | FINGLAS |  | 53.3487 | -6.2555
MV/LV Substation WR***968 |  | 10 kV | _ | LV | 400 kVA :Building Structure | 0.4 | --> | 0.4 | 0 | 0 | Constrained, otherwise capacity available =334 kVA | --> | 0.38 | 0 | 0 | 0.389 | 0 |  | --> | C13 ex GRANBY ROW | Granby Row [T41] | MCDERMOTT |  | 53.3548 | -6.2644
MV/LV Substation ST***970 |  | 10 kV | _ | LV | 200 kVA :Kiosk Substation | 0.2 | --> | 0.2 | 0 | 0 | Constrained, otherwise capacity available =110 kVA | --> | 0.19 | 0 | 0.028 | 0.181 | 0 |  | --> | C17 ex WHITEHALL | Whitehall [T41] | FINGLAS |  | 53.3839 | -6.2718
MV/LV Substation ME***971 |  | 10 kV | _ | LV | 630 kVA :Building Structure | 0.63 | --> | 0.63 | 0.458 | 28.43 |  | --> | 0.598 | 0 | 0 | 0.5 | 0 |  | --> | C46 ex BEDFORD ROW | Bedford Row [T41,T42,T43,T44] | FRANCIS STREET |  | 53.3446 | -6.2753
MV/LV Substation HO***972 |  | 10 kV | _ | LV | 630 kVA :Kiosk Substation | 0.63 | --> | 0.63 | 0.5 | 7.2 |  | --> | 0.598 | 0 | 0 | 0.5 | 0 |  | --> | C21 ex TRINITY | Trinity [T101,T102] | POOLBEG |  | 53.3408 | -6.2435
MV/LV Substation PI***973 |  | 10 kV | _ | LV | 400 kVA :Kiosk Substation | 0.4 | --> | 0.4 | 0.272 | 11.14 |  | --> | 0.38 | 0 | 0.031 | 0.374 | 0 |  | --> | C11 ex CABRA | Cabra [T101,T102] | FINGLAS |  | 53.3624 | -6.2995
MV/LV Substation RO***974 |  | 10 kV | _ | LV | 400 kVA :Building Structure | 0.4 | --> | 0.4 | 0.371 | 11.14 |  | --> | 0.38 | 0 | 0 | 0.384 | 0 |  | --> | C19 ex CABRA | Cabra [T101,T102] | FINGLAS |  | 53.3736 | -6.296
MV/LV Substation CO***976 |  | 10 kV | _ | LV | 400 kVA :Building Structure | 0.4 | --> | 0.4 | 0.28 | 12.96 |  | --> | 0.38 | 0 | 0.016 | 0.384 | 0 |  | --> | C21 ex ARTANE | Artane [T101,T102] | FINGLAS |  | 53.3806 | -6.2349
MV/LV Substation GR***977 |  | 10 kV | _ | LV | 400 kVA :Kiosk Substation | 0.4 | --> | 0.4 | 0.334 | 1.47 |  | --> | 0.38 | 0 | 0 | 0.389 | 0 |  | --> | C18 ex MARROWBONE LANE | Marrowbone Lane [T42] | INCHICORE 220KV |  | 53.3422 | -6.2874
MV/LV Substation NO***978 |  | 10 kV | _ | LV | 400 kVA :Kiosk Substation | 0.4 | --> | 0.4 | 0 | 0 | Constrained, otherwise capacity available =387 kVA | --> | 0.38 | 0 | 0 | 0.382 | 0 |  | --> | C12 ex CLONTARF | Clontarf [T42] | FINGLAS |  | 53.3621 | -6.1949
MV/LV Substation HI***979 |  | 10 kV | _ | LV | 400 kVA :Building Structure | 0.4 | --> | 0.4 | 0 | 0 | Constrained, otherwise capacity available =216 kVA | --> | 0.38 | 0 | 0 | 0.404 | 0 |  | --> | C14 ex WHITEHALL | Whitehall [T41] | FINGLAS |  | 53.3798 | -6.2411
MV/LV Substation CE***981 |  | 10 kV | _ | LV | 630 kVA :Building Structure | 0.63 | --> | 0.63 | 0.5 | 14.34 |  | --> | 0.598 | 0 | 0 | 0.5 | 0 |  | --> | C14 ex NORTH QUAYS | North Quays [T101,T102,T103] | POOLBEG |  | 53.3535 | -6.2468
MV/LV Substation RO***982 |  | 10 kV | _ | LV | 400 kVA :Building Structure | 0.4 | --> | 0.4 | 0.333 | 11.14 |  | --> | 0.38 | 0 | 0 | 0.389 | 0 |  | --> | C17 ex CABRA | Cabra [T101,T102] | FINGLAS |  | 53.3735 | -6.2912
MV/LV Substation AS***983 |  | 10 kV | _ | LV | 400 kVA :Kiosk Substation | 0.4 | --> | 0.4 | 0.28 | 11.14 |  | --> | 0.38 | 0 | 0.034 | 0.371 | 0 |  | --> | C28 ex CABRA | Cabra [T101,T102] | FINGLAS |  | 53.3736 | -6.3101
MV/LV Substation CO***984 |  | 10 kV | _ | LV | 400 kVA :Building Structure | 0.4 | --> | 0.4 | 0.399 | 12.96 |  | --> | 0.38 | 0 | 0 | 0.38 | 0 |  | --> | C21 ex ARTANE | Artane [T101,T102] | FINGLAS |  | 53.3846 | -6.2355
MV/LV Substation AS***985 |  | 10 kV | _ | LV | 400 kVA :Building Structure | 0.4 | --> | 0.4 | 0.357 | 20.78 |  | --> | 0.38 | 0 | 0 | 0.386 | 0 |  | --> | C21 ex HEUSTON SQUARE | Heuston Square [T101,T102] | INCHICORE 220KV |  | 53.3665 | -6.3307
MV/LV Substation GE***986 |  | 10 kV | _ | LV | 630 kVA :Building Structure | 0.63 | --> | 0.63 | 0.5 | 9.02 |  | --> | 0.598 | 0 | 0 | 0.5 | 0 |  | --> | C17 ex MISERY HILL | Misery Hill [T101,T102] | POOLBEG |  | 53.3472 | -6.2523
MV/LV Substation GE***987 |  | 10 kV | _ | LV | 630 kVA :Building Structure | 0.63 | --> | 0.63 | 0.5 | 9.02 |  | --> | 0.598 | 0 | 0 | 0.5 | 0 |  | --> | C17 ex MISERY HILL | Misery Hill [T101,T102] | POOLBEG |  | 53.3473 | -6.2522
MV/LV Substation ME***988 |  | 10 kV | _ | LV | 630 kVA :Kiosk Substation | 0.63 | --> | 0.63 | 0.5 | 14.34 |  | --> | 0.598 | 0 | 0.003 | 0.5 | 0 |  | --> | C41 ex NORTH QUAYS | North Quays [T101,T102,T103] | POOLBEG |  | 53.3521 | -6.2297
MV/LV Substation SO***989 |  | 10 kV | _ | LV | 400 kVA :Kiosk Substation | 0.4 | --> | 0.4 | 0.324 | 1.86 |  | --> | 0.38 | 0 | 0.017 | 0.378 | 0 |  | --> | C12 ex FAIRVIEW | Fairview [T41] | MCDERMOTT |  | 53.3604 | -6.1996
MV/LV Substation CO***990 |  | 10 kV | _ | LV | 630 kVA :Building Structure | 0.63 | --> | 0.63 | 0.416 | 12.96 |  | --> | 0.598 | 0 | 0.008 | 0.5 | 0 |  | --> | C21 ex ARTANE | Artane [T101,T102] | FINGLAS |  | 53.3829 | -6.2331
MV/LV Substation RI***991 |  | 10 kV | _ | LV | 400 kVA :Kiosk Substation | 0.4 | --> | 0.4 | 0.24 | 1.86 |  | --> | 0.38 | 0 | 0 | 0.401 | 0 |  | --> | C16 ex FAIRVIEW | Fairview [T41] | MCDERMOTT |  | 53.3661 | -6.2452
MV/LV Substation RO***992 |  | 10 kV | _ | LV | 630 kVA :Building Structure | 0.63 | --> | 0.63 | 0.389 | 11.14 |  | --> | 0.598 | 0 | 0 | 0.5 | 0 |  | --> | C19 ex CABRA | Cabra [T101,T102] | FINGLAS |  | 53.3753 | -6.2995
MV/LV Substation US***993 |  | 10 kV | _ | LV | 630 kVA :Building Structure | 0.63 | --> | 0.63 | 0.5 | 20.78 |  | --> | 0.598 | 0 | 0 | 0.5 | 0 |  | --> | C26 ex HEUSTON SQUARE | Heuston Square [T101,T102] | INCHICORE 220KV |  | 53.3459 | -6.2811
MV/LV Substation RA***994 |  | 10 kV | _ | LV | 400 kVA :Building Structure | 0.4 | --> | 0.4 | 0 | 0 | Constrained, otherwise capacity available =364 kVA | --> | 0.38 | 0 | 0 | 0.385 | 0 |  | --> | C21 ex PHIBSBORO | Phibsboro [T41,T42] | FINGLAS |  | 53.3568 | -6.2883
MV/LV Substation VI***995 |  | 10 kV | _ | LV | 630 kVA :Kiosk Substation | 0.63 | --> | 0.63 | 0 | 0 | Constrained, otherwise capacity available =565 kVA | --> | 0.598 | 0 | 0 | 0.5 | 0 |  | --> | C18 ex WATLING STREET | Watling Street [T41,T42] | FRANCIS STREET |  | 53.3462 | -6.2836
MV/LV Substation CU***997 |  | 10 kV | _ | LV | 630 kVA :Building Structure | 0.63 | --> | 0.63 | 0 | 0 | Constrained, otherwise capacity available =490 kVA | --> | 0.598 | 0 | 0 | 0.5 | 0 |  | --> | C14 ex GLOUCESTER PLACE | Gloucester Place [T41,T42] | MCDERMOTT |  | 53.3517 | -6.2557
MV/LV Substation DA***998 |  | 10 kV | _ | LV | 630 kVA :Building Structure | 0.63 | --> | 0.63 | 0.5 | 3.38 |  | --> | 0.598 | 0 | 0 | 0.5 | 0 |  | --> | C13 ex MERRION SQUARE | Merrion Square [T41,T42] | RINGSEND |  | 53.3414 | -6.2498
MV/LV Substation PA***001 |  | 10 kV | _ | LV | 1000 kVA :Kiosk Substation | 1 | --> | 1 | 0.476 | 7.75 |  | --> | 0.95 | 0 | 0.051 | 0.5 | 0 |  | --> | C22 ex MILLTOWN (DR) | Milltown (dr) [T101,T102] | INCHICORE 220KV |  | 53.3129 | -6.2602
MV/LV Substation RA***002 |  | 10 kV | _ | LV | 630 kVA :Kiosk Substation | 0.63 | --> | 0.63 | 0.254 | 0.87 |  | --> | 0.598 | 0 | 0.01 | 0.5 | 0 |  | --> | C20 ex GARVILLE AVENUE | Garville Avenue [T42] | MILLTOWN (DR) |  | 53.3113 | -6.2743
MV/LV Substation TE***003 |  | 10 kV | _ | LV | 1000 kVA :Building Structure | 1 | --> | 1 | 0.388 | 0.91 |  | --> | 0.95 | 0 | 0.083 | 0.5 | 0 |  | --> | C12 ex KIMMAGE | Kimmage [T41,T42] | INCHICORE 220KV |  | 53.3095 | -6.2834
MV/LV Substation RA***004 |  | 10 kV | _ | LV | 400 kVA :Kiosk Substation | 0.4 | --> | 0.4 | 0 | 0 | Constrained, otherwise capacity available =206 kVA | --> | 0.38 | 0 | 0.007 | 0.4 | 0 |  | --> | C18 ex BALLYBODEN | Ballyboden [T41,T42] | COOKSTOWN |  | 53.2963 | -6.2843
MV/LV Substation TE***006 |  | 10 kV | _ | LV | 400 kVA :Kiosk Substation | 0.4 | --> | 0.4 | 0 | 4.47 |  | --> | 0.38 | 0 | 0.048 | 0.414 | 0 |  | --> | C11 ex TEMPLEOGUE | Templeogue [T41,T42] | MILLTOWN (DR) |  | 53.2992 | -6.3034
MV/LV Substation BA***009 |  | 10 kV | _ | LV | 630 kVA :Kiosk Substation | 0.63 | --> | 0.63 | 0 | 0 | Constrained, otherwise capacity available =625 kVA | --> | 0.598 | 0 | 0 | 0.5 | 0 |  | --> | C19 ex BALLYBODEN | Ballyboden [T41,T42] | COOKSTOWN |  | 53.2848 | -6.3026
MV/LV Substation LA***011 |  | 10 kV | _ | LV | 630 kVA :Building Structure | 0.63 | --> | 0.63 | 0.13 | 9.99 |  | --> | 0.598 | 0 | 0.023 | 0.5 | 0 |  | --> | C19 ex HAROLDS CROSS | Harolds Cross [T101,T102] | POOLBEG |  | 53.32 | -6.2909
MV/LV Substation HA***013 |  | 10 kV | _ | LV | 630 kVA :Kiosk Substation | 0.63 | --> | 0.63 | 0.187 | 9.99 |  | --> | 0.598 | 0 | 0.049 | 0.5 | 0 |  | --> | C16 ex HAROLDS CROSS | Harolds Cross [T101,T102] | POOLBEG |  | 53.3215 | -6.2757
MV/LV Substation RA***015 |  | 10 kV | _ | LV | 630 kVA :Kiosk Substation | 0.63 | --> | 0.63 | 0.218 | 0.87 |  | --> | 0.598 | 0 | 0.013 | 0.5 | 0 |  | --> | C17 ex GARVILLE AVENUE | Garville Avenue [T42] | MILLTOWN (DR) |  | 53.3237 | -6.2626
MV/LV Substation MO***016 |  | 10 kV | _ | LV | 630 kVA :Kiosk Substation | 0.63 | --> | 0.63 | 0.375 | 0.98 |  | --> | 0.598 | 0 | 0.009 | 0.5 | 0 |  | --> | C15 ex LEESON STREET | Leeson Street [T41,T42] | MILLTOWN (DR) |  | 53.3278 | -6.2586
MV/LV Substation CU***017 |  | 10 kV | _ | LV | 630 kVA :Kiosk Substation | 0.63 | --> | 0.63 | 0.039 | 7.75 |  | --> | 0.598 | 0 | 0.05 | 0.5 | 0 |  | --> | C15 ex MILLTOWN (DR) | Milltown (dr) [T101,T102] | POOLBEG |  | 53.3243 | -6.2516
MV/LV Substation WE***018 |  | 10 kV | _ | LV | 630 kVA :Kiosk Substation | 0.63 | --> | 0.63 | 0.356 | 7.75 |  | --> | 0.598 | 0 | 0 | 0.5 | 0 |  | --> | C15 ex MILLTOWN (DR) | Milltown (dr) [T101,T102] | POOLBEG |  | 53.3278 | -6.2436
MV/LV Substation BA***019 |  | 10 kV | _ | LV | 630 kVA :Kiosk Substation | 0.63 | --> | 0.63 | 0.146 | 9.28 |  | --> | 0.598 | 0 | 0.005 | 0.5 | 0 |  | --> | C06 ex PEMBROKE | Pembroke [T41,T42,T43,T44] | RINGSEND |  | 53.3294 | -6.2325
MV/LV Substation PE***020 |  | 10 kV | _ | LV | 630 kVA :Kiosk Substation | 0.63 | --> | 0.63 | 0.409 | 9.28 |  | --> | 0.598 | 0 | 0.002 | 0.5 | 0 |  | --> | C15 ex PEMBROKE | Pembroke [T41,T42,T43,T44] | RINGSEND |  | 53.3392 | -6.2315
MV/LV Substation SA***021 |  | 10 kV | _ | LV | 1000 kVA :Building Structure | 1 | --> | 1 | 0.34 | 9.28 |  | --> | 0.95 | 0 | 0.068 | 0.5 | 0 |  | --> | C15 ex PEMBROKE | Pembroke [T41,T42,T43,T44] | RINGSEND |  | 53.3317 | -6.2156
MV/LV Substation SY***022 |  | 10 kV | _ | LV | 630 kVA :Kiosk Substation | 0.63 | --> | 0.63 | 0 | 0 | Constrained, otherwise capacity available =329 kVA | --> | 0.598 | 0 | 0.1 | 0.5 | 0 |  | --> | C18 ex DONNYBROOK | Donnybrook [T41,T42] | MILLTOWN (DR) |  | 53.3209 | -6.2115
MV/LV Substation DO***023 |  | 10 kV | _ | LV | 1000 kVA :Building Structure | 1 | --> | 1 | 0 | 0 | Constrained, otherwise capacity available =553 kVA | --> | 0.95 | 0 | 0.017 | 0.5 | 0 |  | --> | C11 ex DONNYBROOK | Donnybrook [T41,T42] | MILLTOWN (DR) |  | 53.3193 | -6.233
MV/LV Substation BR***024 |  | 10 kV | _ | LV | 630 kVA :Kiosk Substation | 0.63 | --> | 0.63 | 0.365 | 2.93 |  | --> | 0.598 | 0 | 0.123 | 0.5 | 0 |  | --> | C13 ex DODDER ROAD | Dodder Road [T42] | MILLTOWN (DR) |  | 53.3027 | -6.2673
MV/LV Substation SU***026 |  | 10 kV | _ | LV | 630 kVA :Building Structure | 0.63 | --> | 0.63 | 0.435 | 9.99 |  | --> | 0.598 | 0 | 0.02 | 0.5 | 0 |  | --> | C21 ex HAROLDS CROSS | Harolds Cross [T101,T102] | POOLBEG |  | 53.3295 | -6.2984
MV/LV Substation CL***027 |  | 10 kV | _ | LV | 630 kVA :Building Structure | 0.63 | --> | 0.63 | 0.34 | 0.91 |  | --> | 0.598 | 0 | 0.018 | 0.5 | 0 |  | --> | C16 ex KIMMAGE | Kimmage [T41,T42] | INCHICORE 220KV |  | 53.3223 | -6.3025
MV/LV Substation ST***029 |  | 10 kV | _ | LV | 630 kVA :Building Structure | 0.63 | --> | 0.63 | 0.168 | 9.28 |  | --> | 0.598 | 0 | 0.007 | 0.5 | 0 |  | --> | C04 ex PEMBROKE | Pembroke [T41,T42,T43,T44] | RINGSEND |  | 53.3336 | -6.2423
MV/LV Substation CL***032 |  | 10 kV | _ | LV | 1000 kVA :Building Structure | 1 | --> | 1 | 0.5 | 7.75 |  | --> | 0.95 | 0 | 0.04 | 0.5 | 0 |  | --> | C24 ex MILLTOWN (DR) | Milltown (dr) [T101,T102] | INCHICORE 220KV |  | 53.3131 | -6.239
MV/LV Substation DR***033 |  | 10 kV | _ | LV | 1000 kVA :Building Structure | 1 | --> | 1 | 0.5 | 3 |  | --> | 0.95 | 0 | 0.093 | 0.5 | 0 |  | --> | C31 ex INCHICORE CENTRAL | Inchicore Central [T43,T45] | INCHICORE 220KV |  | 53.3279 | -6.3266
MV/LV Substation ST***036 |  | 10 kV | _ | LV | 630 kVA :Kiosk Substation | 0.63 | --> | 0.63 | 0.235 | 4.91 |  | --> | 0.598 | 0 | 0.11 | 0.5 | 0 |  | --> | C14 ex CRUMLIN | Crumlin [T41,T42] | INCHICORE 220KV |  | 53.3176 | -6.3161
MV/LV Substation FR***038 |  | 10 kV | _ | LV | 1000 kVA :Building Structure | 1 | --> | 1 | 0.474 | 7.75 |  | --> | 0.95 | 0 | 0.048 | 0.5 | 0 |  | --> | C12 ex MILLTOWN (DR) | Milltown (dr) [T101,T102] | INCHICORE 220KV |  | 53.3161 | -6.2692
MV/LV Substation OR***039 |  | 10 kV | _ | LV | 200 kVA :Pole Substation | 0.2 | --> | 0.2 | 0 | 0 | Constrained, otherwise capacity available =177 kVA | --> | 0.19 | 0 | 0 | 0.193 | 0 |  | --> | C14 ex BALLYBODEN | Ballyboden [T41,T42] | COOKSTOWN |  | 53.2624 | -6.3314
MV/LV Substation WO***040 |  | 10 kV | _ | LV | 50 kVA :Pole Substation | 0.05 | --> | 0.05 | 0 | 0 | Constrained, otherwise capacity available =22 kVA | --> | 0.048 | 0 | 0.01 | 0.044 | 0 |  | --> | C14 ex BALLYBODEN | Ballyboden [T41,T42] | COOKSTOWN |  | 53.2692 | -6.3139
MV/LV Substation FO***043 |  | 10 kV | _ | LV | 630 kVA :Kiosk Substation | 0.63 | --> | 0.63 | 0.35 | 4.47 |  | --> | 0.598 | 0 | 0.119 | 0.5 | 0 |  | --> | C11 ex TEMPLEOGUE | Templeogue [T41,T42] | MILLTOWN (DR) |  | 53.3022 | -6.3055
MV/LV Substation ME***045 |  | 10 kV | _ | LV | 1000 kVA :Building Structure | 1 | --> | 1 | 0.5 | 9.28 |  | --> | 0.95 | 0 | 0.064 | 0.5 | 0 |  | --> | C21 ex PEMBROKE | Pembroke [T41,T42,T43,T44] | RINGSEND |  | 53.3233 | -6.2189
MV/LV Substation MO***047 |  | 10 kV | _ | LV | 1000 kVA :Building Structure | 1 | --> | 1 | 0.5 | 7.75 |  | --> | 0.95 | 0 | 0.149 | 0.5 | 0 |  | --> | C13 ex MILLTOWN (DR) | Milltown (dr) [T101,T102] | POOLBEG |  | 53.3189 | -6.2516
MV/LV Substation GR***049 |  | 10 kV | _ | LV | 1000 kVA :Building Structure | 1 | --> | 1 | 0.476 | 9.99 |  | --> | 0.95 | 0 | 0.014 | 0.5 | 0 |  | --> | C16 ex HAROLDS CROSS | Harolds Cross [T101,T102] | POOLBEG |  | 53.3284 | -6.2787
MV/LV Substation BE***050 |  | 10 kV | _ | LV | 630 kVA :Building Structure | 0.63 | --> | 0.63 | 0.356 | 3 |  | --> | 0.598 | 0 | 0.02 | 0.5 | 0 |  | --> | C32 ex INCHICORE CENTRAL | Inchicore Central [T43,T45] | INCHICORE 220KV |  | 53.3332 | -6.3111
MV/LV Substation BU***051 |  | 10 kV | _ | LV | 630 kVA :Building Structure | 0.63 | --> | 0.63 | 0.157 | 3.34 |  | --> | 0.598 | 0 | 0.055 | 0.5 | 0 |  | --> | C12 ex GREENHILLS | Greenhills [T42] | INCHICORE 220KV |  | 53.3176 | -6.3314
MV/LV Substation DU***053 |  | 10 kV | _ | LV | 630 kVA :Building Structure | 0.63 | --> | 0.63 | 0.283 | 9.99 |  | --> | 0.598 | 0 | 0.063 | 0.5 | 0 |  | --> | C19 ex HAROLDS CROSS | Harolds Cross [T101,T102] | POOLBEG |  | 53.3146 | -6.2983
MV/LV Substation MO***054 |  | 10 kV | _ | LV | 1000 kVA :Building Structure | 1 | --> | 1 | 0.5 | 7.75 |  | --> | 0.95 | 0 | 0.015 | 0.5 | 0 |  | --> | C13 ex MILLTOWN (DR) | Milltown (dr) [T101,T102] | POOLBEG |  | 53.3255 | -6.2397
MV/LV Substation BA***055 |  | 10 kV | _ | LV | 1000 kVA :Building Structure | 1 | --> | 1 | 0.5 | 9.28 |  | --> | 0.95 | 0 | 0.004 | 0.5 | 0 |  | --> | C04 ex PEMBROKE | Pembroke [T41,T42,T43,T44] | RINGSEND |  | 53.333 | -6.237
MV/LV Substation ST***056 |  | 10 kV | _ | LV | 1000 kVA :Building Structure | 1 | --> | 1 | 0.5 | 9.99 |  | --> | 0.95 | 0 | 0.073 | 0.5 | 0 |  | --> | C19 ex HAROLDS CROSS | Harolds Cross [T101,T102] | POOLBEG |  | 53.3181 | -6.3018
MV/LV Substation BU***057 |  | 10 kV | _ | LV | 630 kVA :Building Structure | 0.63 | --> | 0.63 | 0.149 | 4.47 |  | --> | 0.598 | 0 | 0.075 | 0.5 | 0 |  | --> | C13 ex TEMPLEOGUE | Templeogue [T41,T42] | MILLTOWN (DR) |  | 53.2948 | -6.3044
MV/LV Substation MI***059 |  | 10 kV | _ | LV | 630 kVA :Kiosk Substation | 0.63 | --> | 0.63 | 0.256 | 7.75 |  | --> | 0.598 | 0 | 0.045 | 0.5 | 0 |  | --> | C21 ex MILLTOWN (DR) | Milltown (dr) [T101,T102] | POOLBEG |  | 53.3192 | -6.2431
MV/LV Substation DO***060 |  | 10 kV | _ | LV | 630 kVA :Building Structure | 0.63 | --> | 0.63 | 0.313 | 0.91 |  | --> | 0.598 | 0 | 0.097 | 0.5 | 0 |  | --> | C21 ex KIMMAGE | Kimmage [T41,T42] | INCHICORE 220KV |  | 53.3048 | -6.2828
MV/LV Substation BA***065 |  | 10 kV | _ | LV | 630 kVA :Building Structure | 0.63 | --> | 0.63 | 0 | 0 | Constrained, otherwise capacity available =311 kVA | --> | 0.598 | 0 | 0.077 | 0.5 | 0 |  | --> | C13 ex BALLYBODEN | Ballyboden [T41,T42] | COOKSTOWN |  | 53.2889 | -6.2805
MV/LV Substation HU***070 |  | 10 kV | _ | LV | 630 kVA :Building Structure | 0.63 | --> | 0.63 | 0.112 | 4.91 |  | --> | 0.598 | 0 | 0.058 | 0.5 | 0 |  | --> | C14 ex CRUMLIN | Crumlin [T41,T42] | INCHICORE 220KV |  | 53.324 | -6.3245
MV/LV Substation BE***071 |  | 10 kV | _ | LV | 1000 kVA :Building Structure | 1 | --> | 1 | 0.5 | 3.34 |  | --> | 0.95 | 0 | 0.077 | 0.5 | 0 |  | --> | C12 ex GREENHILLS | Greenhills [T42] | INCHICORE 220KV |  | 53.3158 | -6.3252
MV/LV Substation BE***072 |  | 10 kV | _ | LV | 1000 kVA :Kiosk Substation | 1 | --> | 1 | 0.5 | 7.75 |  | --> | 0.95 | 0 | 0.017 | 0.5 | 0 |  | --> | C16 ex MILLTOWN (DR) | Milltown (dr) [T101,T102] | INCHICORE 220KV |  | 53.3202 | -6.2598
MV/LV Substation KE***073 |  | 10 kV | _ | LV | 630 kVA :Building Structure | 0.63 | --> | 0.63 | 0.398 | 0.87 |  | --> | 0.598 | 0 | 0.041 | 0.5 | 0 |  | --> | C13 ex GARVILLE AVENUE | Garville Avenue [T42] | MILLTOWN (DR) |  | 53.3195 | -6.2809
MV/LV Substation BL***074 |  | 10 kV | _ | LV | 630 kVA :Building Structure | 0.63 | --> | 0.63 | 0.041 | 0.98 |  | --> | 0.598 | 0 | 0 | 0.5 | 0 |  | --> | C15 ex LEESON STREET | Leeson Street [T41,T42] | MILLTOWN (DR) |  | 53.3287 | -6.2653
MV/LV Substation CA***075 |  | 10 kV | _ | LV | 630 kVA :Kiosk Substation | 0.63 | --> | 0.63 | 0.324 | 2.93 |  | --> | 0.598 | 0 | 0.167 | 0.5 | 0 |  | --> | C13 ex DODDER ROAD | Dodder Road [T42] | MILLTOWN (DR) |  | 53.299 | -6.2691
MV/LV Substation GA***076 |  | 10 kV | _ | LV | 630 kVA :Building Structure | 0.63 | --> | 0.63 | 0.251 | 0.87 |  | --> | 0.598 | 0 | 0.081 | 0.5 | 0 |  | --> | C14 ex GARVILLE AVENUE | Garville Avenue [T42] | MILLTOWN (DR) |  | 53.3158 | -6.2782
MV/LV Substation GI***079 |  | 10 kV | _ | LV | 630 kVA :Building Structure | 0.63 | --> | 0.63 | 0.269 | 9.28 |  | --> | 0.598 | 0 | 0.082 | 0.5 | 0 |  | --> | C19 ex PEMBROKE | Pembroke [T41,T42,T43,T44] | RINGSEND |  | 53.3288 | -6.2126
MV/LV Substation WH***080 |  | 10 kV | _ | LV | 400 kVA :Building Structure | 0.4 | --> | 0.4 | 0.178 | 7.75 |  | --> | 0.38 | 0 | 0.105 | 0.331 | 0 |  | --> | C11 ex MILLTOWN (DR) | Milltown (dr) [T101,T102] | POOLBEG |  | 53.3118 | -6.245
MV/LV Substation KI***081 |  | 10 kV | _ | LV | 400 kVA :Kiosk Substation | 0.4 | --> | 0.4 | 0.297 | 0.91 |  | --> | 0.38 | 0 | 0.036 | 0.367 | 0 |  | --> | C22 ex KIMMAGE | Kimmage [T41,T42] | INCHICORE 220KV |  | 53.3086 | -6.3154
MV/LV Substation LA***084 |  | 10 kV | _ | LV | 1000 kVA :Building Structure | 1 | --> | 1 | 0.5 | 2.93 |  | --> | 0.95 | 0 | 0.139 | 0.5 | 0 |  | --> | C16 ex DODDER ROAD | Dodder Road [T42] | MILLTOWN (DR) |  | 53.2987 | -6.2608
MV/LV Substation GR***085 |  | 10 kV | _ | LV | 630 kVA :Building Structure | 0.63 | --> | 0.63 | 0.487 | 0.91 |  | --> | 0.598 | 0 | 0.071 | 0.5 | 0 |  | --> | C15 ex KIMMAGE | Kimmage [T41,T42] | INCHICORE 220KV |  | 53.3085 | -6.2982
MV/LV Substation BL***087 |  | 10 kV | _ | LV | 630 kVA :Building Structure | 0.63 | --> | 0.63 | 0.343 | 3 |  | --> | 0.598 | 0 | 0.057 | 0.5 | 0 |  | --> | C31 ex INCHICORE CENTRAL | Inchicore Central [T43,T45] | INCHICORE 220KV |  | 53.3302 | -6.3341
MV/LV Substation HI***088 |  | 10 kV | _ | LV | 1000 kVA :Building Structure | 1 | --> | 1 | 0.5 | 7.75 |  | --> | 0.95 | 0 | 0.034 | 0.5 | 0 |  | --> | C22 ex MILLTOWN (DR) | Milltown (dr) [T101,T102] | INCHICORE 220KV |  | 53.3111 | -6.268
MV/LV Substation ME***089 |  | 10 kV | _ | LV | 630 kVA :Building Structure | 0.63 | --> | 0.63 | 0.412 | 0.98 |  | --> | 0.598 | 0 | 0 | 0.5 | 0 |  | --> | C13 ex LEESON STREET | Leeson Street [T41,T42] | MILLTOWN (DR) |  | 53.3317 | -6.2508
MV/LV Substation CL***091 |  | 10 kV | _ | LV | 1000 kVA :Building Structure | 1 | --> | 1 | 0.5 | 9.99 |  | --> | 0.95 | 0 | 0.011 | 0.5 | 0 |  | --> | C21 ex HAROLDS CROSS | Harolds Cross [T101,T102] | POOLBEG |  | 53.3267 | -6.2944
MV/LV Substation VO***092 |  | 10 kV | _ | LV | 400 kVA :Building Structure | 0.4 | --> | 0.4 | 0.4 | 3 |  | --> | 0.38 | 0 | 0 | 0.38 | 0 |  | --> | C40 ex INCHICORE CENTRAL | Inchicore Central [T43,T45] | INCHICORE 220KV |  | 53.3254 | -6.3433
MV/LV Substation DA***094 |  | 10 kV | _ | LV | 1000 kVA :Building Structure | 1 | --> | 1 | 0.41 | 0.98 |  | --> | 0.95 | 0 | 0.009 | 0.5 | 0 |  | --> | C19 ex LEESON STREET | Leeson Street [T41,T42] | MILLTOWN (DR) |  | 53.331 | -6.2533
MV/LV Substation RA***098 |  | 10 kV | _ | LV | 630 kVA :Kiosk Substation | 0.63 | --> | 0.63 | 0.5 | 7.75 |  | --> | 0.598 | 0 | 0.02 | 0.5 | 0 |  | --> | C21 ex MILLTOWN (DR) | Milltown (dr) [T101,T102] | POOLBEG |  | 53.3162 | -6.2452
MV/LV Substation BA***099 |  | 10 kV | _ | LV | 500 kVA :Building Structure | 0.5 | --> | 0.5 | 0.31 | 4.91 |  | --> | 0.475 | 0 | 0.062 | 0.454 | 0 |  | --> | C14 ex CRUMLIN | Crumlin [T41,T42] | INCHICORE 220KV |  | 53.3194 | -6.3214
MV/LV Substation RA***100 |  | 10 kV | _ | LV | 400 kVA :Kiosk Substation | 0.4 | --> | 0.4 | 0.212 | 0.91 |  | --> | 0.38 | 0 | 0.092 | 0.337 | 0 |  | --> | C12 ex KIMMAGE | Kimmage [T41,T42] | INCHICORE 220KV |  | 53.3044 | -6.2893
MV/LV Substation LO***101 |  | 10 kV | _ | LV | 1000 kVA :Building Structure | 1 | --> | 1 | 0.5 | 2.93 |  | --> | 0.95 | 0 | 0.044 | 0.5 | 0 |  | --> | C20 ex DODDER ROAD | Dodder Road [T42] | MILLTOWN (DR) |  | 53.2922 | -6.273
MV/LV Substation BE***102 |  | 10 kV | _ | LV | 400 kVA :Building Structure | 0.4 | --> | 0.4 | 0 | 0 |  | --> | 0.38 | 0 | 0.049 | 0.405 | 0 |  | --> | C12 ex DONNYBROOK | Donnybrook [T41,T42] | MILLTOWN (DR) |  | 53.3143 | -6.2318
MV/LV Substation BE***103 |  | 10 kV | _ | LV | 400 kVA :Building Structure | 0.4 | --> | 0.4 | 0 | 9.28 |  | --> | 0.38 | 0 | 0 | 0.444 | 0 |  | --> | C14 ex PEMBROKE | Pembroke [T41,T42,T43,T44] | RINGSEND |  | 53.3364 | -6.2365
MV/LV Substation OA***104 |  | 10 kV | _ | LV | 630 kVA :Building Structure | 0.63 | --> | 0.63 | 0.444 | 7.75 |  | --> | 0.598 | 0 | 0.118 | 0.5 | 0 |  | --> | C26 ex MILLTOWN (DR) | Milltown (dr) [T101,T102] | INCHICORE 220KV |  | 53.2924 | -6.2623
MV/LV Substation HO***106 |  | 10 kV | _ | LV | 1000 kVA :Building Structure | 1 | --> | 1 | 0.5 | 3.34 |  | --> | 0.95 | 0 | 0.055 | 0.5 | 0 |  | --> | C14 ex GREENHILLS | Greenhills [T42] | INCHICORE 220KV |  | 53.3226 | -6.3375
MV/LV Substation NE***107 |  | 10 kV | _ | LV | 1000 kVA :Building Structure | 1 | --> | 1 | 0.5 | 9.28 |  | --> | 0.95 | 0 | 0.056 | 0.5 | 0 |  | --> | C15 ex PEMBROKE | Pembroke [T41,T42,T43,T44] | RINGSEND |  | 53.3361 | -6.2238
MV/LV Substation WA***112 |  | 10 kV | _ | LV | 630 kVA :Building Structure | 0.63 | --> | 0.63 | 0.376 | 0.91 |  | --> | 0.598 | 0 | 0.068 | 0.5 | 0 |  | --> | C15 ex KIMMAGE | Kimmage [T41,T42] | INCHICORE 220KV |  | 53.3068 | -6.3054
MV/LV Substation MO***114 |  | 10 kV | _ | LV | 400 kVA :Kiosk Substation | 0.4 | --> | 0.4 | 0.229 | 4.47 |  | --> | 0.38 | 0 | 0.042 | 0.372 | 0 |  | --> | C14 ex TEMPLEOGUE | Templeogue [T41,T42] | MILLTOWN (DR) |  | 53.3068 | -6.3233
MV/LV Substation MU***115 |  | 10 kV | _ | LV | 630 kVA :Kiosk Substation | 0.63 | --> | 0.63 | 0.42 | 0.91 |  | --> | 0.598 | 0 | 0.04 | 0.5 | 0 |  | --> | C13 ex KIMMAGE | Kimmage [T41,T42] | INCHICORE 220KV |  | 53.3111 | -6.316
MV/LV Substation TH***116 |  | 10 kV | _ | LV | 400 kVA :Kiosk Substation | 0.4 | --> | 0.4 | 0.261 | 2.93 |  | --> | 0.38 | 0 | 0.054 | 0.358 | 0 |  | --> | C12 ex DODDER ROAD | Dodder Road [T42] | MILLTOWN (DR) |  | 53.3041 | -6.2599
MV/LV Substation RO***121 |  | 10 kV | _ | LV | 1000 kVA :Building Structure | 1 | --> | 1 | 0.5 | 3 |  | --> | 0.95 | 0 | 0 | 0.5 | 0 |  | --> | C34 ex INCHICORE CENTRAL | Inchicore Central [T43,T45] | INCHICORE 220KV |  | 53.3294 | -6.3381
MV/LV Substation MA***125 |  | 10 kV | _ | LV | 400 kVA :Building Structure | 0.4 | --> | 0.4 | 0.257 | 4.47 |  | --> | 0.38 | 0 | 0.078 | 0.341 | 0 |  | --> | C13 ex TEMPLEOGUE | Templeogue [T41,T42] | MILLTOWN (DR) |  | 53.2935 | -6.2971
MV/LV Substation SA***126 |  | 10 kV | _ | LV | 630 kVA :Building Structure | 0.63 | --> | 0.63 | 0 | 0 | Constrained, otherwise capacity available =349 kVA | --> | 0.598 | 0 | 0.024 | 0.5 | 0 |  | --> | C18 ex DONNYBROOK | Donnybrook [T41,T42] | MILLTOWN (DR) |  | 53.3273 | -6.2223
MV/LV Substation AN***129 |  | 10 kV | _ | LV | 630 kVA :Kiosk Substation | 0.63 | --> | 0.63 | 0.5 | 4.47 |  | --> | 0.598 | 0 | 0.047 | 0.5 | 0 |  | --> | C13 ex TEMPLEOGUE | Templeogue [T41,T42] | MILLTOWN (DR) |  | 53.2917 | -6.3042
MV/LV Substation SH***131 |  | 10 kV | _ | LV | 1000 kVA :Building Structure | 1 | --> | 1 | 0.5 | 0.91 |  | --> | 0.95 | 0 | 0.06 | 0.5 | 0 |  | --> | C14 ex KIMMAGE | Kimmage [T41,T42] | INCHICORE 220KV |  | 53.3138 | -6.3087
MV/LV Substation BU***132 |  | 10 kV | _ | LV | 400 kVA :Kiosk Substation | 0.4 | --> | 0.4 | 0.285 | 0.91 |  | --> | 0.38 | 0 | 0.091 | 0.328 | 0 |  | --> | C12 ex KIMMAGE | Kimmage [T41,T42] | INCHICORE 220KV |  | 53.3022 | -6.2962
MV/LV Substation ST***134 |  | 10 kV | _ | LV | 630 kVA :Building Structure | 0.63 | --> | 0.63 | 0.425 | 3.34 |  | --> | 0.598 | 0 | 0.035 | 0.5 | 0 |  | --> | C13 ex GREENHILLS | Greenhills [T42] | INCHICORE 220KV |  | 53.3105 | -6.329
MV/LV Substation RA***136 |  | 10 kV | _ | LV | 630 kVA :Kiosk Substation | 0.63 | --> | 0.63 | 0.367 | 0.91 |  | --> | 0.598 | 0 | 0.016 | 0.5 | 0 |  | --> | C16 ex KIMMAGE | Kimmage [T41,T42] | INCHICORE 220KV |  | 53.3274 | -6.3077
MV/LV Substation CA***137 |  | 10 kV | _ | LV | 630 kVA :Building Structure | 0.63 | --> | 0.63 | 0.402 | 4.91 |  | --> | 0.598 | 0 | 0.054 | 0.5 | 0 |  | --> | C14 ex CRUMLIN | Crumlin [T41,T42] | INCHICORE 220KV |  | 53.3201 | -6.3096
MV/LV Substation DA***140 |  | 10 kV | _ | LV | 630 kVA :Building Structure | 0.63 | --> | 0.63 | 0.378 | 7.75 |  | --> | 0.598 | 0 | 0.087 | 0.5 | 0 |  | --> | C20 ex MILLTOWN (DR) | Milltown (dr) [T101,T102] | INCHICORE 220KV |  | 53.3084 | -6.2598
MV/LV Substation SO***141 |  | 10 kV | _ | LV | 1000 kVA :Building Structure | 1 | --> | 1 | 0.5 | 3.34 |  | --> | 0.95 | 0 | 0.007 | 0.5 | 0 |  | --> | C11 ex GREENHILLS | Greenhills [T42] | INCHICORE 220KV |  | 53.3146 | -6.333
MV/LV Substation MO***143 |  | 10 kV | _ | LV | 630 kVA :Building Structure | 0.63 | --> | 0.63 | 0.24 | 3 |  | --> | 0.598 | 0 | 0.052 | 0.5 | 0 |  | --> | C32 ex INCHICORE CENTRAL | Inchicore Central [T43,T45] | INCHICORE 220KV |  | 53.3326 | -6.3173
MV/LV Substation AS***144 |  | 10 kV | _ | LV | 400 kVA :Kiosk Substation | 0.4 | --> | 0.4 | 0.255 | 0.91 |  | --> | 0.38 | 0 | 0.014 | 0.389 | 0 |  | --> | C21 ex KIMMAGE | Kimmage [T41,T42] | INCHICORE 220KV |  | 53.3001 | -6.2858
MV/LV Substation BR***145 |  | 10 kV | _ | LV | 400 kVA :Building Structure | 0.4 | --> | 0.4 | 0.155 | 3.34 |  | --> | 0.38 | 0 | 0.007 | 0.407 | 0 |  | --> | C11 ex GREENHILLS | Greenhills [T42] | INCHICORE 220KV |  | 53.3157 | -6.3357
MV/LV Substation CR***146 |  | 10 kV | _ | LV | 400 kVA :Kiosk Substation | 0.4 | --> | 0.4 | 0.27 | 2.93 |  | --> | 0.38 | 0 | 0.037 | 0.37 | 0 |  | --> | C13 ex DODDER ROAD | Dodder Road [T42] | MILLTOWN (DR) |  | 53.3 | -6.2776
MV/LV Substation BU***148 |  | 10 kV | _ | LV | 630 kVA :Building Structure | 0.63 | --> | 0.63 | 0.356 | 7.75 |  | --> | 0.598 | 0 | 0.032 | 0.5 | 0 |  | --> | C13 ex MILLTOWN (DR) | Milltown (dr) [T101,T102] | POOLBEG |  | 53.3224 | -6.2452
MV/LV Substation DE***150 |  | 10 kV | _ | LV | 1000 kVA :Building Structure | 1 | --> | 1 | 0.5 | 0.87 |  | --> | 0.95 | 0 | 0.122 | 0.5 | 0 |  | --> | C11 ex GARVILLE AVENUE | Garville Avenue [T42] | MILLTOWN (DR) |  | 53.3155 | -6.2907
MV/LV Substation BE***151 |  | 10 kV | _ | LV | 630 kVA :Building Structure | 0.63 | --> | 0.63 | 0.5 | 3.34 |  | --> | 0.598 | 0 | 0.01 | 0.5 | 0 |  | --> | C18 ex GREENHILLS | Greenhills [T42] | INCHICORE 220KV |  | 53.3137 | -6.3363
MV/LV Substation MO***153 |  | 10 kV | _ | LV | 400 kVA :Kiosk Substation | 0.4 | --> | 0.4 | 0.298 | 2.93 |  | --> | 0.38 | 0 | 0.02 | 0.379 | 0 |  | --> | C11 ex DODDER ROAD | Dodder Road [T42] | MILLTOWN (DR) |  | 53.3051 | -6.2661
MV/LV Substation BU***154 |  | 10 kV | _ | LV | 400 kVA :Kiosk Substation | 0.4 | --> | 0.4 | 0 | 0 | Constrained, otherwise capacity available =208 kVA | --> | 0.38 | 0 | 0.097 | 0.334 | 0 |  | --> | C18 ex BALLYBODEN | Ballyboden [T41,T42] | COOKSTOWN |  | 53.2922 | -6.2926
MV/LV Substation OA***156 |  | 10 kV | _ | LV | 630 kVA :Building Structure | 0.63 | --> | 0.63 | 0.418 | 9.28 |  | --> | 0.598 | 0 | 0.032 | 0.5 | 0 |  | --> | C19 ex PEMBROKE | Pembroke [T41,T42,T43,T44] | RINGSEND |  | 53.3312 | -6.2221
MV/LV Substation IR***157 |  | 10 kV | _ | LV | 630 kVA :Building Structure | 0.63 | --> | 0.63 | 0.5 | 0.98 |  | --> | 0.598 | 0 | 0 | 0.5 | 0 |  | --> | C23 ex LEESON STREET | Leeson Street [T41,T42] | MILLTOWN (DR) |  | 53.3328 | -6.2475
MV/LV Substation CH***158 |  | 10 kV | _ | LV | 630 kVA :Kiosk Substation | 0.63 | --> | 0.63 | 0.324 | 7.75 |  | --> | 0.598 | 0 | 0.015 | 0.5 | 0 |  | --> | C15 ex MILLTOWN (DR) | Milltown (dr) [T101,T102] | POOLBEG |  | 53.3265 | -6.2528
MV/LV Substation CO***161 |  | 10 kV | _ | LV | 1000 kVA :Building Structure | 1 | --> | 1 | 0.5 | 7.75 |  | --> | 0.95 | 0 | 0.045 | 0.5 | 0 |  | --> | C12 ex MILLTOWN (DR) | Milltown (dr) [T101,T102] | INCHICORE 220KV |  | 53.3157 | -6.2633
MV/LV Substation RA***162 |  | 10 kV | _ | LV | 630 kVA :Building Structure | 0.63 | --> | 0.63 | 0.218 | 0.87 |  | --> | 0.598 | 0 | 0.01 | 0.5 | 0 |  | --> | C17 ex GARVILLE AVENUE | Garville Avenue [T42] | MILLTOWN (DR) |  | 53.3213 | -6.2668
MV/LV Substation BO***163 |  | 10 kV | _ | LV | 400 kVA :Building Structure | 0.4 | --> | 0.4 | 0 | 0 | Constrained, otherwise capacity available =266 kVA | --> | 0.38 | 0 | 0.03 | 0.376 | 0 |  | --> | C18 ex BALLYBODEN | Ballyboden [T41,T42] | COOKSTOWN |  | 53.289 | -6.287
MV/LV Substation RO***164 |  | 10 kV | _ | LV | 630 kVA :Kiosk Substation | 0.63 | --> | 0.63 | 0.395 | 4.47 |  | --> | 0.598 | 0 | 0.077 | 0.5 | 0 |  | --> | C11 ex TEMPLEOGUE | Templeogue [T41,T42] | MILLTOWN (DR) |  | 53.299 | -6.2991
MV/LV Substation NE***166 |  | 10 kV | _ | LV | 630 kVA :Kiosk Substation | 0.63 | --> | 0.63 | 0.377 | 2.93 |  | --> | 0.598 | 0 | 0.068 | 0.5 | 0 |  | --> | C16 ex DODDER ROAD | Dodder Road [T42] | MILLTOWN (DR) |  | 53.3003 | -6.2638
MV/LV Substation CH***168 |  | 10 kV | _ | LV | 630 kVA :Building Structure | 0.63 | --> | 0.63 | 0.359 | 7.75 |  | --> | 0.598 | 0 | 0.06 | 0.5 | 0 |  | --> | C26 ex MILLTOWN (DR) | Milltown (dr) [T101,T102] | INCHICORE 220KV |  | 53.2946 | -6.2565
MV/LV Substation OW***170 |  | 10 kV | _ | LV | 630 kVA :Kiosk Substation | 0.63 | --> | 0.63 | 0.441 | 0.91 |  | --> | 0.598 | 0 | 0.095 | 0.5 | 0 |  | --> | C21 ex KIMMAGE | Kimmage [T41,T42] | INCHICORE 220KV |  | 53.2966 | -6.2878
MV/LV Substation RO***175 |  | 10 kV | _ | LV | 630 kVA :Building Structure | 0.63 | --> | 0.63 | 0.433 | 0.91 |  | --> | 0.598 | 0 | 0.052 | 0.5 | 0 |  | --> | C13 ex KIMMAGE | Kimmage [T41,T42] | INCHICORE 220KV |  | 53.3122 | -6.3113
MV/LV Substation ST***176 |  | 10 kV | _ | LV | 630 kVA :Kiosk Substation | 0.63 | --> | 0.63 | 0.443 | 3.34 |  | --> | 0.598 | 0 | 0.105 | 0.5 | 0 |  | --> | C11 ex GREENHILLS | Greenhills [T42] | INCHICORE 220KV |  | 53.3131 | -6.3323
MV/LV Substation TE***179 |  | 10 kV | _ | LV | 630 kVA :Building Structure | 0.63 | --> | 0.63 | 0.458 | 0.91 |  | --> | 0.598 | 0 | 0.079 | 0.5 | 0 |  | --> | C15 ex KIMMAGE | Kimmage [T41,T42] | INCHICORE 220KV |  | 53.2972 | -6.3085
MV/LV Substation CY***180 |  | 10 kV | _ | LV | 630 kVA :Kiosk Substation | 0.63 | --> | 0.63 | 0.462 | 0.91 |  | --> | 0.598 | 0 | 0.088 | 0.5 | 0 |  | --> | C15 ex KIMMAGE | Kimmage [T41,T42] | INCHICORE 220KV |  | 53.2999 | -6.3104
MV/LV Substation LE***181 |  | 10 kV | _ | LV | 630 kVA :Kiosk Substation | 0.63 | --> | 0.63 | 0.066 | 9.99 |  | --> | 0.598 | 0 | 0.018 | 0.5 | 0 |  | --> | C16 ex HAROLDS CROSS | Harolds Cross [T101,T102] | POOLBEG |  | 53.3239 | -6.2704
MV/LV Substation WO***182 |  | 10 kV | _ | LV | 630 kVA :Kiosk Substation | 0.63 | --> | 0.63 | 0.389 | 4.47 |  | --> | 0.598 | 0 | 0.127 | 0.5 | 0 |  | --> | C18 ex TEMPLEOGUE | Templeogue [T41,T42] | MILLTOWN (DR) |  | 53.2904 | -6.3093
MV/LV Substation HA***183 |  | 10 kV | _ | LV | 630 kVA :Kiosk Substation | 0.63 | --> | 0.63 | 0.5 | 9.99 |  | --> | 0.598 | 0 | 0.031 | 0.5 | 0 |  | --> | C16 ex HAROLDS CROSS | Harolds Cross [T101,T102] | POOLBEG |  | 53.3246 | -6.2779
MV/LV Substation TE***185 |  | 10 kV | _ | LV | 630 kVA :Kiosk Substation | 0.63 | --> | 0.63 | 0.467 | 0.91 |  | --> | 0.598 | 0 | 0.021 | 0.5 | 0 |  | --> | C12 ex KIMMAGE | Kimmage [T41,T42] | INCHICORE 220KV |  | 53.311 | -6.2964
MV/LV Substation PA***186 |  | 10 kV | _ | LV | 630 kVA :Kiosk Substation | 0.63 | --> | 0.63 | 0 | 0 | Constrained, otherwise capacity available =277 kVA | --> | 0.598 | 0 | 0.036 | 0.5 | 0 |  | --> | C17 ex DONNYBROOK | Donnybrook [T41,T42] | MILLTOWN (DR) |  | 53.3245 | -6.2117
MV/LV Substation KE***187 |  | 10 kV | _ | LV | 1000 kVA :Building Structure | 1 | --> | 1 | 0.5 | 0.87 |  | --> | 0.95 | 0 | 0.01 | 0.5 | 0 |  | --> | C17 ex GARVILLE AVENUE | Garville Avenue [T42] | MILLTOWN (DR) |  | 53.3193 | -6.2752
MV/LV Substation BA***188 |  | 10 kV | _ | LV | 630 kVA :Building Structure | 0.63 | --> | 0.63 | 0 | 0 | Constrained, otherwise capacity available =295 kVA | --> | 0.598 | 0 | 0.156 | 0.5 | 0 |  | --> | C21 ex BALLYBODEN | Ballyboden [T41,T42] | COOKSTOWN |  | 53.2879 | -6.2995
MV/LV Substation RO***189 |  | 10 kV | _ | LV | 630 kVA :Kiosk Substation | 0.63 | --> | 0.63 | 0 | 0 | Constrained, otherwise capacity available =440 kVA | --> | 0.598 | 0 | 0.029 | 0.5 | 0 |  | --> | C21 ex BALLYBODEN | Ballyboden [T41,T42] | COOKSTOWN |  | 53.291 | -6.3001
MV/LV Substation ST***191 |  | 10 kV | _ | LV | 400 kVA :Kiosk Substation | 0.4 | --> | 0.4 | 0.241 | 3.34 |  | --> | 0.38 | 0 | 0.028 | 0.38 | 0 |  | --> | C18 ex GREENHILLS | Greenhills [T42] | INCHICORE 220KV |  | 53.3114 | -6.3359
MV/LV Substation BA***192 |  | 10 kV | _ | LV | 630 kVA :Kiosk Substation | 0.63 | --> | 0.63 | 0.456 | 2.93 |  | --> | 0.598 | 0 | 0.087 | 0.5 | 0 |  | --> | C13 ex DODDER ROAD | Dodder Road [T42] | MILLTOWN (DR) |  | 53.3032 | -6.2738
MV/LV Substation LA***193 |  | 10 kV | _ | LV | 400 kVA :Kiosk Substation | 0.4 | --> | 0.4 | 0.218 | 9.28 |  | --> | 0.38 | 0 | 0.022 | 0.388 | 0 |  | --> | C05 ex PEMBROKE | Pembroke [T41,T42,T43,T44] | RINGSEND |  | 53.3344 | -6.2327
MV/LV Substation WI***194 |  | 10 kV | _ | LV | 630 kVA :Kiosk Substation | 0.63 | --> | 0.63 | 0.311 | 0.91 |  | --> | 0.598 | 0 | 0.03 | 0.5 | 0 |  | --> | C16 ex KIMMAGE | Kimmage [T41,T42] | INCHICORE 220KV |  | 53.3249 | -6.3098
MV/LV Substation RU***195 |  | 10 kV | _ | LV | 630 kVA :Building Structure | 0.63 | --> | 0.63 | 0.359 | 9.99 |  | --> | 0.598 | 0 | 0.04 | 0.5 | 0 |  | --> | C21 ex HAROLDS CROSS | Harolds Cross [T101,T102] | POOLBEG |  | 53.3274 | -6.2886
MV/LV Substation KE***199 |  | 10 kV | _ | LV | 630 kVA :Kiosk Substation | 0.63 | --> | 0.63 | 0.419 | 4.91 |  | --> | 0.598 | 0 | 0.003 | 0.5 | 0 |  | --> | C11 ex CRUMLIN | Crumlin [T41,T42] | INCHICORE 220KV |  | 53.3322 | -6.3016
MV/LV Substation DO***201 |  | 10 kV | _ | LV | 1000 kVA :Building Structure | 1 | --> | 1 | 0.5 | 9.99 |  | --> | 0.95 | 0 | 0.023 | 0.5 | 0 |  | --> | C21 ex HAROLDS CROSS | Harolds Cross [T101,T102] | POOLBEG |  | 53.3305 | -6.2957
MV/LV Substation AN***202 |  | 10 kV | _ | LV | 1000 kVA :Building Structure | 1 | --> | 1 | 0 | 0 | Constrained, otherwise capacity available =946 kVA | --> | 0.95 | 0 | 0 | 0.5 | 0 |  | --> | C20 ex DONNYBROOK | Donnybrook [T41,T42] | MILLTOWN (DR) |  | 53.3278 | -6.2307
MV/LV Substation RO***203 |  | 10 kV | _ | LV | 630 kVA :Kiosk Substation | 0.63 | --> | 0.63 | 0 | 0 | Constrained, otherwise capacity available =412 kVA | --> | 0.598 | 0 | 0.082 | 0.5 | 0 |  | --> | C21 ex BALLYBODEN | Ballyboden [T41,T42] | COOKSTOWN |  | 53.2879 | -6.2956
MV/LV Substation CO***204 |  | 10 kV | _ | LV | 630 kVA :Kiosk Substation | 0.63 | --> | 0.63 | 0 | 0 | Constrained, otherwise capacity available =436 kVA | --> | 0.598 | 0 | 0.034 | 0.5 | 0 |  | --> | C13 ex BALLYBODEN | Ballyboden [T41,T42] | COOKSTOWN |  | 53.2923 | -6.282
MV/LV Substation LI***206 |  | 10 kV | _ | LV | 400 kVA :Kiosk Substation | 0.4 | --> | 0.4 | 0.152 | 3.34 |  | --> | 0.38 | 0 | 0.092 | 0.344 | 0 |  | --> | C13 ex GREENHILLS | Greenhills [T42] | INCHICORE 220KV |  | 53.3104 | -6.325
MV/LV Substation WO***208 |  | 10 kV | _ | LV | 400 kVA :Kiosk Substation | 0.4 | --> | 0.4 | 0.282 | 2.93 |  | --> | 0.38 | 0 | 0.027 | 0.376 | 0 |  | --> | C13 ex DODDER ROAD | Dodder Road [T42] | MILLTOWN (DR) |  | 53.2998 | -6.274
MV/LV Substation OA***209 |  | 10 kV | _ | LV | 630 kVA :Kiosk Substation | 0.63 | --> | 0.63 | 0.223 | 7.75 |  | --> | 0.598 | 0 | 0.059 | 0.5 | 0 |  | --> | C13 ex MILLTOWN (DR) | Milltown (dr) [T101,T102] | POOLBEG |  | 53.3229 | -6.2554
MV/LV Substation GR***210 |  | 10 kV | _ | LV | 630 kVA :Kiosk Substation | 0.63 | --> | 0.63 | 0.481 | 0.91 |  | --> | 0.598 | 0 | 0.08 | 0.5 | 0 |  | --> | C15 ex KIMMAGE | Kimmage [T41,T42] | INCHICORE 220KV |  | 53.3086 | -6.2935
MV/LV Substation AR***212 |  | 10 kV | _ | LV | 630 kVA :Building Structure | 0.63 | --> | 0.63 | 0.379 | 9.99 |  | --> | 0.598 | 0 | 0 | 0.5 | 0 |  | --> | C14 ex HAROLDS CROSS | Harolds Cross [T101,T102] | POOLBEG |  | 53.3265 | -6.2673
MV/LV Substation WH***214 |  | 10 kV | _ | LV | 630 kVA :Kiosk Substation | 0.63 | --> | 0.63 | 0 | 0.87 |  | --> | 0.598 | 0 | 0.11 | 0.5 | 0 |  | --> | C18 ex GARVILLE AVENUE | Garville Avenue [T42] | MILLTOWN (DR) |  | 53.3122 | -6.2822
MV/LV Substation VI***215 |  | 10 kV | _ | LV | 630 kVA :Kiosk Substation | 0.63 | --> | 0.63 | 0.403 | 2.93 |  | --> | 0.598 | 0 | 0.04 | 0.5 | 0 |  | --> | C11 ex DODDER ROAD | Dodder Road [T42] | MILLTOWN (DR) |  | 53.3084 | -6.2749
MV/LV Substation HU***218 |  | 10 kV | _ | LV | 400 kVA :Building Structure | 0.4 | --> | 0.4 | 0 | 0 | Constrained, otherwise capacity available =336 kVA | --> | 0.38 | 0 | 0.02 | 0.374 | 0 |  | --> | C20 ex DONNYBROOK | Donnybrook [T41,T42] | MILLTOWN (DR) |  | 53.331 | -6.233
MV/LV Substation MC***219 |  | 10 kV | _ | LV | 630 kVA :Kiosk Substation | 0.63 | --> | 0.63 | 0.5 | 3 |  | --> | 0.598 | 0 | 0 | 0.5 | 0 |  | --> | C34 ex INCHICORE CENTRAL | Inchicore Central [T43,T45] | INCHICORE 220KV |  | 53.3297 | -6.3402
MV/LV Substation WA***220 |  | 10 kV | _ | LV | 630 kVA :Kiosk Substation | 0.63 | --> | 0.63 | 0.487 | 0.91 |  | --> | 0.598 | 0 | 0.076 | 0.5 | 0 |  | --> | C22 ex KIMMAGE | Kimmage [T41,T42] | INCHICORE 220KV |  | 53.3096 | -6.3069
MV/LV Substation CL***222 |  | 10 kV | _ | LV | 630 kVA :Kiosk Substation | 0.63 | --> | 0.63 | 0.5 | 9.28 |  | --> | 0.598 | 0 | 0 | 0.5 | 0 |  | --> | C06 ex PEMBROKE | Pembroke [T41,T42,T43,T44] | RINGSEND |  | 53.3272 | -6.2387
MV/LV Substation WI***223 |  | 10 kV | _ | LV | 630 kVA :Kiosk Substation | 0.63 | --> | 0.63 | 0.247 | 2.93 |  | --> | 0.598 | 0 | 0.09 | 0.5 | 0 |  | --> | C16 ex DODDER ROAD | Dodder Road [T42] | MILLTOWN (DR) |  | 53.2966 | -6.2608
MV/LV Substation CA***225 |  | 10 kV | _ | LV | 630 kVA :Building Structure | 0.63 | --> | 0.63 | 0.286 | 0.91 |  | --> | 0.598 | 0 | 0.067 | 0.5 | 0 |  | --> | C16 ex KIMMAGE | Kimmage [T41,T42] | INCHICORE 220KV |  | 53.317 | -6.302
MV/LV Substation DE***226 |  | 10 kV | _ | LV | 1000 kVA :Building Structure | 1 | --> | 1 | 0.5 | 3 |  | --> | 0.95 | 0 | 0.008 | 0.5 | 0 |  | --> | C40 ex INCHICORE CENTRAL | Inchicore Central [T43,T45] | INCHICORE 220KV |  | 53.3224 | -6.3413
MV/LV Substation GA***228 |  | 10 kV | _ | LV | 630 kVA :Kiosk Substation | 0.63 | --> | 0.63 | 0.258 | 3 |  | --> | 0.598 | 0 | 0.027 | 0.5 | 0 |  | --> | C39 ex INCHICORE CENTRAL | Inchicore Central [T43,T45] | INCHICORE 220KV |  | 53.3352 | -6.3125
MV/LV Substation WI***230 |  | 10 kV | _ | LV | 630 kVA :Kiosk Substation | 0.63 | --> | 0.63 | 0.256 | 4.91 |  | --> | 0.598 | 0 | 0.03 | 0.5 | 0 |  | --> | C14 ex CRUMLIN | Crumlin [T41,T42] | INCHICORE 220KV |  | 53.3199 | -6.3149
MV/LV Substation MA***233 |  | 10 kV | _ | LV | 630 kVA :Kiosk Substation | 0.63 | --> | 0.63 | 0 | 0 | Constrained, otherwise capacity available =312 kVA | --> | 0.598 | 0 | 0.04 | 0.5 | 0 |  | --> | C20 ex DONNYBROOK | Donnybrook [T41,T42] | MILLTOWN (DR) |  | 53.3231 | -6.2313
MV/LV Substation MO***234 |  | 10 kV | _ | LV | 630 kVA :Kiosk Substation | 0.63 | --> | 0.63 | 0.378 | 9.99 |  | --> | 0.598 | 0 | 0.012 | 0.5 | 0 |  | --> | C14 ex HAROLDS CROSS | Harolds Cross [T101,T102] | POOLBEG |  | 53.3247 | -6.2603
MV/LV Substation RA***235 |  | 10 kV | _ | LV | 630 kVA :Kiosk Substation | 0.63 | --> | 0.63 | 0.268 | 7.75 |  | --> | 0.598 | 0 | 0.015 | 0.5 | 0 |  | --> | C12 ex MILLTOWN (DR) | Milltown (dr) [T101,T102] | INCHICORE 220KV |  | 53.3188 | -6.2684
MV/LV Substation C.***236 |  | 10 kV | _ | LV | 630 kVA :Building Structure | 0.63 | --> | 0.63 | 0.403 | 7.75 |  | --> | 0.598 | 0 | 0.029 | 0.5 | 0 |  | --> | C16 ex MILLTOWN (DR) | Milltown (dr) [T101,T102] | INCHICORE 220KV |  | 53.3189 | -6.2612
MV/LV Substation GL***238 |  | 10 kV | _ | LV | 630 kVA :Kiosk Substation | 0.63 | --> | 0.63 | 0.493 | 9.99 |  | --> | 0.598 | 0 | 0.02 | 0.5 | 0 |  | --> | C21 ex HAROLDS CROSS | Harolds Cross [T101,T102] | POOLBEG |  | 53.3306 | -6.2886
MV/LV Substation AP***240 |  | 10 kV | _ | LV | 630 kVA :Kiosk Substation | 0.63 | --> | 0.63 | 0.361 | 7.75 |  | --> | 0.598 | 0 | 0.017 | 0.5 | 0 |  | --> | C23 ex MILLTOWN (DR) | Milltown (dr) [T101,T102] | POOLBEG |  | 53.3278 | -6.2474
MV/LV Substation ST***241 |  | 10 kV | _ | LV | 630 kVA :Kiosk Substation | 0.63 | --> | 0.63 | 0 | 0 | Constrained, otherwise capacity available =559 kVA | --> | 0.598 | 0 | 0.008 | 0.5 | 0 |  | --> | C20 ex DONNYBROOK | Donnybrook [T41,T42] | MILLTOWN (DR) |  | 53.3206 | -6.2309
MV/LV Substation CH***242 |  | 10 kV | _ | LV | 630 kVA :Kiosk Substation | 0.63 | --> | 0.63 | 0.426 | 7.75 |  | --> | 0.598 | 0 | 0.027 | 0.5 | 0 |  | --> | C21 ex MILLTOWN (DR) | Milltown (dr) [T101,T102] | POOLBEG |  | 53.3203 | -6.2457
MV/LV Substation BR***244 |  | 10 kV | _ | LV | 630 kVA :Kiosk Substation | 0.63 | --> | 0.63 | 0.339 | 0.87 |  | --> | 0.598 | 0 | 0.042 | 0.5 | 0 |  | --> | C20 ex GARVILLE AVENUE | Garville Avenue [T42] | MILLTOWN (DR) |  | 53.3124 | -6.2771
MV/LV Substation MO***245 |  | 10 kV | _ | LV | 630 kVA :Kiosk Substation | 0.63 | --> | 0.63 | 0.456 | 7.75 |  | --> | 0.598 | 0 | 0.018 | 0.5 | 0 |  | --> | C26 ex MILLTOWN (DR) | Milltown (dr) [T101,T102] | INCHICORE 220KV |  | 53.3082 | -6.2461
MV/LV Substation WA***248 |  | 10 kV | _ | LV | 1000 kVA :Building Structure | 1 | --> | 1 | 0.43 | 7.75 |  | --> | 0.95 | 0 | 0.018 | 0.5 | 0 |  | --> | C23 ex MILLTOWN (DR) | Milltown (dr) [T101,T102] | POOLBEG |  | 53.3325 | -6.2441
MV/LV Substation RA***250 |  | 10 kV | _ | LV | 100 kVA :Pole Substation | 0.1 | --> | 0.1 | 0 | 0 | Constrained, otherwise capacity available =100 kVA | --> | 0.095 | 0 | 0 | 0.095 | 0 |  | --> | C17 ex BALLYBODEN | Ballyboden [T41,T42] | COOKSTOWN |  | 53.2695 | -6.3071
MV/LV Substation PR***251 |  | 10 kV | _ | LV | 630 kVA :Kiosk Substation | 0.63 | --> | 0.63 | 0.284 | 9.99 |  | --> | 0.598 | 0 | 0.067 | 0.5 | 0 |  | --> | C12 ex HAROLDS CROSS | Harolds Cross [T101,T102] | POOLBEG |  | 53.3199 | -6.2862
MV/LV Substation EG***252 |  | 10 kV | _ | LV | 630 kVA :Kiosk Substation | 0.63 | --> | 0.63 | 0 | 0 | Constrained, otherwise capacity available =438 kVA | --> | 0.598 | 0 | 0.034 | 0.5 | 0 |  | --> | C11 ex DONNYBROOK | Donnybrook [T41,T42] | MILLTOWN (DR) |  | 53.3181 | -6.2372
MV/LV Substation FO***253 |  | 10 kV | _ | LV | 630 kVA :Kiosk Substation | 0.63 | --> | 0.63 | 0.5 | 4.47 |  | --> | 0.598 | 0 | 0.014 | 0.5 | 0 |  | --> | C11 ex TEMPLEOGUE | Templeogue [T41,T42] | MILLTOWN (DR) |  | 53.3042 | -6.2994
MV/LV Substation ST***254 |  | 10 kV | _ | LV | 400 kVA :Kiosk Substation | 0.4 | --> | 0.4 | 0.26 | 3.34 |  | --> | 0.38 | 0 | 0.028 | 0.378 | 0 |  | --> | C20 ex GREENHILLS | Greenhills [T42] | INCHICORE 220KV |  | 53.3085 | -6.3392
MV/LV Substation EA***257 |  | 10 kV | _ | LV | 400 kVA :Kiosk Substation | 0.4 | --> | 0.4 | 0.34 | 2.93 |  | --> | 0.38 | 0 | 0.021 | 0.372 | 0 |  | --> | C12 ex DODDER ROAD | Dodder Road [T42] | MILLTOWN (DR) |  | 53.3036 | -6.2625
MV/LV Substation GL***258 |  | 10 kV | _ | LV | 630 kVA :Kiosk Substation | 0.63 | --> | 0.63 | 0 | 0 | Constrained, otherwise capacity available =506 kVA | --> | 0.598 | 0 | 0.044 | 0.5 | 0 |  | --> | C18 ex BALLYBODEN | Ballyboden [T41,T42] | COOKSTOWN |  | 53.2941 | -6.2891
MV/LV Substation WH***261 |  | 10 kV | _ | LV | 400 kVA :Kiosk Substation | 0.4 | --> | 0.4 | 0.198 | 0.91 |  | --> | 0.38 | 0 | 0.042 | 0.376 | 0 |  | --> | C22 ex KIMMAGE | Kimmage [T41,T42] | INCHICORE 220KV |  | 53.3059 | -6.3205
MV/LV Substation CO***263 |  | 10 kV | _ | LV | 630 kVA :Kiosk Substation | 0.63 | --> | 0.63 | 0.28 | 4.91 |  | --> | 0.598 | 0 | 0.068 | 0.5 | 0 |  | --> | C13 ex CRUMLIN | Crumlin [T41,T42] | INCHICORE 220KV |  | 53.3286 | -6.3206
MV/LV Substation HA***264 |  | 10 kV | _ | LV | 630 kVA :Kiosk Substation | 0.63 | --> | 0.63 | 0.431 | 4.91 |  | --> | 0.598 | 0 | 0.02 | 0.5 | 0 |  | --> | C14 ex CRUMLIN | Crumlin [T41,T42] | INCHICORE 220KV |  | 53.3202 | -6.3273
MV/LV Substation SE***265 |  | 10 kV | _ | LV | 630 kVA :Kiosk Substation | 0.63 | --> | 0.63 | 0.382 | 9.28 |  | --> | 0.598 | 0 | 0.04 | 0.5 | 0 |  | --> | C15 ex PEMBROKE | Pembroke [T41,T42,T43,T44] | RINGSEND |  | 53.3345 | -6.2175
MV/LV Substation KI***267 |  | 10 kV | _ | LV | 630 kVA :Kiosk Substation | 0.63 | --> | 0.63 | 0.403 | 7.75 |  | --> | 0.598 | 0 | 0.02 | 0.5 | 0 |  | --> | C16 ex MILLTOWN (DR) | Milltown (dr) [T101,T102] | INCHICORE 220KV |  | 53.3203 | -6.258
MV/LV Substation BA***271 |  | 10 kV | _ | LV | 630 kVA :Kiosk Substation | 0.63 | --> | 0.63 | 0.22 | 9.99 |  | --> | 0.598 | 0 | 0.044 | 0.5 | 0 |  | --> | C19 ex HAROLDS CROSS | Harolds Cross [T101,T102] | POOLBEG |  | 53.3209 | -6.2979
MV/LV Substation SL***272 |  | 10 kV | _ | LV | 630 kVA :Kiosk Substation | 0.63 | --> | 0.63 | 0.426 | 4.91 |  | --> | 0.598 | 0 | 0.038 | 0.5 | 0 |  | --> | C11 ex CRUMLIN | Crumlin [T41,T42] | INCHICORE 220KV |  | 53.3346 | -6.3053
MV/LV Substation GR***273 |  | 10 kV | _ | LV | 400 kVA :Building Structure | 0.4 | --> | 0.4 | 0.136 | 3.34 |  | --> | 0.38 | 0 | 0.06 | 0.37 | 0 |  | --> | C18 ex GREENHILLS | Greenhills [T42] | INCHICORE 220KV |  | 53.3125 | -6.3369
MV/LV Substation SH***275 |  | 10 kV | _ | LV | 400 kVA :Building Structure | 0.4 | --> | 0.4 | 0 | 0 | Constrained, otherwise capacity available =212 kVA | --> | 0.38 | 0 | 0.026 | 0.386 | 0 |  | --> | C17 ex DONNYBROOK | Donnybrook [T41,T42] | MILLTOWN (DR) |  | 53.3259 | -6.2186
MV/LV Substation NO***276 |  | 10 kV | _ | LV | 1000 kVA :Building Structure | 1 | --> | 1 | 0.5 | 9.28 |  | --> | 0.95 | 0 | 0.017 | 0.5 | 0 |  | --> | C04 ex PEMBROKE | Pembroke [T41,T42,T43,T44] | RINGSEND |  | 53.3333 | -6.2353
MV/LV Substation HO***279 |  | 10 kV | _ | LV | 630 kVA :Kiosk Substation | 0.63 | --> | 0.63 | 0 | 0 | Constrained, otherwise capacity available =560 kVA | --> | 0.598 | 0 | 0.008 | 0.5 | 0 |  | --> | C18 ex BALLYMOUNT | Ballymount [T41,T42] | INCHICORE 220KV |  | 53.3177 | -6.34
MV/LV Substation WA***282 |  | 10 kV | _ | LV | 630 kVA :Kiosk Substation | 0.63 | --> | 0.63 | 0.438 | 0.91 |  | --> | 0.598 | 0 | 0.06 | 0.5 | 0 |  | --> | C15 ex KIMMAGE | Kimmage [T41,T42] | INCHICORE 220KV |  | 53.309 | -6.303
MV/LV Substation OR***285 |  | 10 kV | _ | LV | 400 kVA :Kiosk Substation | 0.4 | --> | 0.4 | 0.256 | 4.47 |  | --> | 0.38 | 0 | 0.046 | 0.365 | 0 |  | --> | C18 ex TEMPLEOGUE | Templeogue [T41,T42] | MILLTOWN (DR) |  | 53.2915 | -6.3069
MV/LV Substation MA***286 |  | 10 kV | _ | LV | 630 kVA :Kiosk Substation | 0.63 | --> | 0.63 | 0.5 | 4.47 |  | --> | 0.598 | 0 | 0.033 | 0.5 | 0 |  | --> | C13 ex TEMPLEOGUE | Templeogue [T41,T42] | MILLTOWN (DR) |  | 53.2933 | -6.3012
MV/LV Substation RA***287 |  | 10 kV | _ | LV | 630 kVA :Kiosk Substation | 0.63 | --> | 0.63 | 0.383 | 0.91 |  | --> | 0.598 | 0 | 0.075 | 0.5 | 0 |  | --> | C12 ex KIMMAGE | Kimmage [T41,T42] | INCHICORE 220KV |  | 53.3077 | -6.2859
MV/LV Substation BU***288 |  | 10 kV | _ | LV | 630 kVA :Kiosk Substation | 0.63 | --> | 0.63 | 0 | 0 | Constrained, otherwise capacity available =489 kVA | --> | 0.598 | 0 | 0.066 | 0.5 | 0 |  | --> | C18 ex BALLYBODEN | Ballyboden [T41,T42] | COOKSTOWN |  | 53.2917 | -6.2961
MV/LV Substation MO***289 |  | 10 kV | _ | LV | 400 kVA :Kiosk Substation | 0.4 | --> | 0.4 | 0.23 | 4.91 |  | --> | 0.38 | 0 | 0.049 | 0.366 | 0 |  | --> | C14 ex CRUMLIN | Crumlin [T41,T42] | INCHICORE 220KV |  | 53.3174 | -6.321
MV/LV Substation RA***290 |  | 10 kV | _ | LV | 630 kVA :Kiosk Substation | 0.63 | --> | 0.63 | 0.178 | 9.28 |  | --> | 0.598 | 0 | 0.02 | 0.5 | 0 |  | --> | C06 ex PEMBROKE | Pembroke [T41,T42,T43,T44] | RINGSEND |  | 53.3317 | -6.2383
MV/LV Substation BU***292 |  | 10 kV | _ | LV | 630 kVA :Building Structure | 0.63 | --> | 0.63 | 0.499 | 0.91 |  | --> | 0.598 | 0 | 0 | 0.5 | 0 |  | --> | C21 ex KIMMAGE | Kimmage [T41,T42] | INCHICORE 220KV |  | 53.2969 | -6.2975
MV/LV Substation FA***293 |  | 10 kV | _ | LV | 630 kVA :Kiosk Substation | 0.63 | --> | 0.63 | 0.5 | 0.91 |  | --> | 0.598 | 0 | 0.054 | 0.5 | 0 |  | --> | C21 ex KIMMAGE | Kimmage [T41,T42] | INCHICORE 220KV |  | 53.2974 | -6.2921
MV/LV Substation EV***296 |  | 10 kV | _ | LV | 630 kVA :Kiosk Substation | 0.63 | --> | 0.63 | 0 | 0 | Constrained, otherwise capacity available =487 kVA | --> | 0.598 | 0 | 0.048 | 0.5 | 0 |  | --> | C21 ex BALLYBODEN | Ballyboden [T41,T42] | COOKSTOWN |  | 53.2855 | -6.292
MV/LV Substation FO***298 |  | 10 kV | _ | LV | 630 kVA :Kiosk Substation | 0.63 | --> | 0.63 | 0 | 0 | Constrained, otherwise capacity available =488 kVA | --> | 0.598 | 0 | 0.059 | 0.5 | 0 |  | --> | C18 ex BALLYBODEN | Ballyboden [T41,T42] | COOKSTOWN |  | 53.2888 | -6.29
MV/LV Substation CA***300 |  | 10 kV | _ | LV | 630 kVA :Kiosk Substation | 0.63 | --> | 0.63 | 0.398 | 4.91 |  | --> | 0.598 | 0 | 0.017 | 0.5 | 0 |  | --> | C14 ex CRUMLIN | Crumlin [T41,T42] | INCHICORE 220KV |  | 53.3179 | -6.3084
MV/LV Substation BA***301 |  | 10 kV | _ | LV | 400 kVA :Kiosk Substation | 0.4 | --> | 0.4 | 0.399 | 3.34 |  | --> | 0.38 | 0 | 0 | 0.38 | 0 |  | --> | C11 ex GREENHILLS | Greenhills [T42] | INCHICORE 220KV |  | 53.316 | -6.3384
MV/LV Substation HI***305 |  | 10 kV | _ | LV | 630 kVA :Kiosk Substation | 0.63 | --> | 0.63 | 0.423 | 7.75 |  | --> | 0.598 | 0 | 0.035 | 0.5 | 0 |  | --> | C22 ex MILLTOWN (DR) | Milltown (dr) [T101,T102] | INCHICORE 220KV |  | 53.3128 | -6.2651
MV/LV Substation ST***306 |  | 10 kV | _ | LV | 630 kVA :Kiosk Substation | 0.63 | --> | 0.63 | 0.402 | 4.91 |  | --> | 0.598 | 0 | 0.079 | 0.5 | 0 |  | --> | C14 ex CRUMLIN | Crumlin [T41,T42] | INCHICORE 220KV |  | 53.3234 | -6.3199
MV/LV Substation MO***308 |  | 10 kV | _ | LV | 630 kVA :Kiosk Substation | 0.63 | --> | 0.63 | 0.5 | 9.99 |  | --> | 0.598 | 0 | 0.014 | 0.5 | 0 |  | --> | C12 ex HAROLDS CROSS | Harolds Cross [T101,T102] | POOLBEG |  | 53.3226 | -6.2855
MV/LV Substation FO***311 |  | 10 kV | _ | LV | 630 kVA :Kiosk Substation | 0.63 | --> | 0.63 | 0.5 | 3.34 |  | --> | 0.598 | 0 | 0 | 0.5 | 0 |  | --> | C14 ex GREENHILLS | Greenhills [T42] | INCHICORE 220KV |  | 53.3242 | -6.3356
MV/LV Substation WA***313 |  | 10 kV | _ | LV | 630 kVA :Kiosk Substation | 0.63 | --> | 0.63 | 0.424 | 7.75 |  | --> | 0.598 | 0 | 0.012 | 0.5 | 0 |  | --> | C23 ex MILLTOWN (DR) | Milltown (dr) [T101,T102] | POOLBEG |  | 53.3311 | -6.2456
MV/LV Substation MU***314 |  | 10 kV | _ | LV | 630 kVA :Kiosk Substation | 0.63 | --> | 0.63 | 0.473 | 3.34 |  | --> | 0.598 | 0 | 0.048 | 0.5 | 0 |  | --> | C13 ex GREENHILLS | Greenhills [T42] | INCHICORE 220KV |  | 53.3093 | -6.3198
MV/LV Substation TR***315 |  | 10 kV | _ | LV | 400 kVA :Kiosk Substation | 0.4 | --> | 0.4 | 0.084 | 9.28 |  | --> | 0.38 | 0 | 0.075 | 0.365 | 0 |  | --> | C19 ex PEMBROKE | Pembroke [T41,T42,T43,T44] | RINGSEND |  | 53.3331 | -6.2217
MV/LV Substation CH***316 |  | 10 kV | _ | LV | 400 kVA :Building Structure | 0.4 | --> | 0.4 | 0.399 | 3.34 |  | --> | 0.38 | 0 | 0 | 0.38 | 0 |  | --> | C18 ex GREENHILLS | Greenhills [T42] | INCHICORE 220KV |  | 53.3133 | -6.3381
MV/LV Substation RA***318 |  | 10 kV | _ | LV | 630 kVA :Kiosk Substation | 0.63 | --> | 0.63 | 0.203 | 0.98 |  | --> | 0.598 | 0 | 0.023 | 0.5 | 0 |  | --> | C15 ex LEESON STREET | Leeson Street [T41,T42] | MILLTOWN (DR) |  | 53.3267 | -6.2562
MV/LV Substation GR***320 |  | 10 kV | _ | LV | 630 kVA :Building Structure | 0.63 | --> | 0.63 | 0.5 | 0.91 |  | --> | 0.598 | 0 | 0.013 | 0.5 | 0 |  | --> | C12 ex KIMMAGE | Kimmage [T41,T42] | INCHICORE 220KV |  | 53.3084 | -6.282
MV/LV Substation ST***321 |  | 10 kV | _ | LV | 400 kVA :Kiosk Substation | 0.4 | --> | 0.4 | 0.299 | 3.34 |  | --> | 0.38 | 0 | 0.007 | 0.388 | 0 |  | --> | C20 ex GREENHILLS | Greenhills [T42] | INCHICORE 220KV |  | 53.3122 | -6.3393
MV/LV Substation SH***322 |  | 10 kV | _ | LV | 630 kVA :Building Structure | 0.63 | --> | 0.63 | 0.47 | 9.28 |  | --> | 0.598 | 0 | 0 | 0.5 | 0 |  | --> | C05 ex PEMBROKE | Pembroke [T41,T42,T43,T44] | RINGSEND |  | 53.3354 | -6.2329
MV/LV Substation GR***323 |  | 10 kV | _ | LV | 630 kVA :Kiosk Substation | 0.63 | --> | 0.63 | 0.348 | 0.98 |  | --> | 0.598 | 0 | 0.069 | 0.5 | 0 |  | --> | C15 ex LEESON STREET | Leeson Street [T41,T42] | MILLTOWN (DR) |  | 53.3294 | -6.2685
MV/LV Substation AI***324 |  | 10 kV | _ | LV | 630 kVA :Kiosk Substation | 0.63 | --> | 0.63 | 0 | 0 | Constrained, otherwise capacity available =70 kVA | --> | 0.598 | 0 | 0.016 | 0.5 | 0 |  | --> | C14 ex DONNYBROOK | Donnybrook [T41,T42] | MILLTOWN (DR) |  | 53.3201 | -6.2223
MV/LV Substation MO***328 |  | 10 kV | _ | LV | 630 kVA :Kiosk Substation | 0.63 | --> | 0.63 | 0.316 | 0.91 |  | --> | 0.598 | 0 | 0.037 | 0.5 | 0 |  | --> | C16 ex KIMMAGE | Kimmage [T41,T42] | INCHICORE 220KV |  | 53.3247 | -6.304
MV/LV Substation ZI***330 |  | 10 kV | _ | LV | 200 kVA :Building Structure | 0.2 | --> | 0.2 | 0.163 | 2.93 |  | --> | 0.19 | 0 | 0 | 0.195 | 0 |  | --> | C11 ex DODDER ROAD | Dodder Road [T42] | MILLTOWN (DR) |  | 53.3054 | -6.2727
MV/LV Substation MA***331 |  | 10 kV | _ | LV | 630 kVA :Building Structure | 0.63 | --> | 0.63 | 0.197 | 9.28 |  | --> | 0.598 | 0 | 0.051 | 0.5 | 0 |  | --> | C19 ex PEMBROKE | Pembroke [T41,T42,T43,T44] | RINGSEND |  | 53.3376 | -6.2309
MV/LV Substation UP***332 |  | 10 kV | _ | LV | 630 kVA :Kiosk Substation | 0.63 | --> | 0.63 | 0 | 7.75 |  | --> | 0.598 | 0 | 0.07 | 0.5 | 0 |  | --> | C16 ex MILLTOWN (DR) | Milltown (dr) [T101,T102] | INCHICORE 220KV |  | 53.32 | -6.2642
MV/LV Substation ST***333 |  | 10 kV | _ | LV | 400 kVA :Kiosk Substation | 0.4 | --> | 0.4 | 0.138 | 0.91 |  | --> | 0.38 | 0 | 0.044 | 0.382 | 0 |  | --> | C18 ex KIMMAGE | Kimmage [T41,T42] | INCHICORE 220KV |  | 53.3168 | -6.2941
MV/LV Substation LA***334 |  | 10 kV | _ | LV | 400 kVA :Building Structure | 0.4 | --> | 0.4 | 0.33 | 2.93 |  | --> | 0.38 | 0 | 0 | 0.389 | 0 |  | --> | C20 ex DODDER ROAD | Dodder Road [T42] | MILLTOWN (DR) |  | 53.2992 | -6.2683
MV/LV Substation WA***335 |  | 10 kV | _ | LV | 200 kVA :Building Structure | 0.2 | --> | 0.2 | 0.152 | 4.47 |  | --> | 0.19 | 0 | 0 | 0.196 | 0 |  | --> | C14 ex TEMPLEOGUE | Templeogue [T41,T42] | MILLTOWN (DR) |  | 53.3075 | -6.3357
MV/LV Substation BE***336 |  | 10 kV | _ | LV | 630 kVA :Building Structure | 0.63 | --> | 0.63 | 0.251 | 0.87 |  | --> | 0.598 | 0 | 0.052 | 0.5 | 0 |  | --> | C14 ex GARVILLE AVENUE | Garville Avenue [T42] | MILLTOWN (DR) |  | 53.3151 | -6.2709
MV/LV Substation RA***339 |  | 10 kV | _ | LV | 630 kVA :Kiosk Substation | 0.63 | --> | 0.63 | 0.3 | 9.28 |  | --> | 0.598 | 0 | 0.031 | 0.5 | 0 |  | --> | C06 ex PEMBROKE | Pembroke [T41,T42,T43,T44] | RINGSEND |  | 53.3289 | -6.2389
MV/LV Substation OL***340 |  | 10 kV | _ | LV | 1000 kVA :Building Structure | 1 | --> | 1 | 0.5 | 9.28 |  | --> | 0.95 | 0 | 0 | 0.5 | 0 |  | --> | C04 ex PEMBROKE | Pembroke [T41,T42,T43,T44] | RINGSEND |  | 53.3328 | -6.2411
MV/LV Substation KI***341 |  | 10 kV | _ | LV | 630 kVA :Kiosk Substation | 0.63 | --> | 0.63 | 0.31 | 3 |  | --> | 0.598 | 0 | 0.022 | 0.5 | 0 |  | --> | C31 ex INCHICORE CENTRAL | Inchicore Central [T43,T45] | INCHICORE 220KV |  | 53.3317 | -6.3275
MV/LV Substation EA***343 |  | 10 kV | _ | LV | 630 kVA :Kiosk Substation | 0.63 | --> | 0.63 | 0.429 | 0.87 |  | --> | 0.598 | 0 | 0.087 | 0.5 | 0 |  | --> | C11 ex GARVILLE AVENUE | Garville Avenue [T42] | MILLTOWN (DR) |  | 53.3127 | -6.2878
MV/LV Substation AV***348 |  | 10 kV | _ | LV | 400 kVA :Building Structure | 0.4 | --> | 0.4 | 0.251 | 9.28 |  | --> | 0.38 | 0 | 0.029 | 0.378 | 0 |  | --> | C19 ex PEMBROKE | Pembroke [T41,T42,T43,T44] | RINGSEND |  | 53.3269 | -6.2154
MV/LV Substation MO***349 |  | 10 kV | _ | LV | 1000 kVA :Building Structure | 1 | --> | 1 | 0.5 | 3 |  | --> | 0.95 | 0 | 0.03 | 0.5 | 0 |  | --> | C40 ex INCHICORE CENTRAL | Inchicore Central [T43,T45] | INCHICORE 220KV |  | 53.3227 | -6.3393
MV/LV Substation RO***350 |  | 10 kV | _ | LV | 400 kVA :Kiosk Substation | 0.4 | --> | 0.4 | 0.04 | 9.28 |  | --> | 0.38 | 0 | 0.012 | 0.417 | 0 |  | --> | C15 ex PEMBROKE | Pembroke [T41,T42,T43,T44] | RINGSEND |  | 53.3402 | -6.2249
MV/LV Substation ST***351 |  | 10 kV | _ | LV | 400 kVA :Kiosk Substation | 0.4 | --> | 0.4 | 0.144 | 3.34 |  | --> | 0.38 | 0 | 0.051 | 0.376 | 0 |  | --> | C12 ex GREENHILLS | Greenhills [T42] | INCHICORE 220KV |  | 53.3136 | -6.3284
MV/LV Substation HE***352 |  | 10 kV | _ | LV | 630 kVA :Kiosk Substation | 0.63 | --> | 0.63 | 0.431 | 4.91 |  | --> | 0.598 | 0 | 0.029 | 0.5 | 0 |  | --> | C11 ex CRUMLIN | Crumlin [T41,T42] | INCHICORE 220KV |  | 53.3328 | -6.2987
MV/LV Substation WI***358 |  | 10 kV | _ | LV | 630 kVA :Kiosk Substation | 0.63 | --> | 0.63 | 0.427 | 7.75 |  | --> | 0.598 | 0 | 0.031 | 0.5 | 0 |  | --> | C12 ex MILLTOWN (DR) | Milltown (dr) [T101,T102] | INCHICORE 220KV |  | 53.3173 | -6.2551
MV/LV Substation NA***359 |  | 10 kV | _ | LV | 400 kVA :Building Structure | 0.4 | --> | 0.4 | 0.387 | 3 |  | --> | 0.38 | 0 | 0 | 0.382 | 0 |  | --> | C31 ex INCHICORE CENTRAL | Inchicore Central [T43,T45] | INCHICORE 220KV |  | 53.3272 | -6.3376
MV/LV Substation CH***360 |  | 10 kV | _ | LV | 630 kVA :Kiosk Substation | 0.63 | --> | 0.63 | 0.222 | 7.75 |  | --> | 0.598 | 0 | 0.011 | 0.5 | 0 |  | --> | C15 ex MILLTOWN (DR) | Milltown (dr) [T101,T102] | POOLBEG |  | 53.3244 | -6.2567
MV/LV Substation SE***361 |  | 10 kV | _ | LV | 400 kVA :Kiosk Substation | 0.4 | --> | 0.4 | 0 | 0 | Constrained, otherwise capacity available =281 kVA | --> | 0.38 | 0 | 0.008 | 0.39 | 0 |  | --> | C17 ex DONNYBROOK | Donnybrook [T41,T42] | MILLTOWN (DR) |  | 53.3296 | -6.2247
MV/LV Substation MA***362 |  | 10 kV | _ | LV | 400 kVA :Kiosk Substation | 0.4 | --> | 0.4 | 0 | 0 | Constrained, otherwise capacity available =219 kVA | --> | 0.38 | 0 | 0.105 | 0.326 | 0 |  | --> | C11 ex BALLYBODEN | Ballyboden [T41,T42] | COOKSTOWN |  | 53.2831 | -6.271
MV/LV Substation MT***364 |  | 10 kV | _ | LV | 630 kVA :Building Structure | 0.63 | --> | 0.63 | 0.359 | 9.99 |  | --> | 0.598 | 0 | 0.032 | 0.5 | 0 |  | --> | C14 ex HAROLDS CROSS | Harolds Cross [T101,T102] | POOLBEG |  | 53.3264 | -6.2733
MV/LV Substation KN***365 |  | 10 kV | _ | LV | 630 kVA :Building Structure | 0.63 | --> | 0.63 | 0.404 | 4.91 |  | --> | 0.598 | 0 | 0.068 | 0.5 | 0 |  | --> | C11 ex CRUMLIN | Crumlin [T41,T42] | INCHICORE 220KV |  | 53.3291 | -6.3145
MV/LV Substation HO***367 |  | 10 kV | _ | LV | 400 kVA :Kiosk Substation | 0.4 | --> | 0.4 | 0.324 | 7.75 |  | --> | 0.38 | 0 | 0.007 | 0.385 | 0 |  | --> | C26 ex MILLTOWN (DR) | Milltown (dr) [T101,T102] | INCHICORE 220KV |  | 53.2906 | -6.2604
MV/LV Substation HO***368 |  | 10 kV | _ | LV | 400 kVA :Kiosk Substation | 0.4 | --> | 0.4 | 0.278 | 7.75 |  | --> | 0.38 | 0 | 0.019 | 0.382 | 0 |  | --> | C26 ex MILLTOWN (DR) | Milltown (dr) [T101,T102] | INCHICORE 220KV |  | 53.2891 | -6.2597
MV/LV Substation HO***369 |  | 10 kV | _ | LV | 400 kVA :Kiosk Substation | 0.4 | --> | 0.4 | 0 | 0 | Constrained, otherwise capacity available =294 kVA | --> | 0.38 | 0 | 0.024 | 0.376 | 0 |  | --> | C11 ex BALLYBODEN | Ballyboden [T41,T42] | COOKSTOWN |  | 53.2898 | -6.2647
MV/LV Substation HO***370 |  | 10 kV | _ | LV | 400 kVA :Kiosk Substation | 0.4 | --> | 0.4 | 0 | 0 | Constrained, otherwise capacity available =285 kVA | --> | 0.38 | 0 | 0.034 | 0.37 | 0 |  | --> | C11 ex BALLYBODEN | Ballyboden [T41,T42] | COOKSTOWN |  | 53.2881 | -6.2646
MV/LV Substation SH***374 |  | 10 kV | _ | LV | 1000 kVA :Building Structure | 1 | --> | 1 | 0 | 0 | Constrained, otherwise capacity available =951 kVA | --> | 0.95 | 0 | 0 | 0.5 | 0 |  | --> | C18 ex DONNYBROOK | Donnybrook [T41,T42] | MILLTOWN (DR) |  | 53.3268 | -6.2216
MV/LV Substation CR***375 |  | 10 kV | _ | LV | 630 kVA :Kiosk Substation | 0.63 | --> | 0.63 | 0.337 | 0.91 |  | --> | 0.598 | 0 | 0.04 | 0.5 | 0 |  | --> | C16 ex KIMMAGE | Kimmage [T41,T42] | INCHICORE 220KV |  | 53.3224 | -6.3064
MV/LV Substation FI***378 |  | 10 kV | _ | LV | 630 kVA :Building Structure | 0.63 | --> | 0.63 | 0.424 | 7.75 |  | --> | 0.598 | 0 | 0.009 | 0.5 | 0 |  | --> | C15 ex MILLTOWN (DR) | Milltown (dr) [T101,T102] | POOLBEG |  | 53.3285 | -6.2493
MV/LV Substation PA***380 |  | 10 kV | _ | LV | 400 kVA :Kiosk Substation | 0.4 | --> | 0.4 | 0.278 | 4.47 |  | --> | 0.38 | 0 | 0.015 | 0.385 | 0 |  | --> | C14 ex TEMPLEOGUE | Templeogue [T41,T42] | MILLTOWN (DR) |  | 53.2972 | -6.3233
MV/LV Substation PA***381 |  | 10 kV | _ | LV | 630 kVA :Kiosk Substation | 0.63 | --> | 0.63 | 0.47 | 4.47 |  | --> | 0.598 | 0 | 0.036 | 0.5 | 0 |  | --> | C14 ex TEMPLEOGUE | Templeogue [T41,T42] | MILLTOWN (DR) |  | 53.3005 | -6.3226
MV/LV Substation WI***383 |  | 10 kV | _ | LV | 400 kVA :Kiosk Substation | 0.4 | --> | 0.4 | 0.209 | 4.47 |  | --> | 0.38 | 0 | 0.086 | 0.342 | 0 |  | --> | C14 ex TEMPLEOGUE | Templeogue [T41,T42] | MILLTOWN (DR) |  | 53.3017 | -6.3265
MV/LV Substation MA***388 |  | 10 kV | _ | LV | 400 kVA :Kiosk Substation | 0.4 | --> | 0.4 | 0 | 0 | Constrained, otherwise capacity available =279 kVA | --> | 0.38 | 0 | 0.072 | 0.343 | 0 |  | --> | C11 ex BALLYBODEN | Ballyboden [T41,T42] | COOKSTOWN |  | 53.2845 | -6.2682
MV/LV Substation TO***389 |  | 10 kV | _ | LV | 400 kVA :Kiosk Substation | 0.4 | --> | 0.4 | 0.253 | 3.34 |  | --> | 0.38 | 0 | 0.038 | 0.371 | 0 |  | --> | C20 ex GREENHILLS | Greenhills [T42] | INCHICORE 220KV |  | 53.3085 | -6.3437
MV/LV Substation GA***390 |  | 10 kV | _ | LV | 630 kVA :Kiosk Substation | 0.63 | --> | 0.63 | 0.341 | 3 |  | --> | 0.598 | 0 | 0.022 | 0.5 | 0 |  | --> | C32 ex INCHICORE CENTRAL | Inchicore Central [T43,T45] | INCHICORE 220KV |  | 53.334 | -6.3204
MV/LV Substation MI***397 |  | 10 kV | _ | LV | 200 kVA :Building Structure | 0.2 | --> | 0.2 | 0.2 | 9.99 |  | --> | 0.19 | 0 | 0 | 0.19 | 0 |  | --> | C14 ex HAROLDS CROSS | Harolds Cross [T101,T102] | POOLBEG |  | 53.3267 | -6.2675
MV/LV Substation HI***400 |  | 10 kV | _ | LV | 400 kVA :Kiosk Substation | 0.4 | --> | 0.4 | 0 | 0 | Constrained, otherwise capacity available =256 kVA | --> | 0.38 | 0 | 0.039 | 0.37 | 0 |  | --> | C11 ex BALLYBODEN | Ballyboden [T41,T42] | COOKSTOWN |  | 53.2803 | -6.2683
MV/LV Substation BU***4001 |  | 10 kV | _ | LV | 1000 kVA :Building Structure | 1 | --> | 1 | 0.5 | 0.98 |  | --> | 0.95 | 0 | 0 | 0.5 | 0 |  | --> | C23 ex LEESON STREET | Leeson Street [T41,T42] | MILLTOWN (DR) |  | 53.3325 | -6.2451
MV/LV Substation WA***4002 |  | 10 kV | _ | LV | 630 kVA :Building Structure | 0.63 | --> | 0.63 | 0.5 | 0.98 |  | --> | 0.598 | 0 | 0 | 0.5 | 0 |  | --> | C23 ex LEESON STREET | Leeson Street [T41,T42] | MILLTOWN (DR) |  | 53.3321 | -6.2452
MV/LV Substation OR***4006 |  | 10 kV | _ | LV | 400 kVA :Kiosk Substation | 0.4 | --> | 0.4 | 0.374 | 4.47 |  | --> | 0.38 | 0 | 0 | 0.384 | 0 |  | --> | C20 ex TEMPLEOGUE | Templeogue [T41,T42] | MILLTOWN (DR) |  | 53.2788 | -6.3226
MV/LV Substation TE***4007 |  | 10 kV | _ | LV | 630 kVA :Building Structure | 0.63 | --> | 0.63 | 0.5 | 9.28 |  | --> | 0.598 | 0 | 0 | 0.5 | 0 |  | --> | C06 ex PEMBROKE | Pembroke [T41,T42,T43,T44] | RINGSEND |  | 53.331 | -6.2352
MV/LV Substation LA***4008 |  | 10 kV | _ | LV | 1000 kVA :Building Structure | 1 | --> | 1 | 0.5 | 9.28 |  | --> | 0.95 | 0 | 0 | 0.5 | 0 |  | --> | C37 ex PEMBROKE | Pembroke [T41,T42,T43,T44] | RINGSEND |  | 53.3346 | -6.227
MV/LV Substation FI***401 |  | 10 kV | _ | LV | 400 kVA :Kiosk Substation | 0.4 | --> | 0.4 | 0.105 | 4.47 |  | --> | 0.38 | 0 | 0.197 | 0.272 | 0 |  | --> | C20 ex TEMPLEOGUE | Templeogue [T41,T42] | MILLTOWN (DR) |  | 53.2875 | -6.323
MV/LV Substation EL***4010 |  | 10 kV | _ | LV | 630 kVA :Kiosk Substation | 0.63 | --> | 0.63 | 0 | 0 | Constrained, otherwise capacity available =604 kVA | --> | 0.598 | 0 | 0.064 | 0.5 | 0 |  | --> | C13 ex BALLYBODEN | Ballyboden [T41,T42] | COOKSTOWN |  | 53.2927 | -6.2757
MV/LV Substation KN***4013 |  | 10 kV | _ | LV | 630 kVA :Building Structure | 0.63 | --> | 0.63 | 0.473 | 4.47 |  | --> | 0.598 | 0 | 0.06 | 0.5 | 0 |  | --> | C18 ex TEMPLEOGUE | Templeogue [T41,T42] | MILLTOWN (DR) |  | 53.2848 | -6.3172
MV/LV Substation TE***4016 |  | 10 kV | _ | LV | 630 kVA :Kiosk Substation | 0.63 | --> | 0.63 | 0.119 | 7.75 |  | --> | 0.598 | 0 | 0.033 | 0.5 | 0 |  | --> | C16 ex MILLTOWN (DR) | Milltown (dr) [T101,T102] | INCHICORE 220KV |  | 53.3117 | -6.2519
MV/LV Substation BY***4017 |  | 10 kV | _ | LV | 630 kVA :Building Structure | 0.63 | --> | 0.63 | 0.5 | 7.75 |  | --> | 0.598 | 0 | 0 | 0.5 | 0 |  | --> | C26 ex MILLTOWN (DR) | Milltown (dr) [T101,T102] | INCHICORE 220KV |  | 53.2914 | -6.262
MV/LV Substation MO***4018 |  | 10 kV | _ | LV | 630 kVA :Kiosk Substation | 0.63 | --> | 0.63 | 0 | 0 | Constrained, otherwise capacity available =609 kVA | --> | 0.598 | 0 | 0 | 0.5 | 0 |  | --> | C13 ex DONNYBROOK | Donnybrook [T41,T42] | MILLTOWN (DR) |  | 53.3223 | -6.2406
MV/LV Substation TE***4019 |  | 10 kV | _ | LV | 630 kVA :Kiosk Substation | 0.63 | --> | 0.63 | 0.5 | 0.87 |  | --> | 0.598 | 0 | 0 | 0.5 | 0 |  | --> | C12 ex GARVILLE AVENUE | Garville Avenue [T42] | MILLTOWN (DR) |  | 53.3104 | -6.2825
MV/LV Substation TE***4020 |  | 10 kV | _ | LV | 1000 kVA :Building Structure | 1 | --> | 1 | 0.5 | 0.91 | Constrained, otherwise capacity available =972 kVA | --> | 0.95 | 0 | 0.003 | 0.5 | 0 |  | --> | C21 ex KIMMAGE | Kimmage [T41,T42] | INCHICORE 220KV |  | 53.3095 | -6.2834
MV/LV Substation TE***4021 |  | 10 kV | _ | LV | 630 kVA :Building Structure | 0.63 | --> | 0.63 | 0.5 | 0.91 |  | --> | 0.598 | 0 | 0 | 0.5 | 0 |  | --> | C21 ex KIMMAGE | Kimmage [T41,T42] | INCHICORE 220KV |  | 53.3095 | -6.2834
MV/LV Substation PA***4022 |  | 10 kV | _ | LV | 1000 kVA :Building Structure | 1 | --> | 1 | 0.5 | 7.75 |  | --> | 0.95 | 0 | 0 | 0.5 | 0 |  | --> | C22 ex MILLTOWN (DR) | Milltown (dr) [T101,T102] | INCHICORE 220KV |  | 53.313 | -6.2602
MV/LV Substation LI***4028 |  | 10 kV | _ | LV | 630 kVA :Building Structure | 0.63 | --> | 0.63 | 0.5 | 0.91 |  | --> | 0.598 | 0 | 0.01 | 0.5 | 0 |  | --> | C12 ex KIMMAGE | Kimmage [T41,T42] | INCHICORE 220KV |  | 53.3094 | -6.2822
MV/LV Substation OR***4029 |  | 10 kV | _ | LV | 400 kVA :Kiosk Substation | 0.4 | --> | 0.4 | 0.397 | 2.93 |  | --> | 0.38 | 0 | 0 | 0.38 | 0 |  | --> | C11 ex DODDER ROAD | Dodder Road [T42] | MILLTOWN (DR) |  | 53.3065 | -6.2687
MV/LV Substation AS***403 |  | 10 kV | _ | LV | 630 kVA :Kiosk Substation | 0.63 | --> | 0.63 | 0.389 | 7.75 |  | --> | 0.598 | 0 | 0.058 | 0.5 | 0 |  | --> | C15 ex MILLTOWN (DR) | Milltown (dr) [T101,T102] | POOLBEG |  | 53.3215 | -6.2532
MV/LV Substation SY***4031 |  | 10 kV | _ | LV | 630 kVA :Kiosk Substation | 0.63 | --> | 0.63 | 0 | 0 | Constrained, otherwise capacity available =627 kVA | --> | 0.598 | 0 | 0 | 0.5 | 0 |  | --> | C18 ex DONNYBROOK | Donnybrook [T41,T42] | MILLTOWN (DR) |  | 53.3279 | -6.2252
MV/LV Substation FR***4032 |  | 10 kV | _ | LV | 630 kVA :Building Structure | 0.63 | --> | 0.63 | 0 | 0 | Constrained, otherwise capacity available =532 kVA | --> | 0.598 | 0 | 0 | 0.5 | 0 |  | --> | C20 ex DONNYBROOK | Donnybrook [T41,T42] | MILLTOWN (DR) |  | 53.331 | -6.2327
MV/LV Substation DU***4033 |  | 10 kV | _ | LV | 630 kVA :Kiosk Substation | 0.63 | --> | 0.63 | 0 | 0 | Constrained, otherwise capacity available =603 kVA | --> | 0.598 | 0 | 0.024 | 0.5 | 0 |  | --> | C18 ex DONNYBROOK | Donnybrook [T41,T42] | MILLTOWN (DR) |  | 53.325 | -6.232
MV/LV Substation EL***4035 |  | 10 kV | _ | LV | 1000 kVA :Building Structure | 1 | --> | 1 | 0.5 | 9.28 |  | --> | 0.95 | 0 | 0.019 | 0.5 | 0 |  | --> | C04 ex PEMBROKE | Pembroke [T41,T42,T43,T44] | RINGSEND |  | 53.3306 | -6.2401
MV/LV Substation HE***4036 |  | 10 kV | _ | LV | 630 kVA :Kiosk Substation | 0.63 | --> | 0.63 | 0.45 | 4.47 |  | --> | 0.598 | 0 | 0.144 | 0.5 | 0 |  | --> | C18 ex TEMPLEOGUE | Templeogue [T41,T42] | MILLTOWN (DR) |  | 53.289 | -6.3097
MV/LV Substation U.***4038 |  | 10 kV | _ | LV | 630 kVA :Kiosk Substation | 0.63 | --> | 0.63 | 0.431 | 9.28 |  | --> | 0.598 | 0 | 0.008 | 0.5 | 0 |  | --> | C06 ex PEMBROKE | Pembroke [T41,T42,T43,T44] | RINGSEND |  | 53.3305 | -6.2336
MV/LV Substation DR***4039 |  | 10 kV | _ | LV | 630 kVA :Building Structure | 0.63 | --> | 0.63 | 0.5 | 4.91 |  | --> | 0.598 | 0 | 0.036 | 0.5 | 0 |  | --> | C14 ex CRUMLIN | Crumlin [T41,T42] | INCHICORE 220KV |  | 53.3242 | -6.3226
MV/LV Substation CR***404 |  | 10 kV | _ | LV | 400 kVA :Kiosk Substation | 0.4 | --> | 0.4 | 0.276 | 4.47 |  | --> | 0.38 | 0 | 0.082 | 0.336 | 0 |  | --> | C14 ex TEMPLEOGUE | Templeogue [T41,T42] | MILLTOWN (DR) |  | 53.2971 | -6.3138
MV/LV Substation BU***4040 |  | 10 kV | _ | LV | 1000 kVA :Building Structure | 1 | --> | 1 | 0.301 | 7.75 |  | --> | 0.95 | 0 | 0 | 0.5 | 0 |  | --> | C23 ex MILLTOWN (DR) | Milltown (dr) [T101,T102] | POOLBEG |  | 53.3311 | -6.2475
MV/LV Substation HA***4041 |  | 10 kV | _ | LV | 630 kVA :Kiosk Substation | 0.63 | --> | 0.63 | 0.5 | 2.93 |  | --> | 0.598 | 0 | 0 | 0.5 | 0 |  | --> | C20 ex DODDER ROAD | Dodder Road [T42] | MILLTOWN (DR) |  | 53.294 | -6.268
MV/LV Substation BA***4042 |  | 10 kV | _ | LV | 1000 kVA :Building Structure | 1 | --> | 1 | 0 | 9.28 |  | --> | 0.95 | 0 | 0.1 | 0.5 | 0 |  | --> | C33 ex PEMBROKE | Pembroke [T41,T42,T43,T44] | RINGSEND |  | 53.3314 | -6.2323
MV/LV Substation FL***4044 |  | 10 kV | _ | LV | 1000 kVA :Building Structure | 1 | --> | 1 | 0.5 | 7.75 |  | --> | 0.95 | 0 | 0 | 0.5 | 0 |  | --> | C23 ex MILLTOWN (DR) | Milltown (dr) [T101,T102] | POOLBEG |  | 53.333 | -6.245
MV/LV Substation RI***4045 |  | 10 kV | _ | LV | 400 kVA :Kiosk Substation | 0.4 | --> | 0.4 | 0.377 | 4.47 |  | --> | 0.38 | 0 | 0.027 | 0.363 | 0 |  | --> | C18 ex TEMPLEOGUE | Templeogue [T41,T42] | MILLTOWN (DR) |  | 53.2943 | -6.3078
MV/LV Substation MA***4046 |  | 10 kV | _ | LV | 1000 kVA :Building Structure | 1 | --> | 1 | 0 | 0 | Constrained, otherwise capacity available =977 kVA | --> | 0.95 | 0 | 0 | 0.5 | 0 |  | --> | C11 ex BALLYBODEN | Ballyboden [T41,T42] | COOKSTOWN |  | 53.2788 | -6.2694
MV/LV Substation MO***4048 |  | 10 kV | _ | LV | 1000 kVA :Building Structure | 1 | --> | 1 | 0.5 | 9.99 |  | --> | 0.95 | 0 | 0 | 0.5 | 0 |  | --> | C12 ex HAROLDS CROSS | Harolds Cross [T101,T102] | POOLBEG |  | 53.3222 | -6.2847
MV/LV Substation WI***4049 |  | 10 kV | _ | LV | 630 kVA :Kiosk Substation | 0.63 | --> | 0.63 | 0.5 | 4.47 |  | --> | 0.598 | 0 | 0.055 | 0.5 | 0 |  | --> | C14 ex TEMPLEOGUE | Templeogue [T41,T42] | MILLTOWN (DR) |  | 53.3068 | -6.3309
MV/LV Substation LI***405 |  | 10 kV | _ | LV | 400 kVA :Kiosk Substation | 0.4 | --> | 0.4 | 0.376 | 4.47 |  | --> | 0.38 | 0 | 0 | 0.383 | 0 |  | --> | C14 ex TEMPLEOGUE | Templeogue [T41,T42] | MILLTOWN (DR) |  | 53.3049 | -6.3331
MV/LV Substation ME***4050 |  | 10 kV | _ | LV | 1000 kVA :Building Structure | 1 | --> | 1 | 0.5 | 0.98 |  | --> | 0.95 | 0 | 0 | 0.5 | 0 |  | --> | C23 ex LEESON STREET | Leeson Street [T41,T42] | MILLTOWN (DR) |  | 53.3323 | -6.2479
MV/LV Substation DO***4051 |  | 10 kV | _ | LV | 1000 kVA :Building Structure | 1 | --> | 1 | 0 | 0 | Constrained, otherwise capacity available =843 kVA | --> | 0.95 | 0 | 0 | 0.5 | 0 |  | --> | C13 ex DONNYBROOK | Donnybrook [T41,T42] | MILLTOWN (DR) |  | 53.322 | -6.2351
MV/LV Substation FI***4052 |  | 10 kV | _ | LV | 630 kVA :Kiosk Substation | 0.63 | --> | 0.63 | 0 | 0 | Constrained, otherwise capacity available =630 kVA | --> | 0.598 | 0 | 0 | 0.5 | 0 |  | --> | C17 ex BALLYBODEN | Ballyboden [T41,T42] | COOKSTOWN |  | 53.2766 | -6.3051
MV/LV Substation KN***4053 |  | 10 kV | _ | LV | 630 kVA :Kiosk Substation | 0.63 | --> | 0.63 | 0.5 | 4.91 |  | --> | 0.598 | 0 | 0.034 | 0.5 | 0 |  | --> | C13 ex CRUMLIN | Crumlin [T41,T42] | INCHICORE 220KV |  | 53.3294 | -6.3191
MV/LV Substation TE***4054 |  | 10 kV | _ | LV | 630 kVA :Kiosk Substation | 0.63 | --> | 0.63 | 0.5 | 0.91 |  | --> | 0.598 | 0 | 0.087 | 0.5 | 0 |  | --> | C21 ex KIMMAGE | Kimmage [T41,T42] | INCHICORE 220KV |  | 53.3108 | -6.2884
MV/LV Substation SC***4055 |  | 10 kV | _ | LV | 630 kVA :Kiosk Substation | 0.63 | --> | 0.63 | 0 | 0 | Constrained, otherwise capacity available =571 kVA | --> | 0.598 | 0 | 0.011 | 0.5 | 0 |  | --> | C12 ex BALLYBODEN | Ballyboden [T41,T42] | COOKSTOWN |  | 53.279 | -6.3048
MV/LV Substation SC***4056 |  | 10 kV | _ | LV | 630 kVA :Kiosk Substation | 0.63 | --> | 0.63 | 0 | 0 | Constrained, otherwise capacity available =542 kVA | --> | 0.598 | 0 | 0.021 | 0.5 | 0 |  | --> | C12 ex BALLYBODEN | Ballyboden [T41,T42] | COOKSTOWN |  | 53.2781 | -6.3083
MV/LV Substation MA***4058 |  | 10 kV | _ | LV | 1000 kVA :Building Structure | 1 | --> | 1 | 0.5 | 2.93 |  | --> | 0.95 | 0 | 0.047 | 0.5 | 0 |  | --> | C11 ex DODDER ROAD | Dodder Road [T42] | MILLTOWN (DR) |  | 53.3075 | -6.2701
MV/LV Substation LA***4062 |  | 10 kV | _ | LV | 1000 kVA :Building Structure | 1 | --> | 1 | 0.5 | 0.98 |  | --> | 0.95 | 0 | 0 | 0.5 | 0 |  | --> | C23 ex LEESON STREET | Leeson Street [T41,T42] | MILLTOWN (DR) |  | 53.3326 | -6.2331
MV/LV Substation AI***4063 |  | 10 kV | _ | LV | 630 kVA :Kiosk Substation | 0.63 | --> | 0.63 | 0.5 | 2.93 |  | --> | 0.598 | 0 | 0 | 0.5 | 0 |  | --> | C16 ex DODDER ROAD | Dodder Road [T42] | MILLTOWN (DR) |  | 53.2953 | -6.2587
MV/LV Substation AR***4064 |  | 10 kV | _ | LV | 630 kVA :Building Structure | 0.63 | --> | 0.63 | 0.5 | 0.91 |  | --> | 0.598 | 0 | 0 | 0.5 | 0 |  | --> | C16 ex KIMMAGE | Kimmage [T41,T42] | INCHICORE 220KV |  | 53.3192 | -6.3066
MV/LV Substation WI***4065 |  | 10 kV | _ | LV | 630 kVA :Kiosk Substation | 0.63 | --> | 0.63 | 0.5 | 3.34 |  | --> | 0.598 | 0 | 0.085 | 0.5 | 0 |  | --> | C13 ex GREENHILLS | Greenhills [T42] | INCHICORE 220KV |  | 53.3093 | -6.3308
MV/LV Substation OL***4066 |  | 10 kV | _ | LV | 630 kVA :Kiosk Substation | 0.63 | --> | 0.63 | 0.5 | 0.91 |  | --> | 0.598 | 0 | 0 | 0.5 | 0 |  | --> | C16 ex KIMMAGE | Kimmage [T41,T42] | INCHICORE 220KV |  | 53.3268 | -6.3078
MV/LV Substation BA***4067 |  | 10 kV | _ | LV | 1000 kVA :Building Structure | 1 | --> | 1 | 0.5 | 9.28 |  | --> | 0.95 | 0 | 0 | 0.5 | 0 |  | --> | C33 ex PEMBROKE | Pembroke [T41,T42,T43,T44] | RINGSEND |  | 53.3314 | -6.2324
MV/LV Substation BA***4068 |  | 10 kV | _ | LV | 100 kVA :Building Structure | 0.1 | --> | 0.1 | 0.1 | 9.28 |  | --> | 0.095 | 0 | 0 | 0.095 | 0 |  | --> | C33 ex PEMBROKE | Pembroke [T41,T42,T43,T44] | RINGSEND |  | 53.3314 | -6.2324
MV/LV Substation LI***407 |  | 10 kV | _ | LV | 630 kVA :Kiosk Substation | 0.63 | --> | 0.63 | 0.5 | 4.47 |  | --> | 0.598 | 0 | 0.018 | 0.5 | 0 |  | --> | C14 ex TEMPLEOGUE | Templeogue [T41,T42] | MILLTOWN (DR) |  | 53.3063 | -6.3353
MV/LV Substation SH***4070 |  | 10 kV | _ | LV | 1000 kVA :Building Structure | 1 | --> | 1 | 0 | 0 | Constrained, otherwise capacity available =929 kVA | --> | 0.95 | 0 | 0 | 0.5 | 0 |  | --> | C20 ex DONNYBROOK | Donnybrook [T41,T42] | MILLTOWN (DR) |  | 53.3312 | -6.2325
MV/LV Substation OW***4071 |  | 10 kV | _ | LV | 630 kVA :Kiosk Substation | 0.63 | --> | 0.63 | 0 | 0 | Constrained, otherwise capacity available =604 kVA | --> | 0.598 | 0 | 0.002 | 0.5 | 0 |  | --> | C19 ex BALLYBODEN | Ballyboden [T41,T42] | COOKSTOWN |  | 53.2832 | -6.2975
MV/LV Substation PE***4073 |  | 10 kV | _ | LV | 400 kVA :Kiosk Substation | 0.4 | --> | 0.4 | 0.309 | 9.28 |  | --> | 0.38 | 0 | 0 | 0.392 | 0 |  | --> | C06 ex PEMBROKE | Pembroke [T41,T42,T43,T44] | RINGSEND |  | 53.3287 | -6.2327
MV/LV Substation ST***4075 |  | 10 kV | _ | LV | 400 kVA :Kiosk Substation | 0.4 | --> | 0.4 | 0 | 0 | Constrained, otherwise capacity available =385 kVA | --> | 0.38 | 0 | 0 | 0.382 | 0 |  | --> | C17 ex BALLYBODEN | Ballyboden [T41,T42] | COOKSTOWN |  | 53.2748 | -6.3101
MV/LV Substation ST***4076 |  | 10 kV | _ | LV | 1000 kVA :Building Structure | 1 | --> | 1 | 0.5 | 0.87 | Constrained, otherwise capacity available =948 kVA | --> | 0.95 | 0 | 0.112 | 0.5 | 0 |  | --> | C18 ex GARVILLE AVENUE | Garville Avenue [T42] | MILLTOWN (DR) |  | 53.3162 | -6.2821
MV/LV Substation ST***4077 |  | 10 kV | _ | LV | 630 kVA :Kiosk Substation | 0.63 | --> | 0.63 | 0 | 0 | Constrained, otherwise capacity available =362 kVA | --> | 0.598 | 0 | 0.065 | 0.5 | 0 |  | --> | C14 ex BALLYBODEN | Ballyboden [T41,T42] | COOKSTOWN |  | 53.2731 | -6.3133
MV/LV Substation ST***4078 |  | 10 kV | _ | LV | 1000 kVA :Building Structure | 1 | --> | 1 | 0.5 | 9.99 |  | --> | 0.95 | 0 | 0 | 0.5 | 0 |  | --> | C16 ex HAROLDS CROSS | Harolds Cross [T101,T102] | POOLBEG |  | 53.326 | -6.2777
MV/LV Substation WH***4079 |  | 10 kV | _ | LV | 630 kVA :Kiosk Substation | 0.63 | --> | 0.63 | 0 | 0 | Constrained, otherwise capacity available =630 kVA | --> | 0.598 | 0 | 0 | 0.5 | 0 |  | --> | C14 ex BALLYBODEN | Ballyboden [T41,T42] | COOKSTOWN |  | 53.275 | -6.3152
MV/LV Substation LI***408 |  | 10 kV | _ | LV | 400 kVA :Kiosk Substation | 0.4 | --> | 0.4 | 0.344 | 4.47 |  | --> | 0.38 | 0 | 0.005 | 0.384 | 0 |  | --> | C14 ex TEMPLEOGUE | Templeogue [T41,T42] | MILLTOWN (DR) |  | 53.3058 | -6.3366
MV/LV Substation SA***4080 |  | 10 kV | _ | LV | 630 kVA :Kiosk Substation | 0.63 | --> | 0.63 | 0.5 | 7.75 |  | --> | 0.598 | 0 | 0 | 0.5 | 0 |  | --> | C13 ex MILLTOWN (DR) | Milltown (dr) [T101,T102] | POOLBEG |  | 53.323 | -6.2498
MV/LV Substation GR***4082 |  | 10 kV | _ | LV | 1000 kVA :Building Structure | 1 | --> | 1 | 0.5 | 9.99 |  | --> | 0.95 | 0 | 0 | 0.5 | 0 |  | --> | C24 ex HAROLDS CROSS | Harolds Cross [T101,T102] | POOLBEG |  | 53.3298 | -6.2575
MV/LV Substation FI***4083 |  | 10 kV | _ | LV | 1000 kVA :Building Structure | 1 | --> | 1 | 0.5 | 9.28 |  | --> | 0.95 | 0 | 0 | 0.5 | 0 |  | --> | C33 ex PEMBROKE | Pembroke [T41,T42,T43,T44] | RINGSEND |  | 53.3285 | -6.2283
MV/LV Substation ST***4085 |  | 10 kV | _ | LV | 1000 kVA :Building Structure | 1 | --> | 1 | 0.5 | 0.87 | Constrained, otherwise capacity available =998 kVA | --> | 0.95 | 0 | 0 | 0.5 | 0 |  | --> | C18 ex GARVILLE AVENUE | Garville Avenue [T42] | MILLTOWN (DR) |  | 53.3163 | -6.2821
MV/LV Substation ST***4090 |  | 10 kV | _ | LV | 1000 kVA :Building Structure | 1 | --> | 1 | 0.5 | 0.91 | Constrained, otherwise capacity available =967 kVA | --> | 0.95 | 0 | 0 | 0.5 | 0 |  | --> | C16 ex KIMMAGE | Kimmage [T41,T42] | INCHICORE 220KV |  | 53.3183 | -6.307
MV/LV Substation SH***4091 |  | 10 kV | _ | LV | 1000 kVA :Building Structure | 1 | --> | 1 | 0 | 0 | Constrained, otherwise capacity available =969 kVA | --> | 0.95 | 0 | 0 | 0.5 | 0 |  | --> | C14 ex DONNYBROOK | Donnybrook [T41,T42] | MILLTOWN (DR) |  | 53.3219 | -6.2243
MV/LV Substation SC***4093 |  | 10 kV | _ | LV | 630 kVA :Kiosk Substation | 0.63 | --> | 0.63 | 0 | 0 | Constrained, otherwise capacity available =532 kVA | --> | 0.598 | 0 | 0.01 | 0.5 | 0 |  | --> | C12 ex BALLYBODEN | Ballyboden [T41,T42] | COOKSTOWN |  | 53.2797 | -6.3011
MV/LV Substation WH***4094 |  | 10 kV | _ | LV | 630 kVA :Kiosk Substation | 0.63 | --> | 0.63 | 0 | 0 | Constrained, otherwise capacity available =530 kVA | --> | 0.598 | 0 | 0 | 0.5 | 0 |  | --> | C17 ex BALLYBODEN | Ballyboden [T41,T42] | COOKSTOWN |  | 53.2724 | -6.3157
MV/LV Substation WH***4095 |  | 10 kV | _ | LV | 630 kVA :Kiosk Substation | 0.63 | --> | 0.63 | 0 | 0 | Constrained, otherwise capacity available =564 kVA | --> | 0.598 | 0 | 0 | 0.5 | 0 |  | --> | C17 ex BALLYBODEN | Ballyboden [T41,T42] | COOKSTOWN |  | 53.2717 | -6.3117
MV/LV Substation ST***4097 |  | 10 kV | _ | LV | 400 kVA :Kiosk Substation | 0.4 | --> | 0.4 | 0.4 | 0.91 |  | --> | 0.38 | 0 | 0 | 0.38 | 0 |  | --> | C16 ex KIMMAGE | Kimmage [T41,T42] | INCHICORE 220KV |  | 53.3184 | -6.3067
MV/LV Substation WA***4098 |  | 10 kV | _ | LV | 630 kVA :Kiosk Substation | 0.63 | --> | 0.63 | 0.318 | 3.34 |  | --> | 0.598 | 0 | 0.065 | 0.5 | 0 |  | --> | C14 ex GREENHILLS | Greenhills [T42] | INCHICORE 220KV |  | 53.3199 | -6.3359
MV/LV Substation CA***4099 |  | 10 kV | _ | LV | 1000 kVA :Building Structure | 1 | --> | 1 | 0.5 | 3 |  | --> | 0.95 | 0 | 0.008 | 0.5 | 0 |  | --> | C31 ex INCHICORE CENTRAL | Inchicore Central [T43,T45] | INCHICORE 220KV |  | 53.3276 | -6.3341
MV/LV Substation LI***410 |  | 10 kV | _ | LV | 400 kVA :Kiosk Substation | 0.4 | --> | 0.4 | 0.359 | 4.47 |  | --> | 0.38 | 0 | 0.002 | 0.384 | 0 |  | --> | C14 ex TEMPLEOGUE | Templeogue [T41,T42] | MILLTOWN (DR) |  | 53.3054 | -6.3384
MV/LV Substation CA***4100 |  | 10 kV | _ | LV | 630 kVA :Building Structure | 0.63 | --> | 0.63 | 0.399 | 3 |  | --> | 0.598 | 0 | 0 | 0.5 | 0 |  | --> | C31 ex INCHICORE CENTRAL | Inchicore Central [T43,T45] | INCHICORE 220KV |  | 53.3267 | -6.3334
MV/LV Substation CA***4101 |  | 10 kV | _ | LV | 630 kVA :Building Structure | 0.63 | --> | 0.63 | 0.5 | 3 |  | --> | 0.598 | 0 | 0 | 0.5 | 0 |  | --> | C31 ex INCHICORE CENTRAL | Inchicore Central [T43,T45] | INCHICORE 220KV |  | 53.3267 | -6.3334
MV/LV Substation GR***4104 |  | 10 kV | _ | LV | 1000 kVA :Building Structure | 1 | --> | 1 | 0.5 | 9.99 |  | --> | 0.95 | 0 | 0 | 0.5 | 0 |  | --> | C24 ex HAROLDS CROSS | Harolds Cross [T101,T102] | POOLBEG |  | 53.3298 | -6.2575
MV/LV Substation LI***4106 |  | 10 kV | _ | LV | 1000 kVA :Building Structure | 1 | --> | 1 | 0.5 | 4.47 |  | --> | 0.95 | 0 | 0.018 | 0.5 | 0 |  | --> | C14 ex TEMPLEOGUE | Templeogue [T41,T42] | MILLTOWN (DR) |  | 53.307 | -6.3383
MV/LV Substation BE***4108 |  | 10 kV | _ | LV | 630 kVA :Kiosk Substation | 0.63 | --> | 0.63 | 0.5 | 9.28 |  | --> | 0.598 | 0 | 0 | 0.5 | 0 |  | --> | C19 ex PEMBROKE | Pembroke [T41,T42,T43,T44] | RINGSEND |  | 53.3287 | -6.214
MV/LV Substation SC***4109 |  | 10 kV | _ | LV | 630 kVA :Kiosk Substation | 0.63 | --> | 0.63 | 0 | 0 | Constrained, otherwise capacity available =573 kVA | --> | 0.598 | 0 | 0 | 0.5 | 0 |  | --> | C12 ex BALLYBODEN | Ballyboden [T41,T42] | COOKSTOWN |  | 53.2781 | -6.3084
MV/LV Substation LI***4110 |  | 10 kV | _ | LV | 1000 kVA :Building Structure | 1 | --> | 1 | 0.5 | 4.47 |  | --> | 0.95 | 0 | 0 | 0.5 | 0 |  | --> | C14 ex TEMPLEOGUE | Templeogue [T41,T42] | MILLTOWN (DR) |  | 53.307 | -6.3382
MV/LV Substation PA***4111 |  | 10 kV | _ | LV | 630 kVA :Building Structure | 0.63 | --> | 0.63 | 0.5 | 9.99 |  | --> | 0.598 | 0 | 0 | 0.5 | 0 |  | --> | C21 ex HAROLDS CROSS | Harolds Cross [T101,T102] | POOLBEG |  | 53.3305 | -6.2865
MV/LV Substation GA***4112 |  | 10 kV | _ | LV | 1000 kVA :Building Structure | 1 | --> | 1 | 0.5 | 0.87 | Constrained, otherwise capacity available =1000 kVA | --> | 0.95 | 0 | 0 | 0.5 | 0 |  | --> | C14 ex GARVILLE AVENUE | Garville Avenue [T42] | MILLTOWN (DR) |  | 53.3164 | -6.2727
MV/LV Substation RO***4116 |  | 10 kV | _ | LV | 1000 kVA :Building Structure | 1 | --> | 1 | 0.5 | 2.93 |  | --> | 0.95 | 0 | 0 | 0.5 | 0 |  | --> | C11 ex DODDER ROAD | Dodder Road [T42] | MILLTOWN (DR) |  | 53.3095 | -6.2686
MV/LV Substation DA***4118 |  | 10 kV | _ | LV | 1000 kVA :Building Structure | 1 | --> | 1 | 0.5 | 3 |  | --> | 0.95 | 0 | 0 | 0.5 | 0 |  | --> | C39 ex INCHICORE CENTRAL | Inchicore Central [T43,T45] | INCHICORE 220KV |  | 53.3358 | -6.3129
MV/LV Substation DA***4119 |  | 10 kV | _ | LV | 1000 kVA :Building Structure | 1 | --> | 1 | 0.5 | 3 |  | --> | 0.95 | 0 | 0 | 0.5 | 0 |  | --> | C39 ex INCHICORE CENTRAL | Inchicore Central [T43,T45] | INCHICORE 220KV |  | 53.3352 | -6.314
MV/LV Substation ER***412 |  | 10 kV | _ | LV | 400 kVA :Kiosk Substation | 0.4 | --> | 0.4 | 0.144 | 3 |  | --> | 0.38 | 0 | 0.04 | 0.384 | 0 |  | --> | C31 ex INCHICORE CENTRAL | Inchicore Central [T43,T45] | INCHICORE 220KV |  | 53.3263 | -6.3216
MV/LV Substation EL***4122 |  | 10 kV | _ | LV | 1000 kVA :Building Structure | 1 | --> | 1 | 0.5 | 4.91 |  | --> | 0.95 | 0 | 0.032 | 0.5 | 0 |  | --> | C20 ex CRUMLIN | Crumlin [T41,T42] | INCHICORE 220KV |  | 53.3236 | -6.3311
MV/LV Substation BA***4123 |  | 10 kV | _ | LV | 630 kVA :Building Structure | 0.63 | --> | 0.63 | 0 | 0 | Constrained, otherwise capacity available =611 kVA | --> | 0.598 | 0 | 0.04 | 0.5 | 0 |  | --> | C12 ex BALLYBODEN | Ballyboden [T41,T42] | COOKSTOWN |  | 53.2801 | -6.2947
MV/LV Substation TI***4124 |  | 10 kV | _ | LV | 1000 kVA :Building Structure | 1 | --> | 1 | 0.5 | 0.87 | Constrained, otherwise capacity available =914 kVA | --> | 0.95 | 0 | 0 | 0.5 | 0 |  | --> | C13 ex GARVILLE AVENUE | Garville Avenue [T42] | MILLTOWN (DR) |  | 53.3203 | -6.2798
MV/LV Substation HA***4125 |  | 10 kV | _ | LV | 1000 kVA :Building Structure | 1 | --> | 1 | 0.5 | 0.98 |  | --> | 0.95 | 0 | 0 | 0.5 | 0 |  | --> | C23 ex LEESON STREET | Leeson Street [T41,T42] | MILLTOWN (DR) |  | 53.335 | -6.2427
MV/LV Substation EL***4126 |  | 10 kV | _ | LV | 1000 kVA :Building Structure | 1 | --> | 1 | 0.5 | 0.87 | Constrained, otherwise capacity available =902 kVA | --> | 0.95 | 0 | 0.018 | 0.5 | 0 |  | --> | C18 ex GARVILLE AVENUE | Garville Avenue [T42] | MILLTOWN (DR) |  | 53.3193 | -6.279
MV/LV Substation WH***4127 |  | 10 kV | _ | LV | 1000 kVA :Building Structure | 1 | --> | 1 | 0 | 0 | Constrained, otherwise capacity available =914 kVA | --> | 0.95 | 0 | 0.05 | 0.5 | 0 |  | --> | C17 ex BALLYBODEN | Ballyboden [T41,T42] | COOKSTOWN |  | 53.2731 | -6.3163
MV/LV Substation BA***4128 |  | 10 kV | _ | LV | 630 kVA :Kiosk Substation | 0.63 | --> | 0.63 | 0.5 | 2.93 |  | --> | 0.598 | 0 | 0.003 | 0.5 | 0 |  | --> | C16 ex DODDER ROAD | Dodder Road [T42] | MILLTOWN (DR) |  | 53.2957 | -6.2629
MV/LV Substation FI***413 |  | 10 kV | _ | LV | 400 kVA :Kiosk Substation | 0.4 | --> | 0.4 | 0.294 | 4.47 |  | --> | 0.38 | 0 | 0.079 | 0.336 | 0 |  | --> | C20 ex TEMPLEOGUE | Templeogue [T41,T42] | MILLTOWN (DR) |  | 53.2851 | -6.321
MV/LV Substation VE***4130 |  | 10 kV | _ | LV | 1000 kVA :Building Structure | 1 | --> | 1 | 0.5 | 0.98 |  | --> | 0.95 | 0 | 0 | 0.5 | 0 |  | --> | C19 ex LEESON STREET | Leeson Street [T41,T42] | MILLTOWN (DR) |  | 53.3329 | -6.2458
MV/LV Substation GL***4131 |  | 10 kV | _ | LV | 1000 kVA :Building Structure | 1 | --> | 1 | 0 | 0 | Constrained, otherwise capacity available =977 kVA | --> | 0.95 | 0 | 0 | 0.5 | 0 |  | --> | C18 ex DONNYBROOK | Donnybrook [T41,T42] | MILLTOWN (DR) |  | 53.3291 | -6.2288
MV/LV Substation GL***4132 |  | 10 kV | _ | LV | 1000 kVA :Building Structure | 1 | --> | 1 | 0 | 0 | Constrained, otherwise capacity available =1000 kVA | --> | 0.95 | 0 | 0 | 0.5 | 0 |  | --> | C18 ex DONNYBROOK | Donnybrook [T41,T42] | MILLTOWN (DR) |  | 53.3291 | -6.2288
MV/LV Substation BR***4138 |  | 10 kV | _ | LV | 1000 kVA :Building Structure | 1 | --> | 1 | 0 | 0 | Constrained, otherwise capacity available =872 kVA | --> | 0.95 | 0 | 0.02 | 0.5 | 0 |  | --> | C11 ex DONNYBROOK | Donnybrook [T41,T42] | MILLTOWN (DR) |  | 53.3198 | -6.234
MV/LV Substation KI***4140 |  | 10 kV | _ | LV | 1000 kVA :Building Structure | 1 | --> | 1 | 0 | 0 | Constrained, otherwise capacity available =865 kVA | --> | 0.95 | 0 | 0 | 0.5 | 0 |  | --> | C12 ex BALLYBODEN | Ballyboden [T41,T42] | COOKSTOWN |  | 53.2795 | -6.3151
MV/LV Substation TW***4141 |  | 10 kV | _ | LV | 630 kVA :Kiosk Substation | 0.63 | --> | 0.63 | 0 | 0 | Constrained, otherwise capacity available =503 kVA | --> | 0.598 | 0 | 0 | 0.5 | 0 |  | --> | C12 ex BALLYBODEN | Ballyboden [T41,T42] | COOKSTOWN |  | 53.2814 | -6.3123
MV/LV Substation KI***4142 |  | 10 kV | _ | LV | 1000 kVA :Building Structure | 1 | --> | 1 | 0 | 0 | Constrained, otherwise capacity available =886 kVA | --> | 0.95 | 0 | 0 | 0.5 | 0 |  | --> | C12 ex BALLYBODEN | Ballyboden [T41,T42] | COOKSTOWN |  | 53.2807 | -6.3124
MV/LV Substation KI***4143 |  | 10 kV | _ | LV | 1000 kVA :Building Structure | 1 | --> | 1 | 0 | 0 | Constrained, otherwise capacity available =900 kVA | --> | 0.95 | 0 | 0 | 0.5 | 0 |  | --> | C12 ex BALLYBODEN | Ballyboden [T41,T42] | COOKSTOWN |  | 53.2807 | -6.3124
MV/LV Substation TI***4144 |  | 10 kV | _ | LV | 1000 kVA :Building Structure | 1 | --> | 1 | 0 | 0 | Constrained, otherwise capacity available =882 kVA | --> | 0.95 | 0 | 0 | 0.5 | 0 |  | --> | C12 ex BALLYBODEN | Ballyboden [T41,T42] | COOKSTOWN |  | 53.2801 | -6.3122
MV/LV Substation TW***4145 |  | 10 kV | _ | LV | 1000 kVA :Building Structure | 1 | --> | 1 | 0 | 0 | Constrained, otherwise capacity available =922 kVA | --> | 0.95 | 0 | 0 | 0.5 | 0 |  | --> | C12 ex BALLYBODEN | Ballyboden [T41,T42] | COOKSTOWN |  | 53.2795 | -6.3119
MV/LV Substation MI***4146 |  | 10 kV | _ | LV | 630 kVA :Building Structure | 0.63 | --> | 0.63 | 0.5 | 9.99 |  | --> | 0.598 | 0 | 0.022 | 0.5 | 0 |  | --> | C21 ex HAROLDS CROSS | Harolds Cross [T101,T102] | POOLBEG |  | 53.3287 | -6.2806
MV/LV Substation LI***4147 |  | 10 kV | _ | LV | 1000 kVA :Building Structure | 1 | --> | 1 | 0.5 | 17.78 |  | --> | 0.95 | 0 | 0 | 0.5 | 0 |  | --> | C24 ex RINGSEND | Ringsend [T101,T102] | POOLBEG |  | 53.3398 | -6.2152
MV/LV Substation LI***4148 |  | 10 kV | _ | LV | 1000 kVA :Building Structure | 1 | --> | 1 | 0.5 | 17.78 |  | --> | 0.95 | 0 | 0 | 0.5 | 0 |  | --> | C24 ex RINGSEND | Ringsend [T101,T102] | POOLBEG |  | 53.3398 | -6.2152
MV/LV Substation GL***4149 |  | 10 kV | _ | LV | 1000 kVA :Building Structure | 1 | --> | 1 | 0.5 | 17.78 |  | --> | 0.95 | 0 | 0 | 0.5 | 0 |  | --> | C30 ex RINGSEND | Ringsend [T101,T102] | POOLBEG |  | 53.3393 | -6.216
MV/LV Substation IV***415 |  | 10 kV | _ | LV | 400 kVA :Kiosk Substation | 0.4 | --> | 0.4 | 0.389 | 9.28 |  | --> | 0.38 | 0 | 0 | 0.382 | 0 |  | --> | C05 ex PEMBROKE | Pembroke [T41,T42,T43,T44] | RINGSEND |  | 53.3333 | -6.2301
MV/LV Substation SA***4150 |  | 10 kV | _ | LV | 1000 kVA :Building Structure | 1 | --> | 1 | 0.05 | 17.78 |  | --> | 0.95 | 0 | 0 | 0.5 | 0 |  | --> | C30 ex RINGSEND | Ringsend [T101,T102] | POOLBEG |  | 53.3392 | -6.2163
MV/LV Substation MU***4152 |  | 10 kV | _ | LV | 1000 kVA :Building Structure | 1 | --> | 1 | 0 | 0 | Constrained, otherwise capacity available =586 kVA | --> | 0.95 | 0 | 0.01 | 0.5 | 0 |  | --> | C13 ex DONNYBROOK | Donnybrook [T41,T42] | MILLTOWN (DR) |  | 53.3224 | -6.2366
MV/LV Substation MU***4153 |  | 10 kV | _ | LV | 1000 kVA :Building Structure | 1 | --> | 1 | 0 | 0 | Constrained, otherwise capacity available =933 kVA | --> | 0.95 | 0 | 0.005 | 0.5 | 0 |  | --> | C13 ex DONNYBROOK | Donnybrook [T41,T42] | MILLTOWN (DR) |  | 53.3224 | -6.2366
MV/LV Substation LO***4154 |  | 10 kV | _ | LV | 1000 kVA :Building Structure | 1 | --> | 1 | 0 | 0 | Constrained, otherwise capacity available =961 kVA | --> | 0.95 | 0 | 0 | 0.5 | 0 |  | --> | C13 ex DONNYBROOK | Donnybrook [T41,T42] | MILLTOWN (DR) |  | 53.3218 | -6.2368
MV/LV Substation ME***4156 |  | 10 kV | _ | LV | 1000 kVA :Building Structure | 1 | --> | 1 | 0 | 0 | Constrained, otherwise capacity available =1000 kVA | --> | 0.95 | 0 | 0 | 0.5 | 0 |  | --> | C18 ex DONNYBROOK | Donnybrook [T41,T42] | MILLTOWN (DR) |  | 53.3257 | -6.2227
MV/LV Substation BR***4158 |  | 10 kV | _ | LV | 1000 kVA :Building Structure | 1 | --> | 1 | 0.5 | 4.91 |  | --> | 0.95 | 0 | 0.009 | 0.5 | 0 |  | --> | C11 ex CRUMLIN | Crumlin [T41,T42] | INCHICORE 220KV |  | 53.3298 | -6.304
MV/LV Substation BR***4159 |  | 10 kV | _ | LV | 1000 kVA :Building Structure | 1 | --> | 1 | 0.5 | 4.91 |  | --> | 0.95 | 0 | 0 | 0.5 | 0 |  | --> | C11 ex CRUMLIN | Crumlin [T41,T42] | INCHICORE 220KV |  | 53.3298 | -6.304
MV/LV Substation LA***416 |  | 10 kV | _ | LV | 400 kVA :Kiosk Substation | 0.4 | --> | 0.4 | 0.176 | 3 |  | --> | 0.38 | 0 | 0.013 | 0.4 | 0 |  | --> | C31 ex INCHICORE CENTRAL | Inchicore Central [T43,T45] | INCHICORE 220KV |  | 53.3331 | -6.3326
MV/LV Substation PA***4160 |  | 10 kV | _ | LV | 630 kVA :Building Structure | 0.63 | --> | 0.63 | 0.5 | 4.91 |  | --> | 0.598 | 0 | 0 | 0.5 | 0 |  | --> | C11 ex CRUMLIN | Crumlin [T41,T42] | INCHICORE 220KV |  | 53.3302 | -6.3052
MV/LV Substation EL***4161 |  | 10 kV | _ | LV | 630 kVA :Building Structure | 0.63 | --> | 0.63 | 0 | 0 | Constrained, otherwise capacity available =605 kVA | --> | 0.598 | 0 | 0 | 0.5 | 0 |  | --> | C18 ex BALLYBODEN | Ballyboden [T41,T42] | COOKSTOWN |  | 53.2945 | -6.28
MV/LV Substation WE***4162 |  | 10 kV | _ | LV | 630 kVA :Kiosk Substation | 0.63 | --> | 0.63 | 0.5 | 4.47 |  | --> | 0.598 | 0 | 0 | 0.5 | 0 |  | --> | C14 ex TEMPLEOGUE | Templeogue [T41,T42] | MILLTOWN (DR) |  | 53.2967 | -6.3259
MV/LV Substation LA***4164 |  | 10 kV | _ | LV | 400 kVA :Kiosk Substation | 0.4 | --> | 0.4 | 0 | 0 | Constrained, otherwise capacity available =381 kVA | --> | 0.38 | 0 | 0 | 0.383 | 0 |  | --> | C14 ex BALLYBODEN | Ballyboden [T41,T42] | COOKSTOWN |  | 53.2743 | -6.3038
MV/LV Substation WA***4165 |  | 10 kV | _ | LV | 400 kVA :Kiosk Substation | 0.4 | --> | 0.4 | 0.4 | 3.34 |  | --> | 0.38 | 0 | 0 | 0.38 | 0 |  | --> | C11 ex GREENHILLS | Greenhills [T42] | INCHICORE 220KV |  | 53.3174 | -6.3374
MV/LV Substation WY***4169 |  | 10 kV | _ | LV | 1000 kVA :Building Structure | 1 | --> | 1 | 0.5 | 0.87 | Constrained, otherwise capacity available =937 kVA | --> | 0.95 | 0 | 0 | 0.5 | 0 |  | --> | C17 ex GARVILLE AVENUE | Garville Avenue [T42] | MILLTOWN (DR) |  | 53.322 | -6.267
MV/LV Substation SH***4170 |  | 10 kV | _ | LV | 1000 kVA :Building Structure | 1 | --> | 1 | 0.5 | 17.78 |  | --> | 0.95 | 0 | 0.006 | 0.5 | 0 |  | --> | C30 ex RINGSEND | Ringsend [T101,T102] | POOLBEG |  | 53.3379 | -6.2211
MV/LV Substation WA***4171 |  | 10 kV | _ | LV | 630 kVA :Kiosk Substation | 0.63 | --> | 0.63 | 0 | 0 | Constrained, otherwise capacity available =613 kVA | --> | 0.598 | 0 | 0.002 | 0.5 | 0 |  | --> | C21 ex BALLYBODEN | Ballyboden [T41,T42] | COOKSTOWN |  | 53.2877 | -6.3043
MV/LV Substation PE***4173 |  | 10 kV | _ | LV | 1000 kVA :Kiosk Substation | 1 | --> | 1 | 0.5 | 17.78 |  | --> | 0.95 | 0 | 0 | 0.5 | 0 |  | --> | C24 ex RINGSEND | Ringsend [T101,T102] | POOLBEG |  | 53.3409 | -6.2131
MV/LV Substation CR***4174 |  | 10 kV | _ | LV | 630 kVA :Kiosk Substation | 0.63 | --> | 0.63 | 0.5 | 4.47 |  | --> | 0.598 | 0 | 0 | 0.5 | 0 |  | --> | C18 ex TEMPLEOGUE | Templeogue [T41,T42] | MILLTOWN (DR) |  | 53.289 | -6.3133
MV/LV Substation HO***4175 |  | 10 kV | _ | LV | 630 kVA :Kiosk Substation | 0.63 | --> | 0.63 | 0.5 | 3 |  | --> | 0.598 | 0 | 0 | 0.5 | 0 |  | --> | C39 ex INCHICORE CENTRAL | Inchicore Central [T43,T45] | INCHICORE 220KV |  | 53.3318 | -6.3295
MV/LV Substation GA***4177 |  | 10 kV | _ | LV | 630 kVA :Kiosk Substation | 0.63 | --> | 0.63 | 0.5 | 9.99 |  | --> | 0.598 | 0 | 0 | 0.5 | 0 |  | --> | C12 ex HAROLDS CROSS | Harolds Cross [T101,T102] | POOLBEG |  | 53.3247 | -6.2797
MV/LV Substation CO***418 |  | 10 kV | _ | LV | 400 kVA :Kiosk Substation | 0.4 | --> | 0.4 | 0.253 | 4.47 |  | --> | 0.38 | 0 | 0.157 | 0.283 | 0 |  | --> | C18 ex TEMPLEOGUE | Templeogue [T41,T42] | MILLTOWN (DR) |  | 53.2864 | -6.3136
MV/LV Substation CH***4180 |  | 10 kV | _ | LV | 1000 kVA :Building Structure | 1 | --> | 1 | 0.5 | 0.87 | Constrained, otherwise capacity available =998 kVA | --> | 0.95 | 0 | 0 | 0.5 | 0 |  | --> | C17 ex GARVILLE AVENUE | Garville Avenue [T42] | MILLTOWN (DR) |  | 53.3209 | -6.2676
MV/LV Substation CR***4182 |  | 10 kV | _ | LV | 630 kVA :Kiosk Substation | 0.63 | --> | 0.63 | 0.5 | 4.91 |  | --> | 0.598 | 0 | 0 | 0.5 | 0 |  | --> | C14 ex CRUMLIN | Crumlin [T41,T42] | INCHICORE 220KV |  | 53.3163 | -6.3219
MV/LV Substation EA***4183 |  | 10 kV | _ | LV | 630 kVA :Kiosk Substation | 0.63 | --> | 0.63 | 0.5 | 9.99 |  | --> | 0.598 | 0 | 0 | 0.5 | 0 |  | --> | C21 ex HAROLDS CROSS | Harolds Cross [T101,T102] | POOLBEG |  | 53.3259 | -6.2893
MV/LV Substation LA***4186 |  | 10 kV | _ | LV | 1000 kVA :Building Structure | 1 | --> | 1 | 0.5 | 0.87 | Constrained, otherwise capacity available =964 kVA | --> | 0.95 | 0 | 0 | 0.5 | 0 |  | --> | C18 ex GARVILLE AVENUE | Garville Avenue [T42] | MILLTOWN (DR) |  | 53.3181 | -6.2809
MV/LV Substation GL***4187 |  | 10 kV | _ | LV | 1000 kVA :Building Structure | 1 | --> | 1 | 0.5 | 17.78 |  | --> | 0.95 | 0 | 0 | 0.5 | 0 |  | --> | C24 ex RINGSEND | Ringsend [T101,T102] | POOLBEG |  | 53.339 | -6.2131
MV/LV Substation PO***4188 |  | 10 kV | _ | LV | 1000 kVA :Building Structure | 1 | --> | 1 | 0.5 | 17.78 |  | --> | 0.95 | 0 | 0 | 0.5 | 0 |  | --> | C24 ex RINGSEND | Ringsend [T101,T102] | POOLBEG |  | 53.3385 | -6.2133
MV/LV Substation BA***4189 |  | 10 kV | _ | LV | 1000 kVA :Building Structure | 1 | --> | 1 | 0.5 | 17.78 |  | --> | 0.95 | 0 | 0 | 0.5 | 0 |  | --> | C24 ex RINGSEND | Ringsend [T101,T102] | POOLBEG |  | 53.339 | -6.2142
MV/LV Substation SU***419 |  | 10 kV | _ | LV | 1000 kVA :Building Structure | 1 | --> | 1 | 0 | 0 | Constrained, otherwise capacity available =734 kVA | --> | 0.95 | 0 | 0.01 | 0.5 | 0 |  | --> | C18 ex BALLYMOUNT | Ballymount [T41,T42] | INCHICORE 220KV |  | 53.3165 | -6.3407
MV/LV Substation SI***4191 |  | 10 kV | _ | LV | 630 kVA :Kiosk Substation | 0.63 | --> | 0.63 | 0 | 0 | Constrained, otherwise capacity available =630 kVA | --> | 0.598 | 0 | 0 | 0.5 | 0 |  | --> | C18 ex BALLYBODEN | Ballyboden [T41,T42] | COOKSTOWN |  | 53.2923 | -6.2873
MV/LV Substation HA***4194 |  | 10 kV | _ | LV | 1000 kVA :Building Structure | 1 | --> | 1 | 0.5 | 9.99 |  | --> | 0.95 | 0 | 0.005 | 0.5 | 0 |  | --> | C12 ex HAROLDS CROSS | Harolds Cross [T101,T102] | POOLBEG |  | 53.3242 | -6.2777
MV/LV Substation ST***4195 |  | 10 kV | _ | LV | 1000 kVA :Building Structure | 1 | --> | 1 | 0.5 | 3.34 |  | --> | 0.95 | 0 | 0.014 | 0.5 | 0 |  | --> | C11 ex GREENHILLS | Greenhills [T42] | INCHICORE 220KV |  | 53.3177 | -6.3387
MV/LV Substation FI***4197 |  | 10 kV | _ | LV | 1000 kVA :Building Structure | 1 | --> | 1 | 0.5 | 3 |  | --> | 0.95 | 0 | 0 | 0.5 | 0 |  | --> | C39 ex INCHICORE CENTRAL | Inchicore Central [T43,T45] | INCHICORE 220KV |  | 53.336 | -6.311
MV/LV Substation FI***4198 |  | 10 kV | _ | LV | 1000 kVA :Building Structure | 1 | --> | 1 | 0.5 | 3 |  | --> | 0.95 | 0 | 0 | 0.5 | 0 |  | --> | C39 ex INCHICORE CENTRAL | Inchicore Central [T43,T45] | INCHICORE 220KV |  | 53.3359 | -6.3111
MV/LV Substation ST***4202 |  | 10 kV | _ | LV | 630 kVA :Kiosk Substation | 0.63 | --> | 0.63 | 0 | 0 | Constrained, otherwise capacity available =630 kVA | --> | 0.598 | 0 | 0 | 0.5 | 0 |  | --> | C13 ex BALLYBODEN | Ballyboden [T41,T42] | COOKSTOWN |  | 53.2933 | -6.276
MV/LV Substation RO***4203 |  | 10 kV | _ | LV | 1000 kVA :Building Structure | 1 | --> | 1 | 0.5 | 9.99 |  | --> | 0.95 | 0 | 0 | 0.5 | 0 |  | --> | C12 ex HAROLDS CROSS | Harolds Cross [T101,T102] | POOLBEG |  | 53.324 | -6.2784
MV/LV Substation PA***421 |  | 10 kV | _ | LV | 400 kVA :Kiosk Substation | 0.4 | --> | 0.4 | 0.179 | 0.91 |  | --> | 0.38 | 0 | 0.059 | 0.365 | 0 |  | --> | C22 ex KIMMAGE | Kimmage [T41,T42] | INCHICORE 220KV |  | 53.3009 | -6.3189
MV/LV Substation ST***4213 |  | 10 kV | _ | LV | 630 kVA :Kiosk Substation | 0.63 | --> | 0.63 | 0 | 0 | Constrained, otherwise capacity available =630 kVA | --> | 0.598 | 0 | 0 | 0.5 | 0 |  | --> | C14 ex BALLYBODEN | Ballyboden [T41,T42] | COOKSTOWN |  | 53.2779 | -6.3004
MV/LV Substation KN***422 |  | 10 kV | _ | LV | 400 kVA :Kiosk Substation | 0.4 | --> | 0.4 | 0 | 0 | Constrained, otherwise capacity available =181 kVA | --> | 0.38 | 0 | 0.186 | 0.271 | 0 |  | --> | C19 ex BALLYBODEN | Ballyboden [T41,T42] | COOKSTOWN |  | 53.2864 | -6.3103
MV/LV Substation KI***424 |  | 10 kV | _ | LV | 400 kVA :Kiosk Substation | 0.4 | --> | 0.4 | 0.309 | 3.34 |  | --> | 0.38 | 0 | 0.065 | 0.344 | 0 |  | --> | C20 ex GREENHILLS | Greenhills [T42] | INCHICORE 220KV |  | 53.3062 | -6.341
MV/LV Substation RI***426 |  | 10 kV | _ | LV | 400 kVA :Kiosk Substation | 0.4 | --> | 0.4 | 0 | 0.98 |  | --> | 0.38 | 0 | 0.044 | 0.42 | 0 |  | --> | C11 ex LEESON STREET | Leeson Street [T41,T42] | MILLTOWN (DR) |  | 53.3269 | -6.2614
MV/LV Substation RA***428 |  | 10 kV | _ | LV | 630 kVA :Kiosk Substation | 0.63 | --> | 0.63 | 0.168 | 7.75 |  | --> | 0.598 | 0 | 0.057 | 0.5 | 0 |  | --> | C22 ex MILLTOWN (DR) | Milltown (dr) [T101,T102] | INCHICORE 220KV |  | 53.3133 | -6.2742
MV/LV Substation MO***429 |  | 10 kV | _ | LV | 400 kVA :Kiosk Substation | 0.4 | --> | 0.4 | 0.297 | 0.91 |  | --> | 0.38 | 0 | 0.052 | 0.355 | 0 |  | --> | C22 ex KIMMAGE | Kimmage [T41,T42] | INCHICORE 220KV |  | 53.3038 | -6.317
MV/LV Substation MO***430 |  | 10 kV | _ | LV | 200 kVA :Kiosk Substation | 0.2 | --> | 0.2 | 0.092 | 0.91 |  | --> | 0.19 | 0 | 0.065 | 0.156 | 0 |  | --> | C22 ex KIMMAGE | Kimmage [T41,T42] | INCHICORE 220KV |  | 53.3034 | -6.3195
MV/LV Substation ER***434 |  | 10 kV | _ | LV | 630 kVA :Kiosk Substation | 0.63 | --> | 0.63 | 0.453 | 4.91 |  | --> | 0.598 | 0 | 0.02 | 0.5 | 0 |  | --> | C13 ex CRUMLIN | Crumlin [T41,T42] | INCHICORE 220KV |  | 53.3296 | -6.324
MV/LV Substation RU***435 |  | 10 kV | _ | LV | 400 kVA :Kiosk Substation | 0.4 | --> | 0.4 | 0.252 | 4.47 |  | --> | 0.38 | 0 | 0.098 | 0.327 | 0 |  | --> | C14 ex TEMPLEOGUE | Templeogue [T41,T42] | MILLTOWN (DR) |  | 53.2995 | -6.3277
MV/LV Substation P ***437 |  | 10 kV | _ | LV | 400 kVA :Building Structure | 0.4 | --> | 0.4 | 0.4 | 3 |  | --> | 0.38 | 0 | 0 | 0.38 | 0 |  | --> | C40 ex INCHICORE CENTRAL | Inchicore Central [T43,T45] | INCHICORE 220KV |  | 53.3241 | -6.3385
MV/LV Substation ID***438 |  | 10 kV | _ | LV | 400 kVA :Kiosk Substation | 0.4 | --> | 0.4 | 0.293 | 4.47 |  | --> | 0.38 | 0 | 0.065 | 0.346 | 0 |  | --> | C18 ex TEMPLEOGUE | Templeogue [T41,T42] | MILLTOWN (DR) |  | 53.2859 | -6.3163
MV/LV Substation LI***439 |  | 10 kV | _ | LV | 400 kVA :Kiosk Substation | 0.4 | --> | 0.4 | 0.369 | 4.47 |  | --> | 0.38 | 0 | 0.005 | 0.38 | 0 |  | --> | C14 ex TEMPLEOGUE | Templeogue [T41,T42] | MILLTOWN (DR) |  | 53.3063 | -6.3387
MV/LV Substation MO***443 |  | 10 kV | _ | LV | 400 kVA :Kiosk Substation | 0.4 | --> | 0.4 | 0.292 | 4.47 |  | --> | 0.38 | 0 | 0.036 | 0.368 | 0 |  | --> | C20 ex TEMPLEOGUE | Templeogue [T41,T42] | MILLTOWN (DR) |  | 53.283 | -6.3226
MV/LV Substation ST***445 |  | 10 kV | _ | LV | 400 kVA :Kiosk Substation | 0.4 | --> | 0.4 | 0 | 0 | Constrained, otherwise capacity available =260 kVA | --> | 0.38 | 0 | 0.023 | 0.382 | 0 |  | --> | C13 ex BALLYBODEN | Ballyboden [T41,T42] | COOKSTOWN |  | 53.2912 | -6.2839
MV/LV Substation KI***446 |  | 10 kV | _ | LV | 630 kVA :Building Structure | 0.63 | --> | 0.63 | 0.34 | 9.99 |  | --> | 0.598 | 0 | 0.016 | 0.5 | 0 |  | --> | C21 ex HAROLDS CROSS | Harolds Cross [T101,T102] | POOLBEG |  | 53.3244 | -6.2967
MV/LV Substation SA***448 |  | 10 kV | _ | LV | 400 kVA :Kiosk Substation | 0.4 | --> | 0.4 | 0.194 | 4.47 |  | --> | 0.38 | 0 | 0.127 | 0.313 | 0 |  | --> | C20 ex TEMPLEOGUE | Templeogue [T41,T42] | MILLTOWN (DR) |  | 53.2835 | -6.3324
MV/LV Substation OR***452 |  | 10 kV | _ | LV | 400 kVA :Building Structure | 0.4 | --> | 0.4 | 0.208 | 4.47 |  | --> | 0.38 | 0 | 0.019 | 0.391 | 0 |  | --> | C14 ex TEMPLEOGUE | Templeogue [T41,T42] | MILLTOWN (DR) |  | 53.2988 | -6.3215
MV/LV Substation PA***453 |  | 10 kV | _ | LV | 1000 kVA :Building Structure | 1 | --> | 1 | 0.5 | 0.87 |  | --> | 0.95 | 0 | 0.004 | 0.5 | 0 |  | --> | C17 ex GARVILLE AVENUE | Garville Avenue [T42] | MILLTOWN (DR) |  | 53.325 | -6.2646
MV/LV Substation MO***457 |  | 10 kV | _ | LV | 630 kVA :Kiosk Substation | 0.63 | --> | 0.63 | 0.482 | 4.47 |  | --> | 0.598 | 0 | 0.051 | 0.5 | 0 |  | --> | C20 ex TEMPLEOGUE | Templeogue [T41,T42] | MILLTOWN (DR) |  | 53.2825 | -6.3319
MV/LV Substation GR***459 |  | 10 kV | _ | LV | 400 kVA :Kiosk Substation | 0.4 | --> | 0.4 | 0 | 0 | Constrained, otherwise capacity available =243 kVA | --> | 0.38 | 0 | 0.055 | 0.36 | 0 |  | --> | C11 ex BALLYBODEN | Ballyboden [T41,T42] | COOKSTOWN |  | 53.2801 | -6.2666
MV/LV Substation KE***460 |  | 10 kV | _ | LV | 400 kVA :Kiosk Substation | 0.4 | --> | 0.4 | 0.214 | 4.47 |  | --> | 0.38 | 0 | 0.081 | 0.345 | 0 |  | --> | C14 ex TEMPLEOGUE | Templeogue [T41,T42] | MILLTOWN (DR) |  | 53.3002 | -6.3309
MV/LV Substation OS***461 |  | 10 kV | _ | LV | 400 kVA :Kiosk Substation | 0.4 | --> | 0.4 | 0.258 | 4.47 |  | --> | 0.38 | 0 | 0.07 | 0.347 | 0 |  | --> | C14 ex TEMPLEOGUE | Templeogue [T41,T42] | MILLTOWN (DR) |  | 53.3027 | -6.3291
MV/LV Substation EL***463 |  | 10 kV | _ | LV | 630 kVA :Kiosk Substation | 0.63 | --> | 0.63 | 0 | 0 | Constrained, otherwise capacity available =445 kVA | --> | 0.598 | 0 | 0.066 | 0.5 | 0 |  | --> | C11 ex BALLYBODEN | Ballyboden [T41,T42] | COOKSTOWN |  | 53.2825 | -6.2671
MV/LV Substation GR***464 |  | 10 kV | _ | LV | 400 kVA :Kiosk Substation | 0.4 | --> | 0.4 | 0.301 | 4.47 |  | --> | 0.38 | 0 | 0.037 | 0.366 | 0 |  | --> | C18 ex TEMPLEOGUE | Templeogue [T41,T42] | MILLTOWN (DR) |  | 53.2805 | -6.3107
MV/LV Substation RO***465 |  | 10 kV | _ | LV | 400 kVA :Kiosk Substation | 0.4 | --> | 0.4 | 0.297 | 4.47 |  | --> | 0.38 | 0 | 0.03 | 0.372 | 0 |  | --> | C14 ex TEMPLEOGUE | Templeogue [T41,T42] | MILLTOWN (DR) |  | 53.2967 | -6.3212
MV/LV Substation DA***467 |  | 10 kV | _ | LV | 400 kVA :Kiosk Substation | 0.4 | --> | 0.4 | 0.228 | 4.47 |  | --> | 0.38 | 0 | 0.078 | 0.345 | 0 |  | --> | C18 ex TEMPLEOGUE | Templeogue [T41,T42] | MILLTOWN (DR) |  | 53.2822 | -6.3135
MV/LV Substation RO***468 |  | 10 kV | _ | LV | 400 kVA :Kiosk Substation | 0.4 | --> | 0.4 | 0.271 | 4.47 |  | --> | 0.38 | 0 | 0.039 | 0.368 | 0 |  | --> | C14 ex TEMPLEOGUE | Templeogue [T41,T42] | MILLTOWN (DR) |  | 53.2956 | -6.3193
MV/LV Substation SU***471 |  | 10 kV | _ | LV | 400 kVA :Kiosk Substation | 0.4 | --> | 0.4 | 0.292 | 9.99 |  | --> | 0.38 | 0 | 0.012 | 0.386 | 0 |  | --> | C12 ex HAROLDS CROSS | Harolds Cross [T101,T102] | POOLBEG |  | 53.3245 | -6.2879
MV/LV Substation SE***472 |  | 10 kV | _ | LV | 400 kVA :Building Structure | 0.4 | --> | 0.4 | 0 | 0 | Constrained, otherwise capacity available =271 kVA | --> | 0.38 | 0 | 0.005 | 0.394 | 0 |  | --> | C17 ex DONNYBROOK | Donnybrook [T41,T42] | MILLTOWN (DR) |  | 53.3305 | -6.2253
MV/LV Substation TA***475 |  | 10 kV | _ | LV | 400 kVA :Kiosk Substation | 0.4 | --> | 0.4 | 0 | 0 | Constrained, otherwise capacity available =20 kVA | --> | 0.38 | 0 | 0.025 | 0.41 | 0 |  | --> | C19 ex BALLYBODEN | Ballyboden [T41,T42] | COOKSTOWN |  | 53.28 | -6.2901
MV/LV Substation IV***476 |  | 10 kV | _ | LV | 400 kVA :Kiosk Substation | 0.4 | --> | 0.4 | 0.152 | 4.91 |  | --> | 0.38 | 0 | 0.034 | 0.387 | 0 |  | --> | C11 ex CRUMLIN | Crumlin [T41,T42] | INCHICORE 220KV |  | 53.3283 | -6.3062
MV/LV Substation MO***477 |  | 10 kV | _ | LV | 400 kVA :Kiosk Substation | 0.4 | --> | 0.4 | 0 | 0 | Constrained, otherwise capacity available =197 kVA | --> | 0.38 | 0 | 0.086 | 0.343 | 0 |  | --> | C12 ex BALLYBODEN | Ballyboden [T41,T42] | COOKSTOWN |  | 53.2778 | -6.295
MV/LV Substation LA***478 |  | 10 kV | _ | LV | 1000 kVA :Building Structure | 1 | --> | 1 | 0.5 | 3 |  | --> | 0.95 | 0 | 0 | 0.5 | 0 |  | --> | C31 ex INCHICORE CENTRAL | Inchicore Central [T43,T45] | INCHICORE 220KV |  | 53.3279 | -6.3333
MV/LV Substation MO***479 |  | 10 kV | _ | LV | 400 kVA :Kiosk Substation | 0.4 | --> | 0.4 | 0 | 0 | Constrained, otherwise capacity available =279 kVA | --> | 0.38 | 0 | 0.052 | 0.358 | 0 |  | --> | C12 ex BALLYBODEN | Ballyboden [T41,T42] | COOKSTOWN |  | 53.2783 | -6.2928
MV/LV Substation BA***480 |  | 10 kV | _ | LV | 400 kVA :Building Structure | 0.4 | --> | 0.4 | 0 | 0 | Constrained, otherwise capacity available =239 kVA | --> | 0.38 | 0 | 0.133 | 0.303 | 0 |  | --> | C13 ex BALLYBODEN | Ballyboden [T41,T42] | COOKSTOWN |  | 53.2874 | -6.2765
MV/LV Substation BA***481 |  | 10 kV | _ | LV | 1000 kVA :Building Structure | 1 | --> | 1 | 0 | 0 | Constrained, otherwise capacity available =648 kVA | --> | 0.95 | 0 | 0.056 | 0.5 | 0 |  | --> | C18 ex BALLYMOUNT | Ballymount [T41,T42] | INCHICORE 220KV |  | 53.3156 | -6.343
MV/LV Substation HE***483 |  | 10 kV | _ | LV | 630 kVA :Kiosk Substation | 0.63 | --> | 0.63 | 0 | 0 | Constrained, otherwise capacity available =481 kVA | --> | 0.598 | 0 | 0.126 | 0.5 | 0 |  | --> | C13 ex BALLYBODEN | Ballyboden [T41,T42] | COOKSTOWN |  | 53.2854 | -6.2774
MV/LV Substation HE***484 |  | 10 kV | _ | LV | 400 kVA :Kiosk Substation | 0.4 | --> | 0.4 | 0 | 0 | Constrained, otherwise capacity available =277 kVA | --> | 0.38 | 0 | 0.083 | 0.335 | 0 |  | --> | C11 ex BALLYBODEN | Ballyboden [T41,T42] | COOKSTOWN |  | 53.2832 | -6.2759
MV/LV Substation LI***485 |  | 10 kV | _ | LV | 400 kVA :Kiosk Substation | 0.4 | --> | 0.4 | 0.298 | 4.47 |  | --> | 0.38 | 0 | 0.01 | 0.386 | 0 |  | --> | C14 ex TEMPLEOGUE | Templeogue [T41,T42] | MILLTOWN (DR) |  | 53.3046 | -6.3293
MV/LV Substation KI***486 |  | 10 kV | _ | LV | 630 kVA :Kiosk Substation | 0.63 | --> | 0.63 | 0.343 | 0.91 |  | --> | 0.598 | 0 | 0.074 | 0.5 | 0 |  | --> | C18 ex KIMMAGE | Kimmage [T41,T42] | INCHICORE 220KV |  | 53.3124 | -6.3006
MV/LV Substation MO***487 |  | 10 kV | _ | LV | 630 kVA :Kiosk Substation | 0.63 | --> | 0.63 | 0.344 | 0.87 |  | --> | 0.598 | 0 | 0.082 | 0.5 | 0 |  | --> | C11 ex GARVILLE AVENUE | Garville Avenue [T42] | MILLTOWN (DR) |  | 53.3154 | -6.2866
MV/LV Substation CR***488 |  | 10 kV | _ | LV | 400 kVA :Kiosk Substation | 0.4 | --> | 0.4 | 0.4 | 4.47 |  | --> | 0.38 | 0 | 0 | 0.38 | 0 |  | --> | C18 ex TEMPLEOGUE | Templeogue [T41,T42] | MILLTOWN (DR) |  | 53.2889 | -6.3137
MV/LV Substation BO***490 |  | 10 kV | _ | LV | 630 kVA :Kiosk Substation | 0.63 | --> | 0.63 | 0 | 0 | Constrained, otherwise capacity available =484 kVA | --> | 0.598 | 0 | 0.068 | 0.5 | 0 |  | --> | C12 ex BALLYBODEN | Ballyboden [T41,T42] | COOKSTOWN |  | 53.2806 | -6.3052
MV/LV Substation SE***494 |  | 10 kV | _ | LV | 400 kVA :Kiosk Substation | 0.4 | --> | 0.4 | 0 | 0 | Constrained, otherwise capacity available =256 kVA | --> | 0.38 | 0 | 0.019 | 0.385 | 0 |  | --> | C17 ex DONNYBROOK | Donnybrook [T41,T42] | MILLTOWN (DR) |  | 53.3234 | -6.2071
MV/LV Substation TE***497 |  | 10 kV | _ | LV | 400 kVA :Kiosk Substation | 0.4 | --> | 0.4 | 0.328 | 0.91 |  | --> | 0.38 | 0 | 0.011 | 0.382 | 0 |  | --> | C15 ex KIMMAGE | Kimmage [T41,T42] | INCHICORE 220KV |  | 53.3051 | -6.3158
MV/LV Substation CA***498 |  | 10 kV | _ | LV | 400 kVA :Building Structure | 0.4 | --> | 0.4 | 0.387 | 3.34 |  | --> | 0.38 | 0 | 0 | 0.382 | 0 |  | --> | C11 ex GREENHILLS | Greenhills [T42] | INCHICORE 220KV |  | 53.3141 | -6.3315
MV/LV Substation O ***499 |  | 10 kV | _ | LV | 400 kVA :Building Structure | 0.4 | --> | 0.4 | 0.4 | 3 |  | --> | 0.38 | 0 | 0 | 0.38 | 0 |  | --> | C40 ex INCHICORE CENTRAL | Inchicore Central [T43,T45] | INCHICORE 220KV |  | 53.3248 | -6.3393
MV/LV Substation SM***500 |  | 10 kV | _ | LV | 630 kVA :Building Structure | 0.63 | --> | 0.63 | 0 | 0 | Constrained, otherwise capacity available =619 kVA | --> | 0.598 | 0 | 0 | 0.5 | 0 |  | --> | C12 ex DONNYBROOK | Donnybrook [T41,T42] | MILLTOWN (DR) |  | 53.3129 | -6.2342
MV/LV Substation MA***502 |  | 10 kV | _ | LV | 400 kVA :Kiosk Substation | 0.4 | --> | 0.4 | 0 | 0 | Constrained, otherwise capacity available =303 kVA | --> | 0.38 | 0 | 0.032 | 0.369 | 0 |  | --> | C11 ex BALLYBODEN | Ballyboden [T41,T42] | COOKSTOWN |  | 53.2868 | -6.2664
MV/LV Substation AR***503 |  | 10 kV | _ | LV | 400 kVA :Kiosk Substation | 0.4 | --> | 0.4 | 0 | 0 | Constrained, otherwise capacity available =249 kVA | --> | 0.38 | 0 | 0.089 | 0.334 | 0 |  | --> | C13 ex BALLYBODEN | Ballyboden [T41,T42] | COOKSTOWN |  | 53.2891 | -6.2777
MV/LV Substation WI***504 |  | 10 kV | _ | LV | 400 kVA :Kiosk Substation | 0.4 | --> | 0.4 | 0 | 0 | Constrained, otherwise capacity available =312 kVA | --> | 0.38 | 0 | 0.054 | 0.352 | 0 |  | --> | C18 ex BALLYBODEN | Ballyboden [T41,T42] | COOKSTOWN |  | 53.2868 | -6.2888
MV/LV Substation DE***505 |  | 10 kV | _ | LV | 400 kVA :Kiosk Substation | 0.4 | --> | 0.4 | 0.178 | 4.91 |  | --> | 0.38 | 0 | 0.021 | 0.394 | 0 |  | --> | C18 ex CRUMLIN | Crumlin [T41,T42] | INCHICORE 220KV |  | 53.3222 | -6.3125
MV/LV Substation WH***506 |  | 10 kV | _ | LV | 400 kVA :Kiosk Substation | 0.4 | --> | 0.4 | 0 | 0 | Constrained, otherwise capacity available =315 kVA | --> | 0.38 | 0 | 0.092 | 0.323 | 0 |  | --> | C18 ex BALLYBODEN | Ballyboden [T41,T42] | COOKSTOWN |  | 53.2845 | -6.2885
MV/LV Substation WI***508 |  | 10 kV | _ | LV | 400 kVA :Kiosk Substation | 0.4 | --> | 0.4 | 0.292 | 9.28 |  | --> | 0.38 | 0 | 0.013 | 0.385 | 0 |  | --> | C19 ex PEMBROKE | Pembroke [T41,T42,T43,T44] | RINGSEND |  | 53.3265 | -6.2158
MV/LV Substation SC***509 |  | 10 kV | _ | LV | 400 kVA :Building Structure | 0.4 | --> | 0.4 | 0 | 0 | Constrained, otherwise capacity available =319 kVA | --> | 0.38 | 0 | 0.029 | 0.369 | 0 |  | --> | C12 ex BALLYBODEN | Ballyboden [T41,T42] | COOKSTOWN |  | 53.2807 | -6.3008
MV/LV Substation BL***510 |  | 10 kV | _ | LV | 400 kVA :Kiosk Substation | 0.4 | --> | 0.4 | 0.188 | 3 |  | --> | 0.38 | 0 | 0.008 | 0.402 | 0 |  | --> | C34 ex INCHICORE CENTRAL | Inchicore Central [T43,T45] | INCHICORE 220KV |  | 53.3312 | -6.3401
MV/LV Substation N ***511 |  | 10 kV | _ | LV | 400 kVA :Building Structure | 0.4 | --> | 0.4 | 0.314 | 9.99 |  | --> | 0.38 | 0 | 0.009 | 0.385 | 0 |  | --> | C19 ex HAROLDS CROSS | Harolds Cross [T101,T102] | POOLBEG |  | 53.3175 | -6.3012
MV/LV Substation WA***512 |  | 10 kV | _ | LV | 1000 kVA :Building Structure | 1 | --> | 1 | 0.5 | 4.91 |  | --> | 0.95 | 0 | 0.032 | 0.5 | 0 |  | --> | C14 ex CRUMLIN | Crumlin [T41,T42] | INCHICORE 220KV |  | 53.3213 | -6.3301
MV/LV Substation BA***513 |  | 10 kV | _ | LV | 1000 kVA :Building Structure | 1 | --> | 1 | 0 | 0 | Constrained, otherwise capacity available =768 kVA | --> | 0.95 | 0 | 0.01 | 0.5 | 0 |  | --> | C18 ex BALLYMOUNT | Ballymount [T41,T42] | INCHICORE 220KV |  | 53.3153 | -6.3455
MV/LV Substation BO***515 |  | 10 kV | _ | LV | 630 kVA :Kiosk Substation | 0.63 | --> | 0.63 | 0 | 0 | Constrained, otherwise capacity available =524 kVA | --> | 0.598 | 0 | 0.011 | 0.5 | 0 |  | --> | C19 ex BALLYBODEN | Ballyboden [T41,T42] | COOKSTOWN |  | 53.282 | -6.2994
MV/LV Substation GR***516 |  | 10 kV | _ | LV | 630 kVA :Kiosk Substation | 0.63 | --> | 0.63 | 0.409 | 9.99 |  | --> | 0.598 | 0 | 0.037 | 0.5 | 0 |  | --> | C16 ex HAROLDS CROSS | Harolds Cross [T101,T102] | POOLBEG |  | 53.322 | -6.2749
MV/LV Substation WH***517 |  | 10 kV | _ | LV | 400 kVA :Kiosk Substation | 0.4 | --> | 0.4 | 0 | 0 | Constrained, otherwise capacity available =264 kVA | --> | 0.38 | 0 | 0.107 | 0.319 | 0 |  | --> | C18 ex BALLYBODEN | Ballyboden [T41,T42] | COOKSTOWN |  | 53.2824 | -6.2884
MV/LV Substation BA***518 |  | 10 kV | _ | LV | 400 kVA :Building Structure | 0.4 | --> | 0.4 | 0.341 | 9.28 |  | --> | 0.38 | 0 | 0 | 0.388 | 0 |  | --> | C23 ex PEMBROKE | Pembroke [T41,T42,T43,T44] | RINGSEND |  | 53.334 | -6.2432
MV/LV Substation PE***519 |  | 10 kV | _ | LV | 1000 kVA :Building Structure | 1 | --> | 1 | 0.5 | 9.28 |  | --> | 0.95 | 0 | 0.017 | 0.5 | 0 |  | --> | C23 ex PEMBROKE | Pembroke [T41,T42,T43,T44] | RINGSEND |  | 53.3354 | -6.2418
MV/LV Substation RA***521 |  | 10 kV | _ | LV | 400 kVA :Kiosk Substation | 0.4 | --> | 0.4 | 0 | 0 | Constrained, otherwise capacity available =289 kVA | --> | 0.38 | 0 | 0.091 | 0.327 | 0 |  | --> | C18 ex BALLYBODEN | Ballyboden [T41,T42] | COOKSTOWN |  | 53.2964 | -6.2809
MV/LV Substation PR***522 |  | 10 kV | _ | LV | 400 kVA :Kiosk Substation | 0.4 | --> | 0.4 | 0.162 | 7.75 |  | --> | 0.38 | 0 | 0.021 | 0.396 | 0 |  | --> | C19 ex MILLTOWN (DR) | Milltown (dr) [T101,T102] | POOLBEG |  | 53.3163 | -6.2436
MV/LV Substation BU***524 |  | 10 kV | _ | LV | 400 kVA :Building Structure | 0.4 | --> | 0.4 | 0.306 | 0.98 |  | --> | 0.38 | 0 | 0 | 0.393 | 0 |  | --> | C23 ex LEESON STREET | Leeson Street [T41,T42] | MILLTOWN (DR) |  | 53.3322 | -6.2489
MV/LV Substation BO***525 |  | 10 kV | _ | LV | 400 kVA :Kiosk Substation | 0.4 | --> | 0.4 | 0 | 0 | Constrained, otherwise capacity available =263 kVA | --> | 0.38 | 0 | 0.026 | 0.379 | 0 |  | --> | C18 ex BALLYBODEN | Ballyboden [T41,T42] | COOKSTOWN |  | 53.2905 | -6.2905
MV/LV Substation ID***526 |  | 10 kV | _ | LV | 630 kVA :Building Structure | 0.63 | --> | 0.63 | 0.422 | 4.47 |  | --> | 0.598 | 0 | 0.026 | 0.5 | 0 |  | --> | C20 ex TEMPLEOGUE | Templeogue [T41,T42] | MILLTOWN (DR) |  | 53.2831 | -6.3176
MV/LV Substation TE***527 |  | 10 kV | _ | LV | 630 kVA :Building Structure | 0.63 | --> | 0.63 | 0.366 | 0.91 |  | --> | 0.598 | 0 | 0.053 | 0.5 | 0 |  | --> | C21 ex KIMMAGE | Kimmage [T41,T42] | INCHICORE 220KV |  | 53.3093 | -6.2887
MV/LV Substation R.***528 |  | 10 kV | _ | LV | 630 kVA :Building Structure | 0.63 | --> | 0.63 | 0 | 0 | Constrained, otherwise capacity available =630 kVA | --> | 0.598 | 0 | 0 | 0.5 | 0 |  | --> | C14 ex DONNYBROOK | Donnybrook [T41,T42] | MILLTOWN (DR) |  | 53.3224 | -6.2247
MV/LV Substation ED***529 |  | 10 kV | _ | LV | 400 kVA :Kiosk Substation | 0.4 | --> | 0.4 | 0 | 0 | Constrained, otherwise capacity available =277 kVA | --> | 0.38 | 0 | 0.028 | 0.376 | 0 |  | --> | C17 ex BALLYBODEN | Ballyboden [T41,T42] | COOKSTOWN |  | 53.2786 | -6.2858
MV/LV Substation KI***530 |  | 10 kV | _ | LV | 400 kVA :Kiosk Substation | 0.4 | --> | 0.4 | 0.31 | 0.91 |  | --> | 0.38 | 0 | 0.018 | 0.379 | 0 |  | --> | C18 ex KIMMAGE | Kimmage [T41,T42] | INCHICORE 220KV |  | 53.3171 | -6.2924
MV/LV Substation WY***531 |  | 10 kV | _ | LV | 630 kVA :Kiosk Substation | 0.63 | --> | 0.63 | 0.417 | 0.87 |  | --> | 0.598 | 0 | 0.027 | 0.5 | 0 |  | --> | C17 ex GARVILLE AVENUE | Garville Avenue [T42] | MILLTOWN (DR) |  | 53.3222 | -6.2671
MV/LV Substation RE***533 |  | 10 kV | _ | LV | 400 kVA :Building Structure | 0.4 | --> | 0.4 | 0 | 0 | Constrained, otherwise capacity available =384 kVA | --> | 0.38 | 0 | 0 | 0.382 | 0 |  | --> | C17 ex BALLYBODEN | Ballyboden [T41,T42] | COOKSTOWN |  | 53.2728 | -6.2993
MV/LV Substation CY***534 |  | 10 kV | _ | LV | 630 kVA :Kiosk Substation | 0.63 | --> | 0.63 | 0.375 | 4.47 |  | --> | 0.598 | 0 | 0.079 | 0.5 | 0 |  | --> | C11 ex TEMPLEOGUE | Templeogue [T41,T42] | MILLTOWN (DR) |  | 53.3011 | -6.3147
MV/LV Substation RA***535 |  | 10 kV | _ | LV | 630 kVA :Kiosk Substation | 0.63 | --> | 0.63 | 0 | 0 | Constrained, otherwise capacity available =436 kVA | --> | 0.598 | 0 | 0.068 | 0.5 | 0 |  | --> | C18 ex BALLYBODEN | Ballyboden [T41,T42] | COOKSTOWN |  | 53.2981 | -6.2803
MV/LV Substation TE***536 |  | 10 kV | _ | LV | 400 kVA :Kiosk Substation | 0.4 | --> | 0.4 | 0.272 | 0.87 |  | --> | 0.38 | 0 | 0.008 | 0.391 | 0 |  | --> | C12 ex GARVILLE AVENUE | Garville Avenue [T42] | MILLTOWN (DR) |  | 53.3103 | -6.278
MV/LV Substation KI***537 |  | 10 kV | _ | LV | 1000 kVA :Building Structure | 1 | --> | 1 | 0.5 | 0.91 |  | --> | 0.95 | 0 | 0 | 0.5 | 0 |  | --> | C18 ex KIMMAGE | Kimmage [T41,T42] | INCHICORE 220KV |  | 53.3191 | -6.2921
MV/LV Substation ED***538 |  | 10 kV | _ | LV | 630 kVA :Kiosk Substation | 0.63 | --> | 0.63 | 0 | 0 | Constrained, otherwise capacity available =449 kVA | --> | 0.598 | 0 | 0.014 | 0.5 | 0 |  | --> | C12 ex BALLYBODEN | Ballyboden [T41,T42] | COOKSTOWN |  | 53.2775 | -6.2897
MV/LV Substation NO***539 |  | 10 kV | _ | LV | 400 kVA :Kiosk Substation | 0.4 | --> | 0.4 | 0.249 | 0.98 |  | --> | 0.38 | 0 | 0 | 0.4 | 0 |  | --> | C15 ex LEESON STREET | Leeson Street [T41,T42] | MILLTOWN (DR) |  | 53.327 | -6.2549
MV/LV Substation ST***541 |  | 10 kV | _ | LV | 400 kVA :Kiosk Substation | 0.4 | --> | 0.4 | 0.322 | 0.91 |  | --> | 0.38 | 0 | 0.018 | 0.377 | 0 |  | --> | C14 ex KIMMAGE | Kimmage [T41,T42] | INCHICORE 220KV |  | 53.3114 | -6.305
MV/LV Substation WI***542 |  | 10 kV | _ | LV | 1000 kVA :Building Structure | 1 | --> | 1 | 0.5 | 0.87 |  | --> | 0.95 | 0 | 0.01 | 0.5 | 0 |  | --> | C17 ex GARVILLE AVENUE | Garville Avenue [T42] | MILLTOWN (DR) |  | 53.3254 | -6.2656
MV/LV Substation HA***544 |  | 10 kV | _ | LV | 630 kVA :Building Structure | 0.63 | --> | 0.63 | 0.5 | 9.28 |  | --> | 0.598 | 0 | 0 | 0.5 | 0 |  | --> | C14 ex PEMBROKE | Pembroke [T41,T42,T43,T44] | RINGSEND |  | 53.3359 | -6.2343
MV/LV Substation GI***545 |  | 10 kV | _ | LV | 400 kVA :Kiosk Substation | 0.4 | --> | 0.4 | 0.233 | 9.28 |  | --> | 0.38 | 0 | 0.016 | 0.39 | 0 |  | --> | C19 ex PEMBROKE | Pembroke [T41,T42,T43,T44] | RINGSEND |  | 53.329 | -6.2147
MV/LV Substation WI***546 |  | 10 kV | _ | LV | 400 kVA :Building Structure | 0.4 | --> | 0.4 | 0.372 | 4.47 |  | --> | 0.38 | 0 | 0 | 0.384 | 0 |  | --> | C14 ex TEMPLEOGUE | Templeogue [T41,T42] | MILLTOWN (DR) |  | 53.2975 | -6.3268
MV/LV Substation BA***547 |  | 10 kV | _ | LV | 400 kVA :Kiosk Substation | 0.4 | --> | 0.4 | 0.362 | 7.75 |  | --> | 0.38 | 0 | 0 | 0.385 | 0 |  | --> | C16 ex MILLTOWN (DR) | Milltown (dr) [T101,T102] | INCHICORE 220KV |  | 53.3125 | -6.2552
MV/LV Substation CA***548 |  | 10 kV | _ | LV | 400 kVA :Building Structure | 0.4 | --> | 0.4 | 0.252 | 0.98 |  | --> | 0.38 | 0 | 0.011 | 0.392 | 0 |  | --> | C11 ex LEESON STREET | Leeson Street [T41,T42] | MILLTOWN (DR) |  | 53.3299 | -6.2606
MV/LV Substation CH***549 |  | 10 kV | _ | LV | 400 kVA :Building Structure | 0.4 | --> | 0.4 | 0.052 | 4.47 |  | --> | 0.38 | 0 | 0.061 | 0.38 | 0 |  | --> | C20 ex TEMPLEOGUE | Templeogue [T41,T42] | MILLTOWN (DR) |  | 53.2949 | -6.3128
MV/LV Substation SW***550 |  | 10 kV | _ | LV | 630 kVA :Building Structure | 0.63 | --> | 0.63 | 0.5 | 7.75 |  | --> | 0.598 | 0 | 0 | 0.5 | 0 |  | --> | C16 ex MILLTOWN (DR) | Milltown (dr) [T101,T102] | INCHICORE 220KV |  | 53.3236 | -6.264
MV/LV Substation SW***551 |  | 10 kV | _ | LV | 630 kVA :Building Structure | 0.63 | --> | 0.63 | 0.138 | 0.87 |  | --> | 0.598 | 0 | 0 | 0.5 | 0 |  | --> | C17 ex GARVILLE AVENUE | Garville Avenue [T42] | MILLTOWN (DR) |  | 53.3229 | -6.2641
MV/LV Substation MO***552 |  | 10 kV | _ | LV | 400 kVA :Kiosk Substation | 0.4 | --> | 0.4 | 0.329 | 4.47 |  | --> | 0.38 | 0 | 0.015 | 0.378 | 0 |  | --> | C14 ex TEMPLEOGUE | Templeogue [T41,T42] | MILLTOWN (DR) |  | 53.3067 | -6.3271
MV/LV Substation CA***553 |  | 10 kV | _ | LV | 630 kVA :Building Structure | 0.63 | --> | 0.63 | 0.5 | 3 |  | --> | 0.598 | 0 | 0 | 0.5 | 0 |  | --> | C31 ex INCHICORE CENTRAL | Inchicore Central [T43,T45] | INCHICORE 220KV |  | 53.3277 | -6.3347
MV/LV Substation HA***554 |  | 10 kV | _ | LV | 630 kVA :Building Structure | 0.63 | --> | 0.63 | 0.379 | 9.28 |  | --> | 0.598 | 0 | 0.013 | 0.5 | 0 |  | --> | C23 ex PEMBROKE | Pembroke [T41,T42,T43,T44] | RINGSEND |  | 53.335 | -6.2425
MV/LV Substation RO***555 |  | 10 kV | _ | LV | 630 kVA :Building Structure | 0.63 | --> | 0.63 | 0.456 | 9.28 |  | --> | 0.598 | 0 | 0.005 | 0.5 | 0 |  | --> | C15 ex PEMBROKE | Pembroke [T41,T42,T43,T44] | RINGSEND |  | 53.3327 | -6.2126
MV/LV Substation BL***556 |  | 10 kV | _ | LV | 400 kVA :Building Structure | 0.4 | --> | 0.4 | 0.363 | 3 |  | --> | 0.38 | 0 | 0.007 | 0.38 | 0 |  | --> | C34 ex INCHICORE CENTRAL | Inchicore Central [T43,T45] | INCHICORE 220KV |  | 53.3304 | -6.3395
MV/LV Substation PU***557 |  | 10 kV | _ | LV | 400 kVA :Kiosk Substation | 0.4 | --> | 0.4 | 0.293 | 7.75 |  | --> | 0.38 | 0 | 0 | 0.394 | 0 |  | --> | C16 ex MILLTOWN (DR) | Milltown (dr) [T101,T102] | INCHICORE 220KV |  | 53.3199 | -6.263
MV/LV Substation DE***558 |  | 10 kV | _ | LV | 400 kVA :Kiosk Substation | 0.4 | --> | 0.4 | 0.261 | 4.47 |  | --> | 0.38 | 0 | 0.043 | 0.367 | 0 |  | --> | C20 ex TEMPLEOGUE | Templeogue [T41,T42] | MILLTOWN (DR) |  | 53.2869 | -6.3266
MV/LV Substation GR***559 |  | 10 kV | _ | LV | 630 kVA :Building Structure | 0.63 | --> | 0.63 | 0.477 | 9.99 |  | --> | 0.598 | 0 | 0.006 | 0.5 | 0 |  | --> | C21 ex HAROLDS CROSS | Harolds Cross [T101,T102] | POOLBEG |  | 53.3292 | -6.2772
MV/LV Substation BE***561 |  | 10 kV | _ | LV | 400 kVA :Kiosk Substation | 0.4 | --> | 0.4 | 0 | 0 | Constrained, otherwise capacity available =302 kVA | --> | 0.38 | 0 | 0.038 | 0.365 | 0 |  | --> | C18 ex BALLYBODEN | Ballyboden [T41,T42] | COOKSTOWN |  | 53.2945 | -6.2857
MV/LV Substation SO***562 |  | 10 kV | _ | LV | 400 kVA :Building Structure | 0.4 | --> | 0.4 | 0.271 | 4.91 |  | --> | 0.38 | 0 | 0.038 | 0.369 | 0 |  | --> | C14 ex CRUMLIN | Crumlin [T41,T42] | INCHICORE 220KV |  | 53.3207 | -6.3205
MV/LV Substation ED***563 |  | 10 kV | _ | LV | 400 kVA :Kiosk Substation | 0.4 | --> | 0.4 | 0 | 0 | Constrained, otherwise capacity available =245 kVA | --> | 0.38 | 0 | 0.029 | 0.379 | 0 |  | --> | C17 ex BALLYBODEN | Ballyboden [T41,T42] | COOKSTOWN |  | 53.275 | -6.2892
MV/LV Substation SP***564 |  | 10 kV | _ | LV | 200 kVA :Kiosk Substation | 0.2 | --> | 0.2 | 0.088 | 4.47 |  | --> | 0.19 | 0 | 0 | 0.205 | 0 |  | --> | C20 ex TEMPLEOGUE | Templeogue [T41,T42] | MILLTOWN (DR) |  | 53.2932 | -6.323
MV/LV Substation PA***565 |  | 10 kV | _ | LV | 400 kVA :Kiosk Substation | 0.4 | --> | 0.4 | 0.226 | 0.91 |  | --> | 0.38 | 0 | 0.08 | 0.344 | 0 |  | --> | C21 ex KIMMAGE | Kimmage [T41,T42] | INCHICORE 220KV |  | 53.3115 | -6.2926
MV/LV Substation SE***566 |  | 10 kV | _ | LV | 630 kVA :Kiosk Substation | 0.63 | --> | 0.63 | 0.445 | 4.47 |  | --> | 0.598 | 0 | 0.109 | 0.5 | 0 |  | --> | C20 ex TEMPLEOGUE | Templeogue [T41,T42] | MILLTOWN (DR) |  | 53.2814 | -6.3204
MV/LV Substation NU***567 |  | 10 kV | _ | LV | 630 kVA :Building Structure | 0.63 | --> | 0.63 | 0.082 | 7.75 |  | --> | 0.598 | 0 | 0 | 0.5 | 0 |  | --> | C26 ex MILLTOWN (DR) | Milltown (dr) [T101,T102] | INCHICORE 220KV |  | 53.2896 | -6.2669
MV/LV Substation NU***568 |  | 10 kV | _ | LV | 630 kVA :Building Structure | 0.63 | --> | 0.63 | 0 | 0 | Constrained, otherwise capacity available =626 kVA | --> | 0.598 | 0 | 0 | 0.5 | 0 |  | --> | C13 ex BALLYBODEN | Ballyboden [T41,T42] | COOKSTOWN |  | 53.2897 | -6.2684
MV/LV Substation HO***570 |  | 10 kV | _ | LV | 630 kVA :Kiosk Substation | 0.63 | --> | 0.63 | 0.495 | 7.75 |  | --> | 0.598 | 0 | 0.027 | 0.5 | 0 |  | --> | C12 ex MILLTOWN (DR) | Milltown (dr) [T101,T102] | INCHICORE 220KV |  | 53.3172 | -6.2656
MV/LV Substation ME***576 |  | 10 kV | _ | LV | 630 kVA :Kiosk Substation | 0.63 | --> | 0.63 | 0.411 | 2.93 |  | --> | 0.598 | 0 | 0.122 | 0.5 | 0 |  | --> | C11 ex DODDER ROAD | Dodder Road [T42] | MILLTOWN (DR) |  | 53.3062 | -6.2773
MV/LV Substation MA***577 |  | 10 kV | _ | LV | 400 kVA :Building Structure | 0.4 | --> | 0.4 | 0.304 | 9.99 |  | --> | 0.38 | 0 | 0.011 | 0.385 | 0 |  | --> | C12 ex HAROLDS CROSS | Harolds Cross [T101,T102] | POOLBEG |  | 53.3266 | -6.2801
MV/LV Substation CH***578 |  | 10 kV | _ | LV | 400 kVA :Kiosk Substation | 0.4 | --> | 0.4 | 0.211 | 2.93 |  | --> | 0.38 | 0 | 0.101 | 0.33 | 0 |  | --> | C12 ex DODDER ROAD | Dodder Road [T42] | MILLTOWN (DR) |  | 53.3063 | -6.2531
MV/LV Substation MO***579 |  | 10 kV | _ | LV | 630 kVA :Kiosk Substation | 0.63 | --> | 0.63 | 0.444 | 7.75 |  | --> | 0.598 | 0 | 0 | 0.5 | 0 |  | --> | C23 ex MILLTOWN (DR) | Milltown (dr) [T101,T102] | POOLBEG |  | 53.3267 | -6.2436
MV/LV Substation ED***580 |  | 10 kV | _ | LV | 400 kVA :Kiosk Substation | 0.4 | --> | 0.4 | 0 | 0 | Constrained, otherwise capacity available =286 kVA | --> | 0.38 | 0 | 0.029 | 0.374 | 0 |  | --> | C17 ex BALLYBODEN | Ballyboden [T41,T42] | COOKSTOWN |  | 53.2747 | -6.2864
MV/LV Substation ED***581 |  | 10 kV | _ | LV | 400 kVA :Kiosk Substation | 0.4 | --> | 0.4 | 0 | 0 | Constrained, otherwise capacity available =358 kVA | --> | 0.38 | 0 | 0.003 | 0.383 | 0 |  | --> | C17 ex BALLYBODEN | Ballyboden [T41,T42] | COOKSTOWN |  | 53.2759 | -6.2868
MV/LV Substation CU***582 |  | 10 kV | _ | LV | 1000 kVA :Building Structure | 1 | --> | 1 | 0.5 | 7.75 |  | --> | 0.95 | 0 | 0.08 | 0.5 | 0 |  | --> | C13 ex MILLTOWN (DR) | Milltown (dr) [T101,T102] | POOLBEG |  | 53.3241 | -6.2488
MV/LV Substation OR***583 |  | 10 kV | _ | LV | 400 kVA :Kiosk Substation | 0.4 | --> | 0.4 | 0.27 | 7.75 |  | --> | 0.38 | 0 | 0.048 | 0.362 | 0 |  | --> | C20 ex MILLTOWN (DR) | Milltown (dr) [T101,T102] | INCHICORE 220KV |  | 53.3083 | -6.2613
MV/LV Substation BR***584 |  | 10 kV | _ | LV | 200 kVA :Kiosk Substation | 0.2 | --> | 0.2 | 0.119 | 0.91 |  | --> | 0.19 | 0 | 0.012 | 0.192 | 0 |  | --> | C21 ex KIMMAGE | Kimmage [T41,T42] | INCHICORE 220KV |  | 53.3041 | -6.2842
MV/LV Substation WI***586 |  | 10 kV | _ | LV | 200 kVA :Kiosk Substation | 0.2 | --> | 0.2 | 0.155 | 9.28 |  | --> | 0.19 | 0 | 0.003 | 0.194 | 0 |  | --> | C19 ex PEMBROKE | Pembroke [T41,T42,T43,T44] | RINGSEND |  | 53.3266 | -6.217
MV/LV Substation ST***587 |  | 10 kV | _ | LV | 630 kVA :Kiosk Substation | 0.63 | --> | 0.63 | 0.226 | 2.93 |  | --> | 0.598 | 0 | 0.01 | 0.5 | 0 |  | --> | C11 ex DODDER ROAD | Dodder Road [T42] | MILLTOWN (DR) |  | 53.3108 | -6.2731
MV/LV Substation PA***588 |  | 10 kV | _ | LV | 400 kVA :Kiosk Substation | 0.4 | --> | 0.4 | 0 | 0 | Constrained, otherwise capacity available =373 kVA | --> | 0.38 | 0 | 0 | 0.384 | 0 |  | --> | C17 ex DONNYBROOK | Donnybrook [T41,T42] | MILLTOWN (DR) |  | 53.3237 | -6.2133
MV/LV Substation CO***589 |  | 10 kV | _ | LV | 400 kVA :Kiosk Substation | 0.4 | --> | 0.4 | 0.3 | 7.75 |  | --> | 0.38 | 0 | 0.005 | 0.39 | 0 |  | --> | C12 ex MILLTOWN (DR) | Milltown (dr) [T101,T102] | INCHICORE 220KV |  | 53.3175 | -6.2645
MV/LV Substation PA***590 |  | 10 kV | _ | LV | 400 kVA :Building Structure | 0.4 | --> | 0.4 | 0.346 | 9.99 |  | --> | 0.38 | 0 | 0.01 | 0.38 | 0 |  | --> | C16 ex HAROLDS CROSS | Harolds Cross [T101,T102] | POOLBEG |  | 53.329 | -6.2808
MV/LV Substation BE***593 |  | 10 kV | _ | LV | 630 kVA :Kiosk Substation | 0.63 | --> | 0.63 | 0 | 0 | Constrained, otherwise capacity available =385 kVA | --> | 0.598 | 0 | 0.025 | 0.5 | 0 |  | --> | C13 ex DONNYBROOK | Donnybrook [T41,T42] | MILLTOWN (DR) |  | 53.3217 | -6.238
MV/LV Substation BE***594 |  | 10 kV | _ | LV | 400 kVA :Kiosk Substation | 0.4 | --> | 0.4 | 0 | 0 | Constrained, otherwise capacity available =320 kVA | --> | 0.38 | 0 | 0 | 0.391 | 0 |  | --> | C13 ex DONNYBROOK | Donnybrook [T41,T42] | MILLTOWN (DR) |  | 53.3205 | -6.2378
MV/LV Substation BE***595 |  | 10 kV | _ | LV | 400 kVA :Kiosk Substation | 0.4 | --> | 0.4 | 0 | 0 | Constrained, otherwise capacity available =286 kVA | --> | 0.38 | 0 | 0 | 0.395 | 0 |  | --> | C13 ex DONNYBROOK | Donnybrook [T41,T42] | MILLTOWN (DR) |  | 53.3196 | -6.2382
MV/LV Substation WE***596 |  | 10 kV | _ | LV | 400 kVA :Kiosk Substation | 0.4 | --> | 0.4 | 0.271 | 4.47 |  | --> | 0.38 | 0 | 0.042 | 0.366 | 0 |  | --> | C20 ex TEMPLEOGUE | Templeogue [T41,T42] | MILLTOWN (DR) |  | 53.2875 | -6.3179
MV/LV Substation HE***598 |  | 10 kV | _ | LV | 400 kVA :Kiosk Substation | 0.4 | --> | 0.4 | 0 | 0 | Constrained, otherwise capacity available =268 kVA | --> | 0.38 | 0 | 0.066 | 0.349 | 0 |  | --> | C13 ex BALLYBODEN | Ballyboden [T41,T42] | COOKSTOWN |  | 53.2854 | -6.2725
MV/LV Substation TE***599 |  | 10 kV | _ | LV | 400 kVA :Kiosk Substation | 0.4 | --> | 0.4 | 0.245 | 4.47 |  | --> | 0.38 | 0 | 0.097 | 0.329 | 0 |  | --> | C18 ex TEMPLEOGUE | Templeogue [T41,T42] | MILLTOWN (DR) |  | 53.2823 | -6.3079
MV/LV Substation TE***602 |  | 10 kV | _ | LV | 400 kVA :Kiosk Substation | 0.4 | --> | 0.4 | 0 | 0 | Constrained, otherwise capacity available =174 kVA | --> | 0.38 | 0 | 0.231 | 0.238 | 0 |  | --> | C19 ex BALLYBODEN | Ballyboden [T41,T42] | COOKSTOWN |  | 53.285 | -6.3066
MV/LV Substation RI***603 |  | 10 kV | _ | LV | 630 kVA :Kiosk Substation | 0.63 | --> | 0.63 | 0.437 | 9.28 |  | --> | 0.598 | 0 | 0.003 | 0.5 | 0 |  | --> | C10 ex PEMBROKE | Pembroke [T41,T42,T43,T44] | RINGSEND |  | 53.3407 | -6.2165
MV/LV Substation RI***604 |  | 10 kV | _ | LV | 630 kVA :Kiosk Substation | 0.63 | --> | 0.63 | 0.479 | 9.28 |  | --> | 0.598 | 0 | 0.043 | 0.5 | 0 |  | --> | C10 ex PEMBROKE | Pembroke [T41,T42,T43,T44] | RINGSEND |  | 53.3387 | -6.2191
MV/LV Substation AR***606 |  | 10 kV | _ | LV | 400 kVA :Kiosk Substation | 0.4 | --> | 0.4 | 0.297 | 9.28 |  | --> | 0.38 | 0 | 0.009 | 0.387 | 0 |  | --> | C04 ex PEMBROKE | Pembroke [T41,T42,T43,T44] | RINGSEND |  | 53.3328 | -6.2425
MV/LV Substation OR***607 |  | 10 kV | _ | LV | 400 kVA :Kiosk Substation | 0.4 | --> | 0.4 | 0.361 | 7.75 |  | --> | 0.38 | 0 | 0 | 0.385 | 0 |  | --> | C16 ex MILLTOWN (DR) | Milltown (dr) [T101,T102] | INCHICORE 220KV |  | 53.3123 | -6.2581
MV/LV Substation SH***608 |  | 10 kV | _ | LV | 200 kVA :Building Structure | 0.2 | --> | 0.2 | 0.086 | 9.28 |  | --> | 0.19 | 0 | 0.009 | 0.198 | 0 |  | --> | C21 ex PEMBROKE | Pembroke [T41,T42,T43,T44] | RINGSEND |  | 53.3244 | -6.2183
MV/LV Substation ST***611 |  | 10 kV | _ | LV | 400 kVA :Kiosk Substation | 0.4 | --> | 0.4 | 0 | 0 | Constrained, otherwise capacity available =322 kVA | --> | 0.38 | 0 | 0.007 | 0.385 | 0 |  | --> | C17 ex DONNYBROOK | Donnybrook [T41,T42] | MILLTOWN (DR) |  | 53.321 | -6.2075
MV/LV Substation CH***612 |  | 10 kV | _ | LV | 400 kVA :Kiosk Substation | 0.4 | --> | 0.4 | 0.263 | 7.75 |  | --> | 0.38 | 0 | 0 | 0.398 | 0 |  | --> | C26 ex MILLTOWN (DR) | Milltown (dr) [T101,T102] | INCHICORE 220KV |  | 53.2921 | -6.2582
MV/LV Substation TE***613 |  | 10 kV | _ | LV | 400 kVA :Kiosk Substation | 0.4 | --> | 0.4 | 0.258 | 4.47 |  | --> | 0.38 | 0 | 0.037 | 0.372 | 0 |  | --> | C14 ex TEMPLEOGUE | Templeogue [T41,T42] | MILLTOWN (DR) |  | 53.3056 | -6.3305
MV/LV Substation OR***614 |  | 10 kV | _ | LV | 400 kVA :Kiosk Substation | 0.4 | --> | 0.4 | 0 | 0 | Constrained, otherwise capacity available =200 kVA | --> | 0.38 | 0 | 0.083 | 0.345 | 0 |  | --> | C14 ex BALLYBODEN | Ballyboden [T41,T42] | COOKSTOWN |  | 53.2787 | -6.3198
MV/LV Substation BE***615 |  | 10 kV | _ | LV | 400 kVA :Kiosk Substation | 0.4 | --> | 0.4 | 0 | 0 | Constrained, otherwise capacity available =286 kVA | --> | 0.38 | 0 | 0 | 0.395 | 0 |  | --> | C12 ex DONNYBROOK | Donnybrook [T41,T42] | MILLTOWN (DR) |  | 53.3177 | -6.2333
MV/LV Substation CL***617 |  | 10 kV | _ | LV | 630 kVA :Building Structure | 0.63 | --> | 0.63 | 0 | 0 | Constrained, otherwise capacity available =583 kVA | --> | 0.598 | 0 | 0 | 0.5 | 0 |  | --> | C12 ex DONNYBROOK | Donnybrook [T41,T42] | MILLTOWN (DR) |  | 53.314 | -6.2353
MV/LV Substation RA***618 |  | 10 kV | _ | LV | 400 kVA :Kiosk Substation | 0.4 | --> | 0.4 | 0.349 | 7.75 |  | --> | 0.38 | 0 | 0 | 0.387 | 0 |  | --> | C15 ex MILLTOWN (DR) | Milltown (dr) [T101,T102] | POOLBEG |  | 53.3273 | -6.2544
MV/LV Substation KN***620 |  | 10 kV | _ | LV | 200 kVA :Kiosk Substation | 0.2 | --> | 0.2 | 0.159 | 4.47 |  | --> | 0.19 | 0 | 0.032 | 0.172 | 0 |  | --> | C20 ex TEMPLEOGUE | Templeogue [T41,T42] | MILLTOWN (DR) |  | 53.2822 | -6.3248
MV/LV Substation MO***621 |  | 10 kV | _ | LV | 400 kVA :Kiosk Substation | 0.4 | --> | 0.4 | 0.346 | 7.75 |  | --> | 0.38 | 0 | 0 | 0.387 | 0 |  | --> | C21 ex MILLTOWN (DR) | Milltown (dr) [T101,T102] | POOLBEG |  | 53.318 | -6.2431
MV/LV Substation GR***622 |  | 10 kV | _ | LV | 630 kVA :Kiosk Substation | 0.63 | --> | 0.63 | 0.5 | 0.98 |  | --> | 0.598 | 0 | 0 | 0.5 | 0 |  | --> | C15 ex LEESON STREET | Leeson Street [T41,T42] | MILLTOWN (DR) |  | 53.3295 | -6.2662
MV/LV Substation RI***623 |  | 10 kV | _ | LV | 400 kVA :Building Structure | 0.4 | --> | 0.4 | 0 | 0 | Constrained, otherwise capacity available =378 kVA | --> | 0.38 | 0 | 0 | 0.383 | 0 |  | --> | C12 ex DONNYBROOK | Donnybrook [T41,T42] | MILLTOWN (DR) |  | 53.3154 | -6.2354
MV/LV Substation WO***624 |  | 10 kV | _ | LV | 400 kVA :Kiosk Substation | 0.4 | --> | 0.4 | 0 | 0 | Constrained, otherwise capacity available =265 kVA | --> | 0.38 | 0 | 0.037 | 0.371 | 0 |  | --> | C12 ex BALLYBODEN | Ballyboden [T41,T42] | COOKSTOWN |  | 53.2778 | -6.3127
MV/LV Substation BA***625 |  | 10 kV | _ | LV | 630 kVA :Building Structure | 0.63 | --> | 0.63 | 0 | 0 | Constrained, otherwise capacity available =478 kVA | --> | 0.598 | 0 | 0.021 | 0.5 | 0 |  | --> | C17 ex BALLYMOUNT | Ballymount [T41,T42] | INCHICORE 220KV |  | 53.315 | -6.3501
MV/LV Substation OR***628 |  | 10 kV | _ | LV | 400 kVA :Kiosk Substation | 0.4 | --> | 0.4 | 0 | 0 | Constrained, otherwise capacity available =336 kVA | --> | 0.38 | 0 | 0.018 | 0.375 | 0 |  | --> | C14 ex BALLYBODEN | Ballyboden [T41,T42] | COOKSTOWN |  | 53.2762 | -6.3181
MV/LV Substation CA***630 |  | 10 kV | _ | LV | 400 kVA :Building Structure | 0.4 | --> | 0.4 | 0.159 | 9.28 |  | --> | 0.38 | 0 | 0.012 | 0.403 | 0 |  | --> | C23 ex PEMBROKE | Pembroke [T41,T42,T43,T44] | RINGSEND |  | 53.3352 | -6.2435
MV/LV Substation GR***631 |  | 10 kV | _ | LV | 400 kVA :Kiosk Substation | 0.4 | --> | 0.4 | 0 | 0 | Constrained, otherwise capacity available =301 kVA | --> | 0.38 | 0 | 0.043 | 0.361 | 0 |  | --> | C13 ex BALLYBODEN | Ballyboden [T41,T42] | COOKSTOWN |  | 53.285 | -6.2805
MV/LV Substation EA***632 |  | 10 kV | _ | LV | 400 kVA :Building Structure | 0.4 | --> | 0.4 | 0.249 | 9.28 |  | --> | 0.38 | 0 | 0.036 | 0.374 | 0 |  | --> | C04 ex PEMBROKE | Pembroke [T41,T42,T43,T44] | RINGSEND |  | 53.3339 | -6.2425
MV/LV Substation SW***633 |  | 10 kV | _ | LV | 1000 kVA :Building Structure | 1 | --> | 1 | 0.5 | 9.28 |  | --> | 0.95 | 0 | 0 | 0.5 | 0 |  | --> | C21 ex PEMBROKE | Pembroke [T41,T42,T43,T44] | RINGSEND |  | 53.3291 | -6.2285
MV/LV Substation SW***634 |  | 10 kV | _ | LV | 630 kVA :Kiosk Substation | 0.63 | --> | 0.63 | 0.244 | 9.28 |  | --> | 0.598 | 0 | 0.004 | 0.5 | 0 |  | --> | C21 ex PEMBROKE | Pembroke [T41,T42,T43,T44] | RINGSEND |  | 53.3308 | -6.2283
MV/LV Substation ST***635 |  | 10 kV | _ | LV | 400 kVA :Kiosk Substation | 0.4 | --> | 0.4 | 0 | 0 | Constrained, otherwise capacity available =221 kVA | --> | 0.38 | 0 | 0.095 | 0.333 | 0 |  | --> | C13 ex BALLYBODEN | Ballyboden [T41,T42] | COOKSTOWN |  | 53.2911 | -6.277
MV/LV Substation HO***636 |  | 10 kV | _ | LV | 630 kVA :Building Structure | 0.63 | --> | 0.63 | 0.317 | 0.98 |  | --> | 0.598 | 0 | 0.008 | 0.5 | 0 |  | --> | C19 ex LEESON STREET | Leeson Street [T41,T42] | MILLTOWN (DR) |  | 53.3308 | -6.2481
MV/LV Substation GL***637 |  | 10 kV | _ | LV | 400 kVA :Kiosk Substation | 0.4 | --> | 0.4 | 0.13 | 7.75 |  | --> | 0.38 | 0 | 0.032 | 0.391 | 0 |  | --> | C20 ex MILLTOWN (DR) | Milltown (dr) [T101,T102] | INCHICORE 220KV |  | 53.3141 | -6.2484
MV/LV Substation RA***639 |  | 10 kV | _ | LV | 400 kVA :Kiosk Substation | 0.4 | --> | 0.4 | 0.228 | 0.91 |  | --> | 0.38 | 0 | 0 | 0.403 | 0 |  | --> | C21 ex KIMMAGE | Kimmage [T41,T42] | INCHICORE 220KV |  | 53.2992 | -6.2866
MV/LV Substation BE***640 |  | 10 kV | _ | LV | 630 kVA :Building Structure | 0.63 | --> | 0.63 | 0 | 0 | Constrained, otherwise capacity available =593 kVA | --> | 0.598 | 0 | 0 | 0.5 | 0 |  | --> | C12 ex DONNYBROOK | Donnybrook [T41,T42] | MILLTOWN (DR) |  | 53.3126 | -6.2364
MV/LV Substation MO***641 |  | 10 kV | _ | LV | 400 kVA :Kiosk Substation | 0.4 | --> | 0.4 | 0.251 | 9.99 |  | --> | 0.38 | 0 | 0.016 | 0.388 | 0 |  | --> | C12 ex HAROLDS CROSS | Harolds Cross [T101,T102] | POOLBEG |  | 53.3211 | -6.289
MV/LV Substation SW***642 |  | 10 kV | _ | LV | 630 kVA :Kiosk Substation | 0.63 | --> | 0.63 | 0.5 | 9.28 |  | --> | 0.598 | 0 | 0 | 0.5 | 0 |  | --> | C21 ex PEMBROKE | Pembroke [T41,T42,T43,T44] | RINGSEND |  | 53.3316 | -6.2289
MV/LV Substation CH***643 |  | 10 kV | _ | LV | 630 kVA :Kiosk Substation | 0.63 | --> | 0.63 | 0.41 | 0.98 |  | --> | 0.598 | 0 | 0 | 0.5 | 0 |  | --> | C15 ex LEESON STREET | Leeson Street [T41,T42] | MILLTOWN (DR) |  | 53.326 | -6.2546
MV/LV Substation WO***644 |  | 10 kV | _ | LV | 400 kVA :Kiosk Substation | 0.4 | --> | 0.4 | 0 | 0 | Constrained, otherwise capacity available =310 kVA | --> | 0.38 | 0 | 0.024 | 0.374 | 0 |  | --> | C12 ex BALLYBODEN | Ballyboden [T41,T42] | COOKSTOWN |  | 53.2777 | -6.3098
MV/LV Substation WO***645 |  | 10 kV | _ | LV | 400 kVA :Kiosk Substation | 0.4 | --> | 0.4 | 0 | 0 | Constrained, otherwise capacity available =344 kVA | --> | 0.38 | 0 | 0.025 | 0.369 | 0 |  | --> | C12 ex BALLYBODEN | Ballyboden [T41,T42] | COOKSTOWN |  | 53.2763 | -6.309
MV/LV Substation SP***646 |  | 10 kV | _ | LV | 200 kVA :Kiosk Substation | 0.2 | --> | 0.2 | 0.188 | 4.47 |  | --> | 0.19 | 0 | 0 | 0.192 | 0 |  | --> | C20 ex TEMPLEOGUE | Templeogue [T41,T42] | MILLTOWN (DR) |  | 53.2919 | -6.3216
MV/LV Substation OR***647 |  | 10 kV | _ | LV | 400 kVA :Kiosk Substation | 0.4 | --> | 0.4 | 0 | 0 | Constrained, otherwise capacity available =294 kVA | --> | 0.38 | 0 | 0.035 | 0.368 | 0 |  | --> | C12 ex BALLYBODEN | Ballyboden [T41,T42] | COOKSTOWN |  | 53.2755 | -6.3125
MV/LV Substation LE***648 |  | 10 kV | _ | LV | 400 kVA :Kiosk Substation | 0.4 | --> | 0.4 | 0.293 | 9.99 |  | --> | 0.38 | 0 | 0 | 0.394 | 0 |  | --> | C16 ex HAROLDS CROSS | Harolds Cross [T101,T102] | POOLBEG |  | 53.3251 | -6.2696
MV/LV Substation MO***649 |  | 10 kV | _ | LV | 400 kVA :Kiosk Substation | 0.4 | --> | 0.4 | 0.276 | 9.99 |  | --> | 0.38 | 0 | 0.011 | 0.388 | 0 |  | --> | C12 ex HAROLDS CROSS | Harolds Cross [T101,T102] | POOLBEG |  | 53.3227 | -6.2874
MV/LV Substation BR***650 |  | 10 kV | _ | LV | 400 kVA :Kiosk Substation | 0.4 | --> | 0.4 | 0 | 0 | Constrained, otherwise capacity available =358 kVA | --> | 0.38 | 0 | 0.005 | 0.382 | 0 |  | --> | C12 ex BALLYBODEN | Ballyboden [T41,T42] | COOKSTOWN |  | 53.2796 | -6.2991
MV/LV Substation CA***651 |  | 10 kV | _ | LV | 630 kVA :Building Structure | 0.63 | --> | 0.63 | 0.5 | 9.28 |  | --> | 0.598 | 0 | 0.017 | 0.5 | 0 |  | --> | C04 ex PEMBROKE | Pembroke [T41,T42,T43,T44] | RINGSEND |  | 53.3327 | -6.236
MV/LV Substation AR***652 |  | 10 kV | _ | LV | 400 kVA :Kiosk Substation | 0.4 | --> | 0.4 | 0 | 0 | Constrained, otherwise capacity available =207 kVA | --> | 0.38 | 0 | 0.009 | 0.399 | 0 |  | --> | C13 ex DONNYBROOK | Donnybrook [T41,T42] | MILLTOWN (DR) |  | 53.3237 | -6.2405
MV/LV Substation NO***653 |  | 10 kV | _ | LV | 400 kVA :Kiosk Substation | 0.4 | --> | 0.4 | 0.316 | 0.98 |  | --> | 0.38 | 0 | 0 | 0.391 | 0 |  | --> | C15 ex LEESON STREET | Leeson Street [T41,T42] | MILLTOWN (DR) |  | 53.328 | -6.2579
MV/LV Substation LO***654 |  | 10 kV | _ | LV | 400 kVA :Kiosk Substation | 0.4 | --> | 0.4 | 0.296 | 3 |  | --> | 0.38 | 0 | 0 | 0.394 | 0 |  | --> | C40 ex INCHICORE CENTRAL | Inchicore Central [T43,T45] | INCHICORE 220KV |  | 53.3245 | -6.3421
MV/LV Substation RA***655 |  | 10 kV | _ | LV | 400 kVA :Kiosk Substation | 0.4 | --> | 0.4 | 0.195 | 0.91 |  | --> | 0.38 | 0 | 0.027 | 0.387 | 0 |  | --> | C16 ex KIMMAGE | Kimmage [T41,T42] | INCHICORE 220KV |  | 53.3146 | -6.3013
MV/LV Substation SP***658 |  | 10 kV | _ | LV | 400 kVA :Kiosk Substation | 0.4 | --> | 0.4 | 0 | 0 | Constrained, otherwise capacity available =330 kVA | --> | 0.38 | 0 | 0.005 | 0.386 | 0 |  | --> | C12 ex BALLYBODEN | Ballyboden [T41,T42] | COOKSTOWN |  | 53.2788 | -6.2977
MV/LV Substation OL***659 |  | 10 kV | _ | LV | 630 kVA :Kiosk Substation | 0.63 | --> | 0.63 | 0.46 | 0.91 |  | --> | 0.598 | 0 | 0.007 | 0.5 | 0 |  | --> | C16 ex KIMMAGE | Kimmage [T41,T42] | INCHICORE 220KV |  | 53.3278 | -6.3021
MV/LV Substation TH***660 |  | 10 kV | _ | LV | 400 kVA :Kiosk Substation | 0.4 | --> | 0.4 | 0.165 | 0.87 |  | --> | 0.38 | 0 | 0.005 | 0.407 | 0 |  | --> | C17 ex GARVILLE AVENUE | Garville Avenue [T42] | MILLTOWN (DR) |  | 53.3261 | -6.2639
MV/LV Substation WO***661 |  | 10 kV | _ | LV | 400 kVA :Kiosk Substation | 0.4 | --> | 0.4 | 0.306 | 2.93 |  | --> | 0.38 | 0 | 0.062 | 0.347 | 0 |  | --> | C13 ex DODDER ROAD | Dodder Road [T42] | MILLTOWN (DR) |  | 53.3014 | -6.275
MV/LV Substation BR***662 |  | 10 kV | _ | LV | 400 kVA :Building Structure | 0.4 | --> | 0.4 | 0.272 | 9.28 |  | --> | 0.38 | 0 | 0 | 0.397 | 0 |  | --> | C21 ex PEMBROKE | Pembroke [T41,T42,T43,T44] | RINGSEND |  | 53.325 | -6.2247
MV/LV Substation TH***663 |  | 10 kV | _ | LV | 630 kVA :Kiosk Substation | 0.63 | --> | 0.63 | 0.5 | 7.75 |  | --> | 0.598 | 0 | 0 | 0.5 | 0 |  | --> | C19 ex MILLTOWN (DR) | Milltown (dr) [T101,T102] | POOLBEG |  | 53.3153 | -6.2472
MV/LV Substation BA***666 |  | 10 kV | _ | LV | 400 kVA :Kiosk Substation | 0.4 | --> | 0.4 | 0.265 | 9.28 |  | --> | 0.38 | 0 | 0.04 | 0.368 | 0 |  | --> | C06 ex PEMBROKE | Pembroke [T41,T42,T43,T44] | RINGSEND |  | 53.3327 | -6.2298
MV/LV Substation LA***667 |  | 10 kV | _ | LV | 630 kVA :Building Structure | 0.63 | --> | 0.63 | 0.309 | 9.99 |  | --> | 0.598 | 0 | 0.006 | 0.5 | 0 |  | --> | C12 ex HAROLDS CROSS | Harolds Cross [T101,T102] | POOLBEG |  | 53.3232 | -6.2809
MV/LV Substation MA***668 |  | 10 kV | _ | LV | 1000 kVA :Building Structure | 1 | --> | 1 | 0.5 | 9.28 |  | --> | 0.95 | 0 | 0 | 0.5 | 0 |  | --> | C06 ex PEMBROKE | Pembroke [T41,T42,T43,T44] | RINGSEND |  | 53.3272 | -6.2321
MV/LV Substation LA***669 |  | 10 kV | _ | LV | 400 kVA :Kiosk Substation | 0.4 | --> | 0.4 | 0.316 | 4.91 |  | --> | 0.38 | 0 | 0.01 | 0.384 | 0 |  | --> | C13 ex CRUMLIN | Crumlin [T41,T42] | INCHICORE 220KV |  | 53.3343 | -6.3253
MV/LV Substation GR***670 |  | 10 kV | _ | LV | 630 kVA :Kiosk Substation | 0.63 | --> | 0.63 | 0 | 0 | Constrained, otherwise capacity available =512 kVA | --> | 0.598 | 0 | 0.033 | 0.5 | 0 |  | --> | C17 ex BALLYBODEN | Ballyboden [T41,T42] | COOKSTOWN |  | 53.276 | -6.2842
MV/LV Substation CR***671 |  | 10 kV | _ | LV | 400 kVA :Kiosk Substation | 0.4 | --> | 0.4 | 0.294 | 0.91 |  | --> | 0.38 | 0 | 0.01 | 0.387 | 0 |  | --> | C21 ex KIMMAGE | Kimmage [T41,T42] | INCHICORE 220KV |  | 53.3011 | -6.2838
MV/LV Substation PR***672 |  | 10 kV | _ | LV | 400 kVA :Kiosk Substation | 0.4 | --> | 0.4 | 0 | 0 | Constrained, otherwise capacity available =277 kVA | --> | 0.38 | 0 | 0.057 | 0.354 | 0 |  | --> | C12 ex BALLYBODEN | Ballyboden [T41,T42] | COOKSTOWN |  | 53.2741 | -6.3016
MV/LV Substation SH***673 |  | 10 kV | _ | LV | 630 kVA :Kiosk Substation | 0.63 | --> | 0.63 | 0.5 | 7.75 |  | --> | 0.598 | 0 | 0 | 0.5 | 0 |  | --> | C20 ex MILLTOWN (DR) | Milltown (dr) [T101,T102] | INCHICORE 220KV |  | 53.309 | -6.2498
MV/LV Substation PR***674 |  | 10 kV | _ | LV | 400 kVA :Kiosk Substation | 0.4 | --> | 0.4 | 0 | 0 | Constrained, otherwise capacity available =252 kVA | --> | 0.38 | 0 | 0.053 | 0.36 | 0 |  | --> | C12 ex BALLYBODEN | Ballyboden [T41,T42] | COOKSTOWN |  | 53.2752 | -6.2992
MV/LV Substation RA***675 |  | 10 kV | _ | LV | 630 kVA :Kiosk Substation | 0.63 | --> | 0.63 | 0.5 | 0.91 |  | --> | 0.598 | 0 | 0 | 0.5 | 0 |  | --> | C21 ex KIMMAGE | Kimmage [T41,T42] | INCHICORE 220KV |  | 53.2991 | -6.2849
MV/LV Substation HE***676 |  | 10 kV | _ | LV | 630 kVA :Building Structure | 0.63 | --> | 0.63 | 0.43 | 9.28 |  | --> | 0.598 | 0 | 0 | 0.5 | 0 |  | --> | C06 ex PEMBROKE | Pembroke [T41,T42,T43,T44] | RINGSEND |  | 53.3281 | -6.2317
MV/LV Substation SY***677 |  | 10 kV | _ | LV | 1000 kVA :Building Structure | 1 | --> | 1 | 0.5 | 9.28 |  | --> | 0.95 | 0 | 0 | 0.5 | 0 |  | --> | C06 ex PEMBROKE | Pembroke [T41,T42,T43,T44] | RINGSEND |  | 53.3271 | -6.2322
MV/LV Substation PA***678 |  | 10 kV | _ | LV | 630 kVA :Kiosk Substation | 0.63 | --> | 0.63 | 0.5 | 9.99 |  | --> | 0.598 | 0 | 0.004 | 0.5 | 0 |  | --> | C21 ex HAROLDS CROSS | Harolds Cross [T101,T102] | POOLBEG |  | 53.3303 | -6.2853
MV/LV Substation GL***679 |  | 10 kV | _ | LV | 200 kVA :Pole Substation | 0.2 | --> | 0.2 | 0 | 0 | Constrained, otherwise capacity available =139 kVA | --> | 0.19 | 0 | 0 | 0.198 | 0 |  | --> | C14 ex BALLYBODEN | Ballyboden [T41,T42] | COOKSTOWN |  | 53.264 | -6.336
MV/LV Substation CO***680 |  | 10 kV | _ | LV | 400 kVA :Kiosk Substation | 0.4 | --> | 0.4 | 0.257 | 0.91 |  | --> | 0.38 | 0 | 0.06 | 0.355 | 0 |  | --> | C15 ex KIMMAGE | Kimmage [T41,T42] | INCHICORE 220KV |  | 53.3029 | -6.3082
MV/LV Substation SH***681 |  | 10 kV | _ | LV | 400 kVA :Kiosk Substation | 0.4 | --> | 0.4 | 0 | 0 | Constrained, otherwise capacity available =276 kVA | --> | 0.38 | 0 | 0.016 | 0.385 | 0 |  | --> | C12 ex DONNYBROOK | Donnybrook [T41,T42] | MILLTOWN (DR) |  | 53.3168 | -6.2314
MV/LV Substation TU***682 |  | 10 kV | _ | LV | 630 kVA :Kiosk Substation | 0.63 | --> | 0.63 | 0 | 0 | Constrained, otherwise capacity available =524 kVA | --> | 0.598 | 0 | 0.059 | 0.5 | 0 |  | --> | C11 ex BALLYBODEN | Ballyboden [T41,T42] | COOKSTOWN |  | 53.2824 | -6.275
MV/LV Substation WA***683 |  | 10 kV | _ | LV | 630 kVA :Kiosk Substation | 0.63 | --> | 0.63 | 0.375 | 0.91 |  | --> | 0.598 | 0 | 0.039 | 0.5 | 0 |  | --> | C15 ex KIMMAGE | Kimmage [T41,T42] | INCHICORE 220KV |  | 53.3069 | -6.3109
MV/LV Substation DU***684 |  | 10 kV | _ | LV | 400 kVA :Building Structure | 0.4 | --> | 0.4 | 0.352 | 7.75 |  | --> | 0.38 | 0 | 0 | 0.386 | 0 |  | --> | C26 ex MILLTOWN (DR) | Milltown (dr) [T101,T102] | INCHICORE 220KV |  | 53.2891 | -6.2685
MV/LV Substation MU***685 |  | 10 kV | _ | LV | 630 kVA :Building Structure | 0.63 | --> | 0.63 | 0.5 | 3 |  | --> | 0.598 | 0 | 0 | 0.5 | 0 |  | --> | C31 ex INCHICORE CENTRAL | Inchicore Central [T43,T45] | INCHICORE 220KV |  | 53.3284 | -6.3335
MV/LV Substation SE***686 |  | 10 kV | _ | LV | 630 kVA :Kiosk Substation | 0.63 | --> | 0.63 | 0.5 | 9.28 |  | --> | 0.598 | 0 | 0.004 | 0.5 | 0 |  | --> | C15 ex PEMBROKE | Pembroke [T41,T42,T43,T44] | RINGSEND |  | 53.3407 | -6.2227
MV/LV Substation MO***688 |  | 10 kV | _ | LV | 630 kVA :Kiosk Substation | 0.63 | --> | 0.63 | 0.5 | 9.28 |  | --> | 0.598 | 0 | 0 | 0.5 | 0 |  | --> | C19 ex PEMBROKE | Pembroke [T41,T42,T43,T44] | RINGSEND |  | 53.3329 | -6.2234
MV/LV Substation SI***689 |  | 10 kV | _ | LV | 630 kVA :Kiosk Substation | 0.63 | --> | 0.63 | 0 | 0 | Constrained, otherwise capacity available =580 kVA | --> | 0.598 | 0 | 0 | 0.5 | 0 |  | --> | C20 ex DONNYBROOK | Donnybrook [T41,T42] | MILLTOWN (DR) |  | 53.3247 | -6.2289
MV/LV Substation CH***690 |  | 10 kV | _ | LV | 630 kVA :Building Structure | 0.63 | --> | 0.63 | 0.5 | 0.98 |  | --> | 0.598 | 0 | 0 | 0.5 | 0 |  | --> | C15 ex LEESON STREET | Leeson Street [T41,T42] | MILLTOWN (DR) |  | 53.3261 | -6.2661
MV/LV Substation NE***691 |  | 10 kV | _ | LV | 630 kVA :Kiosk Substation | 0.63 | --> | 0.63 | 0 | 0 | Constrained, otherwise capacity available =515 kVA | --> | 0.598 | 0 | 0.038 | 0.5 | 0 |  | --> | C21 ex BALLYBODEN | Ballyboden [T41,T42] | COOKSTOWN |  | 53.2816 | -6.2898
MV/LV Substation BA***692 |  | 10 kV | _ | LV | 1000 kVA :Building Structure | 1 | --> | 1 | 0 | 0 | Constrained, otherwise capacity available =997 kVA | --> | 0.95 | 0 | 0 | 0.5 | 0 |  | --> | C17 ex BALLYMOUNT | Ballymount [T41,T42] | INCHICORE 220KV |  | 53.3141 | -6.346
MV/LV Substation IR***693 |  | 10 kV | _ | LV | 630 kVA :Building Structure | 0.63 | --> | 0.63 | 0 | 0 | Constrained, otherwise capacity available =576 kVA | --> | 0.598 | 0 | 0.003 | 0.5 | 0 |  | --> | C13 ex DONNYBROOK | Donnybrook [T41,T42] | MILLTOWN (DR) |  | 53.32 | -6.2329
MV/LV Substation TH***694 |  | 10 kV | _ | LV | 400 kVA :Kiosk Substation | 0.4 | --> | 0.4 | 0 | 0 | Constrained, otherwise capacity available =302 kVA | --> | 0.38 | 0 | 0 | 0.393 | 0 |  | --> | C11 ex BALLYBODEN | Ballyboden [T41,T42] | COOKSTOWN |  | 53.281 | -6.2736
MV/LV Substation SH***695 |  | 10 kV | _ | LV | 1000 kVA :Building Structure | 1 | --> | 1 | 0.5 | 9.28 |  | --> | 0.95 | 0 | 0.071 | 0.5 | 0 |  | --> | C21 ex PEMBROKE | Pembroke [T41,T42,T43,T44] | RINGSEND |  | 53.3317 | -6.2304
MV/LV Substation NO***696 |  | 10 kV | _ | LV | 400 kVA :Kiosk Substation | 0.4 | --> | 0.4 | 0.303 | 9.28 |  | --> | 0.38 | 0 | 0 | 0.393 | 0 |  | --> | C14 ex PEMBROKE | Pembroke [T41,T42,T43,T44] | RINGSEND |  | 53.3376 | -6.2397
MV/LV Substation RA***697 |  | 10 kV | _ | LV | 630 kVA :Kiosk Substation | 0.63 | --> | 0.63 | 0 | 0 | Constrained, otherwise capacity available =561 kVA | --> | 0.598 | 0 | 0 | 0.5 | 0 |  | --> | C17 ex DONNYBROOK | Donnybrook [T41,T42] | MILLTOWN (DR) |  | 53.3249 | -6.2119
MV/LV Substation BA***698 |  | 10 kV | _ | LV | 400 kVA :Kiosk Substation | 0.4 | --> | 0.4 | 0 | 0 | Constrained, otherwise capacity available =245 kVA | --> | 0.38 | 0 | 0.019 | 0.386 | 0 |  | --> | C19 ex BALLYBODEN | Ballyboden [T41,T42] | COOKSTOWN |  | 53.2823 | -6.2978
MV/LV Substation PO***699 |  | 10 kV | _ | LV | 630 kVA :Kiosk Substation | 0.63 | --> | 0.63 | 0.5 | 0.91 |  | --> | 0.598 | 0 | 0.01 | 0.5 | 0 |  | --> | C16 ex KIMMAGE | Kimmage [T41,T42] | INCHICORE 220KV |  | 53.3167 | -6.2963
MV/LV Substation BE***700 |  | 10 kV | _ | LV | 630 kVA :Kiosk Substation | 0.63 | --> | 0.63 | 0.5 | 9.28 |  | --> | 0.598 | 0 | 0.02 | 0.5 | 0 |  | --> | C21 ex PEMBROKE | Pembroke [T41,T42,T43,T44] | RINGSEND |  | 53.3298 | -6.2303
MV/LV Substation BE***701 |  | 10 kV | _ | LV | 1000 kVA :Building Structure | 1 | --> | 1 | 0.5 | 7.75 |  | --> | 0.95 | 0 | 0.045 | 0.5 | 0 |  | --> | C11 ex MILLTOWN (DR) | Milltown (dr) [T101,T102] | POOLBEG |  | 53.3128 | -6.2346
MV/LV Substation BE***702 |  | 10 kV | _ | LV | 630 kVA :Building Structure | 0.63 | --> | 0.63 | 0.5 | 7.75 |  | --> | 0.598 | 0 | 0 | 0.5 | 0 |  | --> | C11 ex MILLTOWN (DR) | Milltown (dr) [T101,T102] | POOLBEG |  | 53.3124 | -6.2328
MV/LV Substation BE***703 |  | 10 kV | _ | LV | 1000 kVA :Building Structure | 1 | --> | 1 | 0.5 | 7.75 |  | --> | 0.95 | 0 | 0 | 0.5 | 0 |  | --> | C24 ex MILLTOWN (DR) | Milltown (dr) [T101,T102] | INCHICORE 220KV |  | 53.3115 | -6.2325
MV/LV Substation BE***704 |  | 10 kV | _ | LV | 1000 kVA :Building Structure | 1 | --> | 1 | 0.5 | 7.75 |  | --> | 0.95 | 0 | 0 | 0.5 | 0 |  | --> | C24 ex MILLTOWN (DR) | Milltown (dr) [T101,T102] | INCHICORE 220KV |  | 53.3121 | -6.2356
MV/LV Substation KI***706 |  | 10 kV | _ | LV | 100 kVA :Pole Substation | 0.1 | --> | 0.1 | 0.075 | 3.34 |  | --> | 0.095 | 0 | 0 | 0.098 | 0 |  | --> | C11 ex GREENHILLS | Greenhills [T42] | INCHICORE 220KV |  | 53.3137 | -6.3407
MV/LV Substation EM***707 |  | 10 kV | _ | LV | 630 kVA :Building Structure | 0.63 | --> | 0.63 | 0.5 | 9.28 |  | --> | 0.598 | 0 | 0 | 0.5 | 0 |  | --> | C21 ex PEMBROKE | Pembroke [T41,T42,T43,T44] | RINGSEND |  | 53.3247 | -6.2234
MV/LV Substation OW***708 |  | 10 kV | _ | LV | 400 kVA :Kiosk Substation | 0.4 | --> | 0.4 | 0 | 0 | Constrained, otherwise capacity available =288 kVA | --> | 0.38 | 0 | 0.034 | 0.37 | 0 |  | --> | C19 ex BALLYBODEN | Ballyboden [T41,T42] | COOKSTOWN |  | 53.2843 | -6.2971
MV/LV Substation NI***709 |  | 10 kV | _ | LV | 630 kVA :Kiosk Substation | 0.63 | --> | 0.63 | 0.5 | 7.75 |  | --> | 0.598 | 0 | 0 | 0.5 | 0 |  | --> | C20 ex MILLTOWN (DR) | Milltown (dr) [T101,T102] | INCHICORE 220KV |  | 53.3086 | -6.2513
MV/LV Substation MI***710 |  | 10 kV | _ | LV | 630 kVA :Kiosk Substation | 0.63 | --> | 0.63 | 0.44 | 7.75 |  | --> | 0.598 | 0 | 0.027 | 0.5 | 0 |  | --> | C12 ex MILLTOWN (DR) | Milltown (dr) [T101,T102] | INCHICORE 220KV |  | 53.3151 | -6.2523
MV/LV Substation BA***712 |  | 10 kV | _ | LV | 1000 kVA :Building Structure | 1 | --> | 1 | 0.5 | 9.28 |  | --> | 0.95 | 0 | 0 | 0.5 | 0 |  | --> | C21 ex PEMBROKE | Pembroke [T41,T42,T43,T44] | RINGSEND |  | 53.3304 | -6.2276
MV/LV Substation BA***713 |  | 10 kV | _ | LV | 1000 kVA :Building Structure | 1 | --> | 1 | 0 | 0 | Constrained, otherwise capacity available =999 kVA | --> | 0.95 | 0 | 0 | 0.5 | 0 |  | --> | C18 ex BALLYMOUNT | Ballymount [T41,T42] | INCHICORE 220KV |  | 53.3156 | -6.3441
MV/LV Substation CH***714 |  | 10 kV | _ | LV | 630 kVA :Kiosk Substation | 0.63 | --> | 0.63 | 0.5 | 4.91 |  | --> | 0.598 | 0 | 0 | 0.5 | 0 |  | --> | C14 ex CRUMLIN | Crumlin [T41,T42] | INCHICORE 220KV |  | 53.3135 | -6.3235
MV/LV Substation FO***716 |  | 10 kV | _ | LV | 630 kVA :Building Structure | 0.63 | --> | 0.63 | 0 | 0 | Constrained, otherwise capacity available =36 kVA | --> | 0.598 | 0 | 0 | 0.5 | 0 |  | --> | C17 ex DONNYBROOK | Donnybrook [T41,T42] | MILLTOWN (DR) |  | 53.3262 | -6.226
MV/LV Substation WH***717 |  | 10 kV | _ | LV | 630 kVA :Kiosk Substation | 0.63 | --> | 0.63 | 0.498 | 0.91 |  | --> | 0.598 | 0 | 0 | 0.5 | 0 |  | --> | C13 ex KIMMAGE | Kimmage [T41,T42] | INCHICORE 220KV |  | 53.3092 | -6.3123
MV/LV Substation AS***718 |  | 10 kV | _ | LV | 1000 kVA :Building Structure | 1 | --> | 1 | 0.5 | 0.91 |  | --> | 0.95 | 0 | 0.02 | 0.5 | 0 |  | --> | C14 ex KIMMAGE | Kimmage [T41,T42] | INCHICORE 220KV |  | 53.3154 | -6.3193
MV/LV Substation C ***719 |  | 10 kV | _ | LV | 630 kVA :Building Structure | 0.63 | --> | 0.63 | 0.5 | 9.28 |  | --> | 0.598 | 0 | 0 | 0.5 | 0 |  | --> | C19 ex PEMBROKE | Pembroke [T41,T42,T43,T44] | RINGSEND |  | 53.3304 | -6.2169
MV/LV Substation TE***720 |  | 10 kV | _ | LV | 630 kVA :Kiosk Substation | 0.63 | --> | 0.63 | 0.5 | 9.28 |  | --> | 0.598 | 0 | 0 | 0.5 | 0 |  | --> | C15 ex PEMBROKE | Pembroke [T41,T42,T43,T44] | RINGSEND |  | 53.3334 | -6.2163
MV/LV Substation MO***722 |  | 10 kV | _ | LV | 630 kVA :Building Structure | 0.63 | --> | 0.63 | 0.419 | 7.75 |  | --> | 0.598 | 0 | 0.044 | 0.5 | 0 |  | --> | C26 ex MILLTOWN (DR) | Milltown (dr) [T101,T102] | INCHICORE 220KV |  | 53.3136 | -6.251
MV/LV Substation ST***723 |  | 10 kV | _ | LV | 630 kVA :Building Structure | 0.63 | --> | 0.63 | 0.5 | 7.75 |  | --> | 0.598 | 0 | 0 | 0.5 | 0 |  | --> | C24 ex MILLTOWN (DR) | Milltown (dr) [T101,T102] | INCHICORE 220KV |  | 53.3128 | -6.2488
MV/LV Substation RO***724 |  | 10 kV | _ | LV | 630 kVA :Kiosk Substation | 0.63 | --> | 0.63 | 0.5 | 0.91 |  | --> | 0.598 | 0 | 0 | 0.5 | 0 |  | --> | C14 ex KIMMAGE | Kimmage [T41,T42] | INCHICORE 220KV |  | 53.3157 | -6.3102
MV/LV Substation LE***725 |  | 10 kV | _ | LV | 400 kVA :Kiosk Substation | 0.4 | --> | 0.4 | 0.315 | 9.99 |  | --> | 0.38 | 0 | 0.009 | 0.385 | 0 |  | --> | C12 ex HAROLDS CROSS | Harolds Cross [T101,T102] | POOLBEG |  | 53.3242 | -6.2762
MV/LV Substation TE***726 |  | 10 kV | _ | LV | 400 kVA :Kiosk Substation | 0.4 | --> | 0.4 | 0.356 | 4.47 |  | --> | 0.38 | 0 | 0.019 | 0.372 | 0 |  | --> | C11 ex TEMPLEOGUE | Templeogue [T41,T42] | MILLTOWN (DR) |  | 53.2979 | -6.3166
MV/LV Substation HX***727 |  | 10 kV | _ | LV | 630 kVA :Building Structure | 0.63 | --> | 0.63 | 0.499 | 9.99 |  | --> | 0.598 | 0 | 0.002 | 0.5 | 0 |  | --> | C12 ex HAROLDS CROSS | Harolds Cross [T101,T102] | POOLBEG |  | 53.3235 | -6.278
MV/LV Substation BU***728 |  | 10 kV | _ | LV | 630 kVA :Kiosk Substation | 0.63 | --> | 0.63 | 0.5 | 4.47 |  | --> | 0.598 | 0 | 0.005 | 0.5 | 0 |  | --> | C13 ex TEMPLEOGUE | Templeogue [T41,T42] | MILLTOWN (DR) |  | 53.2952 | -6.301
MV/LV Substation O ***730 |  | 10 kV | _ | LV | 630 kVA :Building Structure | 0.63 | --> | 0.63 | 0.5 | 9.28 |  | --> | 0.598 | 0 | 0 | 0.5 | 0 |  | --> | C06 ex PEMBROKE | Pembroke [T41,T42,T43,T44] | RINGSEND |  | 53.3326 | -6.2325
MV/LV Substation KC***735 |  | 10 kV | _ | LV | 630 kVA :Building Structure | 0.63 | --> | 0.63 | 0.5 | 9.99 |  | --> | 0.598 | 0 | 0.009 | 0.5 | 0 |  | --> | C19 ex HAROLDS CROSS | Harolds Cross [T101,T102] | POOLBEG |  | 53.3148 | -6.2996
MV/LV Substation CR***736 |  | 10 kV | _ | LV | 630 kVA :Kiosk Substation | 0.63 | --> | 0.63 | 0.5 | 4.91 |  | --> | 0.598 | 0 | 0 | 0.5 | 0 |  | --> | C11 ex CRUMLIN | Crumlin [T41,T42] | INCHICORE 220KV |  | 53.3299 | -6.3034
MV/LV Substation KN***737 |  | 10 kV | _ | LV | 400 kVA :Kiosk Substation | 0.4 | --> | 0.4 | 0 | 0 | Constrained, otherwise capacity available =386 kVA | --> | 0.38 | 0 | 0.009 | 0.375 | 0 |  | --> | C12 ex BALLYBODEN | Ballyboden [T41,T42] | COOKSTOWN |  | 53.2789 | -6.3152
MV/LV Substation BL***738 |  | 10 kV | _ | LV | 630 kVA :Building Structure | 0.63 | --> | 0.63 | 0.5 | 3 |  | --> | 0.598 | 0 | 0.015 | 0.5 | 0 |  | --> | C34 ex INCHICORE CENTRAL | Inchicore Central [T43,T45] | INCHICORE 220KV |  | 53.3298 | -6.3423
MV/LV Substation BU***740 |  | 10 kV | _ | LV | 1000 kVA :Building Structure | 1 | --> | 1 | 0.5 | 0.98 | Constrained, otherwise capacity available =984 kVA | --> | 0.95 | 0 | 0 | 0.5 | 0 |  | --> | C19 ex LEESON STREET | Leeson Street [T41,T42] | MILLTOWN (DR) |  | 53.3328 | -6.2456
MV/LV Substation CH***741 |  | 10 kV | _ | LV | 630 kVA :Kiosk Substation | 0.63 | --> | 0.63 | 0.411 | 4.47 |  | --> | 0.598 | 0 | 0.037 | 0.5 | 0 |  | --> | C13 ex TEMPLEOGUE | Templeogue [T41,T42] | MILLTOWN (DR) |  | 53.2962 | -6.2934
MV/LV Substation TE***742 |  | 10 kV | _ | LV | 630 kVA :Kiosk Substation | 0.63 | --> | 0.63 | 0.5 | 4.47 |  | --> | 0.598 | 0 | 0.03 | 0.5 | 0 |  | --> | C11 ex TEMPLEOGUE | Templeogue [T41,T42] | MILLTOWN (DR) |  | 53.2982 | -6.304
MV/LV Substation MT***744 |  | 10 kV | _ | LV | 630 kVA :Building Structure | 0.63 | --> | 0.63 | 0.5 | 2.93 |  | --> | 0.598 | 0 | 0 | 0.5 | 0 |  | --> | C11 ex DODDER ROAD | Dodder Road [T42] | MILLTOWN (DR) |  | 53.3049 | -6.2654
MV/LV Substation BU***748 |  | 10 kV | _ | LV | 1000 kVA :Building Structure | 1 | --> | 1 | 0.5 | 4.47 |  | --> | 0.95 | 0 | 0.016 | 0.5 | 0 |  | --> | C11 ex TEMPLEOGUE | Templeogue [T41,T42] | MILLTOWN (DR) |  | 53.3007 | -6.2959
MV/LV Substation FO***749 |  | 10 kV | _ | LV | 630 kVA :Kiosk Substation | 0.63 | --> | 0.63 | 0.5 | 0.91 |  | --> | 0.598 | 0 | 0 | 0.5 | 0 |  | --> | C16 ex KIMMAGE | Kimmage [T41,T42] | INCHICORE 220KV |  | 53.3274 | -6.3019
MV/LV Substation ST***750 |  | 10 kV | _ | LV | 630 kVA :Building Structure | 0.63 | --> | 0.63 | 0.5 | 7.75 |  | --> | 0.598 | 0 | 0 | 0.5 | 0 |  | --> | C26 ex MILLTOWN (DR) | Milltown (dr) [T101,T102] | INCHICORE 220KV |  | 53.2885 | -6.2663
MV/LV Substation FL***751 |  | 10 kV | _ | LV | 630 kVA :Building Structure | 0.63 | --> | 0.63 | 0.5 | 0.98 |  | --> | 0.598 | 0 | 0 | 0.5 | 0 |  | --> | C19 ex LEESON STREET | Leeson Street [T41,T42] | MILLTOWN (DR) |  | 53.3336 | -6.2454
MV/LV Substation SP***752 |  | 10 kV | _ | LV | 630 kVA :Kiosk Substation | 0.63 | --> | 0.63 | 0 | 0 | Constrained, otherwise capacity available =601 kVA | --> | 0.598 | 0 | 0 | 0.5 | 0 |  | --> | C17 ex BALLYBODEN | Ballyboden [T41,T42] | COOKSTOWN |  | 53.2714 | -6.3047
MV/LV Substation BR***755 |  | 10 kV | _ | LV | 630 kVA :Building Structure | 0.63 | --> | 0.63 | 0.5 | 3.34 |  | --> | 0.598 | 0 | 0 | 0.5 | 0 |  | --> | C18 ex GREENHILLS | Greenhills [T42] | INCHICORE 220KV |  | 53.314 | -6.3359
MV/LV Substation CA***758 |  | 10 kV | _ | LV | 400 kVA :Kiosk Substation | 0.4 | --> | 0.4 | 0.339 | 0.91 |  | --> | 0.38 | 0 | 0 | 0.388 | 0 |  | --> | C16 ex KIMMAGE | Kimmage [T41,T42] | INCHICORE 220KV |  | 53.3176 | -6.3009
MV/LV Substation BY***759 |  | 10 kV | _ | LV | 1000 kVA :Building Structure | 1 | --> | 1 | 0.5 | 7.75 |  | --> | 0.95 | 0 | 0 | 0.5 | 0 |  | --> | C26 ex MILLTOWN (DR) | Milltown (dr) [T101,T102] | INCHICORE 220KV |  | 53.2917 | -6.2617
MV/LV Substation DO***760 |  | 10 kV | _ | LV | 400 kVA :Building Structure | 0.4 | --> | 0.4 | 0.355 | 7.75 |  | --> | 0.38 | 0 | 0 | 0.386 | 0 |  | --> | C24 ex MILLTOWN (DR) | Milltown (dr) [T101,T102] | INCHICORE 220KV |  | 53.3107 | -6.2469
MV/LV Substation AS***761 |  | 10 kV | _ | LV | 630 kVA :Kiosk Substation | 0.63 | --> | 0.63 | 0.5 | 7.75 |  | --> | 0.598 | 0 | 0 | 0.5 | 0 |  | --> | C15 ex MILLTOWN (DR) | Milltown (dr) [T101,T102] | POOLBEG |  | 53.3237 | -6.2523
MV/LV Substation BY***762 |  | 10 kV | _ | LV | 1000 kVA :Building Structure | 1 | --> | 1 | 0.5 | 7.75 |  | --> | 0.95 | 0 | 0 | 0.5 | 0 |  | --> | C26 ex MILLTOWN (DR) | Milltown (dr) [T101,T102] | INCHICORE 220KV |  | 53.2916 | -6.2596
MV/LV Substation CR***763 |  | 10 kV | _ | LV | 630 kVA :Kiosk Substation | 0.63 | --> | 0.63 | 0.322 | 9.28 |  | --> | 0.598 | 0 | 0.019 | 0.5 | 0 |  | --> | C14 ex PEMBROKE | Pembroke [T41,T42,T43,T44] | RINGSEND |  | 53.3368 | -6.2376
MV/LV Substation ME***764 |  | 10 kV | _ | LV | 1000 kVA :Building Structure | 1 | --> | 1 | 0.5 | 0.98 | Constrained, otherwise capacity available =1000 kVA | --> | 0.95 | 0 | 0 | 0.5 | 0 |  | --> | C23 ex LEESON STREET | Leeson Street [T41,T42] | MILLTOWN (DR) |  | 53.3329 | -6.2485
MV/LV Substation GO***766 |  | 10 kV | _ | LV | 630 kVA :Kiosk Substation | 0.63 | --> | 0.63 | 0.363 | 3 |  | --> | 0.598 | 0 | 0.05 | 0.5 | 0 |  | --> | C32 ex INCHICORE CENTRAL | Inchicore Central [T43,T45] | INCHICORE 220KV |  | 53.3364 | -6.307
MV/LV Substation AS***767 |  | 10 kV | _ | LV | 630 kVA :Building Structure | 0.63 | --> | 0.63 | 0.5 | 3.34 |  | --> | 0.598 | 0 | 0 | 0.5 | 0 |  | --> | C11 ex GREENHILLS | Greenhills [T42] | INCHICORE 220KV |  | 53.3138 | -6.3325
MV/LV Substation SL***768 |  | 10 kV | _ | LV | 630 kVA :Building Structure | 0.63 | --> | 0.63 | 0.5 | 4.91 |  | --> | 0.598 | 0 | 0 | 0.5 | 0 |  | --> | C14 ex CRUMLIN | Crumlin [T41,T42] | INCHICORE 220KV |  | 53.3243 | -6.3278
MV/LV Substation NO***769 |  | 10 kV | _ | LV | 630 kVA :Building Structure | 0.63 | --> | 0.63 | 0.5 | 0.98 |  | --> | 0.598 | 0 | 0 | 0.5 | 0 |  | --> | C15 ex LEESON STREET | Leeson Street [T41,T42] | MILLTOWN (DR) |  | 53.3287 | -6.254
MV/LV Substation ST***770 |  | 10 kV | _ | LV | 630 kVA :Building Structure | 0.63 | --> | 0.63 | 0 | 0 | Constrained, otherwise capacity available =469 kVA | --> | 0.598 | 0 | 0 | 0.5 | 0 |  | --> | C11 ex BALLYBODEN | Ballyboden [T41,T42] | COOKSTOWN |  | 53.2776 | -6.2639
MV/LV Substation GR***772 |  | 10 kV | _ | LV | 630 kVA :Kiosk Substation | 0.63 | --> | 0.63 | 0 | 0 | Constrained, otherwise capacity available =610 kVA | --> | 0.598 | 0 | 0 | 0.5 | 0 |  | --> | C11 ex BALLYBODEN | Ballyboden [T41,T42] | COOKSTOWN |  | 53.2809 | -6.2841
MV/LV Substation BR***773 |  | 10 kV | _ | LV | 630 kVA :Kiosk Substation | 0.63 | --> | 0.63 | 0.5 | 7.75 |  | --> | 0.598 | 0 | 0 | 0.5 | 0 |  | --> | C22 ex MILLTOWN (DR) | Milltown (dr) [T101,T102] | INCHICORE 220KV |  | 53.3139 | -6.261
MV/LV Substation CL***774 |  | 10 kV | _ | LV | 630 kVA :Kiosk Substation | 0.63 | --> | 0.63 | 0.5 | 9.28 |  | --> | 0.598 | 0 | 0 | 0.5 | 0 |  | --> | C15 ex PEMBROKE | Pembroke [T41,T42,T43,T44] | RINGSEND |  | 53.3311 | -6.219
MV/LV Substation PA***775 |  | 10 kV | _ | LV | 1000 kVA :Building Structure | 1 | --> | 1 | 0.5 | 7.75 |  | --> | 0.95 | 0 | 0 | 0.5 | 0 |  | --> | C22 ex MILLTOWN (DR) | Milltown (dr) [T101,T102] | INCHICORE 220KV |  | 53.3128 | -6.2607
MV/LV Substation EG***777 |  | 10 kV | _ | LV | 1000 kVA :Building Structure | 1 | --> | 1 | 0 | 0 | Constrained, otherwise capacity available =1000 kVA | --> | 0.95 | 0 | 0 | 0.5 | 0 |  | --> | C11 ex DONNYBROOK | Donnybrook [T41,T42] | MILLTOWN (DR) |  | 53.3194 | -6.2358
MV/LV Substation FL***778 |  | 10 kV | _ | LV | 400 kVA :Kiosk Substation | 0.4 | --> | 0.4 | 0.139 | 7.75 |  | --> | 0.38 | 0 | 0.105 | 0.336 | 0 |  | --> | C26 ex MILLTOWN (DR) | Milltown (dr) [T101,T102] | INCHICORE 220KV |  | 53.2967 | -6.2533
MV/LV Substation ST***779 |  | 10 kV | _ | LV | 630 kVA :Kiosk Substation | 0.63 | --> | 0.63 | 0.5 | 7.75 |  | --> | 0.598 | 0 | 0 | 0.5 | 0 |  | --> | C24 ex MILLTOWN (DR) | Milltown (dr) [T101,T102] | INCHICORE 220KV |  | 53.3124 | -6.2485
MV/LV Substation ST***780 |  | 10 kV | _ | LV | 400 kVA :Kiosk Substation | 0.4 | --> | 0.4 | 0.359 | 0.98 |  | --> | 0.38 | 0 | 0 | 0.386 | 0 |  | --> | C15 ex LEESON STREET | Leeson Street [T41,T42] | MILLTOWN (DR) |  | 53.3297 | -6.268
MV/LV Substation TH***781 |  | 10 kV | _ | LV | 630 kVA :Kiosk Substation | 0.63 | --> | 0.63 | 0.382 | 3.34 |  | --> | 0.598 | 0 | 0.004 | 0.5 | 0 |  | --> | C11 ex GREENHILLS | Greenhills [T42] | INCHICORE 220KV |  | 53.3173 | -6.3362
MV/LV Substation ES***782 |  | 10 kV | _ | LV | 630 kVA :Building Structure | 0.63 | --> | 0.63 | 0 | 0 | Constrained, otherwise capacity available =566 kVA | --> | 0.598 | 0 | 0 | 0.5 | 0 |  | --> | C20 ex DONNYBROOK | Donnybrook [T41,T42] | MILLTOWN (DR) |  | 53.3305 | -6.2323
MV/LV Substation WE***785 |  | 10 kV | _ | LV | 630 kVA :Kiosk Substation | 0.63 | --> | 0.63 | 0 | 0 | Constrained, otherwise capacity available =622 kVA | --> | 0.598 | 0 | 0.005 | 0.5 | 0 |  | --> | C17 ex DONNYBROOK | Donnybrook [T41,T42] | MILLTOWN (DR) |  | 53.3258 | -6.2088
MV/LV Substation IR***787 |  | 10 kV | _ | LV | 630 kVA :Kiosk Substation | 0.63 | --> | 0.63 | 0.5 | 17.78 |  | --> | 0.598 | 0 | 0 | 0.5 | 0 |  | --> | C30 ex RINGSEND | Ringsend [T101,T102] | POOLBEG |  | 53.3403 | -6.2204
MV/LV Substation GL***788 |  | 10 kV | _ | LV | 630 kVA :Kiosk Substation | 0.63 | --> | 0.63 | 0.5 | 7.75 |  | --> | 0.598 | 0 | 0 | 0.5 | 0 |  | --> | C20 ex MILLTOWN (DR) | Milltown (dr) [T101,T102] | INCHICORE 220KV |  | 53.3082 | -6.2551
MV/LV Substation SA***789 |  | 10 kV | _ | LV | 630 kVA :Building Structure | 0.63 | --> | 0.63 | 0 | 0 | Constrained, otherwise capacity available =572 kVA | --> | 0.598 | 0 | 0.01 | 0.5 | 0 |  | --> | C14 ex DONNYBROOK | Donnybrook [T41,T42] | MILLTOWN (DR) |  | 53.32 | -6.2154
MV/LV Substation RO***794 |  | 10 kV | _ | LV | 630 kVA :Kiosk Substation | 0.63 | --> | 0.63 | 0.5 | 4.47 |  | --> | 0.598 | 0 | 0 | 0.5 | 0 |  | --> | C18 ex TEMPLEOGUE | Templeogue [T41,T42] | MILLTOWN (DR) |  | 53.2796 | -6.3162
MV/LV Substation BU***795 |  | 10 kV | _ | LV | 630 kVA :Building Structure | 0.63 | --> | 0.63 | 0.491 | 0.98 |  | --> | 0.598 | 0 | 0 | 0.5 | 0 |  | --> | C23 ex LEESON STREET | Leeson Street [T41,T42] | MILLTOWN (DR) |  | 53.3328 | -6.2472
MV/LV Substation MA***796 |  | 10 kV | _ | LV | 400 kVA :Kiosk Substation | 0.4 | --> | 0.4 | 0.379 | 7.75 |  | --> | 0.38 | 0 | 0 | 0.383 | 0 |  | --> | C12 ex MILLTOWN (DR) | Milltown (dr) [T101,T102] | INCHICORE 220KV |  | 53.3164 | -6.2536
MV/LV Substation DI***798 |  | 10 kV | _ | LV | 1000 kVA :Building Structure | 1 | --> | 1 | 0 | 0 | Constrained, otherwise capacity available =939 kVA | --> | 0.95 | 0 | 0 | 0.5 | 0 |  | --> | C13 ex BALLYBODEN | Ballyboden [T41,T42] | COOKSTOWN |  | 53.293 | -6.2806
MV/LV Substation DE***799 |  | 10 kV | _ | LV | 1000 kVA :Building Structure | 1 | --> | 1 | 0 | 0 | Constrained, otherwise capacity available =942 kVA | --> | 0.95 | 0 | 0 | 0.5 | 0 |  | --> | C13 ex BALLYBODEN | Ballyboden [T41,T42] | COOKSTOWN |  | 53.2926 | -6.2776
MV/LV Substation PU***800 |  | 10 kV | _ | LV | 1000 kVA :Building Structure | 1 | --> | 1 | 0 | 0 | Constrained, otherwise capacity available =917 kVA | --> | 0.95 | 0 | 0 | 0.5 | 0 |  | --> | C13 ex BALLYBODEN | Ballyboden [T41,T42] | COOKSTOWN |  | 53.2919 | -6.2784
MV/LV Substation MI***801 |  | 10 kV | _ | LV | 630 kVA :Kiosk Substation | 0.63 | --> | 0.63 | 0.446 | 7.75 |  | --> | 0.598 | 0 | 0.07 | 0.5 | 0 |  | --> | C20 ex MILLTOWN (DR) | Milltown (dr) [T101,T102] | INCHICORE 220KV |  | 53.3077 | -6.264
MV/LV Substation CA***802 |  | 10 kV | _ | LV | 1000 kVA :Building Structure | 1 | --> | 1 | 0.5 | 0.91 | Constrained, otherwise capacity available =923 kVA | --> | 0.95 | 0 | 0 | 0.5 | 0 |  | --> | C14 ex KIMMAGE | Kimmage [T41,T42] | INCHICORE 220KV |  | 53.3143 | -6.3053
MV/LV Substation RO***803 |  | 10 kV | _ | LV | 630 kVA :Kiosk Substation | 0.63 | --> | 0.63 | 0.5 | 3 |  | --> | 0.598 | 0 | 0 | 0.5 | 0 |  | --> | C31 ex INCHICORE CENTRAL | Inchicore Central [T43,T45] | INCHICORE 220KV |  | 53.325 | -6.321
MV/LV Substation DA***804 |  | 10 kV | _ | LV | 630 kVA :Kiosk Substation | 0.63 | --> | 0.63 | 0.371 | 0.91 |  | --> | 0.598 | 0 | 0.082 | 0.5 | 0 |  | --> | C14 ex KIMMAGE | Kimmage [T41,T42] | INCHICORE 220KV |  | 53.314 | -6.3169
MV/LV Substation WO***808 |  | 10 kV | _ | LV | 50 kVA :Pole Substation | 0.05 | --> | 0.05 | 0 | 0 | Constrained, otherwise capacity available =46 kVA | --> | 0.048 | 0 | 0 | 0.048 | 0 |  | --> | C14 ex BALLYBODEN | Ballyboden [T41,T42] | COOKSTOWN |  | 53.2755 | -6.3181
MV/LV Substation SW***810 |  | 10 kV | _ | LV | 1000 kVA :Building Structure | 1 | --> | 1 | 0 | 0 | Constrained, otherwise capacity available =869 kVA | --> | 0.95 | 0 | 0.006 | 0.5 | 0 |  | --> | C17 ex BALLYBODEN | Ballyboden [T41,T42] | COOKSTOWN |  | 53.2725 | -6.3055
MV/LV Substation RA***812 |  | 10 kV | _ | LV | 630 kVA :Kiosk Substation | 0.63 | --> | 0.63 | 0.5 | 0.87 |  | --> | 0.598 | 0 | 0 | 0.5 | 0 |  | --> | C17 ex GARVILLE AVENUE | Garville Avenue [T42] | MILLTOWN (DR) |  | 53.3214 | -6.2666
MV/LV Substation CO***813 |  | 10 kV | _ | LV | 1000 kVA :Building Structure | 1 | --> | 1 | 0.5 | 4.47 |  | --> | 0.95 | 0 | 0.013 | 0.5 | 0 |  | --> | C11 ex TEMPLEOGUE | Templeogue [T41,T42] | MILLTOWN (DR) |  | 53.3051 | -6.3028
MV/LV Substation CO***814 |  | 10 kV | _ | LV | 1000 kVA :Building Structure | 1 | --> | 1 | 0.5 | 7.75 |  | --> | 0.95 | 0 | 0 | 0.5 | 0 |  | --> | C24 ex MILLTOWN (DR) | Milltown (dr) [T101,T102] | INCHICORE 220KV |  | 53.3124 | -6.2497
MV/LV Substation AL***815 |  | 10 kV | _ | LV | 1000 kVA :Building Structure | 1 | --> | 1 | 0.5 | 3.34 |  | --> | 0.95 | 0 | 0 | 0.5 | 0 |  | --> | C14 ex GREENHILLS | Greenhills [T42] | INCHICORE 220KV |  | 53.3254 | -6.3366
MV/LV Substation MU***818 |  | 10 kV | _ | LV | 400 kVA :Kiosk Substation | 0.4 | --> | 0.4 | 0.4 | 7.75 |  | --> | 0.38 | 0 | 0 | 0.38 | 0 |  | --> | C13 ex MILLTOWN (DR) | Milltown (dr) [T101,T102] | POOLBEG |  | 53.3216 | -6.2413
MV/LV Substation IR***820 |  | 10 kV | _ | LV | 630 kVA :Kiosk Substation | 0.63 | --> | 0.63 | 0.5 | 9.28 |  | --> | 0.598 | 0 | 0 | 0.5 | 0 |  | --> | C15 ex PEMBROKE | Pembroke [T41,T42,T43,T44] | RINGSEND |  | 53.3381 | -6.2235
MV/LV Substation LE***821 |  | 10 kV | _ | LV | 630 kVA :Kiosk Substation | 0.63 | --> | 0.63 | 0.5 | 0.87 |  | --> | 0.598 | 0 | 0.004 | 0.5 | 0 |  | --> | C13 ex GARVILLE AVENUE | Garville Avenue [T42] | MILLTOWN (DR) |  | 53.3215 | -6.2757
MV/LV Substation MI***822 |  | 10 kV | _ | LV | 630 kVA :Building Structure | 0.63 | --> | 0.63 | 0.479 | 7.75 |  | --> | 0.598 | 0 | 0 | 0.5 | 0 |  | --> | C21 ex MILLTOWN (DR) | Milltown (dr) [T101,T102] | POOLBEG |  | 53.3178 | -6.2467
MV/LV Substation SA***824 |  | 10 kV | _ | LV | 630 kVA :Building Structure | 0.63 | --> | 0.63 | 0.437 | 7.75 |  | --> | 0.598 | 0 | 0.03 | 0.5 | 0 |  | --> | C21 ex MILLTOWN (DR) | Milltown (dr) [T101,T102] | POOLBEG |  | 53.3203 | -6.2478
MV/LV Substation MI***825 |  | 10 kV | _ | LV | 630 kVA :Building Structure | 0.63 | --> | 0.63 | 0.5 | 4.91 |  | --> | 0.598 | 0 | 0.004 | 0.5 | 0 |  | --> | C14 ex CRUMLIN | Crumlin [T41,T42] | INCHICORE 220KV |  | 53.3215 | -6.3154
MV/LV Substation BO***826 |  | 10 kV | _ | LV | 630 kVA :Kiosk Substation | 0.63 | --> | 0.63 | 0 | 0 | Constrained, otherwise capacity available =585 kVA | --> | 0.598 | 0 | 0.009 | 0.5 | 0 |  | --> | C19 ex BALLYBODEN | Ballyboden [T41,T42] | COOKSTOWN |  | 53.2822 | -6.3005
MV/LV Substation ST***827 |  | 10 kV | _ | LV | 1000 kVA :Kiosk Substation | 1 | --> | 1 | 0 | 0 | Constrained, otherwise capacity available =872 kVA | --> | 0.95 | 0 | 0.022 | 0.5 | 0 |  | --> | C17 ex BALLYBODEN | Ballyboden [T41,T42] | COOKSTOWN |  | 53.2746 | -6.3063
MV/LV Substation LA***828 |  | 10 kV | _ | LV | 630 kVA :Building Structure | 0.63 | --> | 0.63 | 0.5 | 9.28 |  | --> | 0.598 | 0 | 0 | 0.5 | 0 |  | --> | C06 ex PEMBROKE | Pembroke [T41,T42,T43,T44] | RINGSEND |  | 53.3333 | -6.2293
MV/LV Substation CL***829 |  | 10 kV | _ | LV | 400 kVA :Kiosk Substation | 0.4 | --> | 0.4 | 0 | 0 | Constrained, otherwise capacity available =379 kVA | --> | 0.38 | 0 | 0 | 0.383 | 0 |  | --> | C12 ex BALLYBODEN | Ballyboden [T41,T42] | COOKSTOWN |  | 53.2759 | -6.2973
MV/LV Substation TH***830 |  | 10 kV | _ | LV | 1000 kVA :Building Structure | 1 | --> | 1 | 0 | 0 | Constrained, otherwise capacity available =139 kVA | --> | 0.95 | 0 | 0 | 0.5 | 0 |  | --> | C20 ex DONNYBROOK | Donnybrook [T41,T42] | MILLTOWN (DR) |  | 53.3316 | -6.2303
MV/LV Substation WA***832 |  | 10 kV | _ | LV | 1000 kVA :Building Structure | 1 | --> | 1 | 0.5 | 0.91 |  | --> | 0.95 | 0 | 0.031 | 0.5 | 0 |  | --> | C15 ex KIMMAGE | Kimmage [T41,T42] | INCHICORE 220KV |  | 53.3074 | -6.3094
MV/LV Substation ED***833 |  | 10 kV | _ | LV | 1000 kVA :Building Structure | 1 | --> | 1 | 0.5 | 7.75 |  | --> | 0.95 | 0 | 0 | 0.5 | 0 |  | --> | C23 ex MILLTOWN (DR) | Milltown (dr) [T101,T102] | POOLBEG |  | 53.3255 | -6.2466
MV/LV Substation BL***834 |  | 10 kV | _ | LV | 1000 kVA :Building Structure | 1 | --> | 1 | 0.5 | 7.75 |  | --> | 0.95 | 0 | 0.006 | 0.5 | 0 |  | --> | C23 ex MILLTOWN (DR) | Milltown (dr) [T101,T102] | POOLBEG |  | 53.3262 | -6.2443
MV/LV Substation AP***835 |  | 10 kV | _ | LV | 400 kVA :Kiosk Substation | 0.4 | --> | 0.4 | 0.37 | 9.99 |  | --> | 0.38 | 0 | 0 | 0.384 | 0 |  | --> | C19 ex HAROLDS CROSS | Harolds Cross [T101,T102] | POOLBEG |  | 53.3204 | -6.2912
MV/LV Substation SI***836 |  | 10 kV | _ | LV | 1000 kVA :Building Structure | 1 | --> | 1 | 0 | 0 | Constrained, otherwise capacity available =740 kVA | --> | 0.95 | 0 | 0 | 0.5 | 0 |  | --> | C17 ex DONNYBROOK | Donnybrook [T41,T42] | MILLTOWN (DR) |  | 53.3255 | -6.2256
MV/LV Substation AL***838 |  | 10 kV | _ | LV | 630 kVA :Building Structure | 0.63 | --> | 0.63 | 0.5 | 7.75 |  | --> | 0.598 | 0 | 0 | 0.5 | 0 |  | --> | C16 ex MILLTOWN (DR) | Milltown (dr) [T101,T102] | INCHICORE 220KV |  | 53.3098 | -6.2515
MV/LV Substation DO***840 |  | 10 kV | _ | LV | 630 kVA :Building Structure | 0.63 | --> | 0.63 | 0 | 0 | Constrained, otherwise capacity available =627 kVA | --> | 0.598 | 0 | 0 | 0.5 | 0 |  | --> | C13 ex DONNYBROOK | Donnybrook [T41,T42] | MILLTOWN (DR) |  | 53.3238 | -6.2402
MV/LV Substation NU***841 |  | 10 kV | _ | LV | 1000 kVA :Building Structure | 1 | --> | 1 | 0.5 | 2.93 |  | --> | 0.95 | 0 | 0.033 | 0.5 | 0 |  | --> | C20 ex DODDER ROAD | Dodder Road [T42] | MILLTOWN (DR) |  | 53.2929 | -6.2669
MV/LV Substation RA***842 |  | 10 kV | _ | LV | 1000 kVA :Building Structure | 1 | --> | 1 | 0.5 | 0.87 |  | --> | 0.95 | 0 | 0 | 0.5 | 0 |  | --> | C17 ex GARVILLE AVENUE | Garville Avenue [T42] | MILLTOWN (DR) |  | 53.3252 | -6.267
MV/LV Substation CO***850 |  | 10 kV | _ | LV | 400 kVA :Kiosk Substation | 0.4 | --> | 0.4 | 0 | 0 | Constrained, otherwise capacity available =304 kVA | --> | 0.38 | 0 | 0.018 | 0.38 | 0 |  | --> | C17 ex BALLYBODEN | Ballyboden [T41,T42] | COOKSTOWN |  | 53.2725 | -6.3161
MV/LV Substation CO***852 |  | 10 kV | _ | LV | 400 kVA :Kiosk Substation | 0.4 | --> | 0.4 | 0 | 0 | Constrained, otherwise capacity available =292 kVA | --> | 0.38 | 0 | 0.113 | 0.311 | 0 |  | --> | C14 ex BALLYBODEN | Ballyboden [T41,T42] | COOKSTOWN |  | 53.2721 | -6.3193
MV/LV Substation LA***853 |  | 10 kV | _ | LV | 1000 kVA :Building Structure | 1 | --> | 1 | 0.5 | 3 |  | --> | 0.95 | 0 | 0.01 | 0.5 | 0 |  | --> | C31 ex INCHICORE CENTRAL | Inchicore Central [T43,T45] | INCHICORE 220KV |  | 53.3257 | -6.3313
MV/LV Substation LI***854 |  | 10 kV | _ | LV | 400 kVA :Building Structure | 0.4 | --> | 0.4 | 0 | 0 | Constrained, otherwise capacity available =195 kVA | --> | 0.38 | 0 | 0 | 0.407 | 0 |  | --> | C11 ex BALLYBODEN | Ballyboden [T41,T42] | COOKSTOWN |  | 53.2772 | -6.2643
MV/LV Substation SP***855 |  | 10 kV | _ | LV | 400 kVA :Building Structure | 0.4 | --> | 0.4 | 0.257 | 9.28 |  | --> | 0.38 | 0 | 0 | 0.399 | 0 |  | --> | C04 ex PEMBROKE | Pembroke [T41,T42,T43,T44] | RINGSEND |  | 53.3389 | -6.2303
MV/LV Substation TH***856 |  | 10 kV | _ | LV | 630 kVA :Kiosk Substation | 0.63 | --> | 0.63 | 0.5 | 7.75 |  | --> | 0.598 | 0 | 0 | 0.5 | 0 |  | --> | C15 ex MILLTOWN (DR) | Milltown (dr) [T101,T102] | POOLBEG |  | 53.325 | -6.2552
MV/LV Substation EI***857 |  | 10 kV | _ | LV | 1000 kVA :Building Structure | 1 | --> | 1 | 0.5 | 9.28 |  | --> | 0.95 | 0 | 0 | 0.5 | 0 |  | --> | C21 ex PEMBROKE | Pembroke [T41,T42,T43,T44] | RINGSEND |  | 53.3317 | -6.2304
MV/LV Substation LO***861 |  | 10 kV | _ | LV | 630 kVA :Kiosk Substation | 0.63 | --> | 0.63 | 0.38 | 9.28 |  | --> | 0.598 | 0 | 0.021 | 0.5 | 0 |  | --> | C15 ex PEMBROKE | Pembroke [T41,T42,T43,T44] | RINGSEND |  | 53.3382 | -6.2265
MV/LV Substation SA***863 |  | 10 kV | _ | LV | 400 kVA :Kiosk Substation | 0.4 | --> | 0.4 | 0.346 | 0.91 |  | --> | 0.38 | 0 | 0 | 0.387 | 0 |  | --> | C15 ex KIMMAGE | Kimmage [T41,T42] | INCHICORE 220KV |  | 53.3033 | -6.3117
MV/LV Substation RA***868 |  | 10 kV | _ | LV | 630 kVA :Building Structure | 0.63 | --> | 0.63 | 0.088 | 4.91 |  | --> | 0.598 | 0 | 0.04 | 0.5 | 0 |  | --> | C13 ex CRUMLIN | Crumlin [T41,T42] | INCHICORE 220KV |  | 53.3265 | -6.3151
MV/LV Substation LA***870 |  | 10 kV | _ | LV | 1000 kVA :Building Structure | 1 | --> | 1 | 0.5 | 3 |  | --> | 0.95 | 0 | 0 | 0.5 | 0 |  | --> | C31 ex INCHICORE CENTRAL | Inchicore Central [T43,T45] | INCHICORE 220KV |  | 53.3257 | -6.3313
MV/LV Substation LA***871 |  | 10 kV | _ | LV | 1000 kVA :Building Structure | 1 | --> | 1 | 0.5 | 3 |  | --> | 0.95 | 0 | 0 | 0.5 | 0 |  | --> | C31 ex INCHICORE CENTRAL | Inchicore Central [T43,T45] | INCHICORE 220KV |  | 53.3257 | -6.3312
MV/LV Substation RA***879 |  | 10 kV | _ | LV | 630 kVA :Building Structure | 0.63 | --> | 0.63 | 0.5 | 0.87 |  | --> | 0.598 | 0 | 0 | 0.5 | 0 |  | --> | C17 ex GARVILLE AVENUE | Garville Avenue [T42] | MILLTOWN (DR) |  | 53.3238 | -6.2626
MV/LV Substation LA***880 |  | 10 kV | _ | LV | 630 kVA :Building Structure | 0.63 | --> | 0.63 | 0.5 | 0.91 |  | --> | 0.598 | 0 | 0 | 0.5 | 0 |  | --> | C18 ex KIMMAGE | Kimmage [T41,T42] | INCHICORE 220KV |  | 53.32 | -6.2909
MV/LV Substation OL***882 |  | 10 kV | _ | LV | 630 kVA :Building Structure | 0.63 | --> | 0.63 | 0.5 | 3 |  | --> | 0.598 | 0 | 0 | 0.5 | 0 |  | --> | C34 ex INCHICORE CENTRAL | Inchicore Central [T43,T45] | INCHICORE 220KV |  | 53.3298 | -6.3398
MV/LV Substation GL***883 |  | 10 kV | _ | LV | 400 kVA :Kiosk Substation | 0.4 | --> | 0.4 | 0.39 | 7.75 |  | --> | 0.38 | 0 | 0 | 0.381 | 0 |  | --> | C26 ex MILLTOWN (DR) | Milltown (dr) [T101,T102] | INCHICORE 220KV |  | 53.2946 | -6.2523
MV/LV Substation CL***884 |  | 10 kV | _ | LV | 1000 kVA :Building Structure | 1 | --> | 1 | 0.5 | 7.75 |  | --> | 0.95 | 0 | 0.058 | 0.5 | 0 |  | --> | C19 ex MILLTOWN (DR) | Milltown (dr) [T101,T102] | POOLBEG |  | 53.3147 | -6.2386
MV/LV Substation BE***885 |  | 10 kV | _ | LV | 630 kVA :Building Structure | 0.63 | --> | 0.63 | 0.5 | 0.91 |  | --> | 0.598 | 0 | 0 | 0.5 | 0 |  | --> | C21 ex KIMMAGE | Kimmage [T41,T42] | INCHICORE 220KV |  | 53.311 | -6.2902
MV/LV Substation BL***887 |  | 10 kV | _ | LV | 400 kVA :Kiosk Substation | 0.4 | --> | 0.4 | 0.02 | 1.47 |  | --> | 0.38 | 0 | 0 | 0.399 | 0 |  | --> | C20 ex MARROWBONE LANE | Marrowbone Lane [T42] | INCHICORE 220KV |  | 53.3339 | -6.3289
MV/LV Substation DA***889 |  | 10 kV | _ | LV | 630 kVA :Building Structure | 0.63 | --> | 0.63 | 0.5 | 0.98 |  | --> | 0.598 | 0 | 0 | 0.5 | 0 |  | --> | C11 ex LEESON STREET | Leeson Street [T41,T42] | MILLTOWN (DR) |  | 53.3305 | -6.2588
MV/LV Substation ST***892 |  | 10 kV | _ | LV | 630 kVA :Kiosk Substation | 0.63 | --> | 0.63 | 0 | 0 | Constrained, otherwise capacity available =549 kVA | --> | 0.598 | 0 | 0.009 | 0.5 | 0 |  | --> | C14 ex BALLYBODEN | Ballyboden [T41,T42] | COOKSTOWN |  | 53.2729 | -6.319
MV/LV Substation PA***893 |  | 10 kV | _ | LV | 400 kVA :Kiosk Substation | 0.4 | --> | 0.4 | 0.4 | 7.75 |  | --> | 0.38 | 0 | 0 | 0.38 | 0 |  | --> | C15 ex MILLTOWN (DR) | Milltown (dr) [T101,T102] | POOLBEG |  | 53.3167 | -6.2513
MV/LV Substation EB***894 |  | 10 kV | _ | LV | 630 kVA :Building Structure | 0.63 | --> | 0.63 | 0 | 0 | Constrained, otherwise capacity available =630 kVA | --> | 0.598 | 0 | 0 | 0.5 | 0 |  | --> | C18 ex BALLYMOUNT | Ballymount [T41,T42] | INCHICORE 220KV |  | 53.3156 | -6.3437
MV/LV Substation HA***896 |  | 10 kV | _ | LV | 400 kVA :Kiosk Substation | 0.4 | --> | 0.4 | 0.262 | 2.93 |  | --> | 0.38 | 0 | 0.025 | 0.38 | 0 |  | --> | C20 ex DODDER ROAD | Dodder Road [T42] | MILLTOWN (DR) |  | 53.2934 | -6.2682
MV/LV Substation ST***897 |  | 10 kV | _ | LV | 400 kVA :Kiosk Substation | 0.4 | --> | 0.4 | 0 | 0 | Constrained, otherwise capacity available =397 kVA | --> | 0.38 | 0 | 0 | 0.38 | 0 |  | --> | C17 ex BALLYBODEN | Ballyboden [T41,T42] | COOKSTOWN |  | 53.2738 | -6.308
MV/LV Substation MI***004 |  | 20 kV | _ | LV | 400 kVA :Kiosk Substation | 0.4 | --> | 0.4 | 0.343 | 2.24 |  | --> | 0.38 | 0 | 0 | 0.388 | 0 |  | --> | E11 ex CLOONBANNIN | Cloonbannin [T421] | GLENLARA |  | 52.0607 | -9.0587
MV/LV Substation DI***006 |  | 20 kV | _ | LV | 200 kVA :Pole Substation | 0.2 | --> | 0.2 | 0.171 | 0.76 |  | --> | 0.19 | 0 | 0 | 0.194 | 0 |  | --> | E17 ex RATHMORE | Rathmore [T42,T421] | KNOCKEARAGH |  | 52.0575 | -9.0772
MV/LV Substation BO***007 |  | 10 kV | _ | LV | 200 kVA :Pole Substation | 0.2 | --> | 0.2 | 0.13 | 2.63 |  | --> | 0.19 | 0 | 0.01 | 0.192 | 0 |  | --> | C12 ex CLOONBANNIN | Cloonbannin [T42] | GLENLARA |  | 52.1579 | -9.0704
MV/LV Substation DR***011 |  | 10 kV | _ | LV | 50 kVA :Pole Substation | 0.05 | --> | 0.05 | 0.043 | 4.16 |  | --> | 0.048 | 0 | 0 | 0.048 | 0 |  | --> | C22 ex NEWMARKET (SR) | Newmarket (sr) [T41,T42] | GLENLARA |  | 52.1314 | -9.0134
MV/LV Substation RA***013 |  | 10 kV | _ | LV | 400 kVA :Kiosk Substation | 0.4 | --> | 0.4 | 0.188 | 0.76 |  | --> | 0.38 | 0 | 0 | 0.408 | 0 |  | --> | C11 ex RATHMORE | Rathmore [T42,T421] | KNOCKEARAGH |  | 52.0844 | -9.2179
MV/LV Substation DR***014 |  | 10 kV | _ | LV | 50 kVA :Pole Substation | 0.05 | --> | 0.05 | 0.049 | 4.16 |  | --> | 0.048 | 0 | 0 | 0.048 | 0 |  | --> | C22 ex NEWMARKET (SR) | Newmarket (sr) [T41,T42] | GLENLARA |  | 52.1288 | -9.0001
MV/LV Substation CO***015 |  | 10 kV | _ | LV | 50 kVA :Pole Substation | 0.05 | --> | 0.05 | 0.05 | 2.63 |  | --> | 0.048 | 0 | 0 | 0.048 | 0 |  | --> | C12 ex CLOONBANNIN | Cloonbannin [T42] | GLENLARA |  | 52.1456 | -9.0412
MV/LV Substation MU***024 |  | 20 kV | _ | LV | 100 kVA :Pole Substation | 0.1 | --> | 0.1 | 0 | 2.24 |  | --> | 0.095 | 0 | 0.009 | 0.106 | 0 |  | --> | E11 ex CLOONBANNIN | Cloonbannin [T421] | GLENLARA |  | 52.0582 | -9.0581
MV/LV Substation MO***024X |  | 20 kV | _ | LV | 400 kVA :Building Structure | 0.4 | --> | 0.4 | 0.281 | 0.76 |  | --> | 0.38 | 0 | 0.05 | 0.355 | 0 |  | --> | E17 ex RATHMORE | Rathmore [T42,T421] | KNOCKEARAGH |  | 52.0546 | -9.0653
MV/LV Substation ST***030 |  | 20 kV | _ | LV | 200 kVA :Pole Substation | 0.2 | --> | 0.2 | 0.184 | 0.76 |  | --> | 0.19 | 0 | 0 | 0.192 | 0 |  | --> | E17 ex RATHMORE | Rathmore [T42,T421] | KNOCKEARAGH |  | 52.0621 | -9.0626
MV/LV Substation MI***033 |  | 20 kV | _ | LV | 200 kVA :Pole Substation | 0.2 | --> | 0.2 | 0.153 | 2.24 |  | --> | 0.19 | 0 | 0.018 | 0.183 | 0 |  | --> | E11 ex CLOONBANNIN | Cloonbannin [T421] | GLENLARA |  | 52.0611 | -9.0516
MV/LV Substation CO***034 |  | 20 kV | _ | LV | 200 kVA :Pole Substation | 0.2 | --> | 0.2 | 0.139 | 0.76 |  | --> | 0.19 | 0 | 0 | 0.198 | 0 |  | --> | E17 ex RATHMORE | Rathmore [T42,T421] | KNOCKEARAGH |  | 52.0595 | -9.0639
MV/LV Substation MI***035 |  | 20 kV | _ | LV | 200 kVA :Pole Substation | 0.2 | --> | 0.2 | 0.183 | 0.76 |  | --> | 0.19 | 0 | 0.005 | 0.189 | 0 |  | --> | E17 ex RATHMORE | Rathmore [T42,T421] | KNOCKEARAGH |  | 52.0618 | -9.0699
MV/LV Substation ME***036 |  | 10 kV | _ | LV | 50 kVA :Pole Substation | 0.05 | --> | 0.05 | 0.048 | 2.63 |  | --> | 0.048 | 0 | 0 | 0.048 | 0 |  | --> | C14 ex CLOONBANNIN | Cloonbannin [T42] | GLENLARA |  | 52.119 | -9.0726
MV/LV Substation PA***050X |  | 20 kV | _ | LV | 50 kVA :Pole Substation | 0.05 | --> | 0.05 | 0.05 | 0.76 |  | --> | 0.048 | 0 | 0 | 0.048 | 0 |  | --> | E15 ex RATHMORE | Rathmore [T42,T421] | KNOCKEARAGH |  | 52.1247 | -9.2027
MV/LV Substation DR***054X |  | 10 kV | _ | LV | 50 kVA :Pole Substation | 0.05 | --> | 0.05 | 0.047 | 4.16 |  | --> | 0.048 | 0 | 0 | 0.048 | 0 |  | --> | C22 ex NEWMARKET (SR) | Newmarket (sr) [T41,T42] | GLENLARA |  | 52.1208 | -8.9909
MV/LV Substation BA***076 |  | 10 kV | _ | LV | 50 kVA :Pole Substation | 0.05 | --> | 0.05 | 0.049 | 4.16 |  | --> | 0.048 | 0 | 0 | 0.048 | 0 |  | --> | C22 ex NEWMARKET (SR) | Newmarket (sr) [T41,T42] | GLENLARA |  | 52.1665 | -8.9913
MV/LV Substation AB***077X |  | 20 kV | _ | LV | 50 kVA :Pole Substation | 0.05 | --> | 0.05 | 0.05 | 2.24 |  | --> | 0.048 | 0 | 0 | 0.048 | 0 |  | --> | E11 ex CLOONBANNIN | Cloonbannin [T421] | GLENLARA |  | 52.068 | -9.0536
MV/LV Substation LU***083 |  | 20 kV | _ | LV | 50 kVA :Pole Substation | 0.05 | --> | 0.05 | 0.038 | 2.24 |  | --> | 0.048 | 0 | 0 | 0.049 | 0 |  | --> | E11 ex CLOONBANNIN | Cloonbannin [T421] | GLENLARA |  | 52.0457 | -9.0571
MV/LV Substation MA***083X |  | 20 kV | _ | LV | 100 kVA :Pole Substation | 0.1 | --> | 0.1 | 0.097 | 0.76 |  | --> | 0.095 | 0 | 0 | 0.096 | 0 |  | --> | E15 ex RATHMORE | Rathmore [T42,T421] | KNOCKEARAGH |  | 52.1282 | -9.2821
MV/LV Substation TU***085 |  | 20 kV | _ | LV | 50 kVA :Pole Substation | 0.05 | --> | 0.05 | 0.043 | 0.76 |  | --> | 0.048 | 0 | 0 | 0.048 | 0 |  | --> | E17 ex RATHMORE | Rathmore [T42,T421] | KNOCKEARAGH |  | 52.0723 | -9.1232
MV/LV Substation CL***093 |  | 20 kV | _ | LV | 100 kVA :Pole Substation | 0.1 | --> | 0.1 | 0.096 | 2.24 |  | --> | 0.095 | 0 | 0 | 0.096 | 0 |  | --> | E11 ex CLOONBANNIN | Cloonbannin [T421] | GLENLARA |  | 52.0199 | -9.014
MV/LV Substation DR***093X |  | 10 kV | _ | LV | 100 kVA :Pole Substation | 0.1 | --> | 0.1 | 0.098 | 4.16 |  | --> | 0.095 | 0 | 0 | 0.095 | 0 |  | --> | C22 ex NEWMARKET (SR) | Newmarket (sr) [T41,T42] | GLENLARA |  | 52.1258 | -8.9803
MV/LV Substation GO***094X |  | 20 kV | _ | LV | 50 kVA :Pole Substation | 0.05 | --> | 0.05 | 0.048 | 0.76 |  | --> | 0.048 | 0 | 0 | 0.048 | 0 |  | --> | E17 ex RATHMORE | Rathmore [T42,T421] | KNOCKEARAGH |  | 52.0679 | -9.1061
MV/LV Substation AH***103X |  | 10 kV | _ | LV | 50 kVA :Pole Substation | 0.05 | --> | 0.05 | 0.048 | 2.63 |  | --> | 0.048 | 0 | 0 | 0.048 | 0 |  | --> | C14 ex CLOONBANNIN | Cloonbannin [T42] | GLENLARA |  | 52.0956 | -9.1369
MV/LV Substation KN***109X |  | 20 kV | _ | LV | 100 kVA :Pole Substation | 0.1 | --> | 0.1 | 0.099 | 0.76 |  | --> | 0.095 | 0 | 0.03 | 0.073 | 0 |  | --> | E15 ex RATHMORE | Rathmore [T42,T421] | KNOCKEARAGH |  | 52.1291 | -9.2095
MV/LV Substation MI***114X |  | 20 kV | _ | LV | 400 kVA :Building Structure | 0.4 | --> | 0.4 | 0.287 | 0.76 |  | --> | 0.38 | 0 | 0 | 0.395 | 0 |  | --> | E17 ex RATHMORE | Rathmore [T42,T421] | KNOCKEARAGH |  | 52.0632 | -9.0672
MV/LV Substation O ***117 |  | 20 kV | _ | LV | 400 kVA :Building Structure | 0.4 | --> | 0.4 | 0.36 | 0.76 |  | --> | 0.38 | 0 | 0 | 0.385 | 0 |  | --> | E17 ex RATHMORE | Rathmore [T42,T421] | KNOCKEARAGH |  | 52.0612 | -9.063
MV/LV Substation TO***119 |  | 20 kV | _ | LV | 50 kVA :Pole Substation | 0.05 | --> | 0.05 | 0.048 | 0.76 |  | --> | 0.048 | 0 | 0 | 0.048 | 0 |  | --> | E15 ex RATHMORE | Rathmore [T42,T421] | KNOCKEARAGH |  | 52.1307 | -9.2928
MV/LV Substation HI***138X |  | 10 kV | _ | LV | 200 kVA :Kiosk Substation | 0.2 | --> | 0.2 | 0.167 | 0.76 |  | --> | 0.19 | 0 | 0.016 | 0.183 | 0 |  | --> | C11 ex RATHMORE | Rathmore [T42,T421] | KNOCKEARAGH |  | 52.0825 | -9.2098
MV/LV Substation BA***141X |  | 20 kV | _ | LV | 200 kVA :Kiosk Substation | 0.2 | --> | 0.2 | 0.162 | 0.76 |  | --> | 0.19 | 0 | 0.01 | 0.188 | 0 |  | --> | E15 ex RATHMORE | Rathmore [T42,T421] | KNOCKEARAGH |  | 52.1822 | -9.2335
MV/LV Substation DR***145 |  | 20 kV | _ | LV | 50 kVA :Pole Substation | 0.05 | --> | 0.05 | 0.05 | 2.24 |  | --> | 0.048 | 0 | 0 | 0.048 | 0 |  | --> | E11 ex CLOONBANNIN | Cloonbannin [T421] | GLENLARA |  | 52.0687 | -9.0472
MV/LV Substation SH***152X |  | 20 kV | _ | LV | 100 kVA :Pole Substation | 0.1 | --> | 0.1 | 0.074 | 0.76 |  | --> | 0.095 | 0 | 0.05 | 0.061 | 0 |  | --> | E17 ex RATHMORE | Rathmore [T42,T421] | KNOCKEARAGH |  | 52.0579 | -9.0659
MV/LV Substation MI***155 |  | 10 kV | _ | LV | 50 kVA :Pole Substation | 0.05 | --> | 0.05 | 0.05 | 2.63 |  | --> | 0.048 | 0 | 0 | 0.048 | 0 |  | --> | C14 ex CLOONBANNIN | Cloonbannin [T42] | GLENLARA |  | 52.1154 | -9.0725
MV/LV Substation LA***165 |  | 20 kV | _ | LV | 100 kVA :Pole Substation | 0.1 | --> | 0.1 | 0.1 | 0.76 |  | --> | 0.095 | 0 | 0 | 0.095 | 0 |  | --> | E15 ex RATHMORE | Rathmore [T42,T421] | KNOCKEARAGH |  | 52.1542 | -9.2282
MV/LV Substation DR***165X |  | 20 kV | _ | LV | 630 kVA :Kiosk Substation | 0.63 | --> | 0.63 | 0.5 | 2.24 |  | --> | 0.598 | 0 | 0.015 | 0.5 | 0 |  | --> | E11 ex CLOONBANNIN | Cloonbannin [T421] | GLENLARA |  | 52.0653 | -9.0512
MV/LV Substation K ***168X |  | 20 kV | _ | LV | 400 kVA :Kiosk Substation | 0.4 | --> | 0.4 | 0.38 | 0.76 |  | --> | 0.38 | 0 | 0 | 0.383 | 0 |  | --> | E17 ex RATHMORE | Rathmore [T42,T421] | KNOCKEARAGH |  | 52.0535 | -9.0657
MV/LV Substation MO***169X |  | 20 kV | _ | LV | 50 kVA :Pole Substation | 0.05 | --> | 0.05 | 0.026 | 0.76 |  | --> | 0.048 | 0 | 0.002 | 0.049 | 0 |  | --> | E17 ex RATHMORE | Rathmore [T42,T421] | KNOCKEARAGH |  | 52.0561 | -9.0654
MV/LV Substation CL***192 |  | 20 kV | _ | LV | 50 kVA :Pole Substation | 0.05 | --> | 0.05 | 0.046 | 0.76 |  | --> | 0.048 | 0 | 0 | 0.048 | 0 |  | --> | E17 ex RATHMORE | Rathmore [T42,T421] | KNOCKEARAGH |  | 52.0571 | -9.0682
MV/LV Substation GN***199 |  | 20 kV | _ | LV | 50 kVA :Pole Substation | 0.05 | --> | 0.05 | 0.029 | 0.76 |  | --> | 0.048 | 0 | 0.004 | 0.047 | 0 |  | --> | E15 ex RATHMORE | Rathmore [T42,T421] | KNOCKEARAGH |  | 52.1183 | -9.2746
MV/LV Substation DR***209 |  | 20 kV | _ | LV | 100 kVA :Pole Substation | 0.1 | --> | 0.1 | 0 | 2.24 |  | --> | 0.095 | 0 | 0 | 0.11 | 0 |  | --> | E11 ex CLOONBANNIN | Cloonbannin [T421] | GLENLARA |  | 52.0762 | -9.0458
MV/LV Substation PU***210 |  | 20 kV | _ | LV | 50 kVA :Pole Substation | 0.05 | --> | 0.05 | 0 | 0.76 |  | --> | 0.048 | 0 | 0 | 0.054 | 0 |  | --> | E17 ex RATHMORE | Rathmore [T42,T421] | KNOCKEARAGH |  | 52.0652 | -9.0792
MV/LV Substation CU***211 |  | 10 kV | _ | LV | 50 kVA :Pole Substation | 0.05 | --> | 0.05 | 0.028 | 2.63 |  | --> | 0.048 | 0 | 0.005 | 0.047 | 0 |  | --> | C14 ex CLOONBANNIN | Cloonbannin [T42] | GLENLARA |  | 52.1114 | -9.1203
MV/LV Substation F.***231 |  | 10 kV | _ | LV | 50 kVA :Pole Substation | 0.05 | --> | 0.05 | 0.05 | 0.76 |  | --> | 0.048 | 0 | 0 | 0.048 | 0 |  | --> | C11 ex RATHMORE | Rathmore [T42,T421] | KNOCKEARAGH |  | 52.0777 | -9.1883
MV/LV Substation TO***244 |  | 10 kV | _ | LV | 50 kVA :Pole Substation | 0.05 | --> | 0.05 | 0.036 | 0.76 |  | --> | 0.048 | 0 | 0 | 0.049 | 0 |  | --> | C11 ex RATHMORE | Rathmore [T42,T421] | KNOCKEARAGH |  | 52.1283 | -9.3442
MV/LV Substation GN***251 |  | 20 kV | _ | LV | 50 kVA :Pole Substation | 0.05 | --> | 0.05 | 0.045 | 0.76 |  | --> | 0.048 | 0 | 0.005 | 0.044 | 0 |  | --> | E15 ex RATHMORE | Rathmore [T42,T421] | KNOCKEARAGH |  | 52.1221 | -9.2739
MV/LV Substation KI***252 |  | 10 kV | _ | LV | 100 kVA :Pole Substation | 0.1 | --> | 0.1 | 0.074 | 0.76 |  | --> | 0.095 | 0 | 0 | 0.099 | 0 |  | --> | C11 ex RATHMORE | Rathmore [T42,T421] | KNOCKEARAGH |  | 52.0772 | -9.2486
MV/LV Substation BO***267 |  | 10 kV | _ | LV | 200 kVA :Pole Substation | 0.2 | --> | 0.2 | 0.146 | 2.63 |  | --> | 0.19 | 0 | 0.005 | 0.194 | 0 |  | --> | C12 ex CLOONBANNIN | Cloonbannin [T42] | GLENLARA |  | 52.1587 | -9.0631
MV/LV Substation KN***279 |  | 10 kV | _ | LV | 100 kVA :Building Structure | 0.1 | --> | 0.1 | 0.079 | 2.63 |  | --> | 0.095 | 0 | 0.015 | 0.087 | 0 |  | --> | C14 ex CLOONBANNIN | Cloonbannin [T42] | GLENLARA |  | 52.1145 | -9.1017
MV/LV Substation GR***305 |  | 20 kV | _ | LV | 50 kVA :Pole Substation | 0.05 | --> | 0.05 | 0.031 | 0.76 |  | --> | 0.048 | 0 | 0.015 | 0.039 | 0 |  | --> | E15 ex RATHMORE | Rathmore [T42,T421] | KNOCKEARAGH |  | 52.1189 | -9.2719
MV/LV Substation SH***316 |  | 10 kV | _ | LV | 400 kVA :Kiosk Substation | 0.4 | --> | 0.4 | 0.32 | 0.76 |  | --> | 0.38 | 0 | 0.016 | 0.379 | 0 |  | --> | C11 ex RATHMORE | Rathmore [T42,T421] | KNOCKEARAGH |  | 52.0842 | -9.2087
MV/LV Substation IS***361 |  | 10 kV | _ | LV | 50 kVA :Pole Substation | 0.05 | --> | 0.05 | 0.036 | 2.63 |  | --> | 0.048 | 0 | 0 | 0.049 | 0 |  | --> | C12 ex CLOONBANNIN | Cloonbannin [T42] | GLENLARA |  | 52.1906 | -9.1271
MV/LV Substation GO***367 |  | 10 kV | _ | LV | 50 kVA :Pole Substation | 0.05 | --> | 0.05 | 0.043 | 0.76 |  | --> | 0.048 | 0 | 0 | 0.048 | 0 |  | --> | C11 ex RATHMORE | Rathmore [T42,T421] | KNOCKEARAGH |  | 52.0662 | -9.2736
MV/LV Substation LO***4038 |  | 10 kV | _ | LV | 200 kVA :Pole Substation | 0.2 | --> | 0.2 | 0.136 | 2.63 |  | --> | 0.19 | 0 | 0.011 | 0.19 | 0 |  | --> | C12 ex CLOONBANNIN | Cloonbannin [T42] | GLENLARA |  | 52.1509 | -9.0851
MV/LV Substation SH***4043 |  | 10 kV | _ | LV | 100 kVA :Pole Substation | 0.1 | --> | 0.1 | 0.1 | 0.76 |  | --> | 0.095 | 0 | 0 | 0.095 | 0 |  | --> | C11 ex RATHMORE | Rathmore [T42,T421] | KNOCKEARAGH |  | 52.0863 | -9.2128
MV/LV Substation K.***4058 |  | 10 kV | _ | LV | 50 kVA :Pole Substation | 0.05 | --> | 0.05 | 0.042 | 0.76 |  | --> | 0.048 | 0 | 0.005 | 0.045 | 0 |  | --> | C11 ex RATHMORE | Rathmore [T42,T421] | KNOCKEARAGH |  | 52.0823 | -9.2407
MV/LV Substation IN***4081 |  | 10 kV | _ | LV | 400 kVA :Kiosk Substation | 0.4 | --> | 0.4 | 0.35 | 2.63 |  | --> | 0.38 | 0 | 0 | 0.387 | 0 |  | --> | C12 ex CLOONBANNIN | Cloonbannin [T42] | GLENLARA |  | 52.1597 | -9.0726
MV/LV Substation DU***4089 |  | 20 kV | _ | LV | 400 kVA :Building Structure | 0.4 | --> | 0.4 | 0 | 2.24 |  | --> | 0.38 | 0 | 0 | 0.418 | 0 |  | --> | E11 ex CLOONBANNIN | Cloonbannin [T421] | GLENLARA |  | 52.0614 | -9.0599
MV/LV Substation CU***419 |  | 10 kV | _ | LV | 100 kVA :Pole Substation | 0.1 | --> | 0.1 | 0.091 | 2.63 |  | --> | 0.095 | 0 | 0 | 0.096 | 0 |  | --> | C14 ex CLOONBANNIN | Cloonbannin [T42] | GLENLARA |  | 52.1156 | -9.1247
MV/LV Substation DR***4196 |  | 10 kV | _ | LV | 100 kVA :Pole Substation | 0.1 | --> | 0.1 | 0.094 | 4.16 |  | --> | 0.095 | 0 | 0.056 | 0.055 | 0 |  | --> | C22 ex NEWMARKET (SR) | Newmarket (sr) [T41,T42] | GLENLARA |  | 52.1289 | -8.9939
MV/LV Substation RA***4202 |  | 10 kV | _ | LV | 200 kVA :Pole Substation | 0.2 | --> | 0.2 | 0.2 | 0.76 |  | --> | 0.19 | 0 | 0 | 0.19 | 0 |  | --> | C11 ex RATHMORE | Rathmore [T42,T421] | KNOCKEARAGH |  | 52.0836 | -9.2179
MV/LV Substation AI***4212 |  | 10 kV | _ | LV | 400 kVA :Kiosk Substation | 0.4 | --> | 0.4 | 0.396 | 0.76 |  | --> | 0.38 | 0 | 0 | 0.38 | 0 |  | --> | C11 ex RATHMORE | Rathmore [T42,T421] | KNOCKEARAGH |  | 52.085 | -9.2231
MV/LV Substation NO***4214 |  | 20 kV | _ | LV | 100 kVA :Pole Substation | 0.1 | --> | 0.1 | 0.1 | 0.76 |  | --> | 0.095 | 0 | 0 | 0.095 | 0 |  | --> | E15 ex RATHMORE | Rathmore [T42,T421] | KNOCKEARAGH |  | 52.1054 | -9.1949
MV/LV Substation NE***4219 |  | 20 kV | _ | LV | 100 kVA :Pole Substation | 0.1 | --> | 0.1 | 0.1 | 0.76 |  | --> | 0.095 | 0 | 0 | 0.095 | 0 |  | --> | E15 ex RATHMORE | Rathmore [T42,T421] | KNOCKEARAGH |  | 52.1872 | -9.223
MV/LV Substation KI***4229 |  | 20 kV | _ | LV | 100 kVA :Pole Substation | 0.1 | --> | 0.1 | 0.1 | 2.24 |  | --> | 0.095 | 0 | 0 | 0.095 | 0 |  | --> | E11 ex CLOONBANNIN | Cloonbannin [T421] | GLENLARA |  | 52.038 | -9.0726
MV/LV Substation CO***4236 |  | 20 kV | _ | LV | 100 kVA :Pole Substation | 0.1 | --> | 0.1 | 0.1 | 0.76 |  | --> | 0.095 | 0 | 0 | 0.095 | 0 |  | --> | E17 ex RATHMORE | Rathmore [T42,T421] | KNOCKEARAGH |  | 52.0727 | -9.0659
MV/LV Substation BA***4265 |  | 20 kV | _ | LV | 400 kVA :Kiosk Substation | 0.4 | --> | 0.4 | 0.373 | 0.76 |  | --> | 0.38 | 0 | 0 | 0.384 | 0 |  | --> | E15 ex RATHMORE | Rathmore [T42,T421] | KNOCKEARAGH |  | 52.1738 | -9.2619
MV/LV Substation KN***4270 |  | 20 kV | _ | LV | 100 kVA :Pole Substation | 0.1 | --> | 0.1 | 0.09 | 0.76 |  | --> | 0.095 | 0 | 0 | 0.096 | 0 |  | --> | E17 ex RATHMORE | Rathmore [T42,T421] | KNOCKEARAGH |  | 52.0672 | -9.1763
MV/LV Substation NE***4287 |  | 20 kV | _ | LV | 200 kVA :Pole Substation | 0.2 | --> | 0.2 | 0.196 | 0.76 |  | --> | 0.19 | 0 | 0 | 0.19 | 0 |  | --> | E17 ex RATHMORE | Rathmore [T42,T421] | KNOCKEARAGH |  | 52.0569 | -9.0677
MV/LV Substation BA***4289 |  | 20 kV | _ | LV | 100 kVA :Pole Substation | 0.1 | --> | 0.1 | 0.1 | 0.76 |  | --> | 0.095 | 0 | 0 | 0.095 | 0 |  | --> | E17 ex RATHMORE | Rathmore [T42,T421] | KNOCKEARAGH |  | 52.0618 | -9.0791
MV/LV Substation GL***4303 |  | 10 kV | _ | LV | 50 kVA :Pole Substation | 0.05 | --> | 0.05 | 0.05 | 0.76 |  | --> | 0.048 | 0 | 0 | 0.048 | 0 |  | --> | C11 ex RATHMORE | Rathmore [T42,T421] | KNOCKEARAGH |  | 52.0592 | -9.2796
MV/LV Substation HI***4305 |  | 20 kV | _ | LV | 50 kVA :Pole Substation | 0.05 | --> | 0.05 | 0.05 | 2.24 |  | --> | 0.048 | 0 | 0 | 0.048 | 0 |  | --> | E11 ex CLOONBANNIN | Cloonbannin [T421] | GLENLARA |  | 52.0394 | -9.0838
MV/LV Substation TO***453 |  | 20 kV | _ | LV | 50 kVA :Pole Substation | 0.05 | --> | 0.05 | 0.048 | 0.76 |  | --> | 0.048 | 0 | 0 | 0.048 | 0 |  | --> | E15 ex RATHMORE | Rathmore [T42,T421] | KNOCKEARAGH |  | 52.1462 | -9.1816
MV/LV Substation KN***460 |  | 20 kV | _ | LV | 100 kVA :Pole Substation | 0.1 | --> | 0.1 | 0.076 | 0.76 |  | --> | 0.095 | 0 | 0.005 | 0.094 | 0 |  | --> | E15 ex RATHMORE | Rathmore [T42,T421] | KNOCKEARAGH |  | 52.1229 | -9.2043
MV/LV Substation CU***470 |  | 10 kV | _ | LV | 100 kVA :Pole Substation | 0.1 | --> | 0.1 | 0.084 | 2.63 |  | --> | 0.095 | 0 | 0 | 0.097 | 0 |  | --> | C14 ex CLOONBANNIN | Cloonbannin [T42] | GLENLARA |  | 52.114 | -9.1228
MV/LV Substation RA***483 |  | 10 kV | _ | LV | 200 kVA :Pole Substation | 0.2 | --> | 0.2 | 0.108 | 0.76 |  | --> | 0.19 | 0 | 0.01 | 0.195 | 0 |  | --> | C11 ex RATHMORE | Rathmore [T42,T421] | KNOCKEARAGH |  | 52.08 | -9.2469
MV/LV Substation MI***489X |  | 20 kV | _ | LV | 50 kVA :Pole Substation | 0.05 | --> | 0.05 | 0.029 | 2.24 |  | --> | 0.048 | 0 | 0 | 0.05 | 0 |  | --> | E11 ex CLOONBANNIN | Cloonbannin [T421] | GLENLARA |  | 52.0592 | -9.0547
MV/LV Substation AL***490X |  | 20 kV | _ | LV | 100 kVA :Pole Substation | 0.1 | --> | 0.1 | 0.082 | 2.24 |  | --> | 0.095 | 0 | 0.005 | 0.094 | 0 |  | --> | E11 ex CLOONBANNIN | Cloonbannin [T421] | GLENLARA |  | 52.058 | -9.0509
MV/LV Substation BE***509 |  | 10 kV | _ | LV | 100 kVA :Pole Substation | 0.1 | --> | 0.1 | 0.095 | 0.76 |  | --> | 0.095 | 0 | 0 | 0.096 | 0 |  | --> | C11 ex RATHMORE | Rathmore [T42,T421] | KNOCKEARAGH |  | 52.0652 | -9.311
MV/LV Substation RA***513X |  | 20 kV | _ | LV | 50 kVA :Pole Substation | 0.05 | --> | 0.05 | 0.049 | 0.76 |  | --> | 0.048 | 0 | 0 | 0.048 | 0 |  | --> | E17 ex RATHMORE | Rathmore [T42,T421] | KNOCKEARAGH |  | 52.0741 | -9.16
MV/LV Substation FA***528X |  | 10 kV | _ | LV | 50 kVA :Pole Substation | 0.05 | --> | 0.05 | 0.048 | 4.16 |  | --> | 0.048 | 0 | 0 | 0.048 | 0 |  | --> | C22 ex NEWMARKET (SR) | Newmarket (sr) [T41,T42] | GLENLARA |  | 52.1572 | -8.9912
MV/LV Substation TR***544X |  | 10 kV | _ | LV | 50 kVA :Pole Substation | 0.05 | --> | 0.05 | 0.044 | 0.76 |  | --> | 0.048 | 0 | 0 | 0.048 | 0 |  | --> | C11 ex RATHMORE | Rathmore [T42,T421] | KNOCKEARAGH |  | 52.0872 | -9.2052
MV/LV Substation SP***550X |  | 10 kV | _ | LV | 630 kVA :Building Structure | 0.63 | --> | 0.63 | 0.5 | 0.76 |  | --> | 0.598 | 0 | 0 | 0.5 | 0 |  | --> | C11 ex RATHMORE | Rathmore [T42,T421] | KNOCKEARAGH |  | 52.1276 | -9.3821
MV/LV Substation TU***552X |  | 20 kV | _ | LV | 50 kVA :Pole Substation | 0.05 | --> | 0.05 | 0.049 | 0.76 |  | --> | 0.048 | 0 | 0 | 0.048 | 0 |  | --> | E15 ex RATHMORE | Rathmore [T42,T421] | KNOCKEARAGH |  | 52.1472 | -9.1818
MV/LV Substation DU***553X |  | 20 kV | _ | LV | 400 kVA :Building Structure | 0.4 | --> | 0.4 | 0.4 | 0.76 |  | --> | 0.38 | 0 | 0 | 0.38 | 0 |  | --> | E17 ex RATHMORE | Rathmore [T42,T421] | KNOCKEARAGH |  | 52.0592 | -9.0615
MV/LV Substation SE***565 |  | 20 kV | _ | LV | 50 kVA :Kiosk Substation | 0.05 | --> | 0.05 | 0.021 | 2.24 |  | --> | 0.048 | 0 | 0.01 | 0.044 | 0 |  | --> | E11 ex CLOONBANNIN | Cloonbannin [T421] | GLENLARA |  | 52.0668 | -9.059
MV/LV Substation CO***575X |  | 20 kV | _ | LV | 200 kVA :Pole Substation | 0.2 | --> | 0.2 | 0.136 | 2.24 |  | --> | 0.19 | 0 | 0 | 0.195 | 0 |  | --> | E11 ex CLOONBANNIN | Cloonbannin [T421] | GLENLARA |  | 52.0617 | -9.0562
MV/LV Substation BL***594X |  | 10 kV | _ | LV | 50 kVA :Pole Substation | 0.05 | --> | 0.05 | 0.042 | 0.76 |  | --> | 0.048 | 0 | 0.005 | 0.045 | 0 |  | --> | C11 ex RATHMORE | Rathmore [T42,T421] | KNOCKEARAGH |  | 52.0759 | -9.2494
MV/LV Substation LA***616 |  | 10 kV | _ | LV | 400 kVA :Kiosk Substation | 0.4 | --> | 0.4 | 0.332 | 2.63 |  | --> | 0.38 | 0 | 0 | 0.389 | 0 |  | --> | C12 ex CLOONBANNIN | Cloonbannin [T42] | GLENLARA |  | 52.1605 | -9.0587
MV/LV Substation WO***626 |  | 10 kV | _ | LV | 50 kVA :Pole Substation | 0.05 | --> | 0.05 | 0.043 | 2.63 |  | --> | 0.048 | 0 | 0 | 0.048 | 0 |  | --> | C12 ex CLOONBANNIN | Cloonbannin [T42] | GLENLARA |  | 52.1435 | -9.123
MV/LV Substation GL***629X |  | 10 kV | _ | LV | 200 kVA :Kiosk Substation | 0.2 | --> | 0.2 | 0.149 | 0.76 |  | --> | 0.19 | 0 | 0.01 | 0.189 | 0 |  | --> | C11 ex RATHMORE | Rathmore [T42,T421] | KNOCKEARAGH |  | 52.0832 | -9.2066
MV/LV Substation CO***673X |  | 20 kV | _ | LV | 50 kVA :Pole Substation | 0.05 | --> | 0.05 | 0.045 | 2.24 |  | --> | 0.048 | 0 | 0 | 0.048 | 0 |  | --> | E11 ex CLOONBANNIN | Cloonbannin [T421] | GLENLARA |  | 52.0683 | -9.0347
MV/LV Substation KI***675 |  | 10 kV | _ | LV | 50 kVA :Pole Substation | 0.05 | --> | 0.05 | 0.01 | 2.63 |  | --> | 0.048 | 0 | 0.01 | 0.045 | 0 |  | --> | C12 ex CLOONBANNIN | Cloonbannin [T42] | GLENLARA |  | 52.1763 | -9.1581
MV/LV Substation MA***679X |  | 20 kV | _ | LV | 630 kVA :Kiosk Substation | 0.63 | --> | 0.63 | 0.5 | 2.24 |  | --> | 0.598 | 0 | 0.005 | 0.5 | 0 |  | --> | E11 ex CLOONBANNIN | Cloonbannin [T421] | GLENLARA |  | 52.0592 | -9.0603
MV/LV Substation LO***682X |  | 10 kV | _ | LV | 50 kVA :Pole Substation | 0.05 | --> | 0.05 | 0.042 | 2.63 |  | --> | 0.048 | 0 | 0 | 0.048 | 0 |  | --> | C12 ex CLOONBANNIN | Cloonbannin [T42] | GLENLARA |  | 52.1531 | -9.0833
MV/LV Substation GL***720X |  | 10 kV | _ | LV | 50 kVA :Pole Substation | 0.05 | --> | 0.05 | 0.049 | 2.63 |  | --> | 0.048 | 0 | 0 | 0.048 | 0 |  | --> | C12 ex CLOONBANNIN | Cloonbannin [T42] | GLENLARA |  | 52.1753 | -9.1891
MV/LV Substation OL***727X |  | 20 kV | _ | LV | 400 kVA :Kiosk Substation | 0.4 | --> | 0.4 | 0.374 | 2.24 |  | --> | 0.38 | 0 | 0.002 | 0.382 | 0 |  | --> | E11 ex CLOONBANNIN | Cloonbannin [T421] | GLENLARA |  | 52.0558 | -9.0547
MV/LV Substation BA***739 |  | 20 kV | _ | LV | 200 kVA :Pole Substation | 0.2 | --> | 0.2 | 0.086 | 0.76 |  | --> | 0.19 | 0 | 0.015 | 0.194 | 0 |  | --> | E15 ex RATHMORE | Rathmore [T42,T421] | KNOCKEARAGH |  | 52.1789 | -9.2367
MV/LV Substation IR***741X |  | 10 kV | _ | LV | 50 kVA :Pole Substation | 0.05 | --> | 0.05 | 0.05 | 0.76 |  | --> | 0.048 | 0 | 0 | 0.048 | 0 |  | --> | C11 ex RATHMORE | Rathmore [T42,T421] | KNOCKEARAGH |  | 52.0948 | -9.2979
MV/LV Substation JO***749X |  | 20 kV | _ | LV | 50 kVA :Pole Substation | 0.05 | --> | 0.05 | 0.043 | 0.76 |  | --> | 0.048 | 0 | 0 | 0.048 | 0 |  | --> | E15 ex RATHMORE | Rathmore [T42,T421] | KNOCKEARAGH |  | 52.2019 | -9.2018
MV/LV Substation RA***750X |  | 10 kV | _ | LV | 50 kVA :Pole Substation | 0.05 | --> | 0.05 | 0.043 | 0.76 |  | --> | 0.048 | 0 | 0.005 | 0.045 | 0 |  | --> | C11 ex RATHMORE | Rathmore [T42,T421] | KNOCKEARAGH |  | 52.0669 | -9.241
MV/LV Substation GN***761 |  | 20 kV | _ | LV | 100 kVA :Pole Substation | 0.1 | --> | 0.1 | 0.07 | 0.76 |  | --> | 0.095 | 0 | 0.016 | 0.087 | 0 |  | --> | E15 ex RATHMORE | Rathmore [T42,T421] | KNOCKEARAGH |  | 52.1165 | -9.2711
MV/LV Substation DU***779X |  | 20 kV | _ | LV | 200 kVA :Pole Substation | 0.2 | --> | 0.2 | 0.2 | 0.76 |  | --> | 0.19 | 0 | 0 | 0.19 | 0 |  | --> | E17 ex RATHMORE | Rathmore [T42,T421] | KNOCKEARAGH |  | 52.0617 | -9.0617
MV/LV Substation FA***793X |  | 20 kV | _ | LV | 200 kVA :Kiosk Substation | 0.2 | --> | 0.2 | 0.152 | 2.24 |  | --> | 0.19 | 0 | 0.011 | 0.188 | 0 |  | --> | E11 ex CLOONBANNIN | Cloonbannin [T421] | GLENLARA |  | 52.0596 | -9.0566
MV/LV Substation GU***798X |  | 20 kV | _ | LV | 50 kVA :Pole Substation | 0.05 | --> | 0.05 | 0.036 | 0.76 |  | --> | 0.048 | 0 | 0 | 0.049 | 0 |  | --> | E15 ex RATHMORE | Rathmore [T42,T421] | KNOCKEARAGH |  | 52.1078 | -9.2931
MV/LV Substation KI***817X |  | 10 kV | _ | LV | 50 kVA :Pole Substation | 0.05 | --> | 0.05 | 0.048 | 2.63 |  | --> | 0.048 | 0 | 0 | 0.048 | 0 |  | --> | C12 ex CLOONBANNIN | Cloonbannin [T42] | GLENLARA |  | 52.1754 | -9.1648
MV/LV Substation KN***818X |  | 20 kV | _ | LV | 100 kVA :Pole Substation | 0.1 | --> | 0.1 | 0.093 | 0.76 |  | --> | 0.095 | 0 | 0 | 0.096 | 0 |  | --> | E15 ex RATHMORE | Rathmore [T42,T421] | KNOCKEARAGH |  | 52.1149 | -9.2285
MV/LV Substation TH***832X |  | 10 kV | _ | LV | 200 kVA :Pole Substation | 0.2 | --> | 0.2 | 0.184 | 0.76 |  | --> | 0.19 | 0 | 0.005 | 0.188 | 0 |  | --> | C11 ex RATHMORE | Rathmore [T42,T421] | KNOCKEARAGH |  | 52.0863 | -9.2155
MV/LV Substation CL***833X |  | 10 kV | _ | LV | 50 kVA :Pole Substation | 0.05 | --> | 0.05 | 0.044 | 0.76 |  | --> | 0.048 | 0 | 0.005 | 0.045 | 0 |  | --> | C11 ex RATHMORE | Rathmore [T42,T421] | KNOCKEARAGH |  | 52.0875 | -9.2099
MV/LV Substation KI***851 |  | 10 kV | _ | LV | 50 kVA :Pole Substation | 0.05 | --> | 0.05 | 0.048 | 2.63 |  | --> | 0.048 | 0 | 0 | 0.048 | 0 |  | --> | C12 ex CLOONBANNIN | Cloonbannin [T42] | GLENLARA |  | 52.1765 | -9.1553
MV/LV Substation BA***854 |  | 20 kV | _ | LV | 50 kVA :Pole Substation | 0.05 | --> | 0.05 | 0.05 | 0.76 |  | --> | 0.048 | 0 | 0 | 0.048 | 0 |  | --> | E17 ex RATHMORE | Rathmore [T42,T421] | KNOCKEARAGH |  | 52.0609 | -9.1301
MV/LV Substation BO***856 |  | 10 kV | _ | LV | 630 kVA :Building Structure | 0.63 | --> | 0.63 | 0.5 | 2.63 |  | --> | 0.598 | 0 | 0 | 0.5 | 0 |  | --> | C12 ex CLOONBANNIN | Cloonbannin [T42] | GLENLARA |  | 52.1587 | -9.0721
MV/LV Substation GN***859X |  | 10 kV | _ | LV | 50 kVA :Pole Substation | 0.05 | --> | 0.05 | 0.04 | 2.63 |  | --> | 0.048 | 0 | 0 | 0.049 | 0 |  | --> | C12 ex CLOONBANNIN | Cloonbannin [T42] | GLENLARA |  | 52.1559 | -9.0767
MV/LV Substation VA***863X |  | 20 kV | _ | LV | 50 kVA :Pole Substation | 0.05 | --> | 0.05 | 0.05 | 0.76 |  | --> | 0.048 | 0 | 0 | 0.048 | 0 |  | --> | E15 ex RATHMORE | Rathmore [T42,T421] | KNOCKEARAGH |  | 52.118 | -9.2198
MV/LV Substation TO***870X |  | 20 kV | _ | LV | 630 kVA :Kiosk Substation | 0.63 | --> | 0.63 | 0.476 | 0.76 |  | --> | 0.598 | 0 | 0.01 | 0.5 | 0 |  | --> | E17 ex RATHMORE | Rathmore [T42,T421] | KNOCKEARAGH |  | 52.0603 | -9.0667
MV/LV Substation HI***875X |  | 10 kV | _ | LV | 200 kVA :Kiosk Substation | 0.2 | --> | 0.2 | 0.145 | 0.76 |  | --> | 0.19 | 0 | 0.006 | 0.193 | 0 |  | --> | C11 ex RATHMORE | Rathmore [T42,T421] | KNOCKEARAGH |  | 52.0834 | -9.2098
MV/LV Substation AN***884X |  | 20 kV | _ | LV | 100 kVA :Pole Substation | 0.1 | --> | 0.1 | 0.082 | 0.76 |  | --> | 0.095 | 0 | 0.01 | 0.09 | 0 |  | --> | E15 ex RATHMORE | Rathmore [T42,T421] | KNOCKEARAGH |  | 52.1816 | -9.2403
MV/LV Substation AN***901X |  | 20 kV | _ | LV | 200 kVA :Kiosk Substation | 0.2 | --> | 0.2 | 0.179 | 0.76 |  | --> | 0.19 | 0 | 0.005 | 0.189 | 0 |  | --> | E15 ex RATHMORE | Rathmore [T42,T421] | KNOCKEARAGH |  | 52.1199 | -9.2755
MV/LV Substation CO***904X |  | 10 kV | _ | LV | 50 kVA :Pole Substation | 0.05 | --> | 0.05 | 0.042 | 0.76 |  | --> | 0.048 | 0 | 0 | 0.049 | 0 |  | --> | C11 ex RATHMORE | Rathmore [T42,T421] | KNOCKEARAGH |  | 52.0823 | -9.2421
MV/LV Substation AN***911 |  | 10 kV | _ | LV | 50 kVA :Pole Substation | 0.05 | --> | 0.05 | 0.044 | 0.76 |  | --> | 0.048 | 0 | 0 | 0.048 | 0 |  | --> | C11 ex RATHMORE | Rathmore [T42,T421] | KNOCKEARAGH |  | 52.1141 | -9.3842
MV/LV Substation VE***915X |  | 20 kV | _ | LV | 50 kVA :Pole Substation | 0.05 | --> | 0.05 | 0.041 | 0.76 |  | --> | 0.048 | 0 | 0 | 0.049 | 0 |  | --> | E17 ex RATHMORE | Rathmore [T42,T421] | KNOCKEARAGH |  | 52.0568 | -9.0591
MV/LV Substation CO***917X |  | 20 kV | _ | LV | 50 kVA :Pole Substation | 0.05 | --> | 0.05 | 0.05 | 0.76 |  | --> | 0.048 | 0 | 0 | 0.048 | 0 |  | --> | E17 ex RATHMORE | Rathmore [T42,T421] | KNOCKEARAGH |  | 52.065 | -9.0993
MV/LV Substation CL***918X |  | 10 kV | _ | LV | 50 kVA :Pole Substation | 0.05 | --> | 0.05 | 0.046 | 2.63 |  | --> | 0.048 | 0 | 0 | 0.048 | 0 |  | --> | C14 ex CLOONBANNIN | Cloonbannin [T42] | GLENLARA |  | 52.114 | -9.0589
MV/LV Substation SA***921X |  | 10 kV | _ | LV | 200 kVA :Kiosk Substation | 0.2 | --> | 0.2 | 0.2 | 0.76 |  | --> | 0.19 | 0 | 0 | 0.19 | 0 |  | --> | C11 ex RATHMORE | Rathmore [T42,T421] | KNOCKEARAGH |  | 52.0845 | -9.216
MV/LV Substation KI***934X |  | 20 kV | _ | LV | 50 kVA :Pole Substation | 0.05 | --> | 0.05 | 0.05 | 2.24 |  | --> | 0.048 | 0 | 0 | 0.048 | 0 |  | --> | E11 ex CLOONBANNIN | Cloonbannin [T421] | GLENLARA |  | 52.0404 | -9.0999
MV/LV Substation KN***938 |  | 20 kV | _ | LV | 50 kVA :Pole Substation | 0.05 | --> | 0.05 | 0 | 0 | Constrained, otherwise capacity available =50 kVA | --> | 0.048 | 0 | 0 | 0 | 0 | Constrained, otherwise capacity available =48 kW | --> | C21 ex CASTLEISLAND | Castleisland [T41,T42] | TRALEE |  | 52.1642 | -9.3432
MV/LV Substation KN***942 |  | 20 kV | _ | LV | 200 kVA :Pole Substation | 0.2 | --> | 0.2 | 0.164 | 0.76 |  | --> | 0.19 | 0 | 0.01 | 0.188 | 0 |  | --> | E15 ex RATHMORE | Rathmore [T42,T421] | KNOCKEARAGH |  | 52.1224 | -9.2098
MV/LV Substation LA***944 |  | 20 kV | _ | LV | 50 kVA :Pole Substation | 0.05 | --> | 0.05 | 0.043 | 0.76 |  | --> | 0.048 | 0 | 0 | 0.048 | 0 |  | --> | E15 ex RATHMORE | Rathmore [T42,T421] | KNOCKEARAGH |  | 52.1962 | -9.2138
MV/LV Substation BO***973 |  | 20 kV | _ | LV | 200 kVA :Pole Substation | 0.2 | --> | 0.2 | 0.188 | 0.76 |  | --> | 0.19 | 0 | 0 | 0.192 | 0 |  | --> | E17 ex RATHMORE | Rathmore [T42,T421] | KNOCKEARAGH |  | 52.0766 | -9.0716
MV/LV Substation GN***983 |  | 20 kV | _ | LV | 50 kVA :Pole Substation | 0.05 | --> | 0.05 | 0.047 | 0.76 |  | --> | 0.048 | 0 | 0 | 0.048 | 0 |  | --> | E15 ex RATHMORE | Rathmore [T42,T421] | KNOCKEARAGH |  | 52.1199 | -9.2776
MV/LV Substation NE***984 |  | 20 kV | _ | LV | 50 kVA :Pole Substation | 0.05 | --> | 0.05 | 0.05 | 0.76 |  | --> | 0.048 | 0 | 0 | 0.048 | 0 |  | --> | E15 ex RATHMORE | Rathmore [T42,T421] | KNOCKEARAGH |  | 52.1511 | -9.2517
MV/LV Substation WH***001 |  | 10 kV | _ | LV | 400 kVA :Building Structure | 0.4 | --> | 0.4 | 0 | 0 | Constrained, otherwise capacity available =277 kVA | --> | 0.38 | 0 | 0.07 | 0.345 | 0 |  | --> | C17 ex GREYSTONES | Greystones [T41,T42] | FASSAROE |  | 53.1417 | -6.0647
MV/LV Substation ED***002 |  | 10 kV | _ | LV | 400 kVA :Kiosk Substation | 0.4 | --> | 0.4 | 0 | 0 | Constrained, otherwise capacity available =78 kVA | --> | 0.38 | 0 | 0.071 | 0.369 | 0 |  | --> | C17 ex GREYSTONES | Greystones [T41,T42] | FASSAROE |  | 53.1462 | -6.0636
MV/LV Substation DE***003 |  | 10 kV | _ | LV | 400 kVA :Kiosk Substation | 0.4 | --> | 0.4 | 0 | 0 | Constrained, otherwise capacity available =269 kVA | --> | 0.38 | 0 | 0.009 | 0.391 | 0 |  | --> | C11 ex GREYSTONES | Greystones [T41,T42] | FASSAROE |  | 53.1336 | -6.0909
MV/LV Substation BL***008 |  | 10 kV | _ | LV | 400 kVA :Kiosk Substation | 0.4 | --> | 0.4 | 0 | 0 | Constrained, otherwise capacity available =86 kVA | --> | 0.38 | 0 | 0.148 | 0.311 | 0 |  | --> | C15 ex GREYSTONES | Greystones [T41,T42] | FASSAROE |  | 53.1496 | -6.0791
MV/LV Substation KI***010 |  | 10 kV | _ | LV | 200 kVA :Pole Substation | 0.2 | --> | 0.2 | 0.11 | 5.58 |  | --> | 0.19 | 0 | 0.017 | 0.189 | 0 |  | --> | C14 ex KILCOOLE | Kilcoole [T41,T42] | FASSAROE |  | 53.1058 | -6.0652
MV/LV Substation KI***011 |  | 10 kV | _ | LV | 50 kVA :Pole Substation | 0.05 | --> | 0.05 | 0.022 | 5.58 |  | --> | 0.048 | 0 | 0 | 0.051 | 0 |  | --> | C14 ex KILCOOLE | Kilcoole [T41,T42] | FASSAROE |  | 53.11 | -6.1044
MV/LV Substation BA***013 |  | 10 kV | _ | LV | 100 kVA :Pole Substation | 0.1 | --> | 0.1 | 0.068 | 5.58 |  | --> | 0.095 | 0 | 0.002 | 0.098 | 0 |  | --> | C12 ex KILCOOLE | Kilcoole [T41,T42] | FASSAROE |  | 53.0971 | -6.0663
MV/LV Substation KI***015 |  | 10 kV | _ | LV | 50 kVA :Pole Substation | 0.05 | --> | 0.05 | 0.036 | 5.58 |  | --> | 0.048 | 0 | 0 | 0.049 | 0 |  | --> | C14 ex KILCOOLE | Kilcoole [T41,T42] | FASSAROE |  | 53.1092 | -6.0908
MV/LV Substation QU***019 |  | 10 kV | _ | LV | 400 kVA :Kiosk Substation | 0.4 | --> | 0.4 | 0 | 0 | Constrained, otherwise capacity available =229 kVA | --> | 0.38 | 0 | 0.077 | 0.346 | 0 |  | --> | C22 ex GREYSTONES | Greystones [T41,T42] | FASSAROE |  | 53.1383 | -6.0647
MV/LV Substation SE***020 |  | 10 kV | _ | LV | 50 kVA :Pole Substation | 0.05 | --> | 0.05 | 0.022 | 5.58 |  | --> | 0.048 | 0 | 0.02 | 0.036 | 0 |  | --> | C12 ex KILCOOLE | Kilcoole [T41,T42] | FASSAROE |  | 53.1057 | -6.0462
MV/LV Substation RE***021 |  | 10 kV | _ | LV | 100 kVA :Pole Substation | 0.1 | --> | 0.1 | 0 | 0 | Constrained, otherwise capacity available =89 kVA | --> | 0.095 | 0 | 0.01 | 0.089 | 0 |  | --> | C14 ex GREYSTONES | Greystones [T41,T42] | FASSAROE |  | 53.1564 | -6.0828
MV/LV Substation HI***022 |  | 10 kV | _ | LV | 630 kVA :Kiosk Substation | 0.63 | --> | 0.63 | 0 | 0 | Constrained, otherwise capacity available =346 kVA | --> | 0.598 | 0 | 0.005 | 0.5 | 0 |  | --> | C17 ex GREYSTONES | Greystones [T41,T42] | FASSAROE |  | 53.145 | -6.065
MV/LV Substation LR***024 |  | 10 kV | _ | LV | 400 kVA :Kiosk Substation | 0.4 | --> | 0.4 | 0 | 0 | Constrained, otherwise capacity available =264 kVA | --> | 0.38 | 0 | 0.012 | 0.389 | 0 |  | --> | C17 ex GREYSTONES | Greystones [T41,T42] | FASSAROE |  | 53.145 | -6.0779
MV/LV Substation MI***026 |  | 10 kV | _ | LV | 100 kVA :Pole Substation | 0.1 | --> | 0.1 | 0 | 0 | Constrained, otherwise capacity available =12 kVA | --> | 0.095 | 0 | 0.026 | 0.087 | 0 |  | --> | C22 ex GREYSTONES | Greystones [T41,T42] | FASSAROE |  | 53.1325 | -6.0742
MV/LV Substation EA***027 |  | 10 kV | _ | LV | 50 kVA :Pole Substation | 0.05 | --> | 0.05 | 0 | 0 | Constrained, otherwise capacity available =6 kVA | --> | 0.048 | 0 | 0.017 | 0.041 | 0 |  | --> | C11 ex GREYSTONES | Greystones [T41,T42] | FASSAROE |  | 53.1375 | -6.0957
MV/LV Substation GL***028 |  | 10 kV | _ | LV | 200 kVA :Kiosk Substation | 0.2 | --> | 0.2 | 0 | 0 | Constrained, otherwise capacity available =116 kVA | --> | 0.19 | 0 | 0.012 | 0.192 | 0 |  | --> | C22 ex GREYSTONES | Greystones [T41,T42] | FASSAROE |  | 53.1309 | -6.0865
MV/LV Substation GL***033 |  | 10 kV | _ | LV | 50 kVA :Pole Substation | 0.05 | --> | 0.05 | 0 | 0 | Constrained, otherwise capacity available =39 kVA | --> | 0.048 | 0 | 0 | 0.049 | 0 |  | --> | C22 ex GREYSTONES | Greystones [T41,T42] | FASSAROE |  | 53.1305 | -6.1007
MV/LV Substation TR***035 |  | 10 kV | _ | LV | 400 kVA :Kiosk Substation | 0.4 | --> | 0.4 | 0 | 0 | Constrained, otherwise capacity available =111 kVA | --> | 0.38 | 0 | 0.077 | 0.36 | 0 |  | --> | C17 ex GREYSTONES | Greystones [T41,T42] | FASSAROE |  | 53.1492 | -6.0657
MV/LV Substation NE***037 |  | 10 kV | _ | LV | 400 kVA :Kiosk Substation | 0.4 | --> | 0.4 | 0 | 0 | Constrained, otherwise capacity available =282 kVA | --> | 0.38 | 0 | 0.061 | 0.351 | 0 |  | --> | C15 ex GREYSTONES | Greystones [T41,T42] | FASSAROE |  | 53.1501 | -6.072
MV/LV Substation BU***039 |  | 10 kV | _ | LV | 400 kVA :Kiosk Substation | 0.4 | --> | 0.4 | 0 | 0 | Constrained, otherwise capacity available =342 kVA | --> | 0.38 | 0 | 0.021 | 0.372 | 0 |  | --> | C22 ex GREYSTONES | Greystones [T41,T42] | FASSAROE |  | 53.1354 | -6.0684
MV/LV Substation CH***040 |  | 10 kV | _ | LV | 400 kVA :Kiosk Substation | 0.4 | --> | 0.4 | 0 | 0 | Constrained, otherwise capacity available =253 kVA | --> | 0.38 | 0 | 0.072 | 0.346 | 0 |  | --> | C12 ex GREYSTONES | Greystones [T41,T42] | FASSAROE |  | 53.1471 | -6.0728
MV/LV Substation UP***042 |  | 10 kV | _ | LV | 200 kVA :Kiosk Substation | 0.2 | --> | 0.2 | 0 | 0 | Constrained, otherwise capacity available =142 kVA | --> | 0.19 | 0 | 0.027 | 0.178 | 0 |  | --> | C17 ex GREYSTONES | Greystones [T41,T42] | FASSAROE |  | 53.1445 | -6.0826
MV/LV Substation AP***043 |  | 10 kV | _ | LV | 400 kVA :Kiosk Substation | 0.4 | --> | 0.4 | 0 | 0 | Constrained, otherwise capacity available =177 kVA | --> | 0.38 | 0 | 0.142 | 0.304 | 0 |  | --> | C15 ex GREYSTONES | Greystones [T41,T42] | FASSAROE |  | 53.1466 | -6.0834
MV/LV Substation KI***044 |  | 10 kV | _ | LV | 400 kVA :Kiosk Substation | 0.4 | --> | 0.4 | 0 | 0 | Constrained, otherwise capacity available =256 kVA | --> | 0.38 | 0 | 0.042 | 0.368 | 0 |  | --> | C11 ex GREYSTONES | Greystones [T41,T42] | FASSAROE |  | 53.142 | -6.0795
MV/LV Substation RA***045 |  | 10 kV | _ | LV | 630 kVA :Kiosk Substation | 0.63 | --> | 0.63 | 0 | 0 | Constrained, otherwise capacity available =478 kVA | --> | 0.598 | 0 | 0.153 | 0.5 | 0 |  | --> | C15 ex GREYSTONES | Greystones [T41,T42] | FASSAROE |  | 53.1513 | -6.0768
MV/LV Substation CO***055 |  | 10 kV | _ | LV | 50 kVA :Pole Substation | 0.05 | --> | 0.05 | 0 | 0 | Constrained, otherwise capacity available =47 kVA | --> | 0.048 | 0 | 0 | 0.048 | 0 |  | --> | C14 ex GREYSTONES | Greystones [T41,T42] | FASSAROE |  | 53.1502 | -6.1141
MV/LV Substation LO***056 |  | 10 kV | _ | LV | 400 kVA :Kiosk Substation | 0.4 | --> | 0.4 | 0.29 | 5.58 |  | --> | 0.38 | 0 | 0.033 | 0.37 | 0 |  | --> | C12 ex KILCOOLE | Kilcoole [T41,T42] | FASSAROE |  | 53.1108 | -6.0628
MV/LV Substation LI***059 |  | 10 kV | _ | LV | 200 kVA :Pole Substation | 0.2 | --> | 0.2 | 0 | 0 | Constrained, otherwise capacity available =123 kVA | --> | 0.19 | 0 | 0.004 | 0.197 | 0 |  | --> | C17 ex GREYSTONES | Greystones [T41,T42] | FASSAROE |  | 53.1406 | -6.0697
MV/LV Substation CA***060 |  | 10 kV | _ | LV | 200 kVA :Pole Substation | 0.2 | --> | 0.2 | 0 | 0 | Constrained, otherwise capacity available =132 kVA | --> | 0.19 | 0 | 0.026 | 0.18 | 0 |  | --> | C22 ex GREYSTONES | Greystones [T41,T42] | FASSAROE |  | 53.1338 | -6.0753
MV/LV Substation BA***061 |  | 10 kV | _ | LV | 50 kVA :Pole Substation | 0.05 | --> | 0.05 | 0.043 | 5.58 |  | --> | 0.048 | 0 | 0.006 | 0.044 | 0 |  | --> | C12 ex KILCOOLE | Kilcoole [T41,T42] | FASSAROE |  | 53.0974 | -6.0535
MV/LV Substation BE***062 |  | 10 kV | _ | LV | 400 kVA :Kiosk Substation | 0.4 | --> | 0.4 | 0.285 | 5.58 |  | --> | 0.38 | 0 | 0.049 | 0.359 | 0 |  | --> | C12 ex KILCOOLE | Kilcoole [T41,T42] | FASSAROE |  | 53.1055 | -6.062
MV/LV Substation BE***070 |  | 10 kV | _ | LV | 630 kVA :Kiosk Substation | 0.63 | --> | 0.63 | 0.479 | 5.58 |  | --> | 0.598 | 0 | 0.033 | 0.5 | 0 |  | --> | C12 ex KILCOOLE | Kilcoole [T41,T42] | FASSAROE |  | 53.1036 | -6.0623
MV/LV Substation HI***073 |  | 10 kV | _ | LV | 400 kVA :Kiosk Substation | 0.4 | --> | 0.4 | 0 | 0 | Constrained, otherwise capacity available =290 kVA | --> | 0.38 | 0 | 0.059 | 0.351 | 0 |  | --> | C17 ex GREYSTONES | Greystones [T41,T42] | FASSAROE |  | 53.145 | -6.0698
MV/LV Substation BE***075 |  | 10 kV | _ | LV | 400 kVA :Kiosk Substation | 0.4 | --> | 0.4 | 0 | 0 | Constrained, otherwise capacity available =251 kVA | --> | 0.38 | 0 | 0.047 | 0.365 | 0 |  | --> | C11 ex GREYSTONES | Greystones [T41,T42] | FASSAROE |  | 53.1431 | -6.084
MV/LV Substation BU***076 |  | 10 kV | _ | LV | 400 kVA :Kiosk Substation | 0.4 | --> | 0.4 | 0 | 0 | Constrained, otherwise capacity available =293 kVA | --> | 0.38 | 0 | 0.068 | 0.344 | 0 |  | --> | C22 ex GREYSTONES | Greystones [T41,T42] | FASSAROE |  | 53.138 | -6.0749
MV/LV Substation HI***078 |  | 10 kV | _ | LV | 630 kVA :Building Structure | 0.63 | --> | 0.63 | 0 | 0 | Constrained, otherwise capacity available =443 kVA | --> | 0.598 | 0 | 0.02 | 0.5 | 0 |  | --> | C12 ex GREYSTONES | Greystones [T41,T42] | FASSAROE |  | 53.1449 | -6.0759
MV/LV Substation KI***080 |  | 10 kV | _ | LV | 400 kVA :Kiosk Substation | 0.4 | --> | 0.4 | 0 | 0 | Constrained, otherwise capacity available =139 kVA | --> | 0.38 | 0 | 0.097 | 0.342 | 0 |  | --> | C11 ex GREYSTONES | Greystones [T41,T42] | FASSAROE |  | 53.1415 | -6.0862
MV/LV Substation CO***082 |  | 10 kV | _ | LV | 400 kVA :Kiosk Substation | 0.4 | --> | 0.4 | 0.314 | 5.58 |  | --> | 0.38 | 0 | 0.014 | 0.381 | 0 |  | --> | C12 ex KILCOOLE | Kilcoole [T41,T42] | FASSAROE |  | 53.104 | -6.0643
MV/LV Substation KI***084 |  | 10 kV | _ | LV | 200 kVA :Kiosk Substation | 0.2 | --> | 0.2 | 0.15 | 5.58 |  | --> | 0.19 | 0 | 0.034 | 0.172 | 0 |  | --> | C13 ex KILCOOLE | Kilcoole [T41,T42] | FASSAROE |  | 53.1013 | -6.085
MV/LV Substation NO***088 |  | 10 kV | _ | LV | 400 kVA :Kiosk Substation | 0.4 | --> | 0.4 | 0 | 0 | Constrained, otherwise capacity available =244 kVA | --> | 0.38 | 0 | 0.087 | 0.336 | 0 |  | --> | C15 ex GREYSTONES | Greystones [T41,T42] | FASSAROE |  | 53.1555 | -6.0768
MV/LV Substation NO***089 |  | 10 kV | _ | LV | 400 kVA :Kiosk Substation | 0.4 | --> | 0.4 | 0 | 0 | Constrained, otherwise capacity available =270 kVA | --> | 0.38 | 0 | 0.065 | 0.349 | 0 |  | --> | C15 ex GREYSTONES | Greystones [T41,T42] | FASSAROE |  | 53.1537 | -6.0781
MV/LV Substation HE***091 |  | 10 kV | _ | LV | 200 kVA :Kiosk Substation | 0.2 | --> | 0.2 | 0 | 0 | Constrained, otherwise capacity available =114 kVA | --> | 0.19 | 0 | 0.041 | 0.171 | 0 |  | --> | C12 ex GREYSTONES | Greystones [T41,T42] | FASSAROE |  | 53.1446 | -6.0727
MV/LV Substation MT***093 |  | 10 kV | _ | LV | 150 kVA :Pole Substation | 0.15 | --> | 0.15 | 0.143 | 5.58 |  | --> | 0.142 | 0 | 0 | 0.143 | 0 |  | --> | C14 ex KILCOOLE | Kilcoole [T41,T42] | FASSAROE |  | 53.1004 | -6.1182
MV/LV Substation GR***095 |  | 10 kV | _ | LV | 400 kVA :Kiosk Substation | 0.4 | --> | 0.4 | 0 | 0 | Constrained, otherwise capacity available =283 kVA | --> | 0.38 | 0 | 0.024 | 0.378 | 0 |  | --> | C17 ex GREYSTONES | Greystones [T41,T42] | FASSAROE |  | 53.1431 | -6.0606
MV/LV Substation ST***097 |  | 10 kV | _ | LV | 50 kVA :Pole Substation | 0.05 | --> | 0.05 | 0 | 0 | Constrained, otherwise capacity available =27 kVA | --> | 0.048 | 0 | 0.026 | 0.031 | 0 |  | --> | C22 ex GREYSTONES | Greystones [T41,T42] | FASSAROE |  | 53.1261 | -6.1012
MV/LV Substation DE***098 |  | 10 kV | _ | LV | 200 kVA :Kiosk Substation | 0.2 | --> | 0.2 | 0 | 0 | Constrained, otherwise capacity available =149 kVA | --> | 0.19 | 0 | 0.026 | 0.178 | 0 |  | --> | C22 ex GREYSTONES | Greystones [T41,T42] | FASSAROE |  | 53.1313 | -6.0802
MV/LV Substation BA***099 |  | 10 kV | _ | LV | 400 kVA :Kiosk Substation | 0.4 | --> | 0.4 | 0.302 | 5.58 |  | --> | 0.38 | 0 | 0.029 | 0.372 | 0 |  | --> | C12 ex KILCOOLE | Kilcoole [T41,T42] | FASSAROE |  | 53.1124 | -6.0633
MV/LV Substation GR***107 |  | 10 kV | _ | LV | 400 kVA :Kiosk Substation | 0.4 | --> | 0.4 | 0.338 | 5.58 |  | --> | 0.38 | 0 | 0 | 0.388 | 0 |  | --> | C13 ex KILCOOLE | Kilcoole [T41,T42] | FASSAROE |  | 53.1017 | -6.1029
MV/LV Substation CR***114 |  | 10 kV | _ | LV | 50 kVA :Pole Substation | 0.05 | --> | 0.05 | 0.044 | 5.58 |  | --> | 0.048 | 0 | 0 | 0.048 | 0 |  | --> | C12 ex KILCOOLE | Kilcoole [T41,T42] | FASSAROE |  | 53.0991 | -6.0682
MV/LV Substation GA***116 |  | 10 kV | _ | LV | 400 kVA :Kiosk Substation | 0.4 | --> | 0.4 | 0.297 | 5.58 |  | --> | 0.38 | 0 | 0.034 | 0.369 | 0 |  | --> | C13 ex KILCOOLE | Kilcoole [T41,T42] | FASSAROE |  | 53.1011 | -6.1054
MV/LV Substation KI***128 |  | 10 kV | _ | LV | 50 kVA :Pole Substation | 0.05 | --> | 0.05 | 0.029 | 5.58 |  | --> | 0.048 | 0 | 0 | 0.05 | 0 |  | --> | C14 ex KILCOOLE | Kilcoole [T41,T42] | FASSAROE |  | 53.1101 | -6.1061
MV/LV Substation CR***129 |  | 10 kV | _ | LV | 400 kVA :Kiosk Substation | 0.4 | --> | 0.4 | 0.041 | 5.58 |  | --> | 0.38 | 0 | 0.025 | 0.403 | 0 |  | --> | C12 ex KILCOOLE | Kilcoole [T41,T42] | FASSAROE |  | 53.1007 | -6.0674
MV/LV Substation EI***134 |  | 10 kV | _ | LV | 400 kVA :Kiosk Substation | 0.4 | --> | 0.4 | 0 | 0 | Constrained, otherwise capacity available =378 kVA | --> | 0.38 | 0 | 0.012 | 0.374 | 0 |  | --> | C22 ex GREYSTONES | Greystones [T41,T42] | FASSAROE |  | 53.1329 | -6.0682
MV/LV Substation BE***160 |  | 10 kV | _ | LV | 400 kVA :Kiosk Substation | 0.4 | --> | 0.4 | 0 | 0 | Constrained, otherwise capacity available =320 kVA | --> | 0.38 | 0 | 0.033 | 0.366 | 0 |  | --> | C17 ex GREYSTONES | Greystones [T41,T42] | FASSAROE |  | 53.1449 | -6.0699
MV/LV Substation CH***162 |  | 10 kV | _ | LV | 200 kVA :Kiosk Substation | 0.2 | --> | 0.2 | 0 | 0 | Constrained, otherwise capacity available =182 kVA | --> | 0.19 | 0 | 0.018 | 0.179 | 0 |  | --> | C15 ex GREYSTONES | Greystones [T41,T42] | FASSAROE |  | 53.1488 | -6.0684
MV/LV Substation CH***166 |  | 10 kV | _ | LV | 200 kVA :Pole Substation | 0.2 | --> | 0.2 | 0 | 0 | Constrained, otherwise capacity available =172 kVA | --> | 0.19 | 0 | 0 | 0.194 | 0 |  | --> | C22 ex GREYSTONES | Greystones [T41,T42] | FASSAROE |  | 53.1307 | -6.0567
MV/LV Substation BU***168 |  | 10 kV | _ | LV | 50 kVA :Pole Substation | 0.05 | --> | 0.05 | 0.046 | 5.58 |  | --> | 0.048 | 0 | 0 | 0.048 | 0 |  | --> | C11 ex KILCOOLE | Kilcoole [T41,T42] | FASSAROE |  | 53.0836 | -6.0914
MV/LV Substation NE***176 |  | 10 kV | _ | LV | 100 kVA :Pole Substation | 0.1 | --> | 0.1 | 0.066 | 5.58 |  | --> | 0.095 | 0 | 0.011 | 0.092 | 0 |  | --> | C12 ex KILCOOLE | Kilcoole [T41,T42] | FASSAROE |  | 53.071 | -6.0586
MV/LV Substation EI***177 |  | 10 kV | _ | LV | 100 kVA :Pole Substation | 0.1 | --> | 0.1 | 0 | 0 | Constrained, otherwise capacity available =59 kVA | --> | 0.095 | 0 | 0 | 0.1 | 0 |  | --> | C14 ex GREYSTONES | Greystones [T41,T42] | FASSAROE |  | 53.1489 | -6.1016
MV/LV Substation LA***179 |  | 10 kV | _ | LV | 400 kVA :Kiosk Substation | 0.4 | --> | 0.4 | 0 | 0 | Constrained, otherwise capacity available =234 kVA | --> | 0.38 | 0 | 0.007 | 0.397 | 0 |  | --> | C17 ex GREYSTONES | Greystones [T41,T42] | FASSAROE |  | 53.1481 | -6.0634
MV/LV Substation MT***180 |  | 10 kV | _ | LV | 50 kVA :Pole Substation | 0.05 | --> | 0.05 | 0.039 | 5.58 |  | --> | 0.048 | 0 | 0.005 | 0.045 | 0 |  | --> | C14 ex KILCOOLE | Kilcoole [T41,T42] | FASSAROE |  | 53.0975 | -6.1198
MV/LV Substation SP***187 |  | 10 kV | _ | LV | 630 kVA :Kiosk Substation | 0.63 | --> | 0.63 | 0.466 | 5.58 |  | --> | 0.598 | 0 | 0.016 | 0.5 | 0 |  | --> | C11 ex KILCOOLE | Kilcoole [T41,T42] | FASSAROE |  | 53.0875 | -6.1116
MV/LV Substation GR***189 |  | 10 kV | _ | LV | 400 kVA :Kiosk Substation | 0.4 | --> | 0.4 | 0.351 | 5.58 |  | --> | 0.38 | 0 | 0.021 | 0.371 | 0 |  | --> | C13 ex KILCOOLE | Kilcoole [T41,T42] | FASSAROE |  | 53.1008 | -6.1013
MV/LV Substation CA***191 |  | 10 kV | _ | LV | 400 kVA :Kiosk Substation | 0.4 | --> | 0.4 | 0.355 | 5.58 |  | --> | 0.38 | 0 | 0.045 | 0.353 | 0 |  | --> | C12 ex KILCOOLE | Kilcoole [T41,T42] | FASSAROE |  | 53.1094 | -6.0627
MV/LV Substation BU***197 |  | 10 kV | _ | LV | 400 kVA :Kiosk Substation | 0.4 | --> | 0.4 | 0 | 0 | Constrained, otherwise capacity available =283 kVA | --> | 0.38 | 0 | 0 | 0.396 | 0 |  | --> | C22 ex GREYSTONES | Greystones [T41,T42] | FASSAROE |  | 53.1312 | -6.0704
MV/LV Substation CA***198 |  | 10 kV | _ | LV | 400 kVA :Kiosk Substation | 0.4 | --> | 0.4 | 0.326 | 5.58 |  | --> | 0.38 | 0 | 0.036 | 0.363 | 0 |  | --> | C12 ex KILCOOLE | Kilcoole [T41,T42] | FASSAROE |  | 53.0703 | -6.0604
MV/LV Substation DR***199 |  | 10 kV | _ | LV | 200 kVA :Pole Substation | 0.2 | --> | 0.2 | 0.191 | 5.58 |  | --> | 0.19 | 0 | 0 | 0.191 | 0 |  | --> | C12 ex KILCOOLE | Kilcoole [T41,T42] | FASSAROE |  | 53.0933 | -6.0724
MV/LV Substation GL***201 |  | 10 kV | _ | LV | 400 kVA :Kiosk Substation | 0.4 | --> | 0.4 | 0 | 0 | Constrained, otherwise capacity available =383 kVA | --> | 0.38 | 0 | 0 | 0.382 | 0 |  | --> | C14 ex GREYSTONES | Greystones [T41,T42] | FASSAROE |  | 53.1452 | -6.1246
MV/LV Substation TI***203 |  | 10 kV | _ | LV | 50 kVA :Pole Substation | 0.05 | --> | 0.05 | 0.045 | 5.58 |  | --> | 0.048 | 0 | 0 | 0.048 | 0 |  | --> | C14 ex KILCOOLE | Kilcoole [T41,T42] | FASSAROE |  | 53.0895 | -6.1585
MV/LV Substation WA***206 |  | 10 kV | _ | LV | 100 kVA :Pole Substation | 0.1 | --> | 0.1 | 0.065 | 5.58 |  | --> | 0.095 | 0 | 0.01 | 0.092 | 0 |  | --> | C11 ex KILCOOLE | Kilcoole [T41,T42] | FASSAROE |  | 53.0666 | -6.0619
MV/LV Substation KI***211 |  | 10 kV | _ | LV | 200 kVA :Pole Substation | 0.2 | --> | 0.2 | 0.114 | 5.58 |  | --> | 0.19 | 0 | 0.019 | 0.187 | 0 |  | --> | C14 ex KILCOOLE | Kilcoole [T41,T42] | FASSAROE |  | 53.1079 | -6.0664
MV/LV Substation KN***212 |  | 10 kV | _ | LV | 100 kVA :Pole Substation | 0.1 | --> | 0.1 | 0.082 | 5.58 |  | --> | 0.095 | 0 | 0 | 0.097 | 0 |  | --> | C14 ex KILCOOLE | Kilcoole [T41,T42] | FASSAROE |  | 53.1175 | -6.0683
MV/LV Substation NE***217 |  | 10 kV | _ | LV | 100 kVA :Pole Substation | 0.1 | --> | 0.1 | 0.1 | 5.58 |  | --> | 0.095 | 0 | 0 | 0.095 | 0 |  | --> | C11 ex KILCOOLE | Kilcoole [T41,T42] | FASSAROE |  | 53.0773 | -6.0813
MV/LV Substation MO***218 |  | 10 kV | _ | LV | 200 kVA :Kiosk Substation | 0.2 | --> | 0.2 | 0 | 0 | Constrained, otherwise capacity available =47 kVA | --> | 0.19 | 0 | 0.088 | 0.145 | 0 |  | --> | C15 ex GREYSTONES | Greystones [T41,T42] | FASSAROE |  | 53.1525 | -6.0722
MV/LV Substation NE***222 |  | 10 kV | _ | LV | 50 kVA :Pole Substation | 0.05 | --> | 0.05 | 0.026 | 5.58 |  | --> | 0.048 | 0 | 0 | 0.051 | 0 |  | --> | C11 ex KILCOOLE | Kilcoole [T41,T42] | FASSAROE |  | 53.0763 | -6.0863
MV/LV Substation FI***225 |  | 10 kV | _ | LV | 400 kVA :Building Structure | 0.4 | --> | 0.4 | 0 | 0 | Constrained, otherwise capacity available =228 kVA | --> | 0.38 | 0 | 0.022 | 0.386 | 0 |  | --> | C15 ex GREYSTONES | Greystones [T41,T42] | FASSAROE |  | 53.1496 | -6.0699
MV/LV Substation MI***229 |  | 10 kV | _ | LV | 50 kVA :Pole Substation | 0.05 | --> | 0.05 | 0.038 | 5.58 |  | --> | 0.048 | 0 | 0 | 0.049 | 0 |  | --> | C11 ex KILCOOLE | Kilcoole [T41,T42] | FASSAROE |  | 53.0897 | -6.1061
MV/LV Substation LE***230 |  | 10 kV | _ | LV | 50 kVA :Pole Substation | 0.05 | --> | 0.05 | 0.05 | 5.58 |  | --> | 0.048 | 0 | 0 | 0.048 | 0 |  | --> | C12 ex KILCOOLE | Kilcoole [T41,T42] | FASSAROE |  | 53.0889 | -6.0754
MV/LV Substation CO***4001 |  | 10 kV | _ | LV | 50 kVA :Pole Substation | 0.05 | --> | 0.05 | 0 | 0 | Constrained, otherwise capacity available =46 kVA | --> | 0.048 | 0 | 0 | 0.048 | 0 |  | --> | C14 ex GREYSTONES | Greystones [T41,T42] | FASSAROE |  | 53.1546 | -6.0861
MV/LV Substation KI***401 |  | 10 kV | _ | LV | 50 kVA :Pole Substation | 0.05 | --> | 0.05 | 0 | 0 | Constrained, otherwise capacity available =16 kVA | --> | 0.048 | 0 | 0.015 | 0.041 | 0 |  | --> | C14 ex GREYSTONES | Greystones [T41,T42] | FASSAROE |  | 53.1407 | -6.0976
MV/LV Substation AL***4015 |  | 10 kV | _ | LV | 400 kVA :Kiosk Substation | 0.4 | --> | 0.4 | 0 | 0 | Constrained, otherwise capacity available =350 kVA | --> | 0.38 | 0 | 0.006 | 0.382 | 0 |  | --> | C22 ex GREYSTONES | Greystones [T41,T42] | FASSAROE |  | 53.1318 | -6.0717
MV/LV Substation TE***4017 |  | 10 kV | _ | LV | 400 kVA :Kiosk Substation | 0.4 | --> | 0.4 | 0 | 0 | Constrained, otherwise capacity available =330 kVA | --> | 0.38 | 0 | 0.006 | 0.385 | 0 |  | --> | C15 ex GREYSTONES | Greystones [T41,T42] | FASSAROE |  | 53.1532 | -6.0843
MV/LV Substation TO***4021 |  | 10 kV | _ | LV | 630 kVA :Kiosk Substation | 0.63 | --> | 0.63 | 0.384 | 5.58 |  | --> | 0.598 | 0 | 0.066 | 0.5 | 0 |  | --> | C11 ex KILCOOLE | Kilcoole [T41,T42] | FASSAROE |  | 53.0887 | -6.1155
MV/LV Substation HO***4023 |  | 10 kV | _ | LV | 200 kVA :Kiosk Substation | 0.2 | --> | 0.2 | 0 | 0 | Constrained, otherwise capacity available =200 kVA | --> | 0.19 | 0 | 0 | 0.19 | 0 |  | --> | C14 ex GREYSTONES | Greystones [T41,T42] | FASSAROE |  | 53.1467 | -6.1228
MV/LV Substation CA***4025 |  | 10 kV | _ | LV | 630 kVA :Kiosk Substation | 0.63 | --> | 0.63 | 0 | 0 | Constrained, otherwise capacity available =630 kVA | --> | 0.598 | 0 | 0 | 0.5 | 0 |  | --> | C22 ex GREYSTONES | Greystones [T41,T42] | FASSAROE |  | 53.1315 | -6.0742
MV/LV Substation GR***4026 |  | 10 kV | _ | LV | 630 kVA :Building Structure | 0.63 | --> | 0.63 | 0 | 0 | Constrained, otherwise capacity available =607 kVA | --> | 0.598 | 0 | 0 | 0.5 | 0 |  | --> | C17 ex GREYSTONES | Greystones [T41,T42] | FASSAROE |  | 53.1499 | -6.0641
MV/LV Substation KI***4027 |  | 10 kV | _ | LV | 400 kVA :Kiosk Substation | 0.4 | --> | 0.4 | 0.4 | 5.58 |  | --> | 0.38 | 0 | 0 | 0.38 | 0 |  | --> | C12 ex KILCOOLE | Kilcoole [T41,T42] | FASSAROE |  | 53.111 | -6.06
MV/LV Substation TH***4028 |  | 10 kV | _ | LV | 400 kVA :Kiosk Substation | 0.4 | --> | 0.4 | 0 | 0 | Constrained, otherwise capacity available =359 kVA | --> | 0.38 | 0 | 0.014 | 0.375 | 0 |  | --> | C11 ex GREYSTONES | Greystones [T41,T42] | FASSAROE |  | 53.1352 | -6.0906
MV/LV Substation SE***4032 |  | 10 kV | _ | LV | 630 kVA :Kiosk Substation | 0.63 | --> | 0.63 | 0 | 0 | Constrained, otherwise capacity available =472 kVA | --> | 0.598 | 0 | 0.046 | 0.5 | 0 |  | --> | C15 ex GREYSTONES | Greystones [T41,T42] | FASSAROE |  | 53.1482 | -6.0854
MV/LV Substation MA***4033 |  | 10 kV | _ | LV | 630 kVA :Building Structure | 0.63 | --> | 0.63 | 0 | 0 | Constrained, otherwise capacity available =540 kVA | --> | 0.598 | 0 | 0.045 | 0.5 | 0 |  | --> | C17 ex GREYSTONES | Greystones [T41,T42] | FASSAROE |  | 53.1512 | -6.0682
MV/LV Substation NE***4034 |  | 10 kV | _ | LV | 400 kVA :Kiosk Substation | 0.4 | --> | 0.4 | 0.373 | 5.58 |  | --> | 0.38 | 0 | 0 | 0.384 | 0 |  | --> | C13 ex KILCOOLE | Kilcoole [T41,T42] | FASSAROE |  | 53.0985 | -6.1086
MV/LV Substation BA***4035 |  | 10 kV | _ | LV | 400 kVA :Kiosk Substation | 0.4 | --> | 0.4 | 0.374 | 5.58 |  | --> | 0.38 | 0 | 0.005 | 0.38 | 0 |  | --> | C11 ex KILCOOLE | Kilcoole [T41,T42] | FASSAROE |  | 53.0868 | -6.1153
MV/LV Substation WA***4036 |  | 10 kV | _ | LV | 630 kVA :Kiosk Substation | 0.63 | --> | 0.63 | 0 | 0 | Constrained, otherwise capacity available =627 kVA | --> | 0.598 | 0 | 0 | 0.5 | 0 |  | --> | C15 ex GREYSTONES | Greystones [T41,T42] | FASSAROE |  | 53.1498 | -6.0864
MV/LV Substation MA***4037 |  | 10 kV | _ | LV | 630 kVA :Kiosk Substation | 0.63 | --> | 0.63 | 0 | 0 | Constrained, otherwise capacity available =560 kVA | --> | 0.598 | 0 | 0.011 | 0.5 | 0 |  | --> | C17 ex GREYSTONES | Greystones [T41,T42] | FASSAROE |  | 53.1536 | -6.0698
MV/LV Substation SE***4038 |  | 10 kV | _ | LV | 630 kVA :Kiosk Substation | 0.63 | --> | 0.63 | 0 | 0 | Constrained, otherwise capacity available =630 kVA | --> | 0.598 | 0 | 0 | 0.5 | 0 |  | --> | C15 ex GREYSTONES | Greystones [T41,T42] | FASSAROE |  | 53.1464 | -6.0861
MV/LV Substation KE***4039 |  | 10 kV | _ | LV | 50 kVA :Pole Substation | 0.05 | --> | 0.05 | 0.041 | 5.58 |  | --> | 0.048 | 0 | 0 | 0.049 | 0 |  | --> | C14 ex KILCOOLE | Kilcoole [T41,T42] | FASSAROE |  | 53.1174 | -6.0952
MV/LV Substation BR***4040 |  | 10 kV | _ | LV | 630 kVA :Kiosk Substation | 0.63 | --> | 0.63 | 0.5 | 5.58 |  | --> | 0.598 | 0 | 0 | 0.5 | 0 |  | --> | C14 ex KILCOOLE | Kilcoole [T41,T42] | FASSAROE |  | 53.116 | -6.0958
MV/LV Substation GL***4042 |  | 10 kV | _ | LV | 630 kVA :Kiosk Substation | 0.63 | --> | 0.63 | 0 | 0 | Constrained, otherwise capacity available =544 kVA | --> | 0.598 | 0 | 0.175 | 0.48 | 0 |  | --> | C22 ex GREYSTONES | Greystones [T41,T42] | FASSAROE |  | 53.1241 | -6.0724
MV/LV Substation GL***4043 |  | 10 kV | _ | LV | 630 kVA :Kiosk Substation | 0.63 | --> | 0.63 | 0 | 0 | Constrained, otherwise capacity available =529 kVA | --> | 0.598 | 0 | 0.169 | 0.487 | 0 |  | --> | C22 ex GREYSTONES | Greystones [T41,T42] | FASSAROE |  | 53.1242 | -6.0679
MV/LV Substation KI***4044 |  | 10 kV | _ | LV | 630 kVA :Building Structure | 0.63 | --> | 0.63 | 0.5 | 5.58 |  | --> | 0.598 | 0 | 0 | 0.5 | 0 |  | --> | C14 ex KILCOOLE | Kilcoole [T41,T42] | FASSAROE |  | 53.1167 | -6.1017
MV/LV Substation FU***4047 |  | 10 kV | _ | LV | 630 kVA :Building Structure | 0.63 | --> | 0.63 | 0.5 | 5.58 |  | --> | 0.598 | 0 | 0 | 0.5 | 0 |  | --> | C13 ex KILCOOLE | Kilcoole [T41,T42] | FASSAROE |  | 53.1005 | -6.069
MV/LV Substation BR***4049 |  | 10 kV | _ | LV | 630 kVA :Building Structure | 0.63 | --> | 0.63 | 0 | 0 | Constrained, otherwise capacity available =425 kVA | --> | 0.598 | 0 | 0 | 0.5 | 0 |  | --> | C17 ex GREYSTONES | Greystones [T41,T42] | FASSAROE |  | 53.1517 | -6.0677
MV/LV Substation KI***4051 |  | 10 kV | _ | LV | 200 kVA :Kiosk Substation | 0.2 | --> | 0.2 | 0 | 0 | Constrained, otherwise capacity available =191 kVA | --> | 0.19 | 0 | 0 | 0.191 | 0 |  | --> | C14 ex GREYSTONES | Greystones [T41,T42] | FASSAROE |  | 53.1602 | -6.1288
MV/LV Substation HA***4052 |  | 10 kV | _ | LV | 630 kVA :Building Structure | 0.63 | --> | 0.63 | 0 | 0 | Constrained, otherwise capacity available =630 kVA | --> | 0.598 | 0 | 0 | 0.5 | 0 |  | --> | C17 ex GREYSTONES | Greystones [T41,T42] | FASSAROE |  | 53.1536 | -6.069
MV/LV Substation EA***4053 |  | 10 kV | _ | LV | 400 kVA :Kiosk Substation | 0.4 | --> | 0.4 | 0 | 0 | Constrained, otherwise capacity available =378 kVA | --> | 0.38 | 0 | 0.01 | 0.376 | 0 |  | --> | C14 ex GREYSTONES | Greystones [T41,T42] | FASSAROE |  | 53.1405 | -6.0877
MV/LV Substation BE***4054 |  | 10 kV | _ | LV | 200 kVA :Pole Substation | 0.2 | --> | 0.2 | 0 | 0 | Constrained, otherwise capacity available =194 kVA | --> | 0.19 | 0 | 0 | 0.191 | 0 |  | --> | C14 ex GREYSTONES | Greystones [T41,T42] | FASSAROE |  | 53.1611 | -6.0989
MV/LV Substation DE***4056 |  | 10 kV | _ | LV | 400 kVA :Kiosk Substation | 0.4 | --> | 0.4 | 0 | 0 | Constrained, otherwise capacity available =400 kVA | --> | 0.38 | 0 | 0 | 0.38 | 0 |  | --> | C11 ex GREYSTONES | Greystones [T41,T42] | FASSAROE |  | 53.1333 | -6.0933
MV/LV Substation CH***4057 |  | 10 kV | _ | LV | 400 kVA :Kiosk Substation | 0.4 | --> | 0.4 | 0 | 0 | Constrained, otherwise capacity available =310 kVA | --> | 0.38 | 0 | 0.011 | 0.384 | 0 |  | --> | C11 ex GREYSTONES | Greystones [T41,T42] | FASSAROE |  | 53.1397 | -6.0818
MV/LV Substation KI***4061 |  | 10 kV | _ | LV | 400 kVA :Kiosk Substation | 0.4 | --> | 0.4 | 0.4 | 4.51 |  | --> | 0.38 | 0 | 0 | 0.38 | 0 |  | --> | C15 ex BOGHALL ROAD | Boghall Road [T41,T42] | FASSAROE |  | 53.1824 | -6.1032
MV/LV Substation OR***4062 |  | 10 kV | _ | LV | 400 kVA :Kiosk Substation | 0.4 | --> | 0.4 | 0 | 0 | Constrained, otherwise capacity available =400 kVA | --> | 0.38 | 0 | 0 | 0.38 | 0 |  | --> | C17 ex GREYSTONES | Greystones [T41,T42] | FASSAROE |  | 53.1442 | -6.0844
MV/LV Substation AR***4063 |  | 10 kV | _ | LV | 630 kVA :Kiosk Substation | 0.63 | --> | 0.63 | 0 | 0 | Constrained, otherwise capacity available =611 kVA | --> | 0.598 | 0 | 0.004 | 0.5 | 0 |  | --> | C22 ex GREYSTONES | Greystones [T41,T42] | FASSAROE |  | 53.1267 | -6.0824
MV/LV Substation HA***4065 |  | 10 kV | _ | LV | 630 kVA :Kiosk Substation | 0.63 | --> | 0.63 | 0 | 0 | Constrained, otherwise capacity available =630 kVA | --> | 0.598 | 0 | 0 | 0.5 | 0 |  | --> | C22 ex GREYSTONES | Greystones [T41,T42] | FASSAROE |  | 53.124 | -6.0642
MV/LV Substation HA***4066 |  | 10 kV | _ | LV | 630 kVA :Kiosk Substation | 0.63 | --> | 0.63 | 0 | 0 | Constrained, otherwise capacity available =630 kVA | --> | 0.598 | 0 | 0 | 0.5 | 0 |  | --> | C22 ex GREYSTONES | Greystones [T41,T42] | FASSAROE |  | 53.125 | -6.0607
MV/LV Substation MO***4068 |  | 10 kV | _ | LV | 630 kVA :Kiosk Substation | 0.63 | --> | 0.63 | 0.5 | 5.58 |  | --> | 0.598 | 0 | 0 | 0.5 | 0 |  | --> | C11 ex KILCOOLE | Kilcoole [T41,T42] | FASSAROE |  | 53.0866 | -6.1139
MV/LV Substation AR***4069 |  | 10 kV | _ | LV | 630 kVA :Kiosk Substation | 0.63 | --> | 0.63 | 0 | 0 | Constrained, otherwise capacity available =462 kVA | --> | 0.598 | 0 | 0.043 | 0.5 | 0 |  | --> | C22 ex GREYSTONES | Greystones [T41,T42] | FASSAROE |  | 53.1265 | -6.0781
MV/LV Substation HA***4070 |  | 10 kV | _ | LV | 630 kVA :Kiosk Substation | 0.63 | --> | 0.63 | 0 | 0 | Constrained, otherwise capacity available =630 kVA | --> | 0.598 | 0 | 0 | 0.5 | 0 |  | --> | C22 ex GREYSTONES | Greystones [T41,T42] | FASSAROE |  | 53.1241 | -6.0606
MV/LV Substation AR***4071 |  | 10 kV | _ | LV | 630 kVA :Kiosk Substation | 0.63 | --> | 0.63 | 0 | 0 | Constrained, otherwise capacity available =549 kVA | --> | 0.598 | 0 | 0 | 0.5 | 0 |  | --> | C22 ex GREYSTONES | Greystones [T41,T42] | FASSAROE |  | 53.1274 | -6.0755
MV/LV Substation AR***4072 |  | 10 kV | _ | LV | 1000 kVA :Building Structure | 1 | --> | 1 | 0 | 0 | Constrained, otherwise capacity available =1000 kVA | --> | 0.95 | 0 | 0 | 0.5 | 0 |  | --> | C22 ex GREYSTONES | Greystones [T41,T42] | FASSAROE |  | 53.1273 | -6.0789
MV/LV Substation AR***4073 |  | 10 kV | _ | LV | 400 kVA :Kiosk Substation | 0.4 | --> | 0.4 | 0 | 0 | Constrained, otherwise capacity available =155 kVA | --> | 0.38 | 0 | 0.067 | 0.362 | 0 |  | --> | C22 ex GREYSTONES | Greystones [T41,T42] | FASSAROE |  | 53.1287 | -6.0803
MV/LV Substation WI***4074 |  | 10 kV | _ | LV | 200 kVA :Pole Substation | 0.2 | --> | 0.2 | 0.12 | 5.58 |  | --> | 0.19 | 0 | 0 | 0.201 | 0 |  | --> | C11 ex KILCOOLE | Kilcoole [T41,T42] | FASSAROE |  | 53.0714 | -6.1105
MV/LV Substation KE***4077 |  | 10 kV | _ | LV | 50 kVA :Pole Substation | 0.05 | --> | 0.05 | 0.05 | 5.58 |  | --> | 0.048 | 0 | 0 | 0.048 | 0 |  | --> | C11 ex KILCOOLE | Kilcoole [T41,T42] | FASSAROE |  | 53.0659 | -6.1143
MV/LV Substation UL***4080 |  | 10 kV | _ | LV | 50 kVA :Pole Substation | 0.05 | --> | 0.05 | 0.05 | 5.58 |  | --> | 0.048 | 0 | 0 | 0.048 | 0 |  | --> | C14 ex KILCOOLE | Kilcoole [T41,T42] | FASSAROE |  | 53.1138 | -6.1142
MV/LV Substation DR***4082 |  | 10 kV | _ | LV | 630 kVA :Kiosk Substation | 0.63 | --> | 0.63 | 0 | 0 | Constrained, otherwise capacity available =630 kVA | --> | 0.598 | 0 | 0 | 0.5 | 0 |  | --> | C22 ex GREYSTONES | Greystones [T41,T42] | FASSAROE |  | 53.1374 | -6.0929
MV/LV Substation BE***4083 |  | 10 kV | _ | LV | 630 kVA :Kiosk Substation | 0.63 | --> | 0.63 | 0 | 0 | Constrained, otherwise capacity available =629 kVA | --> | 0.598 | 0 | 0 | 0.5 | 0 |  | --> | C22 ex GREYSTONES | Greystones [T41,T42] | FASSAROE |  | 53.1359 | -6.0963
MV/LV Substation RO***4084 |  | 10 kV | _ | LV | 630 kVA :Kiosk Substation | 0.63 | --> | 0.63 | 0.5 | 5.58 |  | --> | 0.598 | 0 | 0 | 0.5 | 0 |  | --> | C11 ex KILCOOLE | Kilcoole [T41,T42] | FASSAROE |  | 53.0844 | -6.1139
MV/LV Substation HA***4086 |  | 10 kV | _ | LV | 630 kVA :Kiosk Substation | 0.63 | --> | 0.63 | 0 | 0 | Constrained, otherwise capacity available =630 kVA | --> | 0.598 | 0 | 0 | 0.5 | 0 |  | --> | C22 ex GREYSTONES | Greystones [T41,T42] | FASSAROE |  | 53.1223 | -6.0684
MV/LV Substation DR***4087 |  | 10 kV | _ | LV | 400 kVA :Kiosk Substation | 0.4 | --> | 0.4 | 0.374 | 5.58 |  | --> | 0.38 | 0 | 0 | 0.384 | 0 |  | --> | C12 ex KILCOOLE | Kilcoole [T41,T42] | FASSAROE |  | 53.0959 | -6.0792
MV/LV Substation HO***4090 |  | 10 kV | _ | LV | 630 kVA :Kiosk Substation | 0.63 | --> | 0.63 | 0 | 0 | Constrained, otherwise capacity available =630 kVA | --> | 0.598 | 0 | 0 | 0.5 | 0 |  | --> | C11 ex GREYSTONES | Greystones [T41,T42] | FASSAROE |  | 53.1394 | -6.0832
MV/LV Substation DW***4091 |  | 10 kV | _ | LV | 630 kVA :Kiosk Substation | 0.63 | --> | 0.63 | 0.5 | 5.58 |  | --> | 0.598 | 0 | 0.014 | 0.5 | 0 |  | --> | C11 ex KILCOOLE | Kilcoole [T41,T42] | FASSAROE |  | 53.0705 | -6.0644
MV/LV Substation NU***4092 |  | 10 kV | _ | LV | 630 kVA :Kiosk Substation | 0.63 | --> | 0.63 | 0 | 0 | Constrained, otherwise capacity available =562 kVA | --> | 0.598 | 0 | 0 | 0.5 | 0 |  | --> | C14 ex GREYSTONES | Greystones [T41,T42] | FASSAROE |  | 53.161 | -6.128
MV/LV Substation CO***4093 |  | 10 kV | _ | LV | 630 kVA :Kiosk Substation | 0.63 | --> | 0.63 | 0 | 0 | Constrained, otherwise capacity available =616 kVA | --> | 0.598 | 0 | 0 | 0.5 | 0 |  | --> | C22 ex GREYSTONES | Greystones [T41,T42] | FASSAROE |  | 53.1295 | -6.0709
MV/LV Substation MA***4094 |  | 10 kV | _ | LV | 630 kVA :Kiosk Substation | 0.63 | --> | 0.63 | 0.5 | 5.58 |  | --> | 0.598 | 0 | 0.012 | 0.5 | 0 |  | --> | C11 ex KILCOOLE | Kilcoole [T41,T42] | FASSAROE |  | 53.0919 | -6.1179
MV/LV Substation FA***4097 |  | 10 kV | _ | LV | 630 kVA :Kiosk Substation | 0.63 | --> | 0.63 | 0 | 0 | Constrained, otherwise capacity available =630 kVA | --> | 0.598 | 0 | 0 | 0.5 | 0 |  | --> | C15 ex GREYSTONES | Greystones [T41,T42] | FASSAROE |  | 53.1521 | -6.0705
MV/LV Substation LI***4098 |  | 10 kV | _ | LV | 630 kVA :Kiosk Substation | 0.63 | --> | 0.63 | 0 | 0 | Constrained, otherwise capacity available =630 kVA | --> | 0.598 | 0 | 0 | 0.5 | 0 |  | --> | C14 ex GREYSTONES | Greystones [T41,T42] | FASSAROE |  | 53.1387 | -6.0905
MV/LV Substation LO***4099 |  | 10 kV | _ | LV | 630 kVA :Kiosk Substation | 0.63 | --> | 0.63 | 0 | 0 | Constrained, otherwise capacity available =628 kVA | --> | 0.598 | 0 | 0 | 0.5 | 0 |  | --> | C14 ex GREYSTONES | Greystones [T41,T42] | FASSAROE |  | 53.1403 | -6.0905
MV/LV Substation KI***410 |  | 10 kV | _ | LV | 50 kVA :Pole Substation | 0.05 | --> | 0.05 | 0.009 | 4.51 |  | --> | 0.048 | 0 | 0 | 0.053 | 0 |  | --> | C15 ex BOGHALL ROAD | Boghall Road [T41,T42] | FASSAROE |  | 53.1819 | -6.1052
MV/LV Substation BR***4106 |  | 10 kV | _ | LV | 33 kVA :Pole Substation | 0.033 | --> | 0.033 | 0 | 0 | Constrained, otherwise capacity available =33 kVA | --> | 0.031 | 0 | 0 | 0.031 | 0 |  | --> | C22 ex GREYSTONES | Greystones [T41,T42] | FASSAROE |  | 53.1273 | -6.1115
MV/LV Substation VA***4107 |  | 10 kV | _ | LV | 630 kVA :Building Structure | 0.63 | --> | 0.63 | 0 | 0 | Constrained, otherwise capacity available =630 kVA | --> | 0.598 | 0 | 0 | 0.5 | 0 |  | --> | C17 ex GREYSTONES | Greystones [T41,T42] | FASSAROE |  | 53.1513 | -6.0674
MV/LV Substation GL***4108 |  | 10 kV | _ | LV | 630 kVA :Kiosk Substation | 0.63 | --> | 0.63 | 0.5 | 5.58 |  | --> | 0.598 | 0 | 0 | 0.5 | 0 |  | --> | C11 ex KILCOOLE | Kilcoole [T41,T42] | FASSAROE |  | 53.0896 | -6.1204
MV/LV Substation HA***4110 |  | 10 kV | _ | LV | 630 kVA :Kiosk Substation | 0.63 | --> | 0.63 | 0.5 | 5.58 |  | --> | 0.598 | 0 | 0.014 | 0.5 | 0 |  | --> | C11 ex KILCOOLE | Kilcoole [T41,T42] | FASSAROE |  | 53.0941 | -6.119
MV/LV Substation AL***4111 |  | 10 kV | _ | LV | 630 kVA :Kiosk Substation | 0.63 | --> | 0.63 | 0.5 | 5.58 |  | --> | 0.598 | 0 | 0.005 | 0.5 | 0 |  | --> | C11 ex KILCOOLE | Kilcoole [T41,T42] | FASSAROE |  | 53.093 | -6.1196
MV/LV Substation BR***4115 |  | 10 kV | _ | LV | 400 kVA :Kiosk Substation | 0.4 | --> | 0.4 | 0 | 0 | Constrained, otherwise capacity available =255 kVA | --> | 0.38 | 0 | 0.065 | 0.351 | 0 |  | --> | C22 ex GREYSTONES | Greystones [T41,T42] | FASSAROE |  | 53.1299 | -6.0747
MV/LV Substation RI***4117 |  | 10 kV | _ | LV | 630 kVA :Kiosk Substation | 0.63 | --> | 0.63 | 0 | 0 | Constrained, otherwise capacity available =630 kVA | --> | 0.598 | 0 | 0 | 0.5 | 0 |  | --> | C22 ex GREYSTONES | Greystones [T41,T42] | FASSAROE |  | 53.1355 | -6.0961
MV/LV Substation TH***4118 |  | 10 kV | _ | LV | 630 kVA :Kiosk Substation | 0.63 | --> | 0.63 | 0 | 0 | Constrained, otherwise capacity available =508 kVA | --> | 0.598 | 0 | 0.054 | 0.5 | 0 |  | --> | C11 ex GREYSTONES | Greystones [T41,T42] | FASSAROE |  | 53.1374 | -6.09
MV/LV Substation SE***4120 |  | 10 kV | _ | LV | 630 kVA :Kiosk Substation | 0.63 | --> | 0.63 | 0.5 | 5.58 |  | --> | 0.598 | 0 | 0 | 0.5 | 0 |  | --> | C11 ex KILCOOLE | Kilcoole [T41,T42] | FASSAROE |  | 53.0929 | -6.1146
MV/LV Substation RO***4126 |  | 10 kV | _ | LV | 630 kVA :Kiosk Substation | 0.63 | --> | 0.63 | 0.5 | 5.58 |  | --> | 0.598 | 0 | 0 | 0.5 | 0 |  | --> | C11 ex KILCOOLE | Kilcoole [T41,T42] | FASSAROE |  | 53.0892 | -6.1163
MV/LV Substation OA***4127 |  | 10 kV | _ | LV | 630 kVA :Kiosk Substation | 0.63 | --> | 0.63 | 0.5 | 5.58 |  | --> | 0.598 | 0 | 0 | 0.5 | 0 |  | --> | C11 ex KILCOOLE | Kilcoole [T41,T42] | FASSAROE |  | 53.0873 | -6.1193
MV/LV Substation GC***4133 |  | 10 kV | _ | LV | 630 kVA :Building Structure | 0.63 | --> | 0.63 | 0 | 0 | Constrained, otherwise capacity available =630 kVA | --> | 0.598 | 0 | 0 | 0.5 | 0 |  | --> | C22 ex GREYSTONES | Greystones [T41,T42] | FASSAROE |  | 53.1223 | -6.0626
MV/LV Substation FA***414 |  | 10 kV | _ | LV | 50 kVA :Pole Substation | 0.05 | --> | 0.05 | 0 | 0 | Constrained, otherwise capacity available =21 kVA | --> | 0.048 | 0 | 0.007 | 0.046 | 0 |  | --> | C22 ex GREYSTONES | Greystones [T41,T42] | FASSAROE |  | 53.1271 | -6.0846
MV/LV Substation ST***415 |  | 10 kV | _ | LV | 50 kVA :Pole Substation | 0.05 | --> | 0.05 | 0 | 0 | Constrained, otherwise capacity available =25 kVA | --> | 0.048 | 0 | 0.021 | 0.035 | 0 |  | --> | C22 ex GREYSTONES | Greystones [T41,T42] | FASSAROE |  | 53.129 | -6.0941
MV/LV Substation PR***420 |  | 10 kV | _ | LV | 100 kVA :Pole Substation | 0.1 | --> | 0.1 | 0.082 | 5.58 |  | --> | 0.095 | 0 | 0 | 0.098 | 0 |  | --> | C14 ex KILCOOLE | Kilcoole [T41,T42] | FASSAROE |  | 53.1198 | -6.0766
MV/LV Substation SP***424 |  | 10 kV | _ | LV | 50 kVA :Pole Substation | 0.05 | --> | 0.05 | 0.042 | 5.58 |  | --> | 0.048 | 0 | 0 | 0.048 | 0 |  | --> | C14 ex KILCOOLE | Kilcoole [T41,T42] | FASSAROE |  | 53.1105 | -6.0831
MV/LV Substation LE***430 |  | 10 kV | _ | LV | 100 kVA :Pole Substation | 0.1 | --> | 0.1 | 0.091 | 5.58 |  | --> | 0.095 | 0 | 0.01 | 0.089 | 0 |  | --> | C12 ex KILCOOLE | Kilcoole [T41,T42] | FASSAROE |  | 53.0835 | -6.0677
MV/LV Substation KI***431 |  | 10 kV | _ | LV | 200 kVA :Pole Substation | 0.2 | --> | 0.2 | 0.17 | 5.58 |  | --> | 0.19 | 0 | 0.014 | 0.184 | 0 |  | --> | C14 ex KILCOOLE | Kilcoole [T41,T42] | FASSAROE |  | 53.1106 | -6.094
MV/LV Substation SE***455 |  | 10 kV | _ | LV | 100 kVA :Pole Substation | 0.1 | --> | 0.1 | 0.087 | 5.58 |  | --> | 0.095 | 0 | 0.006 | 0.092 | 0 |  | --> | C14 ex KILCOOLE | Kilcoole [T41,T42] | FASSAROE |  | 53.1104 | -6.1
MV/LV Substation WO***460 |  | 10 kV | _ | LV | 100 kVA :Pole Substation | 0.1 | --> | 0.1 | 0.057 | 5.58 |  | --> | 0.095 | 0 | 0.011 | 0.093 | 0 |  | --> | C12 ex KILCOOLE | Kilcoole [T41,T42] | FASSAROE |  | 53.0952 | -6.0689
MV/LV Substation BA***468 |  | 10 kV | _ | LV | 50 kVA :Pole Substation | 0.05 | --> | 0.05 | 0.044 | 5.58 |  | --> | 0.048 | 0 | 0 | 0.048 | 0 |  | --> | C14 ex KILCOOLE | Kilcoole [T41,T42] | FASSAROE |  | 53.1197 | -6.0587
MV/LV Substation KI***469 |  | 10 kV | _ | LV | 50 kVA :Pole Substation | 0.05 | --> | 0.05 | 0.019 | 5.58 |  | --> | 0.048 | 0 | 0 | 0.052 | 0 |  | --> | C14 ex KILCOOLE | Kilcoole [T41,T42] | FASSAROE |  | 53.104 | -6.0845
MV/LV Substation BA***470 |  | 10 kV | _ | LV | 50 kVA :Pole Substation | 0.05 | --> | 0.05 | 0.029 | 5.58 |  | --> | 0.048 | 0 | 0.005 | 0.047 | 0 |  | --> | C13 ex KILCOOLE | Kilcoole [T41,T42] | FASSAROE |  | 53.0976 | -6.0886
MV/LV Substation GL***471 |  | 10 kV | _ | LV | 400 kVA :Kiosk Substation | 0.4 | --> | 0.4 | 0 | 0 | Constrained, otherwise capacity available =272 kVA | --> | 0.38 | 0 | 0 | 0.397 | 0 |  | --> | C14 ex GREYSTONES | Greystones [T41,T42] | FASSAROE |  | 53.1422 | -6.1276
MV/LV Substation DE***478 |  | 10 kV | _ | LV | 50 kVA :Pole Substation | 0.05 | --> | 0.05 | 0 | 0 | Constrained, otherwise capacity available =50 kVA | --> | 0.048 | 0 | 0 | 0.048 | 0 |  | --> | C22 ex GREYSTONES | Greystones [T41,T42] | FASSAROE |  | 53.1321 | -6.1011
MV/LV Substation KI***486 |  | 10 kV | _ | LV | 200 kVA :Pole Substation | 0.2 | --> | 0.2 | 0.108 | 5.58 |  | --> | 0.19 | 0 | 0.012 | 0.193 | 0 |  | --> | C12 ex KILCOOLE | Kilcoole [T41,T42] | FASSAROE |  | 53.1112 | -6.0648
MV/LV Substation KI***487 |  | 10 kV | _ | LV | 630 kVA :Kiosk Substation | 0.63 | --> | 0.63 | 0.5 | 5.58 |  | --> | 0.598 | 0 | 0.043 | 0.5 | 0 |  | --> | C12 ex KILCOOLE | Kilcoole [T41,T42] | FASSAROE |  | 53.1061 | -6.0542
MV/LV Substation BU***509 |  | 10 kV | _ | LV | 50 kVA :Pole Substation | 0.05 | --> | 0.05 | 0.039 | 5.58 |  | --> | 0.048 | 0 | 0 | 0.049 | 0 |  | --> | C14 ex KILCOOLE | Kilcoole [T41,T42] | FASSAROE |  | 53.1054 | -6.0718
MV/LV Substation SI***514 |  | 10 kV | _ | LV | 50 kVA :Pole Substation | 0.05 | --> | 0.05 | 0 | 0 | Constrained, otherwise capacity available =48 kVA | --> | 0.048 | 0 | 0 | 0.048 | 0 |  | --> | C22 ex GREYSTONES | Greystones [T41,T42] | FASSAROE |  | 53.1288 | -6.1148
MV/LV Substation BI***516 |  | 10 kV | _ | LV | 100 kVA :Pole Substation | 0.1 | --> | 0.1 | 0 | 5.58 |  | --> | 0.095 | 0 | 0.072 | 0.042 | 0 |  | --> | C14 ex KILCOOLE | Kilcoole [T41,T42] | FASSAROE |  | 53.1139 | -6.0872
MV/LV Substation BE***517 |  | 10 kV | _ | LV | 400 kVA :Kiosk Substation | 0.4 | --> | 0.4 | 0 | 0 | Constrained, otherwise capacity available =380 kVA | --> | 0.38 | 0 | 0 | 0.383 | 0 |  | --> | C14 ex GREYSTONES | Greystones [T41,T42] | FASSAROE |  | 53.1624 | -6.0934
MV/LV Substation KI***519 |  | 10 kV | _ | LV | 200 kVA :Pole Substation | 0.2 | --> | 0.2 | 0 | 0 | Constrained, otherwise capacity available =143 kVA | --> | 0.19 | 0 | 0.017 | 0.185 | 0 |  | --> | C14 ex GREYSTONES | Greystones [T41,T42] | FASSAROE |  | 53.1438 | -6.091
MV/LV Substation RO***530 |  | 10 kV | _ | LV | 50 kVA :Pole Substation | 0.05 | --> | 0.05 | 0.045 | 5.58 |  | --> | 0.048 | 0 | 0.006 | 0.044 | 0 |  | --> | C14 ex KILCOOLE | Kilcoole [T41,T42] | FASSAROE |  | 53.1177 | -6.0807
MV/LV Substation KI***543 |  | 10 kV | _ | LV | 200 kVA :Pole Substation | 0.2 | --> | 0.2 | 0.167 | 5.58 |  | --> | 0.19 | 0 | 0 | 0.194 | 0 |  | --> | C14 ex KILCOOLE | Kilcoole [T41,T42] | FASSAROE |  | 53.1049 | -6.0663
MV/LV Substation KI***570 |  | 10 kV | _ | LV | 200 kVA :Kiosk Substation | 0.2 | --> | 0.2 | 0.131 | 5.58 |  | --> | 0.19 | 0 | 0.034 | 0.174 | 0 |  | --> | C14 ex KILCOOLE | Kilcoole [T41,T42] | FASSAROE |  | 53.1123 | -6.1085
MV/LV Substation KI***575 |  | 10 kV | _ | LV | 200 kVA :Pole Substation | 0.2 | --> | 0.2 | 0.182 | 5.58 |  | --> | 0.19 | 0 | 0 | 0.192 | 0 |  | --> | C12 ex KILCOOLE | Kilcoole [T41,T42] | FASSAROE |  | 53.1024 | -6.0495
MV/LV Substation AL***580 |  | 10 kV | _ | LV | 50 kVA :Pole Substation | 0.05 | --> | 0.05 | 0.032 | 5.58 |  | --> | 0.048 | 0 | 0.01 | 0.042 | 0 |  | --> | C14 ex KILCOOLE | Kilcoole [T41,T42] | FASSAROE |  | 53.113 | -6.1258
MV/LV Substation GL***584 |  | 10 kV | _ | LV | 200 kVA :Kiosk Substation | 0.2 | --> | 0.2 | 0.094 | 5.58 |  | --> | 0.19 | 0 | 0.045 | 0.171 | 0 |  | --> | C14 ex KILCOOLE | Kilcoole [T41,T42] | FASSAROE |  | 53.1145 | -6.1069
MV/LV Substation RE***589 |  | 10 kV | _ | LV | 50 kVA :Pole Substation | 0.05 | --> | 0.05 | 0 | 0 | Constrained, otherwise capacity available =30 kVA | --> | 0.048 | 0 | 0.01 | 0.043 | 0 |  | --> | C14 ex GREYSTONES | Greystones [T41,T42] | FASSAROE |  | 53.1592 | -6.0842
MV/LV Substation LE***593 |  | 10 kV | _ | LV | 200 kVA :Pole Substation | 0.2 | --> | 0.2 | 0.168 | 5.58 |  | --> | 0.19 | 0 | 0 | 0.194 | 0 |  | --> | C12 ex KILCOOLE | Kilcoole [T41,T42] | FASSAROE |  | 53.0993 | -6.0708
MV/LV Substation SE***704 |  | 10 kV | _ | LV | 200 kVA :Kiosk Substation | 0.2 | --> | 0.2 | 0.093 | 5.58 |  | --> | 0.19 | 0 | 0.028 | 0.183 | 0 |  | --> | C11 ex KILCOOLE | Kilcoole [T41,T42] | FASSAROE |  | 53.0946 | -6.1143
MV/LV Substation BL***728 |  | 10 kV | _ | LV | 100 kVA :Pole Substation | 0.1 | --> | 0.1 | 0.074 | 5.58 |  | --> | 0.095 | 0 | 0.018 | 0.085 | 0 |  | --> | C11 ex KILCOOLE | Kilcoole [T41,T42] | FASSAROE |  | 53.0735 | -6.0765
MV/LV Substation NE***729 |  | 10 kV | _ | LV | 200 kVA :Pole Substation | 0.2 | --> | 0.2 | 0.158 | 5.58 |  | --> | 0.19 | 0 | 0.02 | 0.181 | 0 |  | --> | C11 ex KILCOOLE | Kilcoole [T41,T42] | FASSAROE |  | 53.0734 | -6.0748
MV/LV Substation CA***731 |  | 10 kV | _ | LV | 200 kVA :Pole Substation | 0.2 | --> | 0.2 | 0.173 | 5.58 |  | --> | 0.19 | 0 | 0.026 | 0.174 | 0 |  | --> | C11 ex KILCOOLE | Kilcoole [T41,T42] | FASSAROE |  | 53.0699 | -6.079
MV/LV Substation OA***734 |  | 10 kV | _ | LV | 50 kVA :Pole Substation | 0.05 | --> | 0.05 | 0.034 | 5.58 |  | --> | 0.048 | 0 | 0.006 | 0.045 | 0 |  | --> | C11 ex KILCOOLE | Kilcoole [T41,T42] | FASSAROE |  | 53.0714 | -6.0686
MV/LV Substation NE***739 |  | 10 kV | _ | LV | 50 kVA :Pole Substation | 0.05 | --> | 0.05 | 0.011 | 5.58 |  | --> | 0.048 | 0 | 0.015 | 0.042 | 0 |  | --> | C12 ex KILCOOLE | Kilcoole [T41,T42] | FASSAROE |  | 53.0731 | -6.0664
MV/LV Substation NE***741 |  | 10 kV | _ | LV | 50 kVA :Pole Substation | 0.05 | --> | 0.05 | 0.029 | 5.58 |  | --> | 0.048 | 0 | 0.01 | 0.043 | 0 |  | --> | C12 ex KILCOOLE | Kilcoole [T41,T42] | FASSAROE |  | 53.0775 | -6.0666
MV/LV Substation SE***743 |  | 10 kV | _ | LV | 200 kVA :Kiosk Substation | 0.2 | --> | 0.2 | 0.09 | 5.58 |  | --> | 0.19 | 0 | 0.043 | 0.172 | 0 |  | --> | C12 ex KILCOOLE | Kilcoole [T41,T42] | FASSAROE |  | 53.0692 | -6.061
MV/LV Substation PR***747 |  | 10 kV | _ | LV | 50 kVA :Pole Substation | 0.05 | --> | 0.05 | 0.045 | 5.58 |  | --> | 0.048 | 0 | 0 | 0.048 | 0 |  | --> | C11 ex KILCOOLE | Kilcoole [T41,T42] | FASSAROE |  | 53.0692 | -6.1102
MV/LV Substation NE***753 |  | 10 kV | _ | LV | 400 kVA :Kiosk Substation | 0.4 | --> | 0.4 | 0.332 | 5.58 |  | --> | 0.38 | 0 | 0 | 0.389 | 0 |  | --> | C11 ex KILCOOLE | Kilcoole [T41,T42] | FASSAROE |  | 53.0808 | -6.0967
MV/LV Substation KI***754 |  | 10 kV | _ | LV | 50 kVA :Pole Substation | 0.05 | --> | 0.05 | 0.001 | 5.58 |  | --> | 0.048 | 0 | 0.004 | 0.051 | 0 |  | --> | C11 ex KILCOOLE | Kilcoole [T41,T42] | FASSAROE |  | 53.081 | -6.1017
MV/LV Substation KI***756 |  | 10 kV | _ | LV | 200 kVA :Pole Substation | 0.2 | --> | 0.2 | 0.192 | 5.58 |  | --> | 0.19 | 0 | 0 | 0.191 | 0 |  | --> | C11 ex KILCOOLE | Kilcoole [T41,T42] | FASSAROE |  | 53.0746 | -6.1236
MV/LV Substation KI***757 |  | 10 kV | _ | LV | 50 kVA :Pole Substation | 0.05 | --> | 0.05 | 0.041 | 5.58 |  | --> | 0.048 | 0 | 0 | 0.049 | 0 |  | --> | C11 ex KILCOOLE | Kilcoole [T41,T42] | FASSAROE |  | 53.0752 | -6.1296
MV/LV Substation NE***765 |  | 10 kV | _ | LV | 200 kVA :Kiosk Substation | 0.2 | --> | 0.2 | 0.126 | 5.58 |  | --> | 0.19 | 0 | 0.071 | 0.147 | 0 |  | --> | C12 ex KILCOOLE | Kilcoole [T41,T42] | FASSAROE |  | 53.07 | -6.0625
MV/LV Substation KI***769 |  | 10 kV | _ | LV | 50 kVA :Pole Substation | 0.05 | --> | 0.05 | 0 | 0 | Constrained, otherwise capacity available =19 kVA | --> | 0.048 | 0 | 0.01 | 0.044 | 0 |  | --> | C14 ex GREYSTONES | Greystones [T41,T42] | FASSAROE |  | 53.1422 | -6.0944
MV/LV Substation CR***773 |  | 10 kV | _ | LV | 200 kVA :Pole Substation | 0.2 | --> | 0.2 | 0.153 | 5.58 |  | --> | 0.19 | 0 | 0 | 0.196 | 0 |  | --> | C13 ex KILCOOLE | Kilcoole [T41,T42] | FASSAROE |  | 53.1006 | -6.0733
MV/LV Substation BE***778 |  | 10 kV | _ | LV | 400 kVA :Kiosk Substation | 0.4 | --> | 0.4 | 0 | 0 | Constrained, otherwise capacity available =206 kVA | --> | 0.38 | 0 | 0.051 | 0.368 | 0 |  | --> | C11 ex GREYSTONES | Greystones [T41,T42] | FASSAROE |  | 53.1336 | -6.0948
MV/LV Substation AN***781 |  | 10 kV | _ | LV | 200 kVA :Pole Substation | 0.2 | --> | 0.2 | 0.175 | 5.58 |  | --> | 0.19 | 0 | 0 | 0.193 | 0 |  | --> | C13 ex KILCOOLE | Kilcoole [T41,T42] | FASSAROE |  | 53.0963 | -6.1105
MV/LV Substation WO***784 |  | 10 kV | _ | LV | 400 kVA :Kiosk Substation | 0.4 | --> | 0.4 | 0 | 0 | Constrained, otherwise capacity available =286 kVA | --> | 0.38 | 0 | 0.046 | 0.361 | 0 |  | --> | C22 ex GREYSTONES | Greystones [T41,T42] | FASSAROE |  | 53.1363 | -6.058
MV/LV Substation ST***785 |  | 10 kV | _ | LV | 200 kVA :Kiosk Substation | 0.2 | --> | 0.2 | 0 | 0 | Constrained, otherwise capacity available =155 kVA | --> | 0.19 | 0 | 0.07 | 0.144 | 0 |  | --> | C15 ex GREYSTONES | Greystones [T41,T42] | FASSAROE |  | 53.1573 | -6.08
MV/LV Substation OA***787 |  | 10 kV | _ | LV | 200 kVA :Kiosk Substation | 0.2 | --> | 0.2 | 0 | 0 | Constrained, otherwise capacity available =172 kVA | --> | 0.19 | 0 | 0.006 | 0.189 | 0 |  | --> | C12 ex GREYSTONES | Greystones [T41,T42] | FASSAROE |  | 53.1477 | -6.0766
MV/LV Substation DE***789 |  | 10 kV | _ | LV | 400 kVA :Kiosk Substation | 0.4 | --> | 0.4 | 0 | 0 | Constrained, otherwise capacity available =280 kVA | --> | 0.38 | 0 | 0.059 | 0.352 | 0 |  | --> | C11 ex GREYSTONES | Greystones [T41,T42] | FASSAROE |  | 53.1373 | -6.0804
MV/LV Substation BU***790 |  | 10 kV | _ | LV | 200 kVA :Kiosk Substation | 0.2 | --> | 0.2 | 0 | 0 | Constrained, otherwise capacity available =151 kVA | --> | 0.19 | 0 | 0.03 | 0.174 | 0 |  | --> | C22 ex GREYSTONES | Greystones [T41,T42] | FASSAROE |  | 53.1319 | -6.0645
MV/LV Substation IA***792 |  | 10 kV | _ | LV | 200 kVA :Kiosk Substation | 0.2 | --> | 0.2 | 0.197 | 5.58 |  | --> | 0.19 | 0 | 0 | 0.19 | 0 |  | --> | C13 ex KILCOOLE | Kilcoole [T41,T42] | FASSAROE |  | 53.102 | -6.0696
MV/LV Substation FL***795 |  | 10 kV | _ | LV | 200 kVA :Pole Substation | 0.2 | --> | 0.2 | 0.146 | 5.58 |  | --> | 0.19 | 0 | 0.004 | 0.194 | 0 |  | --> | C11 ex KILCOOLE | Kilcoole [T41,T42] | FASSAROE |  | 53.0937 | -6.1125
MV/LV Substation HO***800 |  | 10 kV | _ | LV | 50 kVA :Pole Substation | 0.05 | --> | 0.05 | 0 | 0 | Constrained, otherwise capacity available =47 kVA | --> | 0.048 | 0 | 0.015 | 0.037 | 0 |  | --> | C14 ex GREYSTONES | Greystones [T41,T42] | FASSAROE |  | 53.1498 | -6.1101
MV/LV Substation KI***801 |  | 10 kV | _ | LV | 100 kVA :Pole Substation | 0.1 | --> | 0.1 | 0.1 | 4.51 |  | --> | 0.095 | 0 | 0 | 0.095 | 0 |  | --> | C15 ex BOGHALL ROAD | Boghall Road [T41,T42] | FASSAROE |  | 53.1758 | -6.1152
MV/LV Substation GL***804 |  | 10 kV | _ | LV | 50 kVA :Pole Substation | 0.05 | --> | 0.05 | 0 | 0 | Constrained, otherwise capacity available =43 kVA | --> | 0.048 | 0 | 0 | 0.048 | 0 |  | --> | C14 ex GREYSTONES | Greystones [T41,T42] | FASSAROE |  | 53.1534 | -6.1073
MV/LV Substation CU***805 |  | 10 kV | _ | LV | 100 kVA :Pole Substation | 0.1 | --> | 0.1 | 0.085 | 5.58 |  | --> | 0.095 | 0 | 0.01 | 0.09 | 0 |  | --> | C14 ex KILCOOLE | Kilcoole [T41,T42] | FASSAROE |  | 53.1104 | -6.088
MV/LV Substation EN***806 |  | 10 kV | _ | LV | 400 kVA :Kiosk Substation | 0.4 | --> | 0.4 | 0 | 0 | Constrained, otherwise capacity available =346 kVA | --> | 0.38 | 0 | 0.049 | 0.351 | 0 |  | --> | C15 ex GREYSTONES | Greystones [T41,T42] | FASSAROE |  | 53.1589 | -6.0787
MV/LV Substation DE***808 |  | 10 kV | _ | LV | 200 kVA :Kiosk Substation | 0.2 | --> | 0.2 | 0 | 0 | Constrained, otherwise capacity available =189 kVA | --> | 0.19 | 0 | 0.005 | 0.188 | 0 |  | --> | C12 ex GREYSTONES | Greystones [T41,T42] | FASSAROE |  | 53.1449 | -6.0859
MV/LV Substation HU***814 |  | 10 kV | _ | LV | 50 kVA :Pole Substation | 0.05 | --> | 0.05 | 0.042 | 5.58 |  | --> | 0.048 | 0 | 0 | 0.048 | 0 |  | --> | C14 ex KILCOOLE | Kilcoole [T41,T42] | FASSAROE |  | 53.1132 | -6.0836
MV/LV Substation DR***816 |  | 10 kV | _ | LV | 200 kVA :Kiosk Substation | 0.2 | --> | 0.2 | 0.17 | 5.58 |  | --> | 0.19 | 0 | 0.01 | 0.187 | 0 |  | --> | C12 ex KILCOOLE | Kilcoole [T41,T42] | FASSAROE |  | 53.0913 | -6.0819
MV/LV Substation DU***821 |  | 10 kV | _ | LV | 100 kVA :Pole Substation | 0.1 | --> | 0.1 | 0.068 | 5.58 |  | --> | 0.095 | 0 | 0.017 | 0.087 | 0 |  | --> | C11 ex KILCOOLE | Kilcoole [T41,T42] | FASSAROE |  | 53.0839 | -6.1005
MV/LV Substation CO***822 |  | 10 kV | _ | LV | 400 kVA :Kiosk Substation | 0.4 | --> | 0.4 | 0.285 | 5.58 |  | --> | 0.38 | 0 | 0.018 | 0.382 | 0 |  | --> | C12 ex KILCOOLE | Kilcoole [T41,T42] | FASSAROE |  | 53.103 | -6.0676
MV/LV Substation AS***827 |  | 10 kV | _ | LV | 50 kVA :Pole Substation | 0.05 | --> | 0.05 | 0 | 0 | Constrained, otherwise capacity available =50 kVA | --> | 0.048 | 0 | 0 | 0.048 | 0 |  | --> | C14 ex GREYSTONES | Greystones [T41,T42] | FASSAROE |  | 53.1496 | -6.1252
MV/LV Substation TH***831 |  | 10 kV | _ | LV | 100 kVA :Pole Substation | 0.1 | --> | 0.1 | 0.095 | 5.58 |  | --> | 0.095 | 0 | 0.005 | 0.092 | 0 |  | --> | C12 ex KILCOOLE | Kilcoole [T41,T42] | FASSAROE |  | 53.0803 | -6.0659
MV/LV Substation EA***832 |  | 10 kV | _ | LV | 200 kVA :Kiosk Substation | 0.2 | --> | 0.2 | 0 | 0 | Constrained, otherwise capacity available =178 kVA | --> | 0.19 | 0 | 0.021 | 0.178 | 0 |  | --> | C11 ex GREYSTONES | Greystones [T41,T42] | FASSAROE |  | 53.1376 | -6.0916
MV/LV Substation TO***835 |  | 10 kV | _ | LV | 400 kVA :Kiosk Substation | 0.4 | --> | 0.4 | 0 | 0 | Constrained, otherwise capacity available =282 kVA | --> | 0.38 | 0 | 0 | 0.396 | 0 |  | --> | C17 ex GREYSTONES | Greystones [T41,T42] | FASSAROE |  | 53.1456 | -6.0637
MV/LV Substation WI***836 |  | 10 kV | _ | LV | 50 kVA :Pole Substation | 0.05 | --> | 0.05 | 0 | 0 | Constrained, otherwise capacity available =7 kVA | --> | 0.048 | 0 | 0 | 0.053 | 0 |  | --> | C22 ex GREYSTONES | Greystones [T41,T42] | FASSAROE |  | 53.1223 | -6.109
MV/LV Substation CO***837 |  | 10 kV | _ | LV | 400 kVA :Building Structure | 0.4 | --> | 0.4 | 0.327 | 5.58 |  | --> | 0.38 | 0 | 0.006 | 0.385 | 0 |  | --> | C12 ex KILCOOLE | Kilcoole [T41,T42] | FASSAROE |  | 53.1002 | -6.0644
MV/LV Substation WI***838 |  | 10 kV | _ | LV | 50 kVA :Pole Substation | 0.05 | --> | 0.05 | 0 | 0 | Constrained, otherwise capacity available =49 kVA | --> | 0.048 | 0 | 0 | 0.048 | 0 |  | --> | C22 ex GREYSTONES | Greystones [T41,T42] | FASSAROE |  | 53.1239 | -6.1066
MV/LV Substation DE***842 |  | 10 kV | _ | LV | 400 kVA :Kiosk Substation | 0.4 | --> | 0.4 | 0 | 0 | Constrained, otherwise capacity available =265 kVA | --> | 0.38 | 0 | 0.05 | 0.361 | 0 |  | --> | C11 ex GREYSTONES | Greystones [T41,T42] | FASSAROE |  | 53.1334 | -6.0838
MV/LV Substation TR***843 |  | 10 kV | _ | LV | 200 kVA :Pole Substation | 0.2 | --> | 0.2 | 0.199 | 5.58 |  | --> | 0.19 | 0 | 0 | 0.19 | 0 |  | --> | C11 ex KILCOOLE | Kilcoole [T41,T42] | FASSAROE |  | 53.0813 | -6.1071
MV/LV Substation PR***845 |  | 10 kV | _ | LV | 400 kVA :Kiosk Substation | 0.4 | --> | 0.4 | 0 | 0 | Constrained, otherwise capacity available =290 kVA | --> | 0.38 | 0 | 0.03 | 0.372 | 0 |  | --> | C11 ex GREYSTONES | Greystones [T41,T42] | FASSAROE |  | 53.1354 | -6.0843
MV/LV Substation SH***846 |  | 10 kV | _ | LV | 100 kVA :Pole Substation | 0.1 | --> | 0.1 | 0.09 | 5.58 |  | --> | 0.095 | 0 | 0.017 | 0.084 | 0 |  | --> | C11 ex KILCOOLE | Kilcoole [T41,T42] | FASSAROE |  | 53.0916 | -6.09
MV/LV Substation DR***849 |  | 10 kV | _ | LV | 50 kVA :Pole Substation | 0.05 | --> | 0.05 | 0 | 0 | Constrained, otherwise capacity available =48 kVA | --> | 0.048 | 0 | 0 | 0.048 | 0 |  | --> | C22 ex GREYSTONES | Greystones [T41,T42] | FASSAROE |  | 53.1225 | -6.1046
MV/LV Substation SE***857 |  | 10 kV | _ | LV | 400 kVA :Kiosk Substation | 0.4 | --> | 0.4 | 0.313 | 5.58 |  | --> | 0.38 | 0 | 0.07 | 0.34 | 0 |  | --> | C12 ex KILCOOLE | Kilcoole [T41,T42] | FASSAROE |  | 53.1061 | -6.0578
MV/LV Substation ME***858 |  | 10 kV | _ | LV | 630 kVA :Building Structure | 0.63 | --> | 0.63 | 0 | 0 | Constrained, otherwise capacity available =402 kVA | --> | 0.598 | 0 | 0.004 | 0.5 | 0 |  | --> | C17 ex GREYSTONES | Greystones [T41,T42] | FASSAROE |  | 53.1442 | -6.0642
MV/LV Substation KI***859 |  | 10 kV | _ | LV | 400 kVA :Kiosk Substation | 0.4 | --> | 0.4 | 0.33 | 5.58 |  | --> | 0.38 | 0 | 0.011 | 0.381 | 0 |  | --> | C11 ex KILCOOLE | Kilcoole [T41,T42] | FASSAROE |  | 53.0862 | -6.1044
MV/LV Substation GL***860 |  | 10 kV | _ | LV | 100 kVA :Pole Substation | 0.1 | --> | 0.1 | 0.098 | 5.58 |  | --> | 0.095 | 0 | 0 | 0.095 | 0 |  | --> | C11 ex KILCOOLE | Kilcoole [T41,T42] | FASSAROE |  | 53.0736 | -6.0819
MV/LV Substation CO***864 |  | 10 kV | _ | LV | 400 kVA :Kiosk Substation | 0.4 | --> | 0.4 | 0.304 | 5.58 |  | --> | 0.38 | 0 | 0.042 | 0.362 | 0 |  | --> | C12 ex KILCOOLE | Kilcoole [T41,T42] | FASSAROE |  | 53.1023 | -6.0625
MV/LV Substation RO***865 |  | 10 kV | _ | LV | 50 kVA :Pole Substation | 0.05 | --> | 0.05 | 0.05 | 5.58 |  | --> | 0.048 | 0 | 0 | 0.048 | 0 |  | --> | C11 ex KILCOOLE | Kilcoole [T41,T42] | FASSAROE |  | 53.0794 | -6.0905
MV/LV Substation RO***869 |  | 10 kV | _ | LV | 400 kVA :Kiosk Substation | 0.4 | --> | 0.4 | 0.259 | 5.58 |  | --> | 0.38 | 0 | 0.04 | 0.369 | 0 |  | --> | C11 ex KILCOOLE | Kilcoole [T41,T42] | FASSAROE |  | 53.0849 | -6.1117
MV/LV Substation RO***870 |  | 10 kV | _ | LV | 400 kVA :Kiosk Substation | 0.4 | --> | 0.4 | 0.313 | 5.58 |  | --> | 0.38 | 0 | 0.03 | 0.37 | 0 |  | --> | C11 ex KILCOOLE | Kilcoole [T41,T42] | FASSAROE |  | 53.0858 | -6.1085
MV/LV Substation DE***871 |  | 10 kV | _ | LV | 50 kVA :Pole Substation | 0.05 | --> | 0.05 | 0 | 0 | Constrained, otherwise capacity available =35 kVA | --> | 0.048 | 0 | 0 | 0.05 | 0 |  | --> | C22 ex GREYSTONES | Greystones [T41,T42] | FASSAROE |  | 53.1336 | -6.1049
MV/LV Substation WH***873 |  | 10 kV | _ | LV | 630 kVA :Building Structure | 0.63 | --> | 0.63 | 0.426 | 5.58 |  | --> | 0.598 | 0 | 0.015 | 0.5 | 0 |  | --> | C12 ex KILCOOLE | Kilcoole [T41,T42] | FASSAROE |  | 53.1102 | -6.0642
MV/LV Substation CO***874 |  | 10 kV | _ | LV | 400 kVA :Kiosk Substation | 0.4 | --> | 0.4 | 0 | 0 | Constrained, otherwise capacity available =297 kVA | --> | 0.38 | 0 | 0.018 | 0.38 | 0 |  | --> | C11 ex GREYSTONES | Greystones [T41,T42] | FASSAROE |  | 53.1342 | -6.0895
MV/LV Substation ZA***876 |  | 10 kV | _ | LV | 400 kVA :Kiosk Substation | 0.4 | --> | 0.4 | 0 | 0 | Constrained, otherwise capacity available =388 kVA | --> | 0.38 | 0 | 0 | 0.382 | 0 |  | --> | C22 ex GREYSTONES | Greystones [T41,T42] | FASSAROE |  | 53.128 | -6.0622
MV/LV Substation LE***877 |  | 10 kV | _ | LV | 50 kVA :Pole Substation | 0.05 | --> | 0.05 | 0.05 | 5.58 |  | --> | 0.048 | 0 | 0 | 0.048 | 0 |  | --> | C12 ex KILCOOLE | Kilcoole [T41,T42] | FASSAROE |  | 53.0855 | -6.062
MV/LV Substation CH***880 |  | 10 kV | _ | LV | 400 kVA :Kiosk Substation | 0.4 | --> | 0.4 | 0 | 0 | Constrained, otherwise capacity available =282 kVA | --> | 0.38 | 0 | 0.012 | 0.387 | 0 |  | --> | C22 ex GREYSTONES | Greystones [T41,T42] | FASSAROE |  | 53.1283 | -6.0636
MV/LV Substation CH***881 |  | 10 kV | _ | LV | 630 kVA :Building Structure | 0.63 | --> | 0.63 | 0 | 0 | Constrained, otherwise capacity available =386 kVA | --> | 0.598 | 0 | 0.055 | 0.5 | 0 |  | --> | C22 ex GREYSTONES | Greystones [T41,T42] | FASSAROE |  | 53.1272 | -6.0634
MV/LV Substation CH***882 |  | 10 kV | _ | LV | 400 kVA :Kiosk Substation | 0.4 | --> | 0.4 | 0 | 0 | Constrained, otherwise capacity available =340 kVA | --> | 0.38 | 0 | 0.024 | 0.37 | 0 |  | --> | C22 ex GREYSTONES | Greystones [T41,T42] | FASSAROE |  | 53.1293 | -6.0659
MV/LV Substation CH***883 |  | 10 kV | _ | LV | 400 kVA :Kiosk Substation | 0.4 | --> | 0.4 | 0 | 0 | Constrained, otherwise capacity available =297 kVA | --> | 0.38 | 0 | 0.013 | 0.384 | 0 |  | --> | C22 ex GREYSTONES | Greystones [T41,T42] | FASSAROE |  | 53.129 | -6.0691
MV/LV Substation CH***884 |  | 10 kV | _ | LV | 400 kVA :Kiosk Substation | 0.4 | --> | 0.4 | 0 | 0 | Constrained, otherwise capacity available =248 kVA | --> | 0.38 | 0 | 0.131 | 0.303 | 0 |  | --> | C22 ex GREYSTONES | Greystones [T41,T42] | FASSAROE |  | 53.1276 | -6.0714
MV/LV Substation BL***886 |  | 10 kV | _ | LV | 400 kVA :Kiosk Substation | 0.4 | --> | 0.4 | 0 | 0 | Constrained, otherwise capacity available =248 kVA | --> | 0.38 | 0 | 0.1 | 0.326 | 0 |  | --> | C15 ex GREYSTONES | Greystones [T41,T42] | FASSAROE |  | 53.1506 | -6.0835
MV/LV Substation SE***888 |  | 10 kV | _ | LV | 400 kVA :Building Structure | 0.4 | --> | 0.4 | 0 | 0 | Constrained, otherwise capacity available =337 kVA | --> | 0.38 | 0 | 0 | 0.388 | 0 |  | --> | C22 ex GREYSTONES | Greystones [T41,T42] | FASSAROE |  | 53.129 | -6.0615
MV/LV Substation SE***889 |  | 10 kV | _ | LV | 400 kVA :Building Structure | 0.4 | --> | 0.4 | 0 | 0 | Constrained, otherwise capacity available =334 kVA | --> | 0.38 | 0 | 0 | 0.389 | 0 |  | --> | C22 ex GREYSTONES | Greystones [T41,T42] | FASSAROE |  | 53.1266 | -6.0617
MV/LV Substation KN***892 |  | 10 kV | _ | LV | 100 kVA :Pole Substation | 0.1 | --> | 0.1 | 0.089 | 5.58 |  | --> | 0.095 | 0 | 0 | 0.096 | 0 |  | --> | C14 ex KILCOOLE | Kilcoole [T41,T42] | FASSAROE |  | 53.1188 | -6.0657
MV/LV Substation WE***893 |  | 10 kV | _ | LV | 400 kVA :Kiosk Substation | 0.4 | --> | 0.4 | 0.36 | 5.58 |  | --> | 0.38 | 0 | 0.021 | 0.37 | 0 |  | --> | C12 ex KILCOOLE | Kilcoole [T41,T42] | FASSAROE |  | 53.1077 | -6.0613
MV/LV Substation CH***894 |  | 10 kV | _ | LV | 400 kVA :Kiosk Substation | 0.4 | --> | 0.4 | 0 | 0 | Constrained, otherwise capacity available =273 kVA | --> | 0.38 | 0 | 0.014 | 0.387 | 0 |  | --> | C22 ex GREYSTONES | Greystones [T41,T42] | FASSAROE |  | 53.1269 | -6.065
MV/LV Substation NE***896 |  | 10 kV | _ | LV | 100 kVA :Pole Substation | 0.1 | --> | 0.1 | 0.098 | 5.58 |  | --> | 0.095 | 0 | 0 | 0.095 | 0 |  | --> | C11 ex KILCOOLE | Kilcoole [T41,T42] | FASSAROE |  | 53.0814 | -6.1172
MV/LV Substation MO***898 |  | 10 kV | _ | LV | 1000 kVA :Building Structure | 1 | --> | 1 | 0.5 | 5.58 |  | --> | 0.95 | 0 | 0.015 | 0.5 | 0 |  | --> | C11 ex KILCOOLE | Kilcoole [T41,T42] | FASSAROE |  | 53.0851 | -6.1077
MV/LV Substation SP***899 |  | 10 kV | _ | LV | 1000 kVA :Building Structure | 1 | --> | 1 | 0.5 | 5.58 |  | --> | 0.95 | 0 | 0.037 | 0.5 | 0 |  | --> | C11 ex KILCOOLE | Kilcoole [T41,T42] | FASSAROE |  | 53.0843 | -6.1053
MV/LV Substation CH***900 |  | 10 kV | _ | LV | 630 kVA :Kiosk Substation | 0.63 | --> | 0.63 | 0 | 0 | Constrained, otherwise capacity available =173 kVA | --> | 0.598 | 0 | 0.066 | 0.5 | 0 |  | --> | C22 ex GREYSTONES | Greystones [T41,T42] | FASSAROE |  | 53.1234 | -6.0767
MV/LV Substation ED***901 |  | 10 kV | _ | LV | 1000 kVA :Building Structure | 1 | --> | 1 | 0 | 0 | Constrained, otherwise capacity available =974 kVA | --> | 0.95 | 0 | 0 | 0.5 | 0 |  | --> | C22 ex GREYSTONES | Greystones [T41,T42] | FASSAROE |  | 53.1251 | -6.0778
MV/LV Substation CH***902 |  | 10 kV | _ | LV | 630 kVA :Kiosk Substation | 0.63 | --> | 0.63 | 0 | 0 | Constrained, otherwise capacity available =599 kVA | --> | 0.598 | 0 | 0.046 | 0.5 | 0 |  | --> | C22 ex GREYSTONES | Greystones [T41,T42] | FASSAROE |  | 53.125 | -6.0763
MV/LV Substation DO***906 |  | 10 kV | _ | LV | 50 kVA :Pole Substation | 0.05 | --> | 0.05 | 0.05 | 5.58 |  | --> | 0.048 | 0 | 0 | 0.048 | 0 |  | --> | C11 ex KILCOOLE | Kilcoole [T41,T42] | FASSAROE |  | 53.0699 | -6.0641
MV/LV Substation CH***908 |  | 10 kV | _ | LV | 400 kVA :Kiosk Substation | 0.4 | --> | 0.4 | 0 | 0 | Constrained, otherwise capacity available =330 kVA | --> | 0.38 | 0 | 0.022 | 0.373 | 0 |  | --> | C11 ex GREYSTONES | Greystones [T41,T42] | FASSAROE |  | 53.1378 | -6.0824
MV/LV Substation KI***909 |  | 10 kV | _ | LV | 400 kVA :Building Structure | 0.4 | --> | 0.4 | 0.33 | 5.58 |  | --> | 0.38 | 0 | 0 | 0.389 | 0 |  | --> | C12 ex KILCOOLE | Kilcoole [T41,T42] | FASSAROE |  | 53.1004 | -6.0616
MV/LV Substation KI***910 |  | 10 kV | _ | LV | 400 kVA :Building Structure | 0.4 | --> | 0.4 | 0.325 | 5.58 |  | --> | 0.38 | 0 | 0 | 0.39 | 0 |  | --> | C12 ex KILCOOLE | Kilcoole [T41,T42] | FASSAROE |  | 53.0989 | -6.0627
MV/LV Substation RO***911 |  | 10 kV | _ | LV | 50 kVA :Pole Substation | 0.05 | --> | 0.05 | 0.043 | 5.58 |  | --> | 0.048 | 0 | 0 | 0.048 | 0 |  | --> | C14 ex KILCOOLE | Kilcoole [T41,T42] | FASSAROE |  | 53.1186 | -6.0823
MV/LV Substation TH***913 |  | 10 kV | _ | LV | 400 kVA :Kiosk Substation | 0.4 | --> | 0.4 | 0 | 0 | Constrained, otherwise capacity available =360 kVA | --> | 0.38 | 0 | 0.02 | 0.371 | 0 |  | --> | C17 ex GREYSTONES | Greystones [T41,T42] | FASSAROE |  | 53.1396 | -6.0604
MV/LV Substation HA***914 |  | 10 kV | _ | LV | 100 kVA :Pole Substation | 0.1 | --> | 0.1 | 0.048 | 5.58 |  | --> | 0.095 | 0 | 0.05 | 0.065 | 0 |  | --> | C12 ex KILCOOLE | Kilcoole [T41,T42] | FASSAROE |  | 53.0995 | -6.0714
MV/LV Substation BU***915 |  | 10 kV | _ | LV | 630 kVA :Building Structure | 0.63 | --> | 0.63 | 0.5 | 5.58 |  | --> | 0.598 | 0 | 0 | 0.5 | 0 |  | --> | C14 ex KILCOOLE | Kilcoole [T41,T42] | FASSAROE |  | 53.1028 | -6.0709
MV/LV Substation CH***916 |  | 10 kV | _ | LV | 400 kVA :Kiosk Substation | 0.4 | --> | 0.4 | 0 | 0 | Constrained, otherwise capacity available =180 kVA | --> | 0.38 | 0 | 0.031 | 0.386 | 0 |  | --> | C22 ex GREYSTONES | Greystones [T41,T42] | FASSAROE |  | 53.1267 | -6.0681
MV/LV Substation SP***917 |  | 10 kV | _ | LV | 630 kVA :Building Structure | 0.63 | --> | 0.63 | 0 | 0 | Constrained, otherwise capacity available =176 kVA | --> | 0.598 | 0 | 0.05 | 0.5 | 0 |  | --> | C22 ex GREYSTONES | Greystones [T41,T42] | FASSAROE |  | 53.1223 | -6.0645
MV/LV Substation GO***920 |  | 10 kV | _ | LV | 400 kVA :Kiosk Substation | 0.4 | --> | 0.4 | 0.387 | 5.58 |  | --> | 0.38 | 0 | 0.005 | 0.378 | 0 |  | --> | C12 ex KILCOOLE | Kilcoole [T41,T42] | FASSAROE |  | 53.0925 | -6.0708
MV/LV Substation GO***921 |  | 10 kV | _ | LV | 200 kVA :Kiosk Substation | 0.2 | --> | 0.2 | 0.157 | 5.58 |  | --> | 0.19 | 0 | 0.027 | 0.176 | 0 |  | --> | C12 ex KILCOOLE | Kilcoole [T41,T42] | FASSAROE |  | 53.0924 | -6.0738
MV/LV Substation KI***923 |  | 10 kV | _ | LV | 400 kVA :Kiosk Substation | 0.4 | --> | 0.4 | 0.283 | 5.58 |  | --> | 0.38 | 0 | 0.032 | 0.372 | 0 |  | --> | C14 ex KILCOOLE | Kilcoole [T41,T42] | FASSAROE |  | 53.1145 | -6.0649
MV/LV Substation BU***924 |  | 10 kV | _ | LV | 200 kVA :Kiosk Substation | 0.2 | --> | 0.2 | 0.182 | 5.58 |  | --> | 0.19 | 0 | 0 | 0.192 | 0 |  | --> | C14 ex KILCOOLE | Kilcoole [T41,T42] | FASSAROE |  | 53.1041 | -6.0682
MV/LV Substation CH***925 |  | 10 kV | _ | LV | 630 kVA :Kiosk Substation | 0.63 | --> | 0.63 | 0.467 | 5.58 |  | --> | 0.598 | 0 | 0.021 | 0.5 | 0 |  | --> | C13 ex KILCOOLE | Kilcoole [T41,T42] | FASSAROE |  | 53.0906 | -6.1122
MV/LV Substation LI***927 |  | 10 kV | _ | LV | 630 kVA :Building Structure | 0.63 | --> | 0.63 | 0 | 0 | Constrained, otherwise capacity available =390 kVA | --> | 0.598 | 0 | 0.006 | 0.5 | 0 |  | --> | C15 ex GREYSTONES | Greystones [T41,T42] | FASSAROE |  | 53.1525 | -6.0831
MV/LV Substation ED***929 |  | 10 kV | _ | LV | 400 kVA :Kiosk Substation | 0.4 | --> | 0.4 | 0 | 0 | Constrained, otherwise capacity available =337 kVA | --> | 0.38 | 0 | 0 | 0.388 | 0 |  | --> | C22 ex GREYSTONES | Greystones [T41,T42] | FASSAROE |  | 53.1228 | -6.0777
MV/LV Substation ST***930 |  | 10 kV | _ | LV | 200 kVA :Kiosk Substation | 0.2 | --> | 0.2 | 0 | 0 | Constrained, otherwise capacity available =162 kVA | --> | 0.19 | 0 | 0.014 | 0.185 | 0 |  | --> | C15 ex GREYSTONES | Greystones [T41,T42] | FASSAROE |  | 53.1488 | -6.0803
MV/LV Substation CH***931 |  | 10 kV | _ | LV | 630 kVA :Kiosk Substation | 0.63 | --> | 0.63 | 0 | 0 | Constrained, otherwise capacity available =630 kVA | --> | 0.598 | 0 | 0 | 0.5 | 0 |  | --> | C22 ex GREYSTONES | Greystones [T41,T42] | FASSAROE |  | 53.1266 | -6.072
MV/LV Substation NE***932 |  | 10 kV | _ | LV | 1000 kVA :Building Structure | 1 | --> | 1 | 0.5 | 5.58 |  | --> | 0.95 | 0 | 0 | 0.5 | 0 |  | --> | C13 ex KILCOOLE | Kilcoole [T41,T42] | FASSAROE |  | 53.0925 | -6.113
MV/LV Substation CH***933 |  | 10 kV | _ | LV | 200 kVA :Kiosk Substation | 0.2 | --> | 0.2 | 0 | 0 | Constrained, otherwise capacity available =147 kVA | --> | 0.19 | 0 | 0.005 | 0.193 | 0 |  | --> | C11 ex GREYSTONES | Greystones [T41,T42] | FASSAROE |  | 53.1351 | -6.0839
MV/LV Substation WI***934 |  | 10 kV | _ | LV | 400 kVA :Building Structure | 0.4 | --> | 0.4 | 0.341 | 5.58 |  | --> | 0.38 | 0 | 0 | 0.388 | 0 |  | --> | C12 ex KILCOOLE | Kilcoole [T41,T42] | FASSAROE |  | 53.1052 | -6.0638
MV/LV Substation CH***935 |  | 10 kV | _ | LV | 200 kVA :Kiosk Substation | 0.2 | --> | 0.2 | 0 | 0 | Constrained, otherwise capacity available =95 kVA | --> | 0.19 | 0 | 0.053 | 0.165 | 0 |  | --> | C11 ex GREYSTONES | Greystones [T41,T42] | FASSAROE |  | 53.1349 | -6.0809
MV/LV Substation ED***936 |  | 10 kV | _ | LV | 400 kVA :Kiosk Substation | 0.4 | --> | 0.4 | 0 | 0 | Constrained, otherwise capacity available =320 kVA | --> | 0.38 | 0 | 0.024 | 0.373 | 0 |  | --> | C22 ex GREYSTONES | Greystones [T41,T42] | FASSAROE |  | 53.1219 | -6.0743
MV/LV Substation CL***938 |  | 10 kV | _ | LV | 630 kVA :Building Structure | 0.63 | --> | 0.63 | 0 | 0 | Constrained, otherwise capacity available =496 kVA | --> | 0.598 | 0 | 0 | 0.5 | 0 |  | --> | C17 ex GREYSTONES | Greystones [T41,T42] | FASSAROE |  | 53.1447 | -6.0646
MV/LV Substation BA***939 |  | 10 kV | _ | LV | 200 kVA :Kiosk Substation | 0.2 | --> | 0.2 | 0.163 | 5.58 |  | --> | 0.19 | 0 | 0.018 | 0.182 | 0 |  | --> | C12 ex KILCOOLE | Kilcoole [T41,T42] | FASSAROE |  | 53.1015 | -6.0596
MV/LV Substation RE***942 |  | 10 kV | _ | LV | 50 kVA :Pole Substation | 0.05 | --> | 0.05 | 0 | 0 | Constrained, otherwise capacity available =50 kVA | --> | 0.048 | 0 | 0 | 0.048 | 0 |  | --> | C14 ex GREYSTONES | Greystones [T41,T42] | FASSAROE |  | 53.1441 | -6.1515
MV/LV Substation DU***943 |  | 10 kV | _ | LV | 400 kVA :Building Structure | 0.4 | --> | 0.4 | 0.219 | 5.58 |  | --> | 0.38 | 0 | 0 | 0.404 | 0 |  | --> | C13 ex KILCOOLE | Kilcoole [T41,T42] | FASSAROE |  | 53.0911 | -6.1124
MV/LV Substation EV***949 |  | 10 kV | _ | LV | 50 kVA :Pole Substation | 0.05 | --> | 0.05 | 0.043 | 5.58 |  | --> | 0.048 | 0 | 0 | 0.048 | 0 |  | --> | C14 ex KILCOOLE | Kilcoole [T41,T42] | FASSAROE |  | 53.122 | -6.0858
MV/LV Substation MI***950 |  | 10 kV | _ | LV | 400 kVA :Building Structure | 0.4 | --> | 0.4 | 0 | 0 | Constrained, otherwise capacity available =308 kVA | --> | 0.38 | 0 | 0 | 0.392 | 0 |  | --> | C22 ex GREYSTONES | Greystones [T41,T42] | FASSAROE |  | 53.1364 | -6.0646
MV/LV Substation KE***954 |  | 10 kV | _ | LV | 200 kVA :Kiosk Substation | 0.2 | --> | 0.2 | 0 | 0 | Constrained, otherwise capacity available =163 kVA | --> | 0.19 | 0 | 0.018 | 0.182 | 0 |  | --> | C12 ex GREYSTONES | Greystones [T41,T42] | FASSAROE |  | 53.1468 | -6.0895
MV/LV Substation FA***955 |  | 10 kV | _ | LV | 200 kVA :Kiosk Substation | 0.2 | --> | 0.2 | 0 | 0 | Constrained, otherwise capacity available =135 kVA | --> | 0.19 | 0 | 0.021 | 0.183 | 0 |  | --> | C22 ex GREYSTONES | Greystones [T41,T42] | FASSAROE |  | 53.1217 | -6.0731
MV/LV Substation DE***958 |  | 10 kV | _ | LV | 630 kVA :Kiosk Substation | 0.63 | --> | 0.63 | 0 | 0 | Constrained, otherwise capacity available =566 kVA | --> | 0.598 | 0 | 0.021 | 0.5 | 0 |  | --> | C22 ex GREYSTONES | Greystones [T41,T42] | FASSAROE |  | 53.1334 | -6.0817
MV/LV Substation TE***962 |  | 10 kV | _ | LV | 50 kVA :Pole Substation | 0.05 | --> | 0.05 | 0 | 0 | Constrained, otherwise capacity available =50 kVA | --> | 0.048 | 0 | 0 | 0.048 | 0 |  | --> | C14 ex GREYSTONES | Greystones [T41,T42] | FASSAROE |  | 53.1555 | -6.0968
MV/LV Substation BU***963 |  | 10 kV | _ | LV | 630 kVA :Building Structure | 0.63 | --> | 0.63 | 0.5 | 5.58 |  | --> | 0.598 | 0 | 0.026 | 0.5 | 0 |  | --> | C14 ex KILCOOLE | Kilcoole [T41,T42] | FASSAROE |  | 53.1041 | -6.0698
MV/LV Substation BL***965 |  | 10 kV | _ | LV | 200 kVA :Kiosk Substation | 0.2 | --> | 0.2 | 0 | 0 | Constrained, otherwise capacity available =191 kVA | --> | 0.19 | 0 | 0.01 | 0.184 | 0 |  | --> | C15 ex GREYSTONES | Greystones [T41,T42] | FASSAROE |  | 53.1515 | -6.0856
MV/LV Substation HO***966 |  | 10 kV | _ | LV | 400 kVA :Kiosk Substation | 0.4 | --> | 0.4 | 0.324 | 5.58 |  | --> | 0.38 | 0 | 0.024 | 0.372 | 0 |  | --> | C12 ex KILCOOLE | Kilcoole [T41,T42] | FASSAROE |  | 53.1037 | -6.0566
MV/LV Substation NE***971 |  | 10 kV | _ | LV | 630 kVA :Building Structure | 0.63 | --> | 0.63 | 0.5 | 5.58 |  | --> | 0.598 | 0 | 0.006 | 0.5 | 0 |  | --> | C13 ex KILCOOLE | Kilcoole [T41,T42] | FASSAROE |  | 53.0909 | -6.1139
MV/LV Substation NE***973 |  | 10 kV | _ | LV | 630 kVA :Kiosk Substation | 0.63 | --> | 0.63 | 0.5 | 5.58 |  | --> | 0.598 | 0 | 0 | 0.5 | 0 |  | --> | C13 ex KILCOOLE | Kilcoole [T41,T42] | FASSAROE |  | 53.0912 | -6.1156
MV/LV Substation CH***001 |  | 20 kV | _ | LV | 400 kVA :Kiosk Substation | 0.4 | --> | 0.4 | 0 | 0 | Constrained, otherwise capacity available =142 kVA | --> | 0.38 | 0 | 0.043 | 0.382 | 0 |  | --> | C15 ex MOATE | Moate [T41,T42] | ATHLONE |  | 53.3958 | -7.724
MV/LV Substation MA***002 |  | 20 kV | _ | LV | 200 kVA :Pole Substation | 0.2 | --> | 0.2 | 0 | 0 | Constrained, otherwise capacity available =73 kVA | --> | 0.19 | 0 | 0.015 | 0.196 | 0 |  | --> | C15 ex MOATE | Moate [T41,T42] | ATHLONE |  | 53.3945 | -7.7156
MV/LV Substation BA***003 |  | 20 kV | _ | LV | 50 kVA :Pole Substation | 0.05 | --> | 0.05 | 0 | 0 | Constrained, otherwise capacity available =43 kVA | --> | 0.048 | 0 | 0.011 | 0.04 | 0 |  | --> | C16 ex MOATE | Moate [T41,T42] | ATHLONE |  | 53.4111 | -7.6884
MV/LV Substation BA***008 |  | 20 kV | _ | LV | 200 kVA :Pole Substation | 0.2 | --> | 0.2 | 0 | 0 | Constrained, otherwise capacity available =103 kVA | --> | 0.19 | 0 | 0.04 | 0.173 | 0 |  | --> | C15 ex MOATE | Moate [T41,T42] | ATHLONE |  | 53.3955 | -7.7304
MV/LV Substation AT***026X |  | 20 kV | _ | LV | 400 kVA :Kiosk Substation | 0.4 | --> | 0.4 | 0 | 0 | Constrained, otherwise capacity available =373 kVA | --> | 0.38 | 0 | 0.004 | 0.381 | 0 |  | --> | C15 ex MOATE | Moate [T41,T42] | ATHLONE |  | 53.3957 | -7.7282
MV/LV Substation AR***033X |  | 20 kV | _ | LV | 400 kVA :Kiosk Substation | 0.4 | --> | 0.4 | 0 | 0 | Constrained, otherwise capacity available =262 kVA | --> | 0.38 | 0 | 0.025 | 0.38 | 0 |  | --> | C16 ex MOATE | Moate [T41,T42] | ATHLONE |  | 53.3944 | -7.7025
MV/LV Substation GR***034X |  | 20 kV | _ | LV | 200 kVA :Kiosk Substation | 0.2 | --> | 0.2 | 0 | 0 | Constrained, otherwise capacity available =183 kVA | --> | 0.19 | 0 | 0.014 | 0.182 | 0 |  | --> | C15 ex MOATE | Moate [T41,T42] | ATHLONE |  | 53.3902 | -7.7088
MV/LV Substation BO***035X |  | 20 kV | _ | LV | 50 kVA :Pole Substation | 0.05 | --> | 0.05 | 0 | 0 | Constrained, otherwise capacity available =32 kVA | --> | 0.048 | 0 | 0.005 | 0.046 | 0 |  | --> | C16 ex MOATE | Moate [T41,T42] | ATHLONE |  | 53.491 | -7.6587
MV/LV Substation DR***045X |  | 20 kV | _ | LV | 50 kVA :Pole Substation | 0.05 | --> | 0.05 | 0 | 0 | Constrained, otherwise capacity available =50 kVA | --> | 0.048 | 0 | 0 | 0.048 | 0 |  | --> | C15 ex MOATE | Moate [T41,T42] | ATHLONE |  | 53.431 | -7.7717
MV/LV Substation GL***046X |  | 20 kV | _ | LV | 200 kVA :Kiosk Substation | 0.2 | --> | 0.2 | 0 | 0 | Constrained, otherwise capacity available =154 kVA | --> | 0.19 | 0 | 0.013 | 0.187 | 0 |  | --> | C15 ex MOATE | Moate [T41,T42] | ATHLONE |  | 53.4024 | -7.7356
MV/LV Substation ST***052X |  | 20 kV | _ | LV | 400 kVA :Kiosk Substation | 0.4 | --> | 0.4 | 0 | 0 | Constrained, otherwise capacity available =285 kVA | --> | 0.38 | 0 | 0.019 | 0.381 | 0 |  | --> | C15 ex MOATE | Moate [T41,T42] | ATHLONE |  | 53.3982 | -7.7202
MV/LV Substation ST***055X |  | 20 kV | _ | LV | 200 kVA :Kiosk Substation | 0.2 | --> | 0.2 | 0 | 0 | Constrained, otherwise capacity available =172 kVA | --> | 0.19 | 0 | 0 | 0.194 | 0 |  | --> | C16 ex MOATE | Moate [T41,T42] | ATHLONE |  | 53.49 | -7.6621
MV/LV Substation BA***061X |  | 20 kV | _ | LV | 50 kVA :Pole Substation | 0.05 | --> | 0.05 | 0 | 0 | Constrained, otherwise capacity available =27 kVA | --> | 0.048 | 0 | 0 | 0.05 | 0 |  | --> | C15 ex MOATE | Moate [T41,T42] | ATHLONE |  | 53.3946 | -7.7336
MV/LV Substation LA***064X |  | 20 kV | _ | LV | 50 kVA :Pole Substation | 0.05 | --> | 0.05 | 0.048 | 7.61 |  | --> | 0.048 | 0 | 0 | 0.048 | 0 |  | --> | C18 ex GARRYCASTLE | Garrycastle [T41,T42] | ATHLONE |  | 53.3977 | -7.8563
MV/LV Substation AR***066X |  | 20 kV | _ | LV | 400 kVA :Kiosk Substation | 0.4 | --> | 0.4 | 0 | 0 | Constrained, otherwise capacity available =328 kVA | --> | 0.38 | 0 | 0.008 | 0.384 | 0 |  | --> | C15 ex MOATE | Moate [T41,T42] | ATHLONE |  | 53.3976 | -7.7338
MV/LV Substation GO***067X |  | 20 kV | _ | LV | 200 kVA :Kiosk Substation | 0.2 | --> | 0.2 | 0 | 0 | Constrained, otherwise capacity available =168 kVA | --> | 0.19 | 0 | 0.042 | 0.163 | 0 |  | --> | C15 ex MOATE | Moate [T41,T42] | ATHLONE |  | 53.432 | -7.7798
MV/LV Substation MA***072X |  | 20 kV | _ | LV | 400 kVA :Kiosk Substation | 0.4 | --> | 0.4 | 0 | 0 | Constrained, otherwise capacity available =365 kVA | --> | 0.38 | 0 | 0 | 0.385 | 0 |  | --> | C15 ex MOATE | Moate [T41,T42] | ATHLONE |  | 53.3948 | -7.717
MV/LV Substation BA***074X |  | 20 kV | _ | LV | 200 kVA :Kiosk Substation | 0.2 | --> | 0.2 | 0 | 0 | Constrained, otherwise capacity available =190 kVA | --> | 0.19 | 0 | 0 | 0.191 | 0 |  | --> | C16 ex MOATE | Moate [T41,T42] | ATHLONE |  | 53.4907 | -7.6681
MV/LV Substation FA***079X |  | 20 kV | _ | LV | 50 kVA :Pole Substation | 0.05 | --> | 0.05 | 0 | 0 | Constrained, otherwise capacity available =50 kVA | --> | 0.048 | 0 | 0 | 0.048 | 0 |  | --> | C15 ex MOATE | Moate [T41,T42] | ATHLONE |  | 53.3924 | -7.7797
MV/LV Substation FA***080X |  | 20 kV | _ | LV | 50 kVA :Pole Substation | 0.05 | --> | 0.05 | 0 | 0 | Constrained, otherwise capacity available =18 kVA | --> | 0.048 | 0 | 0 | 0.052 | 0 |  | --> | C15 ex MOATE | Moate [T41,T42] | ATHLONE |  | 53.3925 | -7.7836
MV/LV Substation TE***4021 |  | 20 kV | _ | LV | 100 kVA :Pole Substation | 0.1 | --> | 0.1 | 0 | 0 | Constrained, otherwise capacity available =76 kVA | --> | 0.095 | 0 | 0.003 | 0.096 | 0 |  | --> | C16 ex MOATE | Moate [T41,T42] | ATHLONE |  | 53.3953 | -7.7055
MV/LV Substation LI***4022 |  | 20 kV | _ | LV | 200 kVA :Pole Substation | 0.2 | --> | 0.2 | 0 | 0 | Constrained, otherwise capacity available =200 kVA | --> | 0.19 | 0 | 0 | 0.19 | 0 |  | --> | C16 ex MOATE | Moate [T41,T42] | ATHLONE |  | 53.394 | -7.7059
MV/LV Substation CA***4028 |  | 20 kV | _ | LV | 630 kVA :Kiosk Substation | 0.63 | --> | 0.63 | 0 | 0 | Constrained, otherwise capacity available =539 kVA | --> | 0.598 | 0 | 0.005 | 0.5 | 0 |  | --> | C15 ex MOATE | Moate [T41,T42] | ATHLONE |  | 53.3967 | -7.7108
MV/LV Substation BA***4042 |  | 20 kV | _ | LV | 50 kVA :Pole Substation | 0.05 | --> | 0.05 | 0.045 | 7.61 |  | --> | 0.048 | 0 | 0 | 0.048 | 0 |  | --> | C18 ex GARRYCASTLE | Garrycastle [T41,T42] | ATHLONE |  | 53.4006 | -7.8644
MV/LV Substation KI***4046 |  | 20 kV | _ | LV | 50 kVA :Pole Substation | 0.05 | --> | 0.05 | 0 | 0 | Constrained, otherwise capacity available =50 kVA | --> | 0.048 | 0 | 0 | 0.048 | 0 |  | --> | C16 ex MOATE | Moate [T41,T42] | ATHLONE |  | 53.4192 | -7.6698
MV/LV Substation AM***4056 |  | 20 kV | _ | LV | 200 kVA :Pole Substation | 0.2 | --> | 0.2 | 0 | 0 | Constrained, otherwise capacity available =161 kVA | --> | 0.19 | 0 | 0.035 | 0.169 | 0 |  | --> | C15 ex MOATE | Moate [T41,T42] | ATHLONE |  | 53.3985 | -7.738
MV/LV Substation KI***407 |  | 20 kV | _ | LV | 100 kVA :Pole Substation | 0.1 | --> | 0.1 | 0 | 0 | Constrained, otherwise capacity available =88 kVA | --> | 0.095 | 0 | 0 | 0.097 | 0 |  | --> | C16 ex MOATE | Moate [T41,T42] | ATHLONE |  | 53.4275 | -7.6439
MV/LV Substation BA***4081 |  | 20 kV | _ | LV | 200 kVA :Kiosk Substation | 0.2 | --> | 0.2 | 0 | 0 | Constrained, otherwise capacity available =167 kVA | --> | 0.19 | 0 | 0 | 0.194 | 0 |  | --> | C15 ex MOATE | Moate [T41,T42] | ATHLONE |  | 53.3924 | -7.7064
MV/LV Substation CA***4114 |  | 20 kV | _ | LV | 50 kVA :Pole Substation | 0.05 | --> | 0.05 | 0 | 0 | Constrained, otherwise capacity available =50 kVA | --> | 0.048 | 0 | 0 | 0.048 | 0 |  | --> | C15 ex MOATE | Moate [T41,T42] | ATHLONE |  | 53.3912 | -7.753
MV/LV Substation BA***4119 |  | 20 kV | _ | LV | 50 kVA :Pole Substation | 0.05 | --> | 0.05 | 0 | 0 | Constrained, otherwise capacity available =43 kVA | --> | 0.048 | 0 | 0.025 | 0.03 | 0 |  | --> | C16 ex MOATE | Moate [T41,T42] | ATHLONE |  | 53.4202 | -7.6544
MV/LV Substation FA***4128 |  | 20 kV | _ | LV | 50 kVA :Pole Substation | 0.05 | --> | 0.05 | 0.05 | 7.61 |  | --> | 0.048 | 0 | 0 | 0.048 | 0 |  | --> | C18 ex GARRYCASTLE | Garrycastle [T41,T42] | ATHLONE |  | 53.3993 | -7.8745
MV/LV Substation AR***4136 |  | 20 kV | _ | LV | 630 kVA :Building Structure | 0.63 | --> | 0.63 | 0.485 | 7.61 |  | --> | 0.598 | 0 | 0 | 0.5 | 0 |  | --> | C18 ex GARRYCASTLE | Garrycastle [T41,T42] | ATHLONE |  | 53.4009 | -7.8272
MV/LV Substation BA***4144 |  | 20 kV | _ | LV | 200 kVA :Pole Substation | 0.2 | --> | 0.2 | 0 | 0 | Constrained, otherwise capacity available =200 kVA | --> | 0.19 | 0 | 0 | 0.19 | 0 |  | --> | C15 ex MOATE | Moate [T41,T42] | ATHLONE |  | 53.3949 | -7.7349
MV/LV Substation PR***4153 |  | 20 kV | _ | LV | 630 kVA :Building Structure | 0.63 | --> | 0.63 | 0 | 0 | Constrained, otherwise capacity available =630 kVA | --> | 0.598 | 0 | 0 | 0.5 | 0 |  | --> | C16 ex MOATE | Moate [T41,T42] | ATHLONE |  | 53.3935 | -7.7061
MV/LV Substation GO***4154 |  | 20 kV | _ | LV | 400 kVA :Building Structure | 0.4 | --> | 0.4 | 0 | 0 | Constrained, otherwise capacity available =388 kVA | --> | 0.38 | 0 | 0.012 | 0.373 | 0 |  | --> | C15 ex MOATE | Moate [T41,T42] | ATHLONE |  | 53.3995 | -7.7232
MV/LV Substation MO***4174 |  | 20 kV | _ | LV | 400 kVA :Kiosk Substation | 0.4 | --> | 0.4 | 0 | 0 |  | --> | 0.38 | 0 | 0 | 0.394 | 0 |  | --> | C16 ex MOATE | Moate [T41,T42] | ATHLONE |  | 53.3957 | -7.7056
MV/LV Substation MO***4182 |  | 20 kV | _ | LV | 50 kVA :Pole Substation | 0.05 | --> | 0.05 | 0 | 0 | Constrained, otherwise capacity available =34 kVA | --> | 0.048 | 0 | 0.006 | 0.045 | 0 |  | --> | C16 ex MOATE | Moate [T41,T42] | ATHLONE |  | 53.4395 | -7.6996
MV/LV Substation MO***4183 |  | 20 kV | _ | LV | 50 kVA :Pole Substation | 0.05 | --> | 0.05 | 0 | 0 | Constrained, otherwise capacity available =50 kVA | --> | 0.048 | 0 | 0 | 0.048 | 0 |  | --> | C16 ex MOATE | Moate [T41,T42] | ATHLONE |  | 53.4415 | -7.6981
MV/LV Substation SA***4196 |  | 20 kV | _ | LV | 200 kVA :Pole Substation | 0.2 | --> | 0.2 | 0 | 0 | Constrained, otherwise capacity available =200 kVA | --> | 0.19 | 0 | 0 | 0.19 | 0 |  | --> | C15 ex MOATE | Moate [T41,T42] | ATHLONE |  | 53.3909 | -7.7831
MV/LV Substation BA***436 |  | 20 kV | _ | LV | 50 kVA :Pole Substation | 0.05 | --> | 0.05 | 0.05 | 7.61 |  | --> | 0.048 | 0 | 0 | 0.048 | 0 |  | --> | C18 ex GARRYCASTLE | Garrycastle [T41,T42] | ATHLONE |  | 53.3984 | -7.8586
MV/LV Substation CO***456 |  | 20 kV | _ | LV | 200 kVA :Pole Substation | 0.2 | --> | 0.2 | 0 | 0 |  | --> | 0.19 | 0 | 0.055 | 0.178 | 0 |  | --> | C15 ex MOATE | Moate [T41,T42] | ATHLONE |  | 53.3948 | -7.7212
MV/LV Substation MT***539 |  | 20 kV | _ | LV | 100 kVA :Pole Substation | 0.1 | --> | 0.1 | 0 | 0 | Constrained, otherwise capacity available =63 kVA | --> | 0.095 | 0 | 0.016 | 0.088 | 0 |  | --> | C15 ex MOATE | Moate [T41,T42] | ATHLONE |  | 53.428 | -7.775
MV/LV Substation GL***596 |  | 20 kV | _ | LV | 50 kVA :Pole Substation | 0.05 | --> | 0.05 | 0 | 0 | Constrained, otherwise capacity available =49 kVA | --> | 0.048 | 0 | 0 | 0.048 | 0 |  | --> | C15 ex MOATE | Moate [T41,T42] | ATHLONE |  | 53.4232 | -7.7681
MV/LV Substation CL***647 |  | 20 kV | _ | LV | 200 kVA :Pole Substation | 0.2 | --> | 0.2 | 0 | 0 | Constrained, otherwise capacity available =162 kVA | --> | 0.19 | 0 | 0.006 | 0.191 | 0 |  | --> | C15 ex MOATE | Moate [T41,T42] | ATHLONE |  | 53.3942 | -7.7116
MV/LV Substation BA***677 |  | 20 kV | _ | LV | 50 kVA :Pole Substation | 0.05 | --> | 0.05 | 0 | 0 | Constrained, otherwise capacity available =33 kVA | --> | 0.048 | 0 | 0 | 0.05 | 0 |  | --> | C16 ex MOATE | Moate [T41,T42] | ATHLONE |  | 53.4066 | -7.6818
MV/LV Substation MU***716 |  | 20 kV | _ | LV | 50 kVA :Pole Substation | 0.05 | --> | 0.05 | 0 | 0 | Constrained, otherwise capacity available =48 kVA | --> | 0.048 | 0 | 0.01 | 0.04 | 0 |  | --> | C16 ex MOATE | Moate [T41,T42] | ATHLONE |  | 53.4682 | -7.6781
MV/LV Substation BA***724 |  | 20 kV | _ | LV | 50 kVA :Pole Substation | 0.05 | --> | 0.05 | 0 | 0 | Constrained, otherwise capacity available =37 kVA | --> | 0.048 | 0 | 0.005 | 0.046 | 0 |  | --> | C16 ex MOATE | Moate [T41,T42] | ATHLONE |  | 53.4855 | -7.6795
MV/LV Substation BE***726 |  | 20 kV | _ | LV | 100 kVA :Pole Substation | 0.1 | --> | 0.1 | 0 | 0 | Constrained, otherwise capacity available =38 kVA | --> | 0.095 | 0 | 0.009 | 0.096 | 0 |  | --> | C16 ex MOATE | Moate [T41,T42] | ATHLONE |  | 53.4912 | -7.6798
MV/LV Substation BA***728 |  | 20 kV | _ | LV | 50 kVA :Pole Substation | 0.05 | --> | 0.05 | 0 | 0 | Constrained, otherwise capacity available =27 kVA | --> | 0.048 | 0 | 0.005 | 0.047 | 0 |  | --> | C16 ex MOATE | Moate [T41,T42] | ATHLONE |  | 53.4907 | -7.6716
MV/LV Substation WI***770 |  | 20 kV | _ | LV | 50 kVA :Pole Substation | 0.05 | --> | 0.05 | 0 | 0 | Constrained, otherwise capacity available =32 kVA | --> | 0.048 | 0 | 0.033 | 0.025 | 0 |  | --> | C15 ex MOATE | Moate [T41,T42] | ATHLONE |  | 53.3971 | -7.738
MV/LV Substation TO***788 |  | 20 kV | _ | LV | 50 kVA :Pole Substation | 0.05 | --> | 0.05 | 0 | 0 | Constrained, otherwise capacity available =32 kVA | --> | 0.048 | 0 | 0 | 0.05 | 0 |  | --> | C16 ex MOATE | Moate [T41,T42] | ATHLONE |  | 53.516 | -7.6941
MV/LV Substation CA***805 |  | 20 kV | _ | LV | 50 kVA :Pole Substation | 0.05 | --> | 0.05 | 0 | 0 | Constrained, otherwise capacity available =22 kVA | --> | 0.048 | 0 | 0.02 | 0.036 | 0 |  | --> | C15 ex MOATE | Moate [T41,T42] | ATHLONE |  | 53.4282 | -7.7787
MV/LV Substation MA***808 |  | 20 kV | _ | LV | 400 kVA :Kiosk Substation | 0.4 | --> | 0.4 | 0 | 0 | Constrained, otherwise capacity available =371 kVA | --> | 0.38 | 0 | 0 | 0.384 | 0 |  | --> | C15 ex MOATE | Moate [T41,T42] | ATHLONE |  | 53.3946 | -7.7181
MV/LV Substation GO***811 |  | 20 kV | _ | LV | 100 kVA :Pole Substation | 0.1 | --> | 0.1 | 0 | 0 | Constrained, otherwise capacity available =94 kVA | --> | 0.095 | 0 | 0 | 0.096 | 0 |  | --> | C16 ex MOATE | Moate [T41,T42] | ATHLONE |  | 53.5018 | -7.7305
MV/LV Substation MO***840 |  | 20 kV | _ | LV | 100 kVA :Pole Substation | 0.1 | --> | 0.1 | 0 | 0 | Constrained, otherwise capacity available =99 kVA | --> | 0.095 | 0 | 0 | 0.095 | 0 |  | --> | C15 ex MOATE | Moate [T41,T42] | ATHLONE |  | 53.3913 | -7.7152
MV/LV Substation MO***842 |  | 20 kV | _ | LV | 50 kVA :Pole Substation | 0.05 | --> | 0.05 | 0 | 0 | Constrained, otherwise capacity available =50 kVA | --> | 0.048 | 0 | 0 | 0.048 | 0 |  | --> | C16 ex MOATE | Moate [T41,T42] | ATHLONE |  | 53.4035 | -7.7212
MV/LV Substation MO***875 |  | 20 kV | _ | LV | 50 kVA :Pole Substation | 0.05 | --> | 0.05 | 0 | 0 | Constrained, otherwise capacity available =47 kVA | --> | 0.048 | 0 | 0 | 0.048 | 0 |  | --> | C16 ex MOATE | Moate [T41,T42] | ATHLONE |  | 53.4048 | -7.7161
MV/LV Substation MA***895 |  | 20 kV | _ | LV | 50 kVA :Pole Substation | 0.05 | --> | 0.05 | 0 | 0 | Constrained, otherwise capacity available =38 kVA | --> | 0.048 | 0 | 0 | 0.049 | 0 |  | --> | C15 ex MOATE | Moate [T41,T42] | ATHLONE |  | 53.4044 | -7.7813
MV/LV Substation KE***910 |  | 20 kV | _ | LV | 100 kVA :Pole Substation | 0.1 | --> | 0.1 | 0 | 0 | Constrained, otherwise capacity available =100 kVA | --> | 0.095 | 0 | 0 | 0.095 | 0 |  | --> | C16 ex MOATE | Moate [T41,T42] | ATHLONE |  | 53.4245 | -7.6464
MV/LV Substation BO***968 |  | 20 kV | _ | LV | 50 kVA :Pole Substation | 0.05 | --> | 0.05 | 0.039 | 7.61 |  | --> | 0.048 | 0 | 0 | 0.049 | 0 |  | --> | C18 ex GARRYCASTLE | Garrycastle [T41,T42] | ATHLONE |  | 53.3974 | -7.8502
MV/LV Substation GR***976 |  | 20 kV | _ | LV | 100 kVA :Pole Substation | 0.1 | --> | 0.1 | 0 | 0 | Constrained, otherwise capacity available =86 kVA | --> | 0.095 | 0 | 0.01 | 0.09 | 0 |  | --> | C16 ex MOATE | Moate [T41,T42] | ATHLONE |  | 53.4467 | -7.6476
MV/LV Substation RO***992 |  | 20 kV | _ | LV | 400 kVA :Kiosk Substation | 0.4 | --> | 0.4 | 0 | 0 | Constrained, otherwise capacity available =338 kVA | --> | 0.38 | 0 | 0.01 | 0.381 | 0 |  | --> | C15 ex MOATE | Moate [T41,T42] | ATHLONE |  | 53.3981 | -7.7125
MV/LV Substation SL***998 |  | 20 kV | _ | LV | 400 kVA :Kiosk Substation | 0.4 | --> | 0.4 | 0 | 0 | Constrained, otherwise capacity available =276 kVA | --> | 0.38 | 0 | 0.03 | 0.374 | 0 |  | --> | C16 ex MOATE | Moate [T41,T42] | ATHLONE |  | 53.4017 | -7.7159
MV/LV Substation PO***001 |  | 10 kV | _ | LV | 630 kVA :Kiosk Substation | 0.63 | --> | 0.63 | 0 | 0 | Constrained, otherwise capacity available =96 kVA | --> | 0.598 | 0 | 0.03 | 0.5 | 0 |  | --> | C13 ex CARRICK ON SHANNON | Carrick On Shannon [T41,T42] | CARRICK ON SHANNON |  | 53.9456 | -8.0958
MV/LV Substation CO***010 |  | 10 kV | _ | LV | 400 kVA :Kiosk Substation | 0.4 | --> | 0.4 | 0 | 0 | Constrained, otherwise capacity available =298 kVA | --> | 0.38 | 0 | 0.015 | 0.383 | 0 |  | --> | C13 ex CARRICK ON SHANNON | Carrick On Shannon [T41,T42] | CARRICK ON SHANNON |  | 53.9488 | -8.0864
MV/LV Substation NW***013 |  | 20 kV | _ | LV | 50 kVA :Pole Substation | 0.05 | --> | 0.05 | 0 | 0 | Constrained, otherwise capacity available =20 kVA | --> | 0.048 | 0 | 0 | 0.051 | 0 |  | --> | C14 ex CARRICK ON SHANNON | Carrick On Shannon [T41,T42] | CARRICK ON SHANNON |  | 54.0111 | -7.9983
MV/LV Substation MA***014X |  | 20 kV | _ | LV | 630 kVA :Kiosk Substation | 0.63 | --> | 0.63 | 0.5 | 2.03 |  | --> | 0.598 | 0 | 0 | 0.5 | 0 |  | --> | E16 ex MOHILL | Mohill [T421,T422] | CARRICK ON SHANNON |  | 53.9147 | -7.986
MV/LV Substation KS***015 |  | 20 kV | _ | LV | 50 kVA :Pole Substation | 0.05 | --> | 0.05 | 0.046 | 8.5 |  | --> | 0.048 | 0 | 0.006 | 0 | 0 | Constrained, otherwise capacity available =44 kW | --> | E14 ex ARIGNA | Arigna [T121] | ARIGNA |  | 54.0202 | -7.9365
MV/LV Substation C ***019 |  | 10 kV | _ | LV | 50 kVA :Pole Substation | 0.05 | --> | 0.05 | 0 | 0 | Constrained, otherwise capacity available =32 kVA | --> | 0.048 | 0 | 0 | 0.05 | 0 |  | --> | C14 ex CARRICK ON SHANNON | Carrick On Shannon [T41,T42] | CARRICK ON SHANNON |  | 53.9563 | -8.0919
MV/LV Substation DU***021 |  | 10 kV | _ | LV | 400 kVA :Kiosk Substation | 0.4 | --> | 0.4 | 0 | 0 | Constrained, otherwise capacity available =322 kVA | --> | 0.38 | 0 | 0.011 | 0.382 | 0 |  | --> | C13 ex CARRICK ON SHANNON | Carrick On Shannon [T41,T42] | CARRICK ON SHANNON |  | 53.9451 | -8.0869
MV/LV Substation TO***023 |  | 10 kV | _ | LV | 200 kVA :Pole Substation | 0.2 | --> | 0.2 | 0 | 0 | Constrained, otherwise capacity available =186 kVA | --> | 0.19 | 0 | 0 | 0.192 | 0 |  | --> | C14 ex CARRICK ON SHANNON | Carrick On Shannon [T41,T42] | CARRICK ON SHANNON |  | 53.9506 | -8.097
MV/LV Substation HI***023X |  | 20 kV | _ | LV | 400 kVA :Building Structure | 0.4 | --> | 0.4 | 0 | 0 | Constrained, otherwise capacity available =400 kVA | --> | 0.38 | 0 | 0 | 0.38 | 0 |  | --> | C16 ex CARRICK ON SHANNON | Carrick On Shannon [T41,T42] | CARRICK ON SHANNON |  | 53.876 | -8.0821
MV/LV Substation ST***027 |  | 10 kV | _ | LV | 100 kVA :Pole Substation | 0.1 | --> | 0.1 | 0 | 0 | Constrained, otherwise capacity available =44 kVA | --> | 0.095 | 0 | 0 | 0.102 | 0 |  | --> | C14 ex CARRICK ON SHANNON | Carrick On Shannon [T41,T42] | CARRICK ON SHANNON |  | 53.9503 | -8.0942
MV/LV Substation SU***030X |  | 10 kV | _ | LV | 630 kVA :Kiosk Substation | 0.63 | --> | 0.63 | 0 | 0 | Constrained, otherwise capacity available =521 kVA | --> | 0.598 | 0 | 0.004 | 0.5 | 0 |  | --> | C13 ex CARRICK ON SHANNON | Carrick On Shannon [T41,T42] | CARRICK ON SHANNON |  | 53.9475 | -8.0869
MV/LV Substation MA***033 |  | 10 kV | _ | LV | 400 kVA :Kiosk Substation | 0.4 | --> | 0.4 | 0 | 0 | Constrained, otherwise capacity available =74 kVA | --> | 0.38 | 0 | 0 | 0.422 | 0 |  | --> | C13 ex CARRICK ON SHANNON | Carrick On Shannon [T41,T42] | CARRICK ON SHANNON |  | 53.9466 | -8.0919
MV/LV Substation JA***033X |  | 20 kV | _ | LV | 50 kVA :Pole Substation | 0.05 | --> | 0.05 | 0 | 0 | Constrained, otherwise capacity available =31 kVA | --> | 0.048 | 0 | 0 | 0.05 | 0 |  | --> | C17 ex CARRICK ON SHANNON | Carrick On Shannon [T41,T42] | CARRICK ON SHANNON |  | 53.9282 | -8.0318
MV/LV Substation BU***036 |  | 10 kV | _ | LV | 630 kVA :Kiosk Substation | 0.63 | --> | 0.63 | 0 | 0 | Constrained, otherwise capacity available =390 kVA | --> | 0.598 | 0 | 0.025 | 0.5 | 0 |  | --> | C13 ex CARRICK ON SHANNON | Carrick On Shannon [T41,T42] | CARRICK ON SHANNON |  | 53.9458 | -8.0929
MV/LV Substation QU***037 |  | 10 kV | _ | LV | 400 kVA :Kiosk Substation | 0.4 | --> | 0.4 | 0 | 0 | Constrained, otherwise capacity available =314 kVA | --> | 0.38 | 0 | 0.005 | 0.388 | 0 |  | --> | C13 ex CARRICK ON SHANNON | Carrick On Shannon [T41,T42] | CARRICK ON SHANNON |  | 53.9441 | -8.0979
MV/LV Substation ST***038 |  | 10 kV | _ | LV | 200 kVA :Pole Substation | 0.2 | --> | 0.2 | 0 | 0 | Constrained, otherwise capacity available =169 kVA | --> | 0.19 | 0 | 0 | 0.194 | 0 |  | --> | C14 ex CARRICK ON SHANNON | Carrick On Shannon [T41,T42] | CARRICK ON SHANNON |  | 53.9513 | -8.0854
MV/LV Substation PO***038X |  | 10 kV | _ | LV | 50 kVA :Pole Substation | 0.05 | --> | 0.05 | 0 | 0 | Constrained, otherwise capacity available =36 kVA | --> | 0.048 | 0 | 0 | 0.049 | 0 |  | --> | C15 ex CARRICK ON SHANNON | Carrick On Shannon [T41,T42] | CARRICK ON SHANNON |  | 53.9391 | -8.1173
MV/LV Substation SW***040 |  | 10 kV | _ | LV | 400 kVA :Kiosk Substation | 0.4 | --> | 0.4 | 0 | 0 | Constrained, otherwise capacity available =294 kVA | --> | 0.38 | 0 | 0 | 0.394 | 0 |  | --> | C13 ex CARRICK ON SHANNON | Carrick On Shannon [T41,T42] | CARRICK ON SHANNON |  | 53.9482 | -8.0825
MV/LV Substation CN***055X |  | 10 kV | _ | LV | 200 kVA :Kiosk Substation | 0.2 | --> | 0.2 | 0 | 0 | Constrained, otherwise capacity available =174 kVA | --> | 0.19 | 0 | 0.015 | 0.182 | 0 |  | --> | C17 ex CARRICK ON SHANNON | Carrick On Shannon [T41,T42] | CARRICK ON SHANNON |  | 53.942 | -8.0697
MV/LV Substation WO***056X |  | 20 kV | _ | LV | 100 kVA :Pole Substation | 0.1 | --> | 0.1 | 0 | 0 | Constrained, otherwise capacity available =86 kVA | --> | 0.095 | 0 | 0.005 | 0.093 | 0 |  | --> | C14 ex CARRICK ON SHANNON | Carrick On Shannon [T41,T42] | CARRICK ON SHANNON |  | 53.9953 | -8.0658
MV/LV Substation MA***057 |  | 20 kV | _ | LV | 100 kVA :Pole Substation | 0.1 | --> | 0.1 | 0.1 | 8.5 |  | --> | 0.095 | 0 | 0 | 0 | 0 | Constrained, otherwise capacity available =95 kW | --> | E14 ex ARIGNA | Arigna [T121] | ARIGNA |  | 54.0513 | -8.043
MV/LV Substation SH***059X |  | 10 kV | _ | LV | 400 kVA :Kiosk Substation | 0.4 | --> | 0.4 | 0 | 0 | Constrained, otherwise capacity available =330 kVA | --> | 0.38 | 0 | 0 | 0.389 | 0 |  | --> | C13 ex CARRICK ON SHANNON | Carrick On Shannon [T41,T42] | CARRICK ON SHANNON |  | 53.9457 | -8.0912
MV/LV Substation LE***060 |  | 20 kV | _ | LV | 630 kVA :Kiosk Substation | 0.63 | --> | 0.63 | 0 | 0 | Constrained, otherwise capacity available =561 kVA | --> | 0.598 | 0 | 0.021 | 0.5 | 0 |  | --> | C14 ex CARRICK ON SHANNON | Carrick On Shannon [T41,T42] | CARRICK ON SHANNON |  | 53.9926 | -8.0648
MV/LV Substation DR***063X |  | 20 kV | _ | LV | 50 kVA :Pole Substation | 0.05 | --> | 0.05 | 0.049 | 2.03 |  | --> | 0.048 | 0 | 0 | 0.048 | 0 |  | --> | E16 ex MOHILL | Mohill [T421,T422] | CARRICK ON SHANNON |  | 53.9208 | -7.9626
MV/LV Substation MC***064 |  | 20 kV | _ | LV | 200 kVA :Pole Substation | 0.2 | --> | 0.2 | 0.17 | 8.5 |  | --> | 0.19 | 0 | 0 | 0 | 0 | Constrained, otherwise capacity available =194 kW | --> | E14 ex ARIGNA | Arigna [T121] | ARIGNA |  | 54.042 | -8.0622
MV/LV Substation HU***067X |  | 10 kV | _ | LV | 50 kVA :Pole Substation | 0.05 | --> | 0.05 | 0 | 0 | Constrained, otherwise capacity available =50 kVA | --> | 0.048 | 0 | 0 | 0.048 | 0 |  | --> | C15 ex CARRICK ON SHANNON | Carrick On Shannon [T41,T42] | CARRICK ON SHANNON |  | 53.9578 | -8.1634
MV/LV Substation K ***069 |  | 10 kV | _ | LV | 200 kVA :Pole Substation | 0.2 | --> | 0.2 | 0 | 0 | Constrained, otherwise capacity available =195 kVA | --> | 0.19 | 0 | 0.01 | 0.183 | 0 |  | --> | C15 ex CARRICK ON SHANNON | Carrick On Shannon [T41,T42] | CARRICK ON SHANNON |  | 53.9427 | -8.1146
MV/LV Substation LE***070X |  | 10 kV | _ | LV | 630 kVA :Kiosk Substation | 0.63 | --> | 0.63 | 0 | 0 | Constrained, otherwise capacity available =595 kVA | --> | 0.598 | 0 | 0.003 | 0.5 | 0 |  | --> | C17 ex CARRICK ON SHANNON | Carrick On Shannon [T41,T42] | CARRICK ON SHANNON |  | 53.9463 | -8.0748
MV/LV Substation OA***076X |  | 10 kV | _ | LV | 200 kVA :Kiosk Substation | 0.2 | --> | 0.2 | 0 | 0 | Constrained, otherwise capacity available =122 kVA | --> | 0.19 | 0 | 0.007 | 0.195 | 0 |  | --> | C14 ex CARRICK ON SHANNON | Carrick On Shannon [T41,T42] | CARRICK ON SHANNON |  | 53.9513 | -8.083
MV/LV Substation LA***081 |  | 20 kV | _ | LV | 630 kVA :Building Structure | 0.63 | --> | 0.63 | 0 | 0 | Constrained, otherwise capacity available =557 kVA | --> | 0.598 | 0 | 0 | 0.5 | 0 |  | --> | C16 ex CARRICK ON SHANNON | Carrick On Shannon [T41,T42] | CARRICK ON SHANNON |  | 53.8188 | -8.1114
MV/LV Substation P ***086 |  | 10 kV | _ | LV | 100 kVA :Pole Substation | 0.1 | --> | 0.1 | 0 | 0 | Constrained, otherwise capacity available =82 kVA | --> | 0.095 | 0 | 0.004 | 0.094 | 0 |  | --> | C17 ex CARRICK ON SHANNON | Carrick On Shannon [T41,T42] | CARRICK ON SHANNON |  | 53.9393 | -8.1076
MV/LV Substation NC***090X |  | 10 kV | _ | LV | 50 kVA :Pole Substation | 0.05 | --> | 0.05 | 0 | 0 | Constrained, otherwise capacity available =41 kVA | --> | 0.048 | 0 | 0 | 0.049 | 0 |  | --> | C17 ex CARRICK ON SHANNON | Carrick On Shannon [T41,T42] | CARRICK ON SHANNON |  | 53.9442 | -8.0792
MV/LV Substation JE***091 |  | 20 kV | _ | LV | 50 kVA :Pole Substation | 0.05 | --> | 0.05 | 0.037 | 8.5 |  | --> | 0.048 | 0 | 0 | 0 | 0 | Constrained, otherwise capacity available =49 kW | --> | E14 ex ARIGNA | Arigna [T121] | ARIGNA |  | 54.0204 | -7.9399
MV/LV Substation BE***091X |  | 20 kV | _ | LV | 100 kVA :Pole Substation | 0.1 | --> | 0.1 | 0.078 | 8.5 |  | --> | 0.095 | 0 | 0.004 | 0 | 0 | Constrained, otherwise capacity available =95 kW | --> | E14 ex ARIGNA | Arigna [T121] | ARIGNA |  | 54.0188 | -7.9468
MV/LV Substation AM***094 |  | 10 kV | _ | LV | 100 kVA :Pole Substation | 0.1 | --> | 0.1 | 0 | 0 | Constrained, otherwise capacity available =32 kVA | --> | 0.095 | 0 | 0.012 | 0.095 | 0 |  | --> | C14 ex CARRICK ON SHANNON | Carrick On Shannon [T41,T42] | CARRICK ON SHANNON |  | 53.9508 | -8.0833
MV/LV Substation DR***096X |  | 20 kV | _ | LV | 100 kVA :Pole Substation | 0.1 | --> | 0.1 | 0 | 0 | Constrained, otherwise capacity available =85 kVA | --> | 0.095 | 0 | 0 | 0.097 | 0 |  | --> | C14 ex CARRICK ON SHANNON | Carrick On Shannon [T41,T42] | CARRICK ON SHANNON |  | 53.9943 | -8.0715
MV/LV Substation CA***104X |  | 20 kV | _ | LV | 50 kVA :Pole Substation | 0.05 | --> | 0.05 | 0 | 0 | Constrained, otherwise capacity available =47 kVA | --> | 0.048 | 0 | 0 | 0.048 | 0 |  | --> | C16 ex CARRICK ON SHANNON | Carrick On Shannon [T41,T42] | CARRICK ON SHANNON |  | 53.8429 | -8.1646
MV/LV Substation AU***107 |  | 20 kV | _ | LV | 50 kVA :Pole Substation | 0.05 | --> | 0.05 | 0 | 0 | Constrained, otherwise capacity available =23 kVA | --> | 0.048 | 0 | 0 | 0.051 | 0 |  | --> | C16 ex CARRICK ON SHANNON | Carrick On Shannon [T41,T42] | CARRICK ON SHANNON |  | 53.857 | -8.149
MV/LV Substation SI***107X |  | 20 kV | _ | LV | 50 kVA :Pole Substation | 0.05 | --> | 0.05 | 0.026 | 8.5 |  | --> | 0.048 | 0 | 0 | 0 | 0 | Constrained, otherwise capacity available =51 kW | --> | E14 ex ARIGNA | Arigna [T121] | ARIGNA |  | 54.0528 | -8.0404
MV/LV Substation BA***108X |  | 20 kV | _ | LV | 50 kVA :Pole Substation | 0.05 | --> | 0.05 | 0 | 0 | Constrained, otherwise capacity available =29 kVA | --> | 0.048 | 0 | 0 | 0.05 | 0 |  | --> | C14 ex CARRICK ON SHANNON | Carrick On Shannon [T41,T42] | CARRICK ON SHANNON |  | 53.996 | -8.081
MV/LV Substation EL***117X |  | 20 kV | _ | LV | 200 kVA :Pole Substation | 0.2 | --> | 0.2 | 0 | 0 | Constrained, otherwise capacity available =149 kVA | --> | 0.19 | 0 | 0.005 | 0.193 | 0 |  | --> | C16 ex CARRICK ON SHANNON | Carrick On Shannon [T41,T42] | CARRICK ON SHANNON |  | 53.847 | -8.1889
MV/LV Substation GL***119X |  | 10 kV | _ | LV | 630 kVA :Kiosk Substation | 0.63 | --> | 0.63 | 0 | 0 | Constrained, otherwise capacity available =582 kVA | --> | 0.598 | 0 | 0.01 | 0.5 | 0 |  | --> | C17 ex CARRICK ON SHANNON | Carrick On Shannon [T41,T42] | CARRICK ON SHANNON |  | 53.9389 | -8.1039
MV/LV Substation SI***124 |  | 20 kV | _ | LV | 50 kVA :Pole Substation | 0.05 | --> | 0.05 | 0 | 0 | Constrained, otherwise capacity available =15 kVA | --> | 0.048 | 0 | 0 | 0.052 | 0 |  | --> | C16 ex CARRICK ON SHANNON | Carrick On Shannon [T41,T42] | CARRICK ON SHANNON |  | 53.8237 | -8.0696
MV/LV Substation RO***136X |  | 10 kV | _ | LV | 100 kVA :Pole Substation | 0.1 | --> | 0.1 | 0 | 0 | Constrained, otherwise capacity available =57 kVA | --> | 0.095 | 0 | 0.023 | 0.084 | 0 |  | --> | C17 ex CARRICK ON SHANNON | Carrick On Shannon [T41,T42] | CARRICK ON SHANNON |  | 53.9391 | -8.0759
MV/LV Substation LA***149X |  | 10 kV | _ | LV | 630 kVA :Kiosk Substation | 0.63 | --> | 0.63 | 0 | 0 | Constrained, otherwise capacity available =514 kVA | --> | 0.598 | 0 | 0 | 0.5 | 0 |  | --> | C13 ex CARRICK ON SHANNON | Carrick On Shannon [T41,T42] | CARRICK ON SHANNON |  | 53.9436 | -8.0914
MV/LV Substation SH***159X |  | 10 kV | _ | LV | 400 kVA :Kiosk Substation | 0.4 | --> | 0.4 | 0 | 0 | Constrained, otherwise capacity available =332 kVA | --> | 0.38 | 0 | 0.008 | 0.383 | 0 |  | --> | C14 ex CARRICK ON SHANNON | Carrick On Shannon [T41,T42] | CARRICK ON SHANNON |  | 53.9537 | -8.0945
MV/LV Substation TH***169X |  | 10 kV | _ | LV | 50 kVA :Pole Substation | 0.05 | --> | 0.05 | 0 | 0 | Constrained, otherwise capacity available =30 kVA | --> | 0.048 | 0 | 0 | 0.05 | 0 |  | --> | C14 ex CARRICK ON SHANNON | Carrick On Shannon [T41,T42] | CARRICK ON SHANNON |  | 53.9554 | -8.0884
MV/LV Substation CA***171 |  | 20 kV | _ | LV | 630 kVA :Kiosk Substation | 0.63 | --> | 0.63 | 0.33 | 8.5 |  | --> | 0.598 | 0 | 0.015 | 0 | 0 | Constrained, otherwise capacity available =627 kW | --> | E14 ex ARIGNA | Arigna [T121] | ARIGNA |  | 54.0467 | -8.0414
MV/LV Substation LA***173 |  | 20 kV | _ | LV | 100 kVA :Pole Substation | 0.1 | --> | 0.1 | 0 | 0 | Constrained, otherwise capacity available =68 kVA | --> | 0.095 | 0 | 0 | 0.099 | 0 |  | --> | C16 ex CARRICK ON SHANNON | Carrick On Shannon [T41,T42] | CARRICK ON SHANNON |  | 53.8198 | -8.1098
MV/LV Substation GI***173X |  | 20 kV | _ | LV | 50 kVA :Pole Substation | 0.05 | --> | 0.05 | 0.05 | 8.5 |  | --> | 0.048 | 0 | 0 | 0 | 0 | Constrained, otherwise capacity available =48 kW | --> | E14 ex ARIGNA | Arigna [T121] | ARIGNA |  | 54.0665 | -8.0274
MV/LV Substation KE***189 |  | 20 kV | _ | LV | 50 kVA :Pole Substation | 0.05 | --> | 0.05 | 0 | 0 | Constrained, otherwise capacity available =43 kVA | --> | 0.048 | 0 | 0 | 0.048 | 0 |  | --> | C16 ex CARRICK ON SHANNON | Carrick On Shannon [T41,T42] | CARRICK ON SHANNON |  | 53.8284 | -8.0708
MV/LV Substation WO***189X |  | 20 kV | _ | LV | 200 kVA :Pole Substation | 0.2 | --> | 0.2 | 0 | 0 | Constrained, otherwise capacity available =180 kVA | --> | 0.19 | 0 | 0 | 0.193 | 0 |  | --> | C14 ex CARRICK ON SHANNON | Carrick On Shannon [T41,T42] | CARRICK ON SHANNON |  | 53.9913 | -8.0672
MV/LV Substation LI***202X |  | 10 kV | _ | LV | 630 kVA :Kiosk Substation | 0.63 | --> | 0.63 | 0 | 0 | Constrained, otherwise capacity available =515 kVA | --> | 0.598 | 0 | 0.014 | 0.5 | 0 |  | --> | C14 ex CARRICK ON SHANNON | Carrick On Shannon [T41,T42] | CARRICK ON SHANNON |  | 53.9535 | -8.0856
MV/LV Substation LI***203X |  | 10 kV | _ | LV | 630 kVA :Kiosk Substation | 0.63 | --> | 0.63 | 0 | 0 | Constrained, otherwise capacity available =516 kVA | --> | 0.598 | 0 | 0.009 | 0.5 | 0 |  | --> | C14 ex CARRICK ON SHANNON | Carrick On Shannon [T41,T42] | CARRICK ON SHANNON |  | 53.9526 | -8.0858
MV/LV Substation KE***214X |  | 10 kV | _ | LV | 630 kVA :Kiosk Substation | 0.63 | --> | 0.63 | 0 | 0 | Constrained, otherwise capacity available =518 kVA | --> | 0.598 | 0 | 0 | 0.5 | 0 |  | --> | C14 ex CARRICK ON SHANNON | Carrick On Shannon [T41,T42] | CARRICK ON SHANNON |  | 53.9498 | -8.0691
MV/LV Substation CA***232 |  | 10 kV | _ | LV | 50 kVA :Pole Substation | 0.05 | --> | 0.05 | 0 | 0 | Constrained, otherwise capacity available =10 kVA | --> | 0.048 | 0 | 0 | 0.053 | 0 |  | --> | C17 ex CARRICK ON SHANNON | Carrick On Shannon [T41,T42] | CARRICK ON SHANNON |  | 53.944 | -8.072
MV/LV Substation MO***233X |  | 20 kV | _ | LV | 100 kVA :Pole Substation | 0.1 | --> | 0.1 | 0.089 | 8.5 |  | --> | 0.095 | 0 | 0 | 0 | 0 | Constrained, otherwise capacity available =97 kW | --> | E14 ex ARIGNA | Arigna [T121] | ARIGNA |  | 54.0516 | -8.0294
MV/LV Substation CL***234X |  | 10 kV | _ | LV | 100 kVA :Pole Substation | 0.1 | --> | 0.1 | 0 | 0 | Constrained, otherwise capacity available =100 kVA | --> | 0.095 | 0 | 0 | 0.095 | 0 |  | --> | C14 ex CARRICK ON SHANNON | Carrick On Shannon [T41,T42] | CARRICK ON SHANNON |  | 53.9573 | -8.0902
MV/LV Substation CA***239X |  | 10 kV | _ | LV | 630 kVA :Kiosk Substation | 0.63 | --> | 0.63 | 0 | 0 | Constrained, otherwise capacity available =569 kVA | --> | 0.598 | 0 | 0 | 0.5 | 0 |  | --> | C17 ex CARRICK ON SHANNON | Carrick On Shannon [T41,T42] | CARRICK ON SHANNON |  | 53.9418 | -8.0999
MV/LV Substation CA***242X |  | 10 kV | _ | LV | 1000 kVA :Kiosk Substation | 1 | --> | 1 | 0 | 0 | Constrained, otherwise capacity available =888 kVA | --> | 0.95 | 0 | 0.005 | 0.5 | 0 |  | --> | C17 ex CARRICK ON SHANNON | Carrick On Shannon [T41,T42] | CARRICK ON SHANNON |  | 53.9423 | -8.1022
MV/LV Substation CA***243X |  | 10 kV | _ | LV | 1000 kVA :Building Structure | 1 | --> | 1 | 0 | 0 | Constrained, otherwise capacity available =764 kVA | --> | 0.95 | 0 | 0 | 0.5 | 0 |  | --> | C17 ex CARRICK ON SHANNON | Carrick On Shannon [T41,T42] | CARRICK ON SHANNON |  | 53.9424 | -8.1043
MV/LV Substation RI***248X |  | 20 kV | _ | LV | 50 kVA :Pole Substation | 0.05 | --> | 0.05 | 0 | 0 | Constrained, otherwise capacity available =37 kVA | --> | 0.048 | 0 | 0 | 0.049 | 0 |  | --> | C14 ex CARRICK ON SHANNON | Carrick On Shannon [T41,T42] | CARRICK ON SHANNON |  | 53.9884 | -8.0602
MV/LV Substation DR***251X |  | 10 kV | _ | LV | 200 kVA :Kiosk Substation | 0.2 | --> | 0.2 | 0 | 0 | Constrained, otherwise capacity available =157 kVA | --> | 0.19 | 0 | 0 | 0.196 | 0 |  | --> | C14 ex CARRICK ON SHANNON | Carrick On Shannon [T41,T42] | CARRICK ON SHANNON |  | 53.9529 | -8.0743
MV/LV Substation GO***259X |  | 10 kV | _ | LV | 50 kVA :Pole Substation | 0.05 | --> | 0.05 | 0 | 0 | Constrained, otherwise capacity available =46 kVA | --> | 0.048 | 0 | 0 | 0.048 | 0 |  | --> | C15 ex CARRICK ON SHANNON | Carrick On Shannon [T41,T42] | CARRICK ON SHANNON |  | 53.9601 | -8.1743
MV/LV Substation RE***261X |  | 10 kV | _ | LV | 630 kVA :Kiosk Substation | 0.63 | --> | 0.63 | 0 | 0 | Constrained, otherwise capacity available =599 kVA | --> | 0.598 | 0 | 0 | 0.5 | 0 |  | --> | C14 ex CARRICK ON SHANNON | Carrick On Shannon [T41,T42] | CARRICK ON SHANNON |  | 53.9489 | -8.0938
MV/LV Substation RE***270 |  | 20 kV | _ | LV | 50 kVA :Pole Substation | 0.05 | --> | 0.05 | 0.047 | 8.5 |  | --> | 0.048 | 0 | 0 | 0 | 0 | Constrained, otherwise capacity available =48 kW | --> | E14 ex ARIGNA | Arigna [T121] | ARIGNA |  | 54.0673 | -7.949
MV/LV Substation TH***277X |  | 20 kV | _ | LV | 50 kVA :Pole Substation | 0.05 | --> | 0.05 | 0 | 0 | Constrained, otherwise capacity available =35 kVA | --> | 0.048 | 0 | 0 | 0.049 | 0 |  | --> | C16 ex CARRICK ON SHANNON | Carrick On Shannon [T41,T42] | CARRICK ON SHANNON |  | 53.9347 | -8.1093
MV/LV Substation ST***283X |  | 10 kV | _ | LV | 50 kVA :Pole Substation | 0.05 | --> | 0.05 | 0 | 0 | Constrained, otherwise capacity available =43 kVA | --> | 0.048 | 0 | 0 | 0.048 | 0 |  | --> | C14 ex CARRICK ON SHANNON | Carrick On Shannon [T41,T42] | CARRICK ON SHANNON |  | 53.9482 | -8.0744
MV/LV Substation DR***287X |  | 20 kV | _ | LV | 50 kVA :Pole Substation | 0.05 | --> | 0.05 | 0.042 | 8.5 |  | --> | 0.048 | 0 | 0 | 0 | 0 | Constrained, otherwise capacity available =49 kW | --> | E14 ex ARIGNA | Arigna [T121] | ARIGNA |  | 54.0374 | -8.0276
MV/LV Substation MA***300X |  | 10 kV | _ | LV | 400 kVA :Kiosk Substation | 0.4 | --> | 0.4 | 0 | 0 | Constrained, otherwise capacity available =355 kVA | --> | 0.38 | 0 | 0 | 0.386 | 0 |  | --> | C14 ex CARRICK ON SHANNON | Carrick On Shannon [T41,T42] | CARRICK ON SHANNON |  | 53.9528 | -8.0917
MV/LV Substation MC***306X |  | 20 kV | _ | LV | 50 kVA :Pole Substation | 0.05 | --> | 0.05 | 0.047 | 8.5 |  | --> | 0.048 | 0 | 0.005 | 0 | 0 | Constrained, otherwise capacity available =44 kW | --> | E14 ex ARIGNA | Arigna [T121] | ARIGNA |  | 54.0768 | -8.0269
MV/LV Substation KE***309 |  | 20 kV | _ | LV | 50 kVA :Pole Substation | 0.05 | --> | 0.05 | 0 | 8.5 |  | --> | 0.048 | 0 | 0.018 | 0 | 0 | Constrained, otherwise capacity available =41 kW | --> | E14 ex ARIGNA | Arigna [T121] | ARIGNA |  | 54.0187 | -7.9462
MV/LV Substation LA***309X |  | 10 kV | _ | LV | 630 kVA :Kiosk Substation | 0.63 | --> | 0.63 | 0 | 0 | Constrained, otherwise capacity available =426 kVA | --> | 0.598 | 0 | 0 | 0.5 | 0 |  | --> | C13 ex CARRICK ON SHANNON | Carrick On Shannon [T41,T42] | CARRICK ON SHANNON |  | 53.9442 | -8.0935
MV/LV Substation TH***311X |  | 10 kV | _ | LV | 630 kVA :Kiosk Substation | 0.63 | --> | 0.63 | 0 | 0 | Constrained, otherwise capacity available =605 kVA | --> | 0.598 | 0 | 0 | 0.5 | 0 |  | --> | C13 ex CARRICK ON SHANNON | Carrick On Shannon [T41,T42] | CARRICK ON SHANNON |  | 53.9453 | -8.0945
MV/LV Substation PA***313 |  | 20 kV | _ | LV | 50 kVA :Pole Substation | 0.05 | --> | 0.05 | 0.046 | 8.5 |  | --> | 0.048 | 0 | 0 | 0 | 0 | Constrained, otherwise capacity available =48 kW | --> | E14 ex ARIGNA | Arigna [T121] | ARIGNA |  | 54.0358 | -7.9491
MV/LV Substation DR***319X |  | 20 kV | _ | LV | 50 kVA :Pole Substation | 0.05 | --> | 0.05 | 0.045 | 2.03 |  | --> | 0.048 | 0 | 0 | 0.048 | 0 |  | --> | E16 ex MOHILL | Mohill [T421,T422] | CARRICK ON SHANNON |  | 53.9233 | -8.0053
MV/LV Substation CE***324X |  | 10 kV | _ | LV | 630 kVA :Kiosk Substation | 0.63 | --> | 0.63 | 0 | 0 | Constrained, otherwise capacity available =589 kVA | --> | 0.598 | 0 | 0 | 0.5 | 0 |  | --> | C13 ex CARRICK ON SHANNON | Carrick On Shannon [T41,T42] | CARRICK ON SHANNON |  | 53.9448 | -8.0927
MV/LV Substation CO***328X |  | 20 kV | _ | LV | 100 kVA :Pole Substation | 0.1 | --> | 0.1 | 0.088 | 2.03 |  | --> | 0.095 | 0 | 0.025 | 0.078 | 0 |  | --> | E16 ex MOHILL | Mohill [T421,T422] | CARRICK ON SHANNON |  | 53.9104 | -8.0134
MV/LV Substation CA***334X |  | 10 kV | _ | LV | 400 kVA :Kiosk Substation | 0.4 | --> | 0.4 | 0 | 0 | Constrained, otherwise capacity available =376 kVA | --> | 0.38 | 0 | 0 | 0.383 | 0 |  | --> | C17 ex CARRICK ON SHANNON | Carrick On Shannon [T41,T42] | CARRICK ON SHANNON |  | 53.9413 | -8.1033
MV/LV Substation HA***346 |  | 10 kV | _ | LV | 50 kVA :Pole Substation | 0.05 | --> | 0.05 | 0 | 0 | Constrained, otherwise capacity available =42 kVA | --> | 0.048 | 0 | 0 | 0.049 | 0 |  | --> | C17 ex CARRICK ON SHANNON | Carrick On Shannon [T41,T42] | CARRICK ON SHANNON |  | 53.9446 | -8.0809
MV/LV Substation SE***352 |  | 20 kV | _ | LV | 50 kVA :Pole Substation | 0.05 | --> | 0.05 | 0 | 0 | Constrained, otherwise capacity available =44 kVA | --> | 0.048 | 0 | 0 | 0.048 | 0 |  | --> | C14 ex CARRICK ON SHANNON | Carrick On Shannon [T41,T42] | CARRICK ON SHANNON |  | 53.9909 | -8.0668
MV/LV Substation FI***372X |  | 10 kV | _ | LV | 50 kVA :Pole Substation | 0.05 | --> | 0.05 | 0 | 0 | Constrained, otherwise capacity available =24 kVA | --> | 0.048 | 0 | 0 | 0.051 | 0 |  | --> | C13 ex CARRICK ON SHANNON | Carrick On Shannon [T41,T42] | CARRICK ON SHANNON |  | 53.9384 | -8.1085
MV/LV Substation AN***392X |  | 20 kV | _ | LV | 50 kVA :Pole Substation | 0.05 | --> | 0.05 | 0.038 | 8.5 |  | --> | 0.048 | 0 | 0.005 | 0 | 0 | Constrained, otherwise capacity available =45 kW | --> | E14 ex ARIGNA | Arigna [T121] | ARIGNA |  | 54.0198 | -7.9435
MV/LV Substation TH***398X |  | 20 kV | _ | LV | 200 kVA :Kiosk Substation | 0.2 | --> | 0.2 | 0.179 | 2.03 |  | --> | 0.19 | 0 | 0.015 | 0.182 | 0 |  | --> | E16 ex MOHILL | Mohill [T421,T422] | CARRICK ON SHANNON |  | 53.9296 | -8.0025
MV/LV Substation PU***399 |  | 20 kV | _ | LV | 50 kVA :Pole Substation | 0.05 | --> | 0.05 | 0 | 0 | Constrained, otherwise capacity available =50 kVA | --> | 0.048 | 0 | 0 | 0.048 | 0 |  | --> | C16 ex CARRICK ON SHANNON | Carrick On Shannon [T41,T42] | CARRICK ON SHANNON |  | 53.8281 | -8.1818
MV/LV Substation TU***399X |  | 10 kV | _ | LV | 100 kVA :Pole Substation | 0.1 | --> | 0.1 | 0 | 0 | Constrained, otherwise capacity available =83 kVA | --> | 0.095 | 0 | 0 | 0.097 | 0 |  | --> | C15 ex CARRICK ON SHANNON | Carrick On Shannon [T41,T42] | CARRICK ON SHANNON |  | 53.9413 | -8.1142
MV/LV Substation BA***4004 |  | 10 kV | _ | LV | 50 kVA :Pole Substation | 0.05 | --> | 0.05 | 0 | 0 | Constrained, otherwise capacity available =49 kVA | --> | 0.048 | 0 | 0 | 0.048 | 0 |  | --> | C14 ex CARRICK ON SHANNON | Carrick On Shannon [T41,T42] | CARRICK ON SHANNON |  | 53.9581 | -8.079
MV/LV Substation TU***4037 |  | 20 kV | _ | LV | 50 kVA :Pole Substation | 0.05 | --> | 0.05 | 0 | 0 | Constrained, otherwise capacity available =50 kVA | --> | 0.048 | 0 | 0 | 0.048 | 0 |  | --> | C17 ex CARRICK ON SHANNON | Carrick On Shannon [T41,T42] | CARRICK ON SHANNON |  | 53.9286 | -8.0363
MV/LV Substation RO***403X |  | 10 kV | _ | LV | 200 kVA :Kiosk Substation | 0.2 | --> | 0.2 | 0 | 0 | Constrained, otherwise capacity available =142 kVA | --> | 0.19 | 0 | 0.014 | 0.187 | 0 |  | --> | C17 ex CARRICK ON SHANNON | Carrick On Shannon [T41,T42] | CARRICK ON SHANNON |  | 53.9414 | -8.076
MV/LV Substation LE***4049 |  | 10 kV | _ | LV | 400 kVA :Kiosk Substation | 0.4 | --> | 0.4 | 0 | 0 | Constrained, otherwise capacity available =347 kVA | --> | 0.38 | 0 | 0 | 0.387 | 0 |  | --> | C14 ex CARRICK ON SHANNON | Carrick On Shannon [T41,T42] | CARRICK ON SHANNON |  | 53.9491 | -8.0912
MV/LV Substation TR***4061 |  | 10 kV | _ | LV | 630 kVA :Building Structure | 0.63 | --> | 0.63 | 0 | 0 | Constrained, otherwise capacity available =579 kVA | --> | 0.598 | 0 | 0.005 | 0.5 | 0 |  | --> | C17 ex CARRICK ON SHANNON | Carrick On Shannon [T41,T42] | CARRICK ON SHANNON |  | 53.9407 | -8.0792
MV/LV Substation KI***4063 |  | 20 kV | _ | LV | 100 kVA :Pole Substation | 0.1 | --> | 0.1 | 0 | 0 | Constrained, otherwise capacity available =100 kVA | --> | 0.095 | 0 | 0 | 0.095 | 0 |  | --> | C14 ex CARRICK ON SHANNON | Carrick On Shannon [T41,T42] | CARRICK ON SHANNON |  | 54.011 | -8.0001
MV/LV Substation TO***4066 |  | 10 kV | _ | LV | 200 kVA :Pole Substation | 0.2 | --> | 0.2 | 0 | 0 | Constrained, otherwise capacity available =200 kVA | --> | 0.19 | 0 | 0 | 0.19 | 0 |  | --> | C17 ex CARRICK ON SHANNON | Carrick On Shannon [T41,T42] | CARRICK ON SHANNON |  | 53.9442 | -8.0861
MV/LV Substation CO***406X |  | 20 kV | _ | LV | 50 kVA :Pole Substation | 0.05 | --> | 0.05 | 0.044 | 8.5 |  | --> | 0.048 | 0 | 0.01 | 0 | 0 | Constrained, otherwise capacity available =41 kW | --> | E14 ex ARIGNA | Arigna [T121] | ARIGNA |  | 54.0391 | -8.0352
MV/LV Substation MO***409 |  | 20 kV | _ | LV | 50 kVA :Pole Substation | 0.05 | --> | 0.05 | 0 | 0 |  | --> | 0.048 | 0 | 0 | 0.054 | 0 |  | --> | C14 ex CARRICK ON SHANNON | Carrick On Shannon [T41,T42] | CARRICK ON SHANNON |  | 53.9766 | -8.0322
MV/LV Substation CH***4090 |  | 20 kV | _ | LV | 100 kVA :Pole Substation | 0.1 | --> | 0.1 | 0 | 0 | Constrained, otherwise capacity available =100 kVA | --> | 0.095 | 0 | 0 | 0.095 | 0 |  | --> | C16 ex CARRICK ON SHANNON | Carrick On Shannon [T41,T42] | CARRICK ON SHANNON |  | 53.8453 | -8.1819
MV/LV Substation OP***410 |  | 20 kV | _ | LV | 50 kVA :Pole Substation | 0.05 | --> | 0.05 | 0 | 0 | Constrained, otherwise capacity available =50 kVA | --> | 0.048 | 0 | 0 | 0.048 | 0 |  | --> | C14 ex CARRICK ON SHANNON | Carrick On Shannon [T41,T42] | CARRICK ON SHANNON |  | 54.0014 | -8.0772
MV/LV Substation DR***411 |  | 20 kV | _ | LV | 50 kVA :Pole Substation | 0.05 | --> | 0.05 | 0 | 0 | Constrained, otherwise capacity available =46 kVA | --> | 0.048 | 0 | 0 | 0.048 | 0 |  | --> | C14 ex CARRICK ON SHANNON | Carrick On Shannon [T41,T42] | CARRICK ON SHANNON |  | 54.0164 | -8.0713
MV/LV Substation KE***4114 |  | 20 kV | _ | LV | 100 kVA :Pole Substation | 0.1 | --> | 0.1 | 0.077 | 8.5 |  | --> | 0.095 | 0 | 0.004 | 0 | 0 | Constrained, otherwise capacity available =95 kW | --> | E14 ex ARIGNA | Arigna [T121] | ARIGNA |  | 54.0181 | -7.9487
MV/LV Substation AR***412 |  | 20 kV | _ | LV | 50 kVA :Pole Substation | 0.05 | --> | 0.05 | 0 | 0 | Constrained, otherwise capacity available =39 kVA | --> | 0.048 | 0 | 0.01 | 0.042 | 0 |  | --> | C17 ex CARRICK ON SHANNON | Carrick On Shannon [T41,T42] | CARRICK ON SHANNON |  | 53.9233 | -8.0412
MV/LV Substation CH***4120 |  | 20 kV | _ | LV | 50 kVA :Pole Substation | 0.05 | --> | 0.05 | 0 | 0 | Constrained, otherwise capacity available =40 kVA | --> | 0.048 | 0 | 0 | 0.049 | 0 |  | --> | C14 ex CARRICK ON SHANNON | Carrick On Shannon [T41,T42] | CARRICK ON SHANNON |  | 53.9896 | -8.0614
MV/LV Substation AR***4129 |  | 20 kV | _ | LV | 50 kVA :Pole Substation | 0.05 | --> | 0.05 | 0.05 | 8.5 |  | --> | 0.048 | 0 | 0 | 0 | 0 | Constrained, otherwise capacity available =48 kW | --> | E14 ex ARIGNA | Arigna [T121] | ARIGNA |  | 54.0434 | -8.0598
MV/LV Substation IN***413 |  | 10 kV | _ | LV | 400 kVA :Building Structure | 0.4 | --> | 0.4 | 0 | 0 | Constrained, otherwise capacity available =236 kVA | --> | 0.38 | 0 | 0 | 0.402 | 0 |  | --> | C17 ex CARRICK ON SHANNON | Carrick On Shannon [T41,T42] | CARRICK ON SHANNON |  | 53.9459 | -8.0734
MV/LV Substation NE***4131 |  | 20 kV | _ | LV | 100 kVA :Pole Substation | 0.1 | --> | 0.1 | 0 | 0 | Constrained, otherwise capacity available =100 kVA | --> | 0.095 | 0 | 0 | 0.095 | 0 |  | --> | C16 ex CARRICK ON SHANNON | Carrick On Shannon [T41,T42] | CARRICK ON SHANNON |  | 53.8198 | -8.0665
MV/LV Substation RA***4134 |  | 20 kV | _ | LV | 400 kVA :Building Structure | 0.4 | --> | 0.4 | 0 | 0 | Constrained, otherwise capacity available =400 kVA | --> | 0.38 | 0 | 0 | 0.38 | 0 |  | --> | C16 ex CARRICK ON SHANNON | Carrick On Shannon [T41,T42] | CARRICK ON SHANNON |  | 53.8209 | -8.0711
MV/LV Substation HE***4158 |  | 20 kV | _ | LV | 50 kVA :Pole Substation | 0.05 | --> | 0.05 | 0 | 0 | Constrained, otherwise capacity available =50 kVA | --> | 0.048 | 0 | 0 | 0.048 | 0 |  | --> | C16 ex CARRICK ON SHANNON | Carrick On Shannon [T41,T42] | CARRICK ON SHANNON |  | 53.8778 | -8.1322
MV/LV Substation DR***4166 |  | 20 kV | _ | LV | 100 kVA :Pole Substation | 0.1 | --> | 0.1 | 0.1 | 8.5 |  | --> | 0.095 | 0 | 0 | 0 | 0 | Constrained, otherwise capacity available =95 kW | --> | E14 ex ARIGNA | Arigna [T121] | ARIGNA |  | 54.0506 | -8.0402
MV/LV Substation PA***4168 |  | 10 kV | _ | LV | 200 kVA :Pole Substation | 0.2 | --> | 0.2 | 0 | 0 | Constrained, otherwise capacity available =172 kVA | --> | 0.19 | 0 | 0 | 0.194 | 0 |  | --> | C14 ex CARRICK ON SHANNON | Carrick On Shannon [T41,T42] | CARRICK ON SHANNON |  | 53.9506 | -8.0882
MV/LV Substation WI***417 |  | 20 kV | _ | LV | 50 kVA :Pole Substation | 0.05 | --> | 0.05 | 0.042 | 8.5 |  | --> | 0.048 | 0 | 0 | 0 | 0 | Constrained, otherwise capacity available =49 kW | --> | E14 ex ARIGNA | Arigna [T121] | ARIGNA |  | 54.0549 | -8.0185
MV/LV Substation PR***4171 |  | 10 kV | _ | LV | 630 kVA :Building Structure | 0.63 | --> | 0.63 | 0 | 0 | Constrained, otherwise capacity available =523 kVA | --> | 0.598 | 0 | 0 | 0.5 | 0 |  | --> | C13 ex CARRICK ON SHANNON | Carrick On Shannon [T41,T42] | CARRICK ON SHANNON |  | 53.945 | -8.0929
MV/LV Substation CA***4172 |  | 10 kV | _ | LV | 200 kVA :Pole Substation | 0.2 | --> | 0.2 | 0 | 0 | Constrained, otherwise capacity available =185 kVA | --> | 0.19 | 0 | 0 | 0.192 | 0 |  | --> | C17 ex CARRICK ON SHANNON | Carrick On Shannon [T41,T42] | CARRICK ON SHANNON |  | 53.9476 | -8.0678
MV/LV Substation WO***418 |  | 10 kV | _ | LV | 100 kVA :Pole Substation | 0.1 | --> | 0.1 | 0 | 0 | Constrained, otherwise capacity available =91 kVA | --> | 0.095 | 0 | 0 | 0.096 | 0 |  | --> | C15 ex CARRICK ON SHANNON | Carrick On Shannon [T41,T42] | CARRICK ON SHANNON |  | 53.9425 | -8.1131
MV/LV Substation DR***4187 |  | 20 kV | _ | LV | 200 kVA :Pole Substation | 0.2 | --> | 0.2 | 0 | 0 | Constrained, otherwise capacity available =200 kVA | --> | 0.19 | 0 | 0 | 0.19 | 0 |  | --> | C14 ex CARRICK ON SHANNON | Carrick On Shannon [T41,T42] | CARRICK ON SHANNON |  | 53.9979 | -8.0684
MV/LV Substation LI***4200 |  | 20 kV | _ | LV | 100 kVA :Pole Substation | 0.1 | --> | 0.1 | 0 | 0 | Constrained, otherwise capacity available =83 kVA | --> | 0.095 | 0 | 0.04 | 0.068 | 0 |  | --> | C16 ex CARRICK ON SHANNON | Carrick On Shannon [T41,T42] | CARRICK ON SHANNON |  | 53.8267 | -8.1295
MV/LV Substation LE***4204 |  | 20 kV | _ | LV | 400 kVA :Building Structure | 0.4 | --> | 0.4 | 0.398 | 8.5 |  | --> | 0.38 | 0 | 0 | 0 | 0 | Constrained, otherwise capacity available =380 kW | --> | E14 ex ARIGNA | Arigna [T121] | ARIGNA |  | 54.0515 | -8.0398
MV/LV Substation DR***4208 |  | 20 kV | _ | LV | 200 kVA :Pole Substation | 0.2 | --> | 0.2 | 0.2 | 8.5 |  | --> | 0.19 | 0 | 0 | 0 | 0 | Constrained, otherwise capacity available =190 kW | --> | E14 ex ARIGNA | Arigna [T121] | ARIGNA |  | 54.0431 | -8.0343
MV/LV Substation EN***421 |  | 20 kV | _ | LV | 400 kVA :Kiosk Substation | 0.4 | --> | 0.4 | 0.357 | 8.5 |  | --> | 0.38 | 0 | 0 | 0 | 0 | Constrained, otherwise capacity available =386 kW | --> | E14 ex ARIGNA | Arigna [T121] | ARIGNA |  | 54.0398 | -8.0319
MV/LV Substation TO***422 |  | 20 kV | _ | LV | 100 kVA :Pole Substation | 0.1 | --> | 0.1 | 0 | 8.5 |  | --> | 0.095 | 0 | 0.014 | 0 | 0 | Constrained, otherwise capacity available =98 kW | --> | E14 ex ARIGNA | Arigna [T121] | ARIGNA |  | 54.0464 | -8.0365
MV/LV Substation CO***429X |  | 10 kV | _ | LV | 630 kVA :Kiosk Substation | 0.63 | --> | 0.63 | 0 | 0 | Constrained, otherwise capacity available =601 kVA | --> | 0.598 | 0 | 0 | 0.5 | 0 |  | --> | C13 ex CARRICK ON SHANNON | Carrick On Shannon [T41,T42] | CARRICK ON SHANNON |  | 53.9447 | -8.096
MV/LV Substation EM***452X |  | 20 kV | _ | LV | 100 kVA :Pole Substation | 0.1 | --> | 0.1 | 0 | 0 | Constrained, otherwise capacity available =69 kVA | --> | 0.095 | 0 | 0 | 0.099 | 0 |  | --> | C16 ex CARRICK ON SHANNON | Carrick On Shannon [T41,T42] | CARRICK ON SHANNON |  | 53.8395 | -8.1862
MV/LV Substation DU***454X |  | 10 kV | _ | LV | 400 kVA :Kiosk Substation | 0.4 | --> | 0.4 | 0 | 0 | Constrained, otherwise capacity available =295 kVA | --> | 0.38 | 0 | 0.025 | 0.376 | 0 |  | --> | C17 ex CARRICK ON SHANNON | Carrick On Shannon [T41,T42] | CARRICK ON SHANNON |  | 53.9424 | -8.0736
MV/LV Substation LE***455X |  | 20 kV | _ | LV | 630 kVA :Kiosk Substation | 0.63 | --> | 0.63 | 0 | 0 | Constrained, otherwise capacity available =547 kVA | --> | 0.598 | 0 | 0.01 | 0.5 | 0 |  | --> | C14 ex CARRICK ON SHANNON | Carrick On Shannon [T41,T42] | CARRICK ON SHANNON |  | 53.9891 | -8.0656
MV/LV Substation RE***460X |  | 10 kV | _ | LV | 630 kVA :Kiosk Substation | 0.63 | --> | 0.63 | 0 | 0 | Constrained, otherwise capacity available =470 kVA | --> | 0.598 | 0 | 0 | 0.5 | 0 |  | --> | C17 ex CARRICK ON SHANNON | Carrick On Shannon [T41,T42] | CARRICK ON SHANNON |  | 53.9454 | -8.0775
MV/LV Substation CH***461 |  | 20 kV | _ | LV | 630 kVA :Kiosk Substation | 0.63 | --> | 0.63 | 0.492 | 8.5 |  | --> | 0.598 | 0 | 0.002 | 0 | 0 | Constrained, otherwise capacity available =616 kW | --> | E14 ex ARIGNA | Arigna [T121] | ARIGNA |  | 54.0477 | -8.0414
MV/LV Substation MA***463 |  | 20 kV | _ | LV | 100 kVA :Pole Substation | 0.1 | --> | 0.1 | 0.07 | 8.5 |  | --> | 0.095 | 0 | 0.009 | 0 | 0 | Constrained, otherwise capacity available =92 kW | --> | E14 ex ARIGNA | Arigna [T121] | ARIGNA |  | 54.0477 | -8.0472
MV/LV Substation GR***464X |  | 10 kV | _ | LV | 400 kVA :Building Structure | 0.4 | --> | 0.4 | 0 | 0 | Constrained, otherwise capacity available =339 kVA | --> | 0.38 | 0 | 0.059 | 0.344 | 0 |  | --> | C17 ex CARRICK ON SHANNON | Carrick On Shannon [T41,T42] | CARRICK ON SHANNON |  | 53.945 | -8.0709
MV/LV Substation LI***469X |  | 10 kV | _ | LV | 630 kVA :Kiosk Substation | 0.63 | --> | 0.63 | 0 | 0 | Constrained, otherwise capacity available =531 kVA | --> | 0.598 | 0 | 0 | 0.5 | 0 |  | --> | C14 ex CARRICK ON SHANNON | Carrick On Shannon [T41,T42] | CARRICK ON SHANNON |  | 53.9408 | -8.1063
MV/LV Substation CO***470X |  | 10 kV | _ | LV | 630 kVA :Kiosk Substation | 0.63 | --> | 0.63 | 0 | 0 | Constrained, otherwise capacity available =298 kVA | --> | 0.598 | 0 | 0.065 | 0.5 | 0 |  | --> | C13 ex CARRICK ON SHANNON | Carrick On Shannon [T41,T42] | CARRICK ON SHANNON |  | 53.9411 | -8.0996
MV/LV Substation CO***473X |  | 20 kV | _ | LV | 200 kVA :Kiosk Substation | 0.2 | --> | 0.2 | 0.166 | 8.5 |  | --> | 0.19 | 0 | 0.025 | 0 | 0 | Constrained, otherwise capacity available =176 kW | --> | E14 ex ARIGNA | Arigna [T121] | ARIGNA |  | 54.0437 | -8.0438
MV/LV Substation CL***476X |  | 10 kV | _ | LV | 200 kVA :Kiosk Substation | 0.2 | --> | 0.2 | 0 | 0 | Constrained, otherwise capacity available =159 kVA | --> | 0.19 | 0 | 0.003 | 0.193 | 0 |  | --> | C14 ex CARRICK ON SHANNON | Carrick On Shannon [T41,T42] | CARRICK ON SHANNON |  | 53.955 | -8.093
MV/LV Substation SU***479X |  | 10 kV | _ | LV | 630 kVA :Kiosk Substation | 0.63 | --> | 0.63 | 0 | 0 | Constrained, otherwise capacity available =563 kVA | --> | 0.598 | 0 | 0 | 0.5 | 0 |  | --> | C13 ex CARRICK ON SHANNON | Carrick On Shannon [T41,T42] | CARRICK ON SHANNON |  | 53.9476 | -8.0906
MV/LV Substation SP***480 |  | 10 kV | _ | LV | 50 kVA :Pole Substation | 0.05 | --> | 0.05 | 0 | 0 | Constrained, otherwise capacity available =46 kVA | --> | 0.048 | 0 | 0.005 | 0.044 | 0 |  | --> | C15 ex CARRICK ON SHANNON | Carrick On Shannon [T41,T42] | CARRICK ON SHANNON |  | 53.9466 | -8.1345
MV/LV Substation SH***485X |  | 10 kV | _ | LV | 200 kVA :Kiosk Substation | 0.2 | --> | 0.2 | 0 | 0 | Constrained, otherwise capacity available =169 kVA | --> | 0.19 | 0 | 0.005 | 0.191 | 0 |  | --> | C15 ex CARRICK ON SHANNON | Carrick On Shannon [T41,T42] | CARRICK ON SHANNON |  | 53.9378 | -8.1162
MV/LV Substation ME***494 |  | 10 kV | _ | LV | 50 kVA :Pole Substation | 0.05 | --> | 0.05 | 0 | 0 | Constrained, otherwise capacity available =49 kVA | --> | 0.048 | 0 | 0 | 0.048 | 0 |  | --> | C15 ex CARRICK ON SHANNON | Carrick On Shannon [T41,T42] | CARRICK ON SHANNON |  | 53.9438 | -8.1214
MV/LV Substation TO***496X |  | 10 kV | _ | LV | 400 kVA :Building Structure | 0.4 | --> | 0.4 | 0 | 0 | Constrained, otherwise capacity available =363 kVA | --> | 0.38 | 0 | 0 | 0.385 | 0 |  | --> | C13 ex CARRICK ON SHANNON | Carrick On Shannon [T41,T42] | CARRICK ON SHANNON |  | 53.9441 | -8.0897
MV/LV Substation TO***501X |  | 10 kV | _ | LV | 100 kVA :Pole Substation | 0.1 | --> | 0.1 | 0 | 0 | Constrained, otherwise capacity available =100 kVA | --> | 0.095 | 0 | 0 | 0.095 | 0 |  | --> | C14 ex CARRICK ON SHANNON | Carrick On Shannon [T41,T42] | CARRICK ON SHANNON |  | 53.9492 | -8.0971
MV/LV Substation CO***521X |  | 20 kV | _ | LV | 50 kVA :Pole Substation | 0.05 | --> | 0.05 | 0 | 0 | Constrained, otherwise capacity available =22 kVA | --> | 0.048 | 0 | 0.005 | 0.047 | 0 |  | --> | C14 ex CARRICK ON SHANNON | Carrick On Shannon [T41,T42] | CARRICK ON SHANNON |  | 53.9848 | -8.0647
MV/LV Substation AC***522X |  | 20 kV | _ | LV | 200 kVA :Kiosk Substation | 0.2 | --> | 0.2 | 0.199 | 8.5 |  | --> | 0.19 | 0 | 0 | 0 | 0 | Constrained, otherwise capacity available =190 kW | --> | E14 ex ARIGNA | Arigna [T121] | ARIGNA |  | 54.0414 | -8.0484
MV/LV Substation WO***533X |  | 10 kV | _ | LV | 50 kVA :Pole Substation | 0.05 | --> | 0.05 | 0 | 0 | Constrained, otherwise capacity available =50 kVA | --> | 0.048 | 0 | 0 | 0.048 | 0 |  | --> | C15 ex CARRICK ON SHANNON | Carrick On Shannon [T41,T42] | CARRICK ON SHANNON |  | 53.9579 | -8.1689
MV/LV Substation MA***534X |  | 10 kV | _ | LV | 50 kVA :Pole Substation | 0.05 | --> | 0.05 | 0 | 0 | Constrained, otherwise capacity available =38 kVA | --> | 0.048 | 0 | 0 | 0.049 | 0 |  | --> | C15 ex CARRICK ON SHANNON | Carrick On Shannon [T41,T42] | CARRICK ON SHANNON |  | 53.9581 | -8.1739
MV/LV Substation RE***546X |  | 10 kV | _ | LV | 630 kVA :Building Structure | 0.63 | --> | 0.63 | 0 | 0 | Constrained, otherwise capacity available =602 kVA | --> | 0.598 | 0 | 0 | 0.5 | 0 |  | --> | C17 ex CARRICK ON SHANNON | Carrick On Shannon [T41,T42] | CARRICK ON SHANNON |  | 53.942 | -8.1094
MV/LV Substation OA***548X |  | 10 kV | _ | LV | 400 kVA :Kiosk Substation | 0.4 | --> | 0.4 | 0 | 0 | Constrained, otherwise capacity available =368 kVA | --> | 0.38 | 0 | 0.019 | 0.37 | 0 |  | --> | C15 ex CARRICK ON SHANNON | Carrick On Shannon [T41,T42] | CARRICK ON SHANNON |  | 53.9824 | -8.1589
MV/LV Substation HI***550 |  | 20 kV | _ | LV | 100 kVA :Pole Substation | 0.1 | --> | 0.1 | 0 | 0 | Constrained, otherwise capacity available =92 kVA | --> | 0.095 | 0 | 0.005 | 0.092 | 0 |  | --> | C16 ex CARRICK ON SHANNON | Carrick On Shannon [T41,T42] | CARRICK ON SHANNON |  | 53.8821 | -8.084
MV/LV Substation CL***550X |  | 20 kV | _ | LV | 200 kVA :Kiosk Substation | 0.2 | --> | 0.2 | 0 | 0 | Constrained, otherwise capacity available =184 kVA | --> | 0.19 | 0 | 0 | 0.192 | 0 |  | --> | C14 ex CARRICK ON SHANNON | Carrick On Shannon [T41,T42] | CARRICK ON SHANNON |  | 53.9939 | -8.0676
MV/LV Substation WO***557X |  | 10 kV | _ | LV | 400 kVA :Building Structure | 0.4 | --> | 0.4 | 0 | 0 | Constrained, otherwise capacity available =306 kVA | --> | 0.38 | 0 | 0 | 0.393 | 0 |  | --> | C17 ex CARRICK ON SHANNON | Carrick On Shannon [T41,T42] | CARRICK ON SHANNON |  | 53.946 | -8.0812
MV/LV Substation PA***558 |  | 20 kV | _ | LV | 100 kVA :Pole Substation | 0.1 | --> | 0.1 | 0 | 0 | Constrained, otherwise capacity available =74 kVA | --> | 0.095 | 0 | 0 | 0.098 | 0 |  | --> | C16 ex CARRICK ON SHANNON | Carrick On Shannon [T41,T42] | CARRICK ON SHANNON |  | 53.8493 | -8.1906
MV/LV Substation TH***560X |  | 10 kV | _ | LV | 630 kVA :Building Structure | 0.63 | --> | 0.63 | 0 | 0 | Constrained, otherwise capacity available =554 kVA | --> | 0.598 | 0 | 0 | 0.5 | 0 |  | --> | C13 ex CARRICK ON SHANNON | Carrick On Shannon [T41,T42] | CARRICK ON SHANNON |  | 53.9466 | -8.0919
MV/LV Substation KN***567X |  | 10 kV | _ | LV | 50 kVA :Pole Substation | 0.05 | --> | 0.05 | 0 | 0 | Constrained, otherwise capacity available =45 kVA | --> | 0.048 | 0 | 0 | 0.048 | 0 |  | --> | C15 ex CARRICK ON SHANNON | Carrick On Shannon [T41,T42] | CARRICK ON SHANNON |  | 53.9743 | -8.1665
MV/LV Substation AL***569X |  | 20 kV | _ | LV | 200 kVA :Kiosk Substation | 0.2 | --> | 0.2 | 0.187 | 8.5 |  | --> | 0.19 | 0 | 0 | 0 | 0 | Constrained, otherwise capacity available =192 kW | --> | E14 ex ARIGNA | Arigna [T121] | ARIGNA |  | 54.0423 | -8.0371
MV/LV Substation BA***573X |  | 10 kV | _ | LV | 50 kVA :Pole Substation | 0.05 | --> | 0.05 | 0 | 0 | Constrained, otherwise capacity available =48 kVA | --> | 0.048 | 0 | 0 | 0.048 | 0 |  | --> | C14 ex CARRICK ON SHANNON | Carrick On Shannon [T41,T42] | CARRICK ON SHANNON |  | 53.9573 | -8.0808
MV/LV Substation BR***576X |  | 10 kV | _ | LV | 1000 kVA :Building Structure | 1 | --> | 1 | 0 | 0 | Constrained, otherwise capacity available =922 kVA | --> | 0.95 | 0 | 0 | 0.5 | 0 |  | --> | C13 ex CARRICK ON SHANNON | Carrick On Shannon [T41,T42] | CARRICK ON SHANNON |  | 53.9442 | -8.0944
MV/LV Substation AG***577 |  | 10 kV | _ | LV | 100 kVA :Pole Substation | 0.1 | --> | 0.1 | 0 | 0 | Constrained, otherwise capacity available =63 kVA | --> | 0.095 | 0 | 0.012 | 0.091 | 0 |  | --> | C14 ex CARRICK ON SHANNON | Carrick On Shannon [T41,T42] | CARRICK ON SHANNON |  | 53.9543 | -8.0688
MV/LV Substation DU***580X |  | 20 kV | _ | LV | 100 kVA :Pole Substation | 0.1 | --> | 0.1 | 0 | 0 | Constrained, otherwise capacity available =78 kVA | --> | 0.095 | 0 | 0.01 | 0.09 | 0 |  | --> | C14 ex CARRICK ON SHANNON | Carrick On Shannon [T41,T42] | CARRICK ON SHANNON |  | 53.9862 | -8.0604
MV/LV Substation CO***581X |  | 10 kV | _ | LV | 200 kVA :Kiosk Substation | 0.2 | --> | 0.2 | 0 | 0 | Constrained, otherwise capacity available =177 kVA | --> | 0.19 | 0 | 0.005 | 0.19 | 0 |  | --> | C15 ex CARRICK ON SHANNON | Carrick On Shannon [T41,T42] | CARRICK ON SHANNON |  | 53.9815 | -8.162
MV/LV Substation MU***587X |  | 10 kV | _ | LV | 630 kVA :Building Structure | 0.63 | --> | 0.63 | 0 | 0 | Constrained, otherwise capacity available =620 kVA | --> | 0.598 | 0 | 0 | 0.5 | 0 |  | --> | C17 ex CARRICK ON SHANNON | Carrick On Shannon [T41,T42] | CARRICK ON SHANNON |  | 53.9415 | -8.107
MV/LV Substation CL***591X |  | 10 kV | _ | LV | 50 kVA :Pole Substation | 0.05 | --> | 0.05 | 0 | 0 | Constrained, otherwise capacity available =42 kVA | --> | 0.048 | 0 | 0 | 0.049 | 0 |  | --> | C15 ex CARRICK ON SHANNON | Carrick On Shannon [T41,T42] | CARRICK ON SHANNON |  | 53.9422 | -8.1404
MV/LV Substation KI***595X |  | 20 kV | _ | LV | 100 kVA :Pole Substation | 0.1 | --> | 0.1 | 0 | 0 | Constrained, otherwise capacity available =99 kVA | --> | 0.095 | 0 | 0 | 0.095 | 0 |  | --> | C14 ex CARRICK ON SHANNON | Carrick On Shannon [T41,T42] | CARRICK ON SHANNON |  | 53.9978 | -8.0558
MV/LV Substation DE***603X |  | 20 kV | _ | LV | 200 kVA :Pole Substation | 0.2 | --> | 0.2 | 0.184 | 8.5 |  | --> | 0.19 | 0 | 0 | 0 | 0 | Constrained, otherwise capacity available =192 kW | --> | E14 ex ARIGNA | Arigna [T121] | ARIGNA |  | 54.052 | -8.0271
MV/LV Substation AT***625X |  | 10 kV | _ | LV | 400 kVA :Building Structure | 0.4 | --> | 0.4 | 0 | 0 | Constrained, otherwise capacity available =360 kVA | --> | 0.38 | 0 | 0 | 0.385 | 0 |  | --> | C17 ex CARRICK ON SHANNON | Carrick On Shannon [T41,T42] | CARRICK ON SHANNON |  | 53.9444 | -8.0767
MV/LV Substation WO***626X |  | 10 kV | _ | LV | 100 kVA :Pole Substation | 0.1 | --> | 0.1 | 0 | 0 | Constrained, otherwise capacity available =74 kVA | --> | 0.095 | 0 | 0 | 0.098 | 0 |  | --> | C15 ex CARRICK ON SHANNON | Carrick On Shannon [T41,T42] | CARRICK ON SHANNON |  | 53.9432 | -8.1153
MV/LV Substation AL***653 |  | 20 kV | _ | LV | 50 kVA :Pole Substation | 0.05 | --> | 0.05 | 0.049 | 2.03 |  | --> | 0.048 | 0 | 0 | 0.048 | 0 |  | --> | E16 ex MOHILL | Mohill [T421,T422] | CARRICK ON SHANNON |  | 53.9117 | -8.0021
MV/LV Substation FL***676 |  | 20 kV | _ | LV | 400 kVA :Building Structure | 0.4 | --> | 0.4 | 0 | 0 | Constrained, otherwise capacity available =400 kVA | --> | 0.38 | 0 | 0 | 0.38 | 0 |  | --> | C16 ex CARRICK ON SHANNON | Carrick On Shannon [T41,T42] | CARRICK ON SHANNON |  | 53.9114 | -8.1245
MV/LV Substation KI***680 |  | 20 kV | _ | LV | 50 kVA :Pole Substation | 0.05 | --> | 0.05 | 0.035 | 2.03 |  | --> | 0.048 | 0 | 0 | 0.049 | 0 |  | --> | E16 ex MOHILL | Mohill [T421,T422] | CARRICK ON SHANNON |  | 53.8896 | -8.0146
MV/LV Substation LO***767 |  | 20 kV | _ | LV | 50 kVA :Pole Substation | 0.05 | --> | 0.05 | 0 | 0 | Constrained, otherwise capacity available =49 kVA | --> | 0.048 | 0 | 0 | 0.048 | 0 |  | --> | C14 ex CARRICK ON SHANNON | Carrick On Shannon [T41,T42] | CARRICK ON SHANNON |  | 54.0041 | -8.0205
MV/LV Substation LO***768 |  | 20 kV | _ | LV | 50 kVA :Pole Substation | 0.05 | --> | 0.05 | 0 | 0 | Constrained, otherwise capacity available =47 kVA | --> | 0.048 | 0 | 0.005 | 0.044 | 0 |  | --> | C14 ex CARRICK ON SHANNON | Carrick On Shannon [T41,T42] | CARRICK ON SHANNON |  | 54.0017 | -8.027
MV/LV Substation LO***769 |  | 20 kV | _ | LV | 50 kVA :Pole Substation | 0.05 | --> | 0.05 | 0 | 0 | Constrained, otherwise capacity available =49 kVA | --> | 0.048 | 0 | 0 | 0.048 | 0 |  | --> | C14 ex CARRICK ON SHANNON | Carrick On Shannon [T41,T42] | CARRICK ON SHANNON |  | 53.9951 | -8.0457
MV/LV Substation LO***770 |  | 20 kV | _ | LV | 50 kVA :Pole Substation | 0.05 | --> | 0.05 | 0 | 0 | Constrained, otherwise capacity available =30 kVA | --> | 0.048 | 0 | 0 | 0.05 | 0 |  | --> | C14 ex CARRICK ON SHANNON | Carrick On Shannon [T41,T42] | CARRICK ON SHANNON |  | 54.0117 | -8.0014
MV/LV Substation LO***771 |  | 20 kV | _ | LV | 50 kVA :Pole Substation | 0.05 | --> | 0.05 | 0 | 0 | Constrained, otherwise capacity available =38 kVA | --> | 0.048 | 0 | 0 | 0.049 | 0 |  | --> | C14 ex CARRICK ON SHANNON | Carrick On Shannon [T41,T42] | CARRICK ON SHANNON |  | 54.0108 | -8.0061
MV/LV Substation LO***773 |  | 20 kV | _ | LV | 50 kVA :Pole Substation | 0.05 | --> | 0.05 | 0 | 0 | Constrained, otherwise capacity available =46 kVA | --> | 0.048 | 0 | 0 | 0.048 | 0 |  | --> | C14 ex CARRICK ON SHANNON | Carrick On Shannon [T41,T42] | CARRICK ON SHANNON |  | 54.0107 | -8.008
MV/LV Substation LO***816 |  | 20 kV | _ | LV | 50 kVA :Pole Substation | 0.05 | --> | 0.05 | 0 | 0 | Constrained, otherwise capacity available =48 kVA | --> | 0.048 | 0 | 0 | 0.048 | 0 |  | --> | C14 ex CARRICK ON SHANNON | Carrick On Shannon [T41,T42] | CARRICK ON SHANNON |  | 54.0076 | -8.0159
MV/LV Substation BR***819 |  | 10 kV | _ | LV | 100 kVA :Pole Substation | 0.1 | --> | 0.1 | 0 | 0 | Constrained, otherwise capacity available =61 kVA | --> | 0.095 | 0 | 0 | 0.1 | 0 |  | --> | C14 ex CARRICK ON SHANNON | Carrick On Shannon [T41,T42] | CARRICK ON SHANNON |  | 53.9527 | -8.0958
MV/LV Substation DR***824 |  | 20 kV | _ | LV | 100 kVA :Pole Substation | 0.1 | --> | 0.1 | 0.037 | 2.03 |  | --> | 0.095 | 0 | 0.012 | 0.094 | 0 |  | --> | E16 ex MOHILL | Mohill [T421,T422] | CARRICK ON SHANNON |  | 53.9245 | -8.0089
MV/LV Substation JA***825 |  | 20 kV | _ | LV | 100 kVA :Pole Substation | 0.1 | --> | 0.1 | 0 | 0 | Constrained, otherwise capacity available =84 kVA | --> | 0.095 | 0 | 0 | 0.097 | 0 |  | --> | C17 ex CARRICK ON SHANNON | Carrick On Shannon [T41,T42] | CARRICK ON SHANNON |  | 53.9269 | -8.0306
MV/LV Substation KI***826 |  | 20 kV | _ | LV | 200 kVA :Pole Substation | 0.2 | --> | 0.2 | 0 | 0 | Constrained, otherwise capacity available =194 kVA | --> | 0.19 | 0 | 0 | 0.191 | 0 |  | --> | C14 ex CARRICK ON SHANNON | Carrick On Shannon [T41,T42] | CARRICK ON SHANNON |  | 53.9699 | -8.0573
MV/LV Substation LE***827 |  | 20 kV | _ | LV | 200 kVA :Kiosk Substation | 0.2 | --> | 0.2 | 0 | 0 | Constrained, otherwise capacity available =65 kVA | --> | 0.19 | 0 | 0.01 | 0.2 | 0 |  | --> | C14 ex CARRICK ON SHANNON | Carrick On Shannon [T41,T42] | CARRICK ON SHANNON |  | 53.9903 | -8.0647
MV/LV Substation CO***853 |  | 10 kV | _ | LV | 400 kVA :Kiosk Substation | 0.4 | --> | 0.4 | 0 | 0 | Constrained, otherwise capacity available =324 kVA | --> | 0.38 | 0 | 0 | 0.39 | 0 |  | --> | C13 ex CARRICK ON SHANNON | Carrick On Shannon [T41,T42] | CARRICK ON SHANNON |  | 53.9443 | -8.0911
MV/LV Substation MA***856 |  | 20 kV | _ | LV | 50 kVA :Pole Substation | 0.05 | --> | 0.05 | 0.049 | 8.5 |  | --> | 0.048 | 0 | 0 | 0 | 0 | Constrained, otherwise capacity available =48 kW | --> | E14 ex ARIGNA | Arigna [T121] | ARIGNA |  | 54.0497 | -8.0417
MV/LV Substation JA***865 |  | 20 kV | _ | LV | 630 kVA :Kiosk Substation | 0.63 | --> | 0.63 | 0.433 | 8.5 |  | --> | 0.598 | 0 | 0 | 0 | 0 | Constrained, otherwise capacity available =625 kW | --> | E14 ex ARIGNA | Arigna [T121] | ARIGNA |  | 54.0474 | -8.0444
MV/LV Substation SE***876 |  | 20 kV | _ | LV | 50 kVA :Pole Substation | 0.05 | --> | 0.05 | 0.029 | 8.5 |  | --> | 0.048 | 0 | 0 | 0 | 0 | Constrained, otherwise capacity available =50 kW | --> | E14 ex ARIGNA | Arigna [T121] | ARIGNA |  | 54.0504 | -8.041
MV/LV Substation LO***905 |  | 20 kV | _ | LV | 50 kVA :Pole Substation | 0.05 | --> | 0.05 | 0.049 | 8.5 |  | --> | 0.048 | 0 | 0 | 0 | 0 | Constrained, otherwise capacity available =48 kW | --> | E14 ex ARIGNA | Arigna [T121] | ARIGNA |  | 54.049 | -7.8512
MV/LV Substation LA***906 |  | 20 kV | _ | LV | 200 kVA :Pole Substation | 0.2 | --> | 0.2 | 0 | 0 | Constrained, otherwise capacity available =199 kVA | --> | 0.19 | 0 | 0 | 0.19 | 0 |  | --> | C16 ex CARRICK ON SHANNON | Carrick On Shannon [T41,T42] | CARRICK ON SHANNON |  | 53.824 | -8.1118
MV/LV Substation DR***912 |  | 10 kV | _ | LV | 100 kVA :Pole Substation | 0.1 | --> | 0.1 | 0 | 0 | Constrained, otherwise capacity available =88 kVA | --> | 0.095 | 0 | 0.003 | 0.094 | 0 |  | --> | C14 ex CARRICK ON SHANNON | Carrick On Shannon [T41,T42] | CARRICK ON SHANNON |  | 53.954 | -8.0707
MV/LV Substation BO***917 |  | 20 kV | _ | LV | 50 kVA :Pole Substation | 0.05 | --> | 0.05 | 0.03 | 8.5 |  | --> | 0.048 | 0 | 0.005 | 0 | 0 | Constrained, otherwise capacity available =46 kW | --> | E14 ex ARIGNA | Arigna [T121] | ARIGNA |  | 54.0435 | -8.0345
MV/LV Substation DR***919 |  | 20 kV | _ | LV | 100 kVA :Pole Substation | 0.1 | --> | 0.1 | 0.067 | 8.5 |  | --> | 0.095 | 0 | 0.005 | 0 | 0 | Constrained, otherwise capacity available =96 kW | --> | E14 ex ARIGNA | Arigna [T121] | ARIGNA |  | 54.045 | -8.0353
MV/LV Substation CH***951 |  | 20 kV | _ | LV | 100 kVA :Pole Substation | 0.1 | --> | 0.1 | 0.07 | 8.5 |  | --> | 0.095 | 0 | 0 | 0 | 0 | Constrained, otherwise capacity available =99 kW | --> | E14 ex ARIGNA | Arigna [T121] | ARIGNA |  | 54.0492 | -8.038
MV/LV Substation PU***953 |  | 20 kV | _ | LV | 50 kVA :Pole Substation | 0.05 | --> | 0.05 | 0 | 0 | Constrained, otherwise capacity available =47 kVA | --> | 0.048 | 0 | 0.005 | 0.044 | 0 |  | --> | C16 ex CARRICK ON SHANNON | Carrick On Shannon [T41,T42] | CARRICK ON SHANNON |  | 53.8059 | -8.0998
MV/LV Substation PU***954 |  | 20 kV | _ | LV | 200 kVA :Pole Substation | 0.2 | --> | 0.2 | 0 | 0 | Constrained, otherwise capacity available =187 kVA | --> | 0.19 | 0 | 0 | 0.191 | 0 |  | --> | C16 ex CARRICK ON SHANNON | Carrick On Shannon [T41,T42] | CARRICK ON SHANNON |  | 53.8203 | -8.0937
MV/LV Substation LO***961 |  | 20 kV | _ | LV | 50 kVA :Pole Substation | 0.05 | --> | 0.05 | 0 | 0 | Constrained, otherwise capacity available =48 kVA | --> | 0.048 | 0 | 0 | 0.048 | 0 |  | --> | C14 ex CARRICK ON SHANNON | Carrick On Shannon [T41,T42] | CARRICK ON SHANNON |  | 53.9931 | -8.056
MV/LV Substation LO***962 |  | 20 kV | _ | LV | 100 kVA :Pole Substation | 0.1 | --> | 0.1 | 0.098 | 8.5 |  | --> | 0.095 | 0 | 0 | 0 | 0 | Constrained, otherwise capacity available =95 kW | --> | E14 ex ARIGNA | Arigna [T121] | ARIGNA |  | 54.0308 | -7.9078
MV/LV Substation D ***967 |  | 20 kV | _ | LV | 50 kVA :Pole Substation | 0.05 | --> | 0.05 | 0.031 | 8.5 |  | --> | 0.048 | 0 | 0.004 | 0 | 0 | Constrained, otherwise capacity available =47 kW | --> | E14 ex ARIGNA | Arigna [T121] | ARIGNA |  | 54.0489 | -8.0496
MV/LV Substation MU***969 |  | 20 kV | _ | LV | 50 kVA :Pole Substation | 0.05 | --> | 0.05 | 0 | 0 | Constrained, otherwise capacity available =49 kVA | --> | 0.048 | 0 | 0.005 | 0.044 | 0 |  | --> | C14 ex CARRICK ON SHANNON | Carrick On Shannon [T41,T42] | CARRICK ON SHANNON |  | 53.9753 | -8.0322
MV/LV Substation AC***991 |  | 20 kV | _ | LV | 100 kVA :Pole Substation | 0.1 | --> | 0.1 | 0.062 | 8.5 |  | --> | 0.095 | 0 | 0.01 | 0 | 0 | Constrained, otherwise capacity available =93 kW | --> | E14 ex ARIGNA | Arigna [T121] | ARIGNA |  | 54.0392 | -8.0481
MV/LV Substation DR***993 |  | 20 kV | _ | LV | 200 kVA :Pole Substation | 0.2 | --> | 0.2 | 0.194 | 8.5 |  | --> | 0.19 | 0 | 0.005 | 0 | 0 | Constrained, otherwise capacity available =187 kW | --> | E14 ex ARIGNA | Arigna [T121] | ARIGNA |  | 54.0379 | -8.0466
MV/LV Substation MA***995 |  | 20 kV | _ | LV | 50 kVA :Pole Substation | 0.05 | --> | 0.05 | 0.013 | 8.5 |  | --> | 0.048 | 0 | 0.007 | 0 | 0 | Constrained, otherwise capacity available =47 kW | --> | E14 ex ARIGNA | Arigna [T121] | ARIGNA |  | 54.0364 | -8.0475
MV/LV Substation CA***997 |  | 20 kV | _ | LV | 100 kVA :Pole Substation | 0.1 | --> | 0.1 | 0 | 0 | Constrained, otherwise capacity available =99 kVA | --> | 0.095 | 0 | 0 | 0.095 | 0 |  | --> | C14 ex CARRICK ON SHANNON | Carrick On Shannon [T41,T42] | CARRICK ON SHANNON |  | 53.9656 | -8.0754
MV/LV Substation DR***998 |  | 20 kV | _ | LV | 50 kVA :Pole Substation | 0.05 | --> | 0.05 | 0 | 0 | Constrained, otherwise capacity available =48 kVA | --> | 0.048 | 0 | 0 | 0.048 | 0 |  | --> | C14 ex CARRICK ON SHANNON | Carrick On Shannon [T41,T42] | CARRICK ON SHANNON |  | 54.0014 | -8.089
MV/LV Substation SU***999 |  | 10 kV | _ | LV | 400 kVA :Kiosk Substation | 0.4 | --> | 0.4 | 0 | 0 | Constrained, otherwise capacity available =368 kVA | --> | 0.38 | 0 | 0.006 | 0.38 | 0 |  | --> | C13 ex CARRICK ON SHANNON | Carrick On Shannon [T41,T42] | CARRICK ON SHANNON |  | 53.9474 | -8.085
MV/LV Substation CO***001 |  | 20 kV | _ | LV | 50 kVA :Pole Substation | 0.05 | --> | 0.05 | 0.018 | 4.38 |  | --> | 0.048 | 0 | 0.01 | 0.044 | 0 |  | --> | E18 ex CRANE | Crane [T122] | CRANE |  | 52.5163 | -6.2834
MV/LV Substation BU***002 |  | 20 kV | _ | LV | 200 kVA :Pole Substation | 0.2 | --> | 0.2 | 0.125 | 1.13 |  | --> | 0.19 | 0 | 0 | 0 | 0 | Constrained, otherwise capacity available =200 kW | --> | E12 ex BUNCLODY | Bunclody [T421,T422] | CRANE |  | 52.6547 | -6.6492
MV/LV Substation UP***003 |  | 20 kV | _ | LV | 200 kVA :Pole Substation | 0.2 | --> | 0.2 | 0.11 | 4.38 |  | --> | 0.19 | 0 | 0 | 0.202 | 0 |  | --> | E18 ex CRANE | Crane [T122] | CRANE |  | 52.5178 | -6.28
MV/LV Substation HA***004 |  | 20 kV | _ | LV | 50 kVA :Pole Substation | 0.05 | --> | 0.05 | 0.039 | 1.13 |  | --> | 0.048 | 0 | 0 | 0 | 0 | Constrained, otherwise capacity available =49 kW | --> | E12 ex BUNCLODY | Bunclody [T421,T422] | CRANE |  | 52.6589 | -6.6445
MV/LV Substation DR***007Y |  | 20 kV | _ | LV | 50 kVA :Pole Substation | 0.05 | --> | 0.05 | 0.046 | 1.13 |  | --> | 0.048 | 0 | 0 | 0 | 0 | Constrained, otherwise capacity available =48 kW | --> | E22 ex BUNCLODY | Bunclody [T421,T422] | CRANE |  | 52.6705 | -6.6646
MV/LV Substation MA***012 |  | 20 kV | _ | LV | 630 kVA :Kiosk Substation | 0.63 | --> | 0.63 | 0.376 | 0.58 |  | --> | 0.598 | 0 | 0.06 | 0 | 0 | Constrained, otherwise capacity available =588 kW | --> | E15 ex FERNS | Ferns [T421] | CRANE |  | 52.5908 | -6.4949
MV/LV Substation BA***012Y |  | 20 kV | _ | LV | 50 kVA :Pole Substation | 0.05 | --> | 0.05 | 0.03 | 4.38 |  | --> | 0.048 | 0 | 0 | 0.05 | 0 |  | --> | E18 ex CRANE | Crane [T122] | CRANE |  | 52.5113 | -6.2905
MV/LV Substation BU***025 |  | 20 kV | _ | LV | 50 kVA :Pole Substation | 0.05 | --> | 0.05 | 0.043 | 4.38 |  | --> | 0.048 | 0 | 0 | 0.048 | 0 |  | --> | E17 ex CRANE | Crane [T122] | CRANE |  | 52.5643 | -6.329
MV/LV Substation BO***026 |  | 20 kV | _ | LV | 630 kVA :Building Structure | 0.63 | --> | 0.63 | 0.5 | 0.58 | Constrained, otherwise capacity available =600 kVA | --> | 0.598 | 0 | 0 | 0 | 0 | Constrained, otherwise capacity available =603 kW | --> | E15 ex FERNS | Ferns [T421] | CRANE |  | 52.5849 | -6.4852
MV/LV Substation CL***029 |  | 20 kV | _ | LV | 200 kVA :Pole Substation | 0.2 | --> | 0.2 | 0.158 | 1.13 |  | --> | 0.19 | 0 | 0.005 | 0 | 0 | Constrained, otherwise capacity available =192 kW | --> | E18 ex BUNCLODY | Bunclody [T421,T422] | CRANE |  | 52.6356 | -6.6227
MV/LV Substation CH***031 |  | 20 kV | _ | LV | 100 kVA :Pole Substation | 0.1 | --> | 0.1 | 0 | 1.13 |  | --> | 0.095 | 0 | 0.031 | 0 | 0 | Constrained, otherwise capacity available =86 kW | --> | E12 ex BUNCLODY | Bunclody [T421,T422] | CRANE |  | 52.6523 | -6.6555
MV/LV Substation CA***032 |  | 20 kV | _ | LV | 200 kVA :Pole Substation | 0.2 | --> | 0.2 | 0.182 | 1.13 |  | --> | 0.19 | 0 | 0.01 | 0 | 0 | Constrained, otherwise capacity available =185 kW | --> | E12 ex BUNCLODY | Bunclody [T421,T422] | CRANE |  | 52.6551 | -6.6557
MV/LV Substation BU***034 |  | 20 kV | _ | LV | 630 kVA :Building Structure | 0.63 | --> | 0.63 | 0.5 | 1.13 |  | --> | 0.598 | 0 | 0.009 | 0 | 0 | Constrained, otherwise capacity available =599 kW | --> | E12 ex BUNCLODY | Bunclody [T421,T422] | CRANE |  | 52.657 | -6.6576
MV/LV Substation CO***035 |  | 20 kV | _ | LV | 200 kVA :Pole Substation | 0.2 | --> | 0.2 | 0.063 | 0.58 |  | --> | 0.19 | 0 | 0.01 | 0 | 0 | Constrained, otherwise capacity available =200 kW | --> | E12 ex FERNS | Ferns [T421] | CRANE |  | 52.591 | -6.503
MV/LV Substation MO***035Y |  | 20 kV | _ | LV | 50 kVA :Pole Substation | 0.05 | --> | 0.05 | 0.042 | 4.38 |  | --> | 0.048 | 0 | 0 | 0.049 | 0 |  | --> | E18 ex CRANE | Crane [T122] | CRANE |  | 52.5141 | -6.2424
MV/LV Substation KI***039 |  | 20 kV | _ | LV | 100 kVA :Pole Substation | 0.1 | --> | 0.1 | 0.056 | 0.58 |  | --> | 0.095 | 0 | 0 | 0 | 0 | Constrained, otherwise capacity available =101 kW | --> | E15 ex FERNS | Ferns [T421] | CRANE |  | 52.5874 | -6.494
MV/LV Substation SW***041 |  | 20 kV | _ | LV | 100 kVA :Pole Substation | 0.1 | --> | 0.1 | 0.052 | 1.13 |  | --> | 0.095 | 0 | 0.012 | 0 | 0 | Constrained, otherwise capacity available =92 kW | --> | E12 ex BUNCLODY | Bunclody [T421,T422] | CRANE |  | 52.6562 | -6.6645
MV/LV Substation CA***042 |  | 20 kV | _ | LV | 50 kVA :Pole Substation | 0.05 | --> | 0.05 | 0.036 | 0.58 |  | --> | 0.048 | 0 | 0 | 0 | 0 | Constrained, otherwise capacity available =49 kW | --> | E17 ex FERNS | Ferns [T421] | CRANE |  | 52.6111 | -6.4326
MV/LV Substation CA***043 |  | 20 kV | _ | LV | 200 kVA :Kiosk Substation | 0.2 | --> | 0.2 | 0.129 | 1.13 |  | --> | 0.19 | 0 | 0.011 | 0 | 0 | Constrained, otherwise capacity available =191 kW | --> | E12 ex BUNCLODY | Bunclody [T421,T422] | CRANE |  | 52.6484 | -6.6519
MV/LV Substation CR***050Y |  | 20 kV | _ | LV | 100 kVA :Pole Substation | 0.1 | --> | 0.1 | 0.098 | 1.13 |  | --> | 0.095 | 0 | 0.005 | 0 | 0 | Constrained, otherwise capacity available =92 kW | --> | E22 ex BUNCLODY | Bunclody [T421,T422] | CRANE |  | 52.6937 | -6.6925
MV/LV Substation BA***056 |  | 20 kV | _ | LV | 50 kVA :Pole Substation | 0.05 | --> | 0.05 | 0.021 | 0.58 |  | --> | 0.048 | 0 | 0 | 0 | 0 | Constrained, otherwise capacity available =51 kW | --> | E11 ex FERNS | Ferns [T421] | CRANE |  | 52.6328 | -6.5496
MV/LV Substation BA***063Y |  | 20 kV | _ | LV | 100 kVA :Pole Substation | 0.1 | --> | 0.1 | 0.098 | 0.58 |  | --> | 0.095 | 0 | 0 | 0 | 0 | Constrained, otherwise capacity available =95 kW | --> | E11 ex FERNS | Ferns [T421] | CRANE |  | 52.6255 | -6.4946
MV/LV Substation BA***067 |  | 20 kV | _ | LV | 50 kVA :Pole Substation | 0.05 | --> | 0.05 | 0.042 | 4.38 |  | --> | 0.048 | 0 | 0.02 | 0.034 | 0 |  | --> | E18 ex CRANE | Crane [T122] | CRANE |  | 52.5256 | -6.425
MV/LV Substation CL***082 |  | 20 kV | _ | LV | 200 kVA :Pole Substation | 0.2 | --> | 0.2 | 0.168 | 1.13 |  | --> | 0.19 | 0 | 0.142 | 0 | 0 | Constrained, otherwise capacity available =89 kW | --> | E18 ex BUNCLODY | Bunclody [T421,T422] | CRANE |  | 52.6354 | -6.623
MV/LV Substation MO***083 |  | 20 kV | _ | LV | 50 kVA :Pole Substation | 0.05 | --> | 0.05 | 0.019 | 4.38 |  | --> | 0.048 | 0 | 0.007 | 0.046 | 0 |  | --> | E18 ex CRANE | Crane [T122] | CRANE |  | 52.5275 | -6.4827
MV/LV Substation TO***084Y |  | 20 kV | _ | LV | 100 kVA :Pole Substation | 0.1 | --> | 0.1 | 0.037 | 1.13 |  | --> | 0.095 | 0 | 0 | 0 | 0 | Constrained, otherwise capacity available =103 kW | --> | E18 ex BUNCLODY | Bunclody [T421,T422] | CRANE |  | 52.6067 | -6.603
MV/LV Substation CA***093 |  | 20 kV | _ | LV | 50 kVA :Pole Substation | 0.05 | --> | 0.05 | 0.033 | 0.58 |  | --> | 0.048 | 0 | 0 | 0 | 0 | Constrained, otherwise capacity available =50 kW | --> | E12 ex FERNS | Ferns [T421] | CRANE |  | 52.5854 | -6.507
MV/LV Substation BA***099 |  | 20 kV | _ | LV | 100 kVA :Pole Substation | 0.1 | --> | 0.1 | 0.084 | 4.38 |  | --> | 0.095 | 0 | 0.005 | 0.094 | 0 |  | --> | E18 ex CRANE | Crane [T122] | CRANE |  | 52.4711 | -6.3122
MV/LV Substation NE***103 |  | 20 kV | _ | LV | 50 kVA :Pole Substation | 0.05 | --> | 0.05 | 0.043 | 4.38 |  | --> | 0.048 | 0 | 0.007 | 0.043 | 0 |  | --> | E17 ex CRANE | Crane [T122] | CRANE |  | 52.5132 | -6.3279
MV/LV Substation FI***110 |  | 20 kV | _ | LV | 400 kVA :Kiosk Substation | 0.4 | --> | 0.4 | 0.254 | 1.13 |  | --> | 0.38 | 0 | 0.04 | 0 | 0 | Constrained, otherwise capacity available =370 kW | --> | E12 ex BUNCLODY | Bunclody [T421,T422] | CRANE |  | 52.6494 | -6.649
MV/LV Substation BU***111 |  | 20 kV | _ | LV | 200 kVA :Pole Substation | 0.2 | --> | 0.2 | 0.156 | 1.13 |  | --> | 0.19 | 0 | 0.053 | 0 | 0 | Constrained, otherwise capacity available =157 kW | --> | E12 ex BUNCLODY | Bunclody [T421,T422] | CRANE |  | 52.656 | -6.6449
MV/LV Substation JF***114 |  | 20 kV | _ | LV | 200 kVA :Pole Substation | 0.2 | --> | 0.2 | 0.2 | 0.58 |  | --> | 0.19 | 0 | 0 | 0 | 0 | Constrained, otherwise capacity available =190 kW | --> | E11 ex FERNS | Ferns [T421] | CRANE |  | 52.5964 | -6.5073
MV/LV Substation BA***120 |  | 20 kV | _ | LV | 50 kVA :Pole Substation | 0.05 | --> | 0.05 | 0.046 | 4.38 |  | --> | 0.048 | 0 | 0 | 0.048 | 0 |  | --> | E17 ex CRANE | Crane [T122] | CRANE |  | 52.5414 | -6.3568
MV/LV Substation RY***128 |  | 20 kV | _ | LV | 200 kVA :Pole Substation | 0.2 | --> | 0.2 | 0.18 | 1.13 |  | --> | 0.19 | 0 | 0 | 0 | 0 | Constrained, otherwise capacity available =193 kW | --> | E18 ex BUNCLODY | Bunclody [T421,T422] | CRANE |  | 52.6358 | -6.6295
MV/LV Substation RY***141Y |  | 20 kV | _ | LV | 50 kVA :Pole Substation | 0.05 | --> | 0.05 | 0.036 | 1.13 |  | --> | 0.048 | 0 | 0 | 0 | 0 | Constrained, otherwise capacity available =49 kW | --> | E12 ex BUNCLODY | Bunclody [T421,T422] | CRANE |  | 52.6466 | -6.6507
MV/LV Substation KI***153 |  | 20 kV | _ | LV | 50 kVA :Pole Substation | 0.05 | --> | 0.05 | 0.04 | 1.13 |  | --> | 0.048 | 0 | 0 | 0 | 0 | Constrained, otherwise capacity available =49 kW | --> | E18 ex BUNCLODY | Bunclody [T421,T422] | CRANE |  | 52.6257 | -6.6525
MV/LV Substation KI***154 |  | 20 kV | _ | LV | 50 kVA :Pole Substation | 0.05 | --> | 0.05 | 0.031 | 1.13 |  | --> | 0.048 | 0 | 0.006 | 0 | 0 | Constrained, otherwise capacity available =46 kW | --> | E18 ex BUNCLODY | Bunclody [T421,T422] | CRANE |  | 52.6265 | -6.6534
MV/LV Substation BA***161 |  | 20 kV | _ | LV | 200 kVA :Pole Substation | 0.2 | --> | 0.2 | 0.17 | 1.13 |  | --> | 0.19 | 0 | 0.02 | 0 | 0 | Constrained, otherwise capacity available =179 kW | --> | E18 ex BUNCLODY | Bunclody [T421,T422] | CRANE |  | 52.6184 | -6.6653
MV/LV Substation CO***164Y |  | 20 kV | _ | LV | 100 kVA :Pole Substation | 0.1 | --> | 0.1 | 0.082 | 1.13 |  | --> | 0.095 | 0 | 0.015 | 0 | 0 | Constrained, otherwise capacity available =86 kW | --> | E22 ex BUNCLODY | Bunclody [T421,T422] | CRANE |  | 52.6826 | -6.6842
MV/LV Substation IR***175Y |  | 20 kV | _ | LV | 400 kVA :Kiosk Substation | 0.4 | --> | 0.4 | 0.318 | 4.38 |  | --> | 0.38 | 0 | 0 | 0.391 | 0 |  | --> | E17 ex CRANE | Crane [T122] | CRANE |  | 52.5316 | -6.3373
MV/LV Substation CU***184Y |  | 20 kV | _ | LV | 100 kVA :Pole Substation | 0.1 | --> | 0.1 | 0.081 | 4.38 |  | --> | 0.095 | 0 | 0.01 | 0.09 | 0 |  | --> | E17 ex CRANE | Crane [T122] | CRANE |  | 52.5521 | -6.3378
MV/LV Substation GO***186 |  | 20 kV | _ | LV | 100 kVA :Pole Substation | 0.1 | --> | 0.1 | 0.093 | 1.13 |  | --> | 0.095 | 0 | 0.004 | 0 | 0 | Constrained, otherwise capacity available =93 kW | --> | E18 ex BUNCLODY | Bunclody [T421,T422] | CRANE |  | 52.6022 | -6.6767
MV/LV Substation CL***186Y |  | 20 kV | _ | LV | 50 kVA :Pole Substation | 0.05 | --> | 0.05 | 0.05 | 4.38 |  | --> | 0.048 | 0 | 0 | 0.048 | 0 |  | --> | E17 ex CRANE | Crane [T122] | CRANE |  | 52.5412 | -6.3823
MV/LV Substation BA***198Y |  | 20 kV | _ | LV | 100 kVA :Pole Substation | 0.1 | --> | 0.1 | 0.097 | 1.13 |  | --> | 0.095 | 0 | 0 | 0 | 0 | Constrained, otherwise capacity available =95 kW | --> | E12 ex BUNCLODY | Bunclody [T421,T422] | CRANE |  | 52.6439 | -6.6635
MV/LV Substation ME***200Y |  | 20 kV | _ | LV | 200 kVA :Kiosk Substation | 0.2 | --> | 0.2 | 0.176 | 4.38 |  | --> | 0.19 | 0 | 0.003 | 0.191 | 0 |  | --> | E17 ex CRANE | Crane [T122] | CRANE |  | 52.5554 | -6.3487
MV/LV Substation TE***203Y |  | 20 kV | _ | LV | 200 kVA :Kiosk Substation | 0.2 | --> | 0.2 | 0.175 | 1.13 |  | --> | 0.19 | 0 | 0 | 0 | 0 | Constrained, otherwise capacity available =193 kW | --> | E12 ex BUNCLODY | Bunclody [T421,T422] | CRANE |  | 52.6492 | -6.6543
MV/LV Substation BA***210Y |  | 20 kV | _ | LV | 200 kVA :Pole Substation | 0.2 | --> | 0.2 | 0.178 | 1.13 |  | --> | 0.19 | 0 | 0 | 0 | 0 | Constrained, otherwise capacity available =193 kW | --> | E18 ex BUNCLODY | Bunclody [T421,T422] | CRANE |  | 52.6242 | -6.6512
MV/LV Substation BA***211Y |  | 20 kV | _ | LV | 50 kVA :Pole Substation | 0.05 | --> | 0.05 | 0.05 | 4.38 |  | --> | 0.048 | 0 | 0 | 0.048 | 0 |  | --> | E18 ex CRANE | Crane [T122] | CRANE |  | 52.518 | -6.3642
MV/LV Substation FE***217 |  | 20 kV | _ | LV | 200 kVA :Pole Substation | 0.2 | --> | 0.2 | 0.136 | 0.58 |  | --> | 0.19 | 0 | 0 | 0 | 0 | Constrained, otherwise capacity available =198 kW | --> | E15 ex FERNS | Ferns [T421] | CRANE |  | 52.5925 | -6.4975
MV/LV Substation VE***223 |  | 20 kV | _ | LV | 400 kVA :Building Structure | 0.4 | --> | 0.4 | 0.296 | 1.13 |  | --> | 0.38 | 0 | 0.02 | 0 | 0 | Constrained, otherwise capacity available =379 kW | --> | E12 ex BUNCLODY | Bunclody [T421,T422] | CRANE |  | 52.6531 | -6.6515
MV/LV Substation SE***225Y |  | 20 kV | _ | LV | 50 kVA :Pole Substation | 0.05 | --> | 0.05 | 0.046 | 0.58 |  | --> | 0.048 | 0 | 0 | 0 | 0 | Constrained, otherwise capacity available =48 kW | --> | E15 ex FERNS | Ferns [T421] | CRANE |  | 52.5861 | -6.4887
MV/LV Substation KI***226 |  | 20 kV | _ | LV | 50 kVA :Pole Substation | 0.05 | --> | 0.05 | 0.034 | 4.38 |  | --> | 0.048 | 0 | 0 | 0.05 | 0 |  | --> | E18 ex CRANE | Crane [T122] | CRANE |  | 52.5151 | -6.2876
MV/LV Substation CO***231 |  | 20 kV | _ | LV | 100 kVA :Pole Substation | 0.1 | --> | 0.1 | 0.088 | 0.58 |  | --> | 0.095 | 0 | 0 | 0 | 0 | Constrained, otherwise capacity available =97 kW | --> | E17 ex FERNS | Ferns [T421] | CRANE |  | 52.6427 | -6.4561
MV/LV Substation CO***232 |  | 20 kV | _ | LV | 100 kVA :Pole Substation | 0.1 | --> | 0.1 | 0.095 | 0.58 |  | --> | 0.095 | 0 | 0.005 | 0 | 0 | Constrained, otherwise capacity available =92 kW | --> | E17 ex FERNS | Ferns [T421] | CRANE |  | 52.6442 | -6.4577
MV/LV Substation CO***233 |  | 20 kV | _ | LV | 50 kVA :Pole Substation | 0.05 | --> | 0.05 | 0.039 | 0.58 |  | --> | 0.048 | 0 | 0 | 0 | 0 | Constrained, otherwise capacity available =49 kW | --> | E17 ex FERNS | Ferns [T421] | CRANE |  | 52.6456 | -6.4492
MV/LV Substation MO***242 |  | 20 kV | _ | LV | 200 kVA :Pole Substation | 0.2 | --> | 0.2 | 0.179 | 4.38 |  | --> | 0.19 | 0 | 0 | 0.193 | 0 |  | --> | E18 ex CRANE | Crane [T122] | CRANE |  | 52.5128 | -6.2543
MV/LV Substation MO***243 |  | 20 kV | _ | LV | 100 kVA :Pole Substation | 0.1 | --> | 0.1 | 0.088 | 4.38 |  | --> | 0.095 | 0 | 0 | 0.097 | 0 |  | --> | E18 ex CRANE | Crane [T122] | CRANE |  | 52.5129 | -6.2479
MV/LV Substation MI***245Y |  | 20 kV | _ | LV | 630 kVA :Building Structure | 0.63 | --> | 0.63 | 0.5 | 1.13 |  | --> | 0.598 | 0 | 0 | 0 | 0 | Constrained, otherwise capacity available =606 kW | --> | E12 ex BUNCLODY | Bunclody [T421,T422] | CRANE |  | 52.6551 | -6.657
MV/LV Substation CA***246 |  | 20 kV | _ | LV | 100 kVA :Pole Substation | 0.1 | --> | 0.1 | 0.082 | 4.38 |  | --> | 0.095 | 0 | 0 | 0.097 | 0 |  | --> | E18 ex CRANE | Crane [T122] | CRANE |  | 52.5137 | -6.2446
MV/LV Substation IR***248 |  | 20 kV | _ | LV | 630 kVA :Kiosk Substation | 0.63 | --> | 0.63 | 0.5 | 4.38 |  | --> | 0.598 | 0 | 0 | 0.5 | 0 |  | --> | E18 ex CRANE | Crane [T122] | CRANE |  | 52.5164 | -6.2377
MV/LV Substation MO***250 |  | 20 kV | _ | LV | 100 kVA :Pole Substation | 0.1 | --> | 0.1 | 0.085 | 4.38 |  | --> | 0.095 | 0 | 0.005 | 0.093 | 0 |  | --> | E18 ex CRANE | Crane [T122] | CRANE |  | 52.5125 | -6.2432
MV/LV Substation KI***260Y |  | 20 kV | _ | LV | 100 kVA :Pole Substation | 0.1 | --> | 0.1 | 0.069 | 0.58 |  | --> | 0.095 | 0 | 0 | 0 | 0 | Constrained, otherwise capacity available =99 kW | --> | E17 ex FERNS | Ferns [T421] | CRANE |  | 52.6215 | -6.4392
MV/LV Substation DR***264Y |  | 20 kV | _ | LV | 100 kVA :Pole Substation | 0.1 | --> | 0.1 | 0.085 | 1.13 |  | --> | 0.095 | 0 | 0 | 0 | 0 | Constrained, otherwise capacity available =97 kW | --> | E22 ex BUNCLODY | Bunclody [T421,T422] | CRANE |  | 52.6678 | -6.6753
MV/LV Substation AL***269Y |  | 20 kV | _ | LV | 630 kVA :Kiosk Substation | 0.63 | --> | 0.63 | 0.5 | 0.58 |  | --> | 0.598 | 0 | 0 | 0 | 0 | Constrained, otherwise capacity available =611 kW | --> | E15 ex FERNS | Ferns [T421] | CRANE |  | 52.5902 | -6.4938
MV/LV Substation BA***275 |  | 20 kV | _ | LV | 200 kVA :Pole Substation | 0.2 | --> | 0.2 | 0.136 | 17.8 |  | --> | 0.19 | 0 | 0 | 0.199 | 0 |  | --> | E13 ex BANOGE | Banoge [T121,T122] | BANOGE |  | 52.5383 | -6.2394
MV/LV Substation CL***280 |  | 20 kV | _ | LV | 50 kVA :Pole Substation | 0.05 | --> | 0.05 | 0.047 | 17.8 |  | --> | 0.048 | 0 | 0 | 0.048 | 0 |  | --> | E13 ex BANOGE | Banoge [T121,T122] | BANOGE |  | 52.555 | -6.2569
MV/LV Substation CO***281Y |  | 20 kV | _ | LV | 50 kVA :Pole Substation | 0.05 | --> | 0.05 | 0.045 | 1.13 |  | --> | 0.048 | 0 | 0.011 | 0 | 0 | Constrained, otherwise capacity available =40 kW | --> | E18 ex BUNCLODY | Bunclody [T421,T422] | CRANE |  | 52.6156 | -6.6228
MV/LV Substation BU***282Y |  | 20 kV | _ | LV | 200 kVA :Kiosk Substation | 0.2 | --> | 0.2 | 0.192 | 1.13 |  | --> | 0.19 | 0 | 0 | 0 | 0 | Constrained, otherwise capacity available =191 kW | --> | E12 ex BUNCLODY | Bunclody [T421,T422] | CRANE |  | 52.6531 | -6.662
MV/LV Substation CL***283Y |  | 20 kV | _ | LV | 630 kVA :Kiosk Substation | 0.63 | --> | 0.63 | 0.5 | 1.13 |  | --> | 0.598 | 0 | 0.01 | 0 | 0 | Constrained, otherwise capacity available =604 kW | --> | E12 ex BUNCLODY | Bunclody [T421,T422] | CRANE |  | 52.6562 | -6.6559
MV/LV Substation BA***287Y |  | 20 kV | _ | LV | 50 kVA :Pole Substation | 0.05 | --> | 0.05 | 0.046 | 17.8 |  | --> | 0.048 | 0 | 0 | 0.048 | 0 |  | --> | E13 ex BANOGE | Banoge [T121,T122] | BANOGE |  | 52.5373 | -6.2498
MV/LV Substation GR***307Y |  | 20 kV | _ | LV | 50 kVA :Pole Substation | 0.05 | --> | 0.05 | 0.05 | 1.13 |  | --> | 0.048 | 0 | 0 | 0 | 0 | Constrained, otherwise capacity available =48 kW | --> | E12 ex BUNCLODY | Bunclody [T421,T422] | CRANE |  | 52.6535 | -6.6302
MV/LV Substation BA***323X |  | 20 kV | _ | LV | 100 kVA :Pole Substation | 0.1 | --> | 0.1 | 0.082 | 17.8 |  | --> | 0.095 | 0 | 0.005 | 0.094 | 0 |  | --> | E13 ex BANOGE | Banoge [T121,T122] | BANOGE |  | 52.5971 | -6.266
MV/LV Substation CO***336Y |  | 20 kV | _ | LV | 50 kVA :Pole Substation | 0.05 | --> | 0.05 | 0.049 | 4.38 |  | --> | 0.048 | 0 | 0 | 0.048 | 0 |  | --> | E17 ex CRANE | Crane [T122] | CRANE |  | 52.5597 | -6.3354
MV/LV Substation KI***337 |  | 20 kV | _ | LV | 50 kVA :Pole Substation | 0.05 | --> | 0.05 | 0.033 | 4.38 |  | --> | 0.048 | 0 | 0.005 | 0.046 | 0 |  | --> | E18 ex CRANE | Crane [T122] | CRANE |  | 52.5093 | -6.2893
MV/LV Substation MY***338 |  | 20 kV | _ | LV | 50 kVA :Pole Substation | 0.05 | --> | 0.05 | 0.041 | 4.38 |  | --> | 0.048 | 0 | 0.016 | 0.037 | 0 |  | --> | E17 ex CRANE | Crane [T122] | CRANE |  | 52.5491 | -6.4707
MV/LV Substation SK***339X |  | 20 kV | _ | LV | 50 kVA :Pole Substation | 0.05 | --> | 0.05 | 0.046 | 17.8 |  | --> | 0.048 | 0 | 0 | 0.048 | 0 |  | --> | E13 ex BANOGE | Banoge [T121,T122] | BANOGE |  | 52.5811 | -6.3014
MV/LV Substation LA***345 |  | 20 kV | _ | LV | 100 kVA :Pole Substation | 0.1 | --> | 0.1 | 0.086 | 0.58 |  | --> | 0.095 | 0 | 0 | 0 | 0 | Constrained, otherwise capacity available =97 kW | --> | E17 ex FERNS | Ferns [T421] | CRANE |  | 52.6161 | -6.4281
MV/LV Substation AS***347X |  | 20 kV | _ | LV | 50 kVA :Pole Substation | 0.05 | --> | 0.05 | 0.043 | 17.8 |  | --> | 0.048 | 0 | 0 | 0.048 | 0 |  | --> | E13 ex BANOGE | Banoge [T121,T122] | BANOGE |  | 52.6032 | -6.2228
MV/LV Substation OL***347Y |  | 20 kV | _ | LV | 200 kVA :Kiosk Substation | 0.2 | --> | 0.2 | 0.169 | 1.13 |  | --> | 0.19 | 0 | 0.014 | 0 | 0 | Constrained, otherwise capacity available =184 kW | --> | E12 ex BUNCLODY | Bunclody [T421,T422] | CRANE |  | 52.6448 | -6.6495
MV/LV Substation OL***348Y |  | 20 kV | _ | LV | 200 kVA :Kiosk Substation | 0.2 | --> | 0.2 | 0.181 | 1.13 |  | --> | 0.19 | 0 | 0.009 | 0 | 0 | Constrained, otherwise capacity available =186 kW | --> | E12 ex BUNCLODY | Bunclody [T421,T422] | CRANE |  | 52.6418 | -6.6504
MV/LV Substation CA***351Y |  | 20 kV | _ | LV | 400 kVA :Kiosk Substation | 0.4 | --> | 0.4 | 0.342 | 1.13 |  | --> | 0.38 | 0 | 0.004 | 0 | 0 | Constrained, otherwise capacity available =385 kW | --> | E12 ex BUNCLODY | Bunclody [T421,T422] | CRANE |  | 52.659 | -6.6658
MV/LV Substation BI***355 |  | 20 kV | _ | LV | 100 kVA :Pole Substation | 0.1 | --> | 0.1 | 0.08 | 0.58 |  | --> | 0.095 | 0 | 0 | 0 | 0 | Constrained, otherwise capacity available =98 kW | --> | E15 ex FERNS | Ferns [T421] | CRANE |  | 52.5873 | -6.4832
MV/LV Substation AS***356X |  | 20 kV | _ | LV | 50 kVA :Pole Substation | 0.05 | --> | 0.05 | 0.026 | 17.8 |  | --> | 0.048 | 0 | 0 | 0.051 | 0 |  | --> | E13 ex BANOGE | Banoge [T121,T122] | BANOGE |  | 52.6002 | -6.2351
MV/LV Substation BU***377Y |  | 20 kV | _ | LV | 50 kVA :Pole Substation | 0.05 | --> | 0.05 | 0.043 | 1.13 |  | --> | 0.048 | 0 | 0 | 0 | 0 | Constrained, otherwise capacity available =48 kW | --> | E12 ex BUNCLODY | Bunclody [T421,T422] | CRANE |  | 52.6532 | -6.6486
MV/LV Substation S ***380X |  | 20 kV | _ | LV | 200 kVA :Pole Substation | 0.2 | --> | 0.2 | 0.194 | 17.8 |  | --> | 0.19 | 0 | 0 | 0.191 | 0 |  | --> | E13 ex BANOGE | Banoge [T121,T122] | BANOGE |  | 52.5361 | -6.2207
MV/LV Substation MI***383X |  | 20 kV | _ | LV | 50 kVA :Pole Substation | 0.05 | --> | 0.05 | 0.045 | 4.38 |  | --> | 0.048 | 0 | 0 | 0.048 | 0 |  | --> | E17 ex CRANE | Crane [T122] | CRANE |  | 52.5873 | -6.4751
MV/LV Substation TO***384X |  | 20 kV | _ | LV | 50 kVA :Pole Substation | 0.05 | --> | 0.05 | 0.037 | 4.38 |  | --> | 0.048 | 0 | 0.028 | 0.029 | 0 |  | --> | E17 ex CRANE | Crane [T122] | CRANE |  | 52.5556 | -6.4268
MV/LV Substation KI***390 |  | 20 kV | _ | LV | 50 kVA :Pole Substation | 0.05 | --> | 0.05 | 0.031 | 4.38 |  | --> | 0.048 | 0 | 0.02 | 0.035 | 0 |  | --> | E18 ex CRANE | Crane [T122] | CRANE |  | 52.5044 | -6.2923
MV/LV Substation KI***390Y |  | 20 kV | _ | LV | 50 kVA :Pole Substation | 0.05 | --> | 0.05 | 0.042 | 1.13 |  | --> | 0.048 | 0 | 0 | 0 | 0 | Constrained, otherwise capacity available =49 kW | --> | E18 ex BUNCLODY | Bunclody [T421,T422] | CRANE |  | 52.6236 | -6.654
MV/LV Substation CL***392Y |  | 20 kV | _ | LV | 400 kVA :Kiosk Substation | 0.4 | --> | 0.4 | 0.347 | 0.58 |  | --> | 0.38 | 0 | 0 | 0 | 0 | Constrained, otherwise capacity available =387 kW | --> | E15 ex FERNS | Ferns [T421] | CRANE |  | 52.5869 | -6.5008
MV/LV Substation CH***394Y |  | 20 kV | _ | LV | 400 kVA :Kiosk Substation | 0.4 | --> | 0.4 | 0.342 | 4.38 |  | --> | 0.38 | 0 | 0.01 | 0.38 | 0 |  | --> | E18 ex CRANE | Crane [T122] | CRANE |  | 52.5146 | -6.2829
MV/LV Substation CH***4015 |  | 20 kV | _ | LV | 400 kVA :Kiosk Substation | 0.4 | --> | 0.4 | 0.345 | 4.38 |  | --> | 0.38 | 0 | 0.005 | 0.384 | 0 |  | --> | E18 ex CRANE | Crane [T122] | CRANE |  | 52.5076 | -6.2802
MV/LV Substation BA***4025 |  | 20 kV | _ | LV | 100 kVA :Pole Substation | 0.1 | --> | 0.1 | 0.099 | 0.58 |  | --> | 0.095 | 0 | 0 | 0 | 0 | Constrained, otherwise capacity available =95 kW | --> | E17 ex FERNS | Ferns [T421] | CRANE |  | 52.6114 | -6.444
MV/LV Substation RY***4033 |  | 20 kV | _ | LV | 200 kVA :Pole Substation | 0.2 | --> | 0.2 | 0.157 | 1.13 |  | --> | 0.19 | 0 | 0 | 0 | 0 | Constrained, otherwise capacity available =196 kW | --> | E18 ex BUNCLODY | Bunclody [T421,T422] | CRANE |  | 52.6449 | -6.6404
MV/LV Substation RY***4034 |  | 20 kV | _ | LV | 50 kVA :Pole Substation | 0.05 | --> | 0.05 | 0.044 | 1.13 |  | --> | 0.048 | 0 | 0 | 0 | 0 | Constrained, otherwise capacity available =48 kW | --> | E12 ex BUNCLODY | Bunclody [T421,T422] | CRANE |  | 52.6531 | -6.648
MV/LV Substation TO***406 |  | 20 kV | _ | LV | 200 kVA :Kiosk Substation | 0.2 | --> | 0.2 | 0.177 | 0.58 |  | --> | 0.19 | 0 | 0.005 | 0 | 0 | Constrained, otherwise capacity available =189 kW | --> | E11 ex FERNS | Ferns [T421] | CRANE |  | 52.6018 | -6.5478
MV/LV Substation BA***4064 |  | 20 kV | _ | LV | 50 kVA :Pole Substation | 0.05 | --> | 0.05 | 0.05 | 4.38 |  | --> | 0.048 | 0 | 0 | 0.048 | 0 |  | --> | E18 ex CRANE | Crane [T122] | CRANE |  | 52.4783 | -6.3008
MV/LV Substation RO***406X |  | 20 kV | _ | LV | 50 kVA :Pole Substation | 0.05 | --> | 0.05 | 0.05 | 4.38 |  | --> | 0.048 | 0 | 0 | 0.048 | 0 |  | --> | E18 ex CRANE | Crane [T122] | CRANE |  | 52.4785 | -6.2986
MV/LV Substation CA***4072 |  | 20 kV | _ | LV | 200 kVA :Pole Substation | 0.2 | --> | 0.2 | 0.2 | 0.58 |  | --> | 0.19 | 0 | 0 | 0 | 0 | Constrained, otherwise capacity available =190 kW | --> | E17 ex FERNS | Ferns [T421] | CRANE |  | 52.6203 | -6.422
MV/LV Substation OL***408X |  | 20 kV | _ | LV | 200 kVA :Pole Substation | 0.2 | --> | 0.2 | 0.2 | 17.8 |  | --> | 0.19 | 0 | 0 | 0.19 | 0 |  | --> | E13 ex BANOGE | Banoge [T121,T122] | BANOGE |  | 52.5564 | -6.2152
MV/LV Substation MO***4100 |  | 20 kV | _ | LV | 50 kVA :Pole Substation | 0.05 | --> | 0.05 | 0.049 | 4.38 |  | --> | 0.048 | 0 | 0 | 0.048 | 0 |  | --> | E18 ex CRANE | Crane [T122] | CRANE |  | 52.532 | -6.4811
MV/LV Substation CO***4133 |  | 20 kV | _ | LV | 50 kVA :Pole Substation | 0.05 | --> | 0.05 | 0.05 | 4.38 |  | --> | 0.048 | 0 | 0 | 0.048 | 0 |  | --> | E18 ex CRANE | Crane [T122] | CRANE |  | 52.5162 | -6.2863
MV/LV Substation CL***4136 |  | 20 kV | _ | LV | 50 kVA :Pole Substation | 0.05 | --> | 0.05 | 0.05 | 4.38 |  | --> | 0.048 | 0 | 0 | 0.048 | 0 |  | --> | E17 ex CRANE | Crane [T122] | CRANE |  | 52.5464 | -6.3627
MV/LV Substation TR***4148 |  | 20 kV | _ | LV | 50 kVA :Pole Substation | 0.05 | --> | 0.05 | 0.05 | 0.58 |  | --> | 0.048 | 0 | 0 | 0 | 0 | Constrained, otherwise capacity available =48 kW | --> | E11 ex FERNS | Ferns [T421] | CRANE |  | 52.6565 | -6.5548
MV/LV Substation LO***415Y |  | 20 kV | _ | LV | 50 kVA :Pole Substation | 0.05 | --> | 0.05 | 0.033 | 0.58 |  | --> | 0.048 | 0 | 0 | 0 | 0 | Constrained, otherwise capacity available =50 kW | --> | E12 ex FERNS | Ferns [T421] | CRANE |  | 52.5811 | -6.5215
MV/LV Substation HI***4161 |  | 20 kV | _ | LV | 50 kVA :Pole Substation | 0.05 | --> | 0.05 | 0.05 | 1.13 |  | --> | 0.048 | 0 | 0 | 0 | 0 | Constrained, otherwise capacity available =48 kW | --> | E22 ex BUNCLODY | Bunclody [T421,T422] | CRANE |  | 52.6876 | -6.6777
MV/LV Substation KI***4162 |  | 20 kV | _ | LV | 100 kVA :Pole Substation | 0.1 | --> | 0.1 | 0.1 | 4.38 |  | --> | 0.095 | 0 | 0 | 0.095 | 0 |  | --> | E18 ex CRANE | Crane [T122] | CRANE |  | 52.5 | -6.2773
MV/LV Substation CO***4171 |  | 20 kV | _ | LV | 50 kVA :Pole Substation | 0.05 | --> | 0.05 | 0.045 | 1.13 |  | --> | 0.048 | 0 | 0 | 0 | 0 | Constrained, otherwise capacity available =48 kW | --> | E18 ex BUNCLODY | Bunclody [T421,T422] | CRANE |  | 52.6079 | -6.6309
MV/LV Substation KI***4203 |  | 20 kV | _ | LV | 50 kVA :Pole Substation | 0.05 | --> | 0.05 | 0.05 | 1.13 |  | --> | 0.048 | 0 | 0 | 0 | 0 | Constrained, otherwise capacity available =48 kW | --> | E22 ex BUNCLODY | Bunclody [T421,T422] | CRANE |  | 52.6854 | -6.6799
MV/LV Substation CA***420X |  | 20 kV | _ | LV | 100 kVA :Pole Substation | 0.1 | --> | 0.1 | 0.096 | 4.38 |  | --> | 0.095 | 0 | 0 | 0.096 | 0 |  | --> | E18 ex CRANE | Crane [T122] | CRANE |  | 52.5113 | -6.2463
MV/LV Substation UP***4213 |  | 20 kV | _ | LV | 50 kVA :Pole Substation | 0.05 | --> | 0.05 | 0.048 | 4.38 |  | --> | 0.048 | 0 | 0 | 0.048 | 0 |  | --> | E18 ex CRANE | Crane [T122] | CRANE |  | 52.5195 | -6.2753
MV/LV Substation KI***4262 |  | 20 kV | _ | LV | 100 kVA :Pole Substation | 0.1 | --> | 0.1 | 0.1 | 0.58 |  | --> | 0.095 | 0 | 0 | 0 | 0 | Constrained, otherwise capacity available =95 kW | --> | E11 ex FERNS | Ferns [T421] | CRANE |  | 52.6551 | -6.5606
MV/LV Substation GL***430Y |  | 20 kV | _ | LV | 200 kVA :Kiosk Substation | 0.2 | --> | 0.2 | 0.178 | 4.38 |  | --> | 0.19 | 0 | 0.017 | 0.18 | 0 |  | --> | E18 ex CRANE | Crane [T122] | CRANE |  | 52.5279 | -6.4794
MV/LV Substation KN***4313 |  | 20 kV | _ | LV | 400 kVA :Kiosk Substation | 0.4 | --> | 0.4 | 0.4 | 0.58 |  | --> | 0.38 | 0 | 0 | 0 | 0 | Constrained, otherwise capacity available =380 kW | --> | E15 ex FERNS | Ferns [T421] | CRANE |  | 52.5889 | -6.497
MV/LV Substation KI***433Y |  | 20 kV | _ | LV | 200 kVA :Pole Substation | 0.2 | --> | 0.2 | 0.172 | 4.38 |  | --> | 0.19 | 0 | 0.007 | 0.189 | 0 |  | --> | E18 ex CRANE | Crane [T122] | CRANE |  | 52.5126 | -6.2858
MV/LV Substation MU***4356 |  | 20 kV | _ | LV | 50 kVA :Pole Substation | 0.05 | --> | 0.05 | 0.028 | 0.58 |  | --> | 0.048 | 0 | 0.025 | 0 | 0 | Constrained, otherwise capacity available =32 kW | --> | E12 ex FERNS | Ferns [T421] | CRANE |  | 52.5842 | -6.5485
MV/LV Substation CL***4364 |  | 20 kV | _ | LV | 50 kVA :Pole Substation | 0.05 | --> | 0.05 | 0.05 | 4.38 |  | --> | 0.048 | 0 | 0 | 0.048 | 0 |  | --> | E17 ex CRANE | Crane [T122] | CRANE |  | 52.5405 | -6.3688
MV/LV Substation TI***437 |  | 20 kV | _ | LV | 50 kVA :Pole Substation | 0.05 | --> | 0.05 | 0.034 | 0.58 |  | --> | 0.048 | 0 | 0.021 | 0 | 0 | Constrained, otherwise capacity available =34 kW | --> | E11 ex FERNS | Ferns [T421] | CRANE |  | 52.6166 | -6.5159
MV/LV Substation MI***4377 |  | 20 kV | _ | LV | 50 kVA :Pole Substation | 0.05 | --> | 0.05 | 0.05 | 0.58 |  | --> | 0.048 | 0 | 0 | 0 | 0 | Constrained, otherwise capacity available =48 kW | --> | E17 ex FERNS | Ferns [T421] | CRANE |  | 52.6083 | -6.4321
MV/LV Substation BA***437X |  | 20 kV | _ | LV | 50 kVA :Pole Substation | 0.05 | --> | 0.05 | 0.045 | 17.8 |  | --> | 0.048 | 0 | 0 | 0.048 | 0 |  | --> | E13 ex BANOGE | Banoge [T121,T122] | BANOGE |  | 52.5975 | -6.2643
MV/LV Substation BA***447X |  | 20 kV | _ | LV | 50 kVA :Pole Substation | 0.05 | --> | 0.05 | 0.043 | 4.38 |  | --> | 0.048 | 0 | 0.005 | 0.045 | 0 |  | --> | E17 ex CRANE | Crane [T122] | CRANE |  | 52.5394 | -6.3375
MV/LV Substation BA***452X |  | 20 kV | _ | LV | 50 kVA :Pole Substation | 0.05 | --> | 0.05 | 0.041 | 4.38 |  | --> | 0.048 | 0 | 0 | 0.049 | 0 |  | --> | E18 ex CRANE | Crane [T122] | CRANE |  | 52.5258 | -6.4847
MV/LV Substation BE***460Y |  | 20 kV | _ | LV | 400 kVA :Kiosk Substation | 0.4 | --> | 0.4 | 0.362 | 0.58 |  | --> | 0.38 | 0 | 0.021 | 0 | 0 | Constrained, otherwise capacity available =370 kW | --> | E15 ex FERNS | Ferns [T421] | CRANE |  | 52.5853 | -6.4923
MV/LV Substation CL***478X |  | 20 kV | _ | LV | 100 kVA :Pole Substation | 0.1 | --> | 0.1 | 0.083 | 0.58 |  | --> | 0.095 | 0 | 0 | 0 | 0 | Constrained, otherwise capacity available =97 kW | --> | E17 ex FERNS | Ferns [T421] | CRANE |  | 52.617 | -6.4741
MV/LV Substation NE***481 |  | 20 kV | _ | LV | 50 kVA :Pole Substation | 0.05 | --> | 0.05 | 0.032 | 0.58 |  | --> | 0.048 | 0 | 0 | 0 | 0 | Constrained, otherwise capacity available =50 kW | --> | E11 ex FERNS | Ferns [T421] | CRANE |  | 52.5935 | -6.5041
MV/LV Substation BA***494X |  | 20 kV | _ | LV | 50 kVA :Pole Substation | 0.05 | --> | 0.05 | 0.048 | 4.38 |  | --> | 0.048 | 0 | 0 | 0.048 | 0 |  | --> | E17 ex CRANE | Crane [T122] | CRANE |  | 52.5164 | -6.306
MV/LV Substation RA***501X |  | 20 kV | _ | LV | 50 kVA :Pole Substation | 0.05 | --> | 0.05 | 0.042 | 17.8 |  | --> | 0.048 | 0 | 0.005 | 0.045 | 0 |  | --> | E13 ex BANOGE | Banoge [T121,T122] | BANOGE |  | 52.5803 | -6.276
MV/LV Substation KI***505 |  | 20 kV | _ | LV | 100 kVA :Pole Substation | 0.1 | --> | 0.1 | 0.094 | 0.58 |  | --> | 0.095 | 0 | 0 | 0 | 0 | Constrained, otherwise capacity available =96 kW | --> | E17 ex FERNS | Ferns [T421] | CRANE |  | 52.6058 | -6.4638
MV/LV Substation BA***508X |  | 20 kV | _ | LV | 100 kVA :Pole Substation | 0.1 | --> | 0.1 | 0.065 | 0.58 |  | --> | 0.095 | 0 | 0.045 | 0 | 0 | Constrained, otherwise capacity available =66 kW | --> | E17 ex FERNS | Ferns [T421] | CRANE |  | 52.6107 | -6.4461
MV/LV Substation RY***514X |  | 20 kV | _ | LV | 400 kVA :Kiosk Substation | 0.4 | --> | 0.4 | 0.333 | 1.13 |  | --> | 0.38 | 0 | 0 | 0 | 0 | Constrained, otherwise capacity available =389 kW | --> | E12 ex BUNCLODY | Bunclody [T421,T422] | CRANE |  | 52.6506 | -6.6493
MV/LV Substation DU***515X |  | 20 kV | _ | LV | 100 kVA :Pole Substation | 0.1 | --> | 0.1 | 0.091 | 4.38 |  | --> | 0.095 | 0 | 0.048 | 0.061 | 0 |  | --> | E17 ex CRANE | Crane [T122] | CRANE |  | 52.5246 | -6.3234
MV/LV Substation TO***522Y |  | 20 kV | _ | LV | 50 kVA :Pole Substation | 0.05 | --> | 0.05 | 0.031 | 4.38 |  | --> | 0.048 | 0 | 0 | 0.05 | 0 |  | --> | E18 ex CRANE | Crane [T122] | CRANE |  | 52.5291 | -6.5024
MV/LV Substation MO***524Y |  | 20 kV | _ | LV | 50 kVA :Pole Substation | 0.05 | --> | 0.05 | 0.032 | 4.38 |  | --> | 0.048 | 0 | 0.025 | 0.031 | 0 |  | --> | E17 ex CRANE | Crane [T122] | CRANE |  | 52.5759 | -6.3703
MV/LV Substation KI***525X |  | 20 kV | _ | LV | 100 kVA :Pole Substation | 0.1 | --> | 0.1 | 0.096 | 4.38 |  | --> | 0.095 | 0 | 0 | 0.096 | 0 |  | --> | E14 ex CRANE | Crane [T122] | CRANE |  | 52.5483 | -6.5234
MV/LV Substation CA***538 |  | 20 kV | _ | LV | 200 kVA :Pole Substation | 0.2 | --> | 0.2 | 0.09 | 0.58 |  | --> | 0.19 | 0 | 0.013 | 0 | 0 | Constrained, otherwise capacity available =195 kW | --> | E17 ex FERNS | Ferns [T421] | CRANE |  | 52.6155 | -6.4302
MV/LV Substation BU***539Y |  | 20 kV | _ | LV | 630 kVA :Building Structure | 0.63 | --> | 0.63 | 0.5 | 1.13 |  | --> | 0.598 | 0 | 0 | 0 | 0 | Constrained, otherwise capacity available =606 kW | --> | E12 ex BUNCLODY | Bunclody [T421,T422] | CRANE |  | 52.657 | -6.6585
MV/LV Substation CA***543 |  | 20 kV | _ | LV | 200 kVA :Pole Substation | 0.2 | --> | 0.2 | 0.003 | 0.58 |  | --> | 0.19 | 0 | 0.049 | 0 | 0 | Constrained, otherwise capacity available =179 kW | --> | E17 ex FERNS | Ferns [T421] | CRANE |  | 52.6173 | -6.4241
MV/LV Substation IR***544X |  | 20 kV | _ | LV | 50 kVA :Pole Substation | 0.05 | --> | 0.05 | 0.041 | 1.13 |  | --> | 0.048 | 0 | 0 | 0 | 0 | Constrained, otherwise capacity available =49 kW | --> | E12 ex BUNCLODY | Bunclody [T421,T422] | CRANE |  | 52.6476 | -6.6542
MV/LV Substation CU***547X |  | 20 kV | _ | LV | 100 kVA :Pole Substation | 0.1 | --> | 0.1 | 0.091 | 1.13 |  | --> | 0.095 | 0 | 0 | 0 | 0 | Constrained, otherwise capacity available =96 kW | --> | E22 ex BUNCLODY | Bunclody [T421,T422] | CRANE |  | 52.6705 | -6.6223
MV/LV Substation NE***547Y |  | 20 kV | _ | LV | 100 kVA :Pole Substation | 0.1 | --> | 0.1 | 0.078 | 0.58 |  | --> | 0.095 | 0 | 0 | 0 | 0 | Constrained, otherwise capacity available =98 kW | --> | E11 ex FERNS | Ferns [T421] | CRANE |  | 52.5951 | -6.505
MV/LV Substation CL***548Y |  | 20 kV | _ | LV | 50 kVA :Pole Substation | 0.05 | --> | 0.05 | 0.046 | 1.13 |  | --> | 0.048 | 0 | 0 | 0 | 0 | Constrained, otherwise capacity available =48 kW | --> | E22 ex BUNCLODY | Bunclody [T421,T422] | CRANE |  | 52.6966 | -6.6451
MV/LV Substation RA***549 |  | 20 kV | _ | LV | 50 kVA :Pole Substation | 0.05 | --> | 0.05 | 0.044 | 4.38 |  | --> | 0.048 | 0 | 0 | 0.048 | 0 |  | --> | E17 ex CRANE | Crane [T122] | CRANE |  | 52.5421 | -6.3855
MV/LV Substation BA***558 |  | 20 kV | _ | LV | 200 kVA :Pole Substation | 0.2 | --> | 0.2 | 0.192 | 17.8 |  | --> | 0.19 | 0 | 0.006 | 0.187 | 0 |  | --> | E13 ex BANOGE | Banoge [T121,T122] | BANOGE |  | 52.5716 | -6.2311
MV/LV Substation T/***560 |  | 20 kV | _ | LV | 50 kVA :Pole Substation | 0.05 | --> | 0.05 | 0.044 | 4.38 |  | --> | 0.048 | 0 | 0 | 0.048 | 0 |  | --> | E17 ex CRANE | Crane [T122] | CRANE |  | 52.5566 | -6.435
MV/LV Substation WO***565Y |  | 20 kV | _ | LV | 200 kVA :Kiosk Substation | 0.2 | --> | 0.2 | 0.2 | 1.13 |  | --> | 0.19 | 0 | 0 | 0 | 0 | Constrained, otherwise capacity available =190 kW | --> | E12 ex BUNCLODY | Bunclody [T421,T422] | CRANE |  | 52.6595 | -6.6614
MV/LV Substation BL***566Y |  | 20 kV | _ | LV | 200 kVA :Kiosk Substation | 0.2 | --> | 0.2 | 0.2 | 1.13 |  | --> | 0.19 | 0 | 0 | 0 | 0 | Constrained, otherwise capacity available =190 kW | --> | E12 ex BUNCLODY | Bunclody [T421,T422] | CRANE |  | 52.6614 | -6.6639
MV/LV Substation BU***567Y |  | 20 kV | _ | LV | 200 kVA :Kiosk Substation | 0.2 | --> | 0.2 | 0.141 | 1.13 |  | --> | 0.19 | 0 | 0 | 0 | 0 | Constrained, otherwise capacity available =198 kW | --> | E12 ex BUNCLODY | Bunclody [T421,T422] | CRANE |  | 52.6649 | -6.6582
MV/LV Substation DO***568X |  | 20 kV | _ | LV | 50 kVA :Pole Substation | 0.05 | --> | 0.05 | 0.032 | 4.38 |  | --> | 0.048 | 0 | 0 | 0.05 | 0 |  | --> | E17 ex CRANE | Crane [T122] | CRANE |  | 52.5375 | -6.3487
MV/LV Substation AS***569Y |  | 20 kV | _ | LV | 50 kVA :Pole Substation | 0.05 | --> | 0.05 | 0.05 | 17.8 |  | --> | 0.048 | 0 | 0 | 0.048 | 0 |  | --> | E13 ex BANOGE | Banoge [T121,T122] | BANOGE |  | 52.6039 | -6.2187
MV/LV Substation OL***570X |  | 20 kV | _ | LV | 50 kVA :Pole Substation | 0.05 | --> | 0.05 | 0.046 | 0.58 |  | --> | 0.048 | 0 | 0.01 | 0 | 0 | Constrained, otherwise capacity available =41 kW | --> | E15 ex FERNS | Ferns [T421] | CRANE |  | 52.5924 | -6.4922
MV/LV Substation RY***576X |  | 20 kV | _ | LV | 200 kVA :Pole Substation | 0.2 | --> | 0.2 | 0.194 | 1.13 |  | --> | 0.19 | 0 | 0 | 0 | 0 | Constrained, otherwise capacity available =191 kW | --> | E12 ex BUNCLODY | Bunclody [T421,T422] | CRANE |  | 52.6516 | -6.6505
MV/LV Substation GL***577 |  | 20 kV | _ | LV | 100 kVA :Pole Substation | 0.1 | --> | 0.1 | 0.088 | 17.8 |  | --> | 0.095 | 0 | 0.005 | 0.093 | 0 |  | --> | E13 ex BANOGE | Banoge [T121,T122] | BANOGE |  | 52.5767 | -6.2297
MV/LV Substation CA***579 |  | 20 kV | _ | LV | 50 kVA :Pole Substation | 0.05 | --> | 0.05 | 0.04 | 1.13 |  | --> | 0.048 | 0 | 0.005 | 0 | 0 | Constrained, otherwise capacity available =45 kW | --> | E12 ex BUNCLODY | Bunclody [T421,T422] | CRANE |  | 52.6526 | -6.6717
MV/LV Substation LA***586X |  | 20 kV | _ | LV | 100 kVA :Pole Substation | 0.1 | --> | 0.1 | 0.092 | 17.8 |  | --> | 0.095 | 0 | 0 | 0.096 | 0 |  | --> | E13 ex BANOGE | Banoge [T121,T122] | BANOGE |  | 52.6048 | -6.245
MV/LV Substation CA***588 |  | 20 kV | _ | LV | 50 kVA :Pole Substation | 0.05 | --> | 0.05 | 0.048 | 0.58 |  | --> | 0.048 | 0 | 0 | 0 | 0 | Constrained, otherwise capacity available =48 kW | --> | E17 ex FERNS | Ferns [T421] | CRANE |  | 52.6321 | -6.4415
MV/LV Substation FE***591 |  | 20 kV | _ | LV | 50 kVA :Pole Substation | 0.05 | --> | 0.05 | 0.032 | 0.58 |  | --> | 0.048 | 0 | 0.004 | 0 | 0 | Constrained, otherwise capacity available =47 kW | --> | E15 ex FERNS | Ferns [T421] | CRANE |  | 52.5875 | -6.4922
MV/LV Substation CO***594X |  | 20 kV | _ | LV | 100 kVA :Pole Substation | 0.1 | --> | 0.1 | 0.084 | 1.13 |  | --> | 0.095 | 0 | 0 | 0 | 0 | Constrained, otherwise capacity available =97 kW | --> | E18 ex BUNCLODY | Bunclody [T421,T422] | CRANE |  | 52.6165 | -6.6132
MV/LV Substation HA***596 |  | 20 kV | _ | LV | 50 kVA :Pole Substation | 0.05 | --> | 0.05 | 0.04 | 4.38 |  | --> | 0.048 | 0 | 0.005 | 0.045 | 0 |  | --> | E17 ex CRANE | Crane [T122] | CRANE |  | 52.564 | -6.4449
MV/LV Substation GO***615 |  | 20 kV | _ | LV | 50 kVA :Pole Substation | 0.05 | --> | 0.05 | 0.049 | 1.13 |  | --> | 0.048 | 0 | 0 | 0 | 0 | Constrained, otherwise capacity available =48 kW | --> | E22 ex BUNCLODY | Bunclody [T421,T422] | CRANE |  | 52.6726 | -6.6215
MV/LV Substation RY***616X |  | 20 kV | _ | LV | 200 kVA :Pole Substation | 0.2 | --> | 0.2 | 0.144 | 1.13 |  | --> | 0.19 | 0 | 0.031 | 0 | 0 | Constrained, otherwise capacity available =174 kW | --> | E12 ex BUNCLODY | Bunclody [T421,T422] | CRANE |  | 52.6432 | -6.651
MV/LV Substation MI***633X |  | 20 kV | _ | LV | 50 kVA :Pole Substation | 0.05 | --> | 0.05 | 0.041 | 1.13 |  | --> | 0.048 | 0 | 0.01 | 0 | 0 | Constrained, otherwise capacity available =41 kW | --> | E12 ex BUNCLODY | Bunclody [T421,T422] | CRANE |  | 52.6517 | -6.6587
MV/LV Substation BA***636X |  | 20 kV | _ | LV | 50 kVA :Pole Substation | 0.05 | --> | 0.05 | 0.042 | 1.13 |  | --> | 0.048 | 0 | 0 | 0 | 0 | Constrained, otherwise capacity available =48 kW | --> | E22 ex BUNCLODY | Bunclody [T421,T422] | CRANE |  | 52.6691 | -6.6339
MV/LV Substation DE***647X |  | 20 kV | _ | LV | 100 kVA :Pole Substation | 0.1 | --> | 0.1 | 0.077 | 1.13 |  | --> | 0.095 | 0 | 0.03 | 0 | 0 | Constrained, otherwise capacity available =76 kW | --> | E22 ex BUNCLODY | Bunclody [T421,T422] | CRANE |  | 52.6775 | -6.676
MV/LV Substation DI***681X |  | 20 kV | _ | LV | 100 kVA :Pole Substation | 0.1 | --> | 0.1 | 0.098 | 1.13 |  | --> | 0.095 | 0 | 0 | 0 | 0 | Constrained, otherwise capacity available =95 kW | --> | E22 ex BUNCLODY | Bunclody [T421,T422] | CRANE |  | 52.6871 | -6.6656
MV/LV Substation JO***684X |  | 20 kV | _ | LV | 50 kVA :Pole Substation | 0.05 | --> | 0.05 | 0.03 | 1.13 |  | --> | 0.048 | 0 | 0 | 0 | 0 | Constrained, otherwise capacity available =50 kW | --> | E22 ex BUNCLODY | Bunclody [T421,T422] | CRANE |  | 52.6916 | -6.639
MV/LV Substation JO***685X |  | 20 kV | _ | LV | 50 kVA :Pole Substation | 0.05 | --> | 0.05 | 0.04 | 1.13 |  | --> | 0.048 | 0 | 0.004 | 0 | 0 | Constrained, otherwise capacity available =46 kW | --> | E22 ex BUNCLODY | Bunclody [T421,T422] | CRANE |  | 52.6927 | -6.6408
MV/LV Substation CL***687X |  | 20 kV | _ | LV | 200 kVA :Pole Substation | 0.2 | --> | 0.2 | 0.139 | 1.13 |  | --> | 0.19 | 0 | 0.022 | 0 | 0 | Constrained, otherwise capacity available =182 kW | --> | E22 ex BUNCLODY | Bunclody [T421,T422] | CRANE |  | 52.6942 | -6.646
MV/LV Substation BR***696 |  | 20 kV | _ | LV | 50 kVA :Pole Substation | 0.05 | --> | 0.05 | 0.043 | 1.13 |  | --> | 0.048 | 0 | 0.005 | 0 | 0 | Constrained, otherwise capacity available =45 kW | --> | E12 ex BUNCLODY | Bunclody [T421,T422] | CRANE |  | 52.6584 | -6.635
MV/LV Substation KI***696X |  | 20 kV | _ | LV | 50 kVA :Pole Substation | 0.05 | --> | 0.05 | 0.046 | 1.13 |  | --> | 0.048 | 0 | 0 | 0 | 0 | Constrained, otherwise capacity available =48 kW | --> | E22 ex BUNCLODY | Bunclody [T421,T422] | CRANE |  | 52.6841 | -6.6765
MV/LV Substation KI***700X |  | 20 kV | _ | LV | 50 kVA :Pole Substation | 0.05 | --> | 0.05 | 0.041 | 1.13 |  | --> | 0.048 | 0 | 0 | 0 | 0 | Constrained, otherwise capacity available =49 kW | --> | E22 ex BUNCLODY | Bunclody [T421,T422] | CRANE |  | 52.6821 | -6.684
MV/LV Substation NU***702 |  | 20 kV | _ | LV | 50 kVA :Pole Substation | 0.05 | --> | 0.05 | 0.018 | 1.13 |  | --> | 0.048 | 0 | 0 | 0 | 0 | Constrained, otherwise capacity available =52 kW | --> | E12 ex BUNCLODY | Bunclody [T421,T422] | CRANE |  | 52.6582 | -6.6715
MV/LV Substation KN***733 |  | 20 kV | _ | LV | 50 kVA :Pole Substation | 0.05 | --> | 0.05 | 0.049 | 1.13 |  | --> | 0.048 | 0 | 0 | 0 | 0 | Constrained, otherwise capacity available =48 kW | --> | E18 ex BUNCLODY | Bunclody [T421,T422] | CRANE |  | 52.6453 | -6.5963
MV/LV Substation BA***746 |  | 20 kV | _ | LV | 50 kVA :Pole Substation | 0.05 | --> | 0.05 | 0.041 | 0.58 |  | --> | 0.048 | 0 | 0 | 0 | 0 | Constrained, otherwise capacity available =49 kW | --> | E11 ex FERNS | Ferns [T421] | CRANE |  | 52.6195 | -6.5305
MV/LV Substation CL***759 |  | 20 kV | _ | LV | 50 kVA :Pole Substation | 0.05 | --> | 0.05 | 0.048 | 4.38 |  | --> | 0.048 | 0 | 0 | 0.048 | 0 |  | --> | E17 ex CRANE | Crane [T122] | CRANE |  | 52.5757 | -6.5005
MV/LV Substation KN***764 |  | 20 kV | _ | LV | 50 kVA :Pole Substation | 0.05 | --> | 0.05 | 0.042 | 0.58 |  | --> | 0.048 | 0 | 0.009 | 0 | 0 | Constrained, otherwise capacity available =42 kW | --> | E11 ex FERNS | Ferns [T421] | CRANE |  | 52.5926 | -6.5038
MV/LV Substation NA***767 |  | 20 kV | _ | LV | 50 kVA :Pole Substation | 0.05 | --> | 0.05 | 0.036 | 0.58 |  | --> | 0.048 | 0 | 0.01 | 0 | 0 | Constrained, otherwise capacity available =42 kW | --> | E15 ex FERNS | Ferns [T421] | CRANE |  | 52.5848 | -6.4937
MV/LV Substation TH***770 |  | 20 kV | _ | LV | 100 kVA :Pole Substation | 0.1 | --> | 0.1 | 0.077 | 0.58 |  | --> | 0.095 | 0 | 0.018 | 0 | 0 | Constrained, otherwise capacity available =85 kW | --> | E12 ex FERNS | Ferns [T421] | CRANE |  | 52.5884 | -6.5042
MV/LV Substation EA***773 |  | 20 kV | _ | LV | 100 kVA :Pole Substation | 0.1 | --> | 0.1 | 0.088 | 4.38 |  | --> | 0.095 | 0 | 0 | 0.097 | 0 |  | --> | E14 ex CRANE | Crane [T122] | CRANE |  | 52.5483 | -6.5429
MV/LV Substation CR***775X |  | 20 kV | _ | LV | 50 kVA :Pole Substation | 0.05 | --> | 0.05 | 0.046 | 1.13 |  | --> | 0.048 | 0 | 0 | 0 | 0 | Constrained, otherwise capacity available =48 kW | --> | E22 ex BUNCLODY | Bunclody [T421,T422] | CRANE |  | 52.7028 | -6.7005
MV/LV Substation SU***777 |  | 20 kV | _ | LV | 50 kVA :Pole Substation | 0.05 | --> | 0.05 | 0.041 | 4.38 |  | --> | 0.048 | 0 | 0 | 0.049 | 0 |  | --> | E17 ex CRANE | Crane [T122] | CRANE |  | 52.5413 | -6.5104
MV/LV Substation OU***780 |  | 20 kV | _ | LV | 50 kVA :Pole Substation | 0.05 | --> | 0.05 | 0.047 | 4.38 |  | --> | 0.048 | 0 | 0.01 | 0.04 | 0 |  | --> | E18 ex CRANE | Crane [T122] | CRANE |  | 52.5346 | -6.5002
MV/LV Substation OU***781 |  | 20 kV | _ | LV | 50 kVA :Pole Substation | 0.05 | --> | 0.05 | 0.046 | 4.38 |  | --> | 0.048 | 0 | 0 | 0.048 | 0 |  | --> | E18 ex CRANE | Crane [T122] | CRANE |  | 52.5371 | -6.4917
MV/LV Substation KI***790 |  | 20 kV | _ | LV | 100 kVA :Pole Substation | 0.1 | --> | 0.1 | 0.094 | 4.38 |  | --> | 0.095 | 0 | 0 | 0.096 | 0 |  | --> | E14 ex CRANE | Crane [T122] | CRANE |  | 52.5433 | -6.5219
MV/LV Substation TI***794 |  | 20 kV | _ | LV | 200 kVA :Pole Substation | 0.2 | --> | 0.2 | 0.131 | 0.58 |  | --> | 0.19 | 0 | 0 | 0 | 0 | Constrained, otherwise capacity available =199 kW | --> | E12 ex FERNS | Ferns [T421] | CRANE |  | 52.5746 | -6.5451
MV/LV Substation CO***796X |  | 20 kV | _ | LV | 630 kVA :Building Structure | 0.63 | --> | 0.63 | 0.5 | 4.38 |  | --> | 0.598 | 0 | 0 | 0.5 | 0 |  | --> | E18 ex CRANE | Crane [T122] | CRANE |  | 52.52 | -6.3875
MV/LV Substation TI***797 |  | 20 kV | _ | LV | 50 kVA :Pole Substation | 0.05 | --> | 0.05 | 0.031 | 0.58 |  | --> | 0.048 | 0 | 0 | 0 | 0 | Constrained, otherwise capacity available =50 kW | --> | E12 ex FERNS | Ferns [T421] | CRANE |  | 52.5587 | -6.5567
MV/LV Substation KI***798X |  | 20 kV | _ | LV | 50 kVA :Pole Substation | 0.05 | --> | 0.05 | 0.039 | 4.38 |  | --> | 0.048 | 0 | 0.03 | 0.027 | 0 |  | --> | E18 ex CRANE | Crane [T122] | CRANE |  | 52.5173 | -6.3828
MV/LV Substation CR***803 |  | 20 kV | _ | LV | 100 kVA :Pole Substation | 0.1 | --> | 0.1 | 0.092 | 0.58 |  | --> | 0.095 | 0 | 0 | 0 | 0 | Constrained, otherwise capacity available =96 kW | --> | E12 ex FERNS | Ferns [T421] | CRANE |  | 52.5719 | -6.5201
MV/LV Substation ST***807 |  | 20 kV | _ | LV | 50 kVA :Pole Substation | 0.05 | --> | 0.05 | 0.041 | 0.58 |  | --> | 0.048 | 0 | 0.008 | 0 | 0 | Constrained, otherwise capacity available =43 kW | --> | E12 ex FERNS | Ferns [T421] | CRANE |  | 52.5775 | -6.5161
MV/LV Substation RA***811X |  | 20 kV | _ | LV | 50 kVA :Pole Substation | 0.05 | --> | 0.05 | 0.047 | 4.38 |  | --> | 0.048 | 0 | 0 | 0.048 | 0 |  | --> | E18 ex CRANE | Crane [T122] | CRANE |  | 52.514 | -6.369
MV/LV Substation BA***819X |  | 20 kV | _ | LV | 50 kVA :Pole Substation | 0.05 | --> | 0.05 | 0.042 | 4.38 |  | --> | 0.048 | 0 | 0 | 0.048 | 0 |  | --> | E18 ex CRANE | Crane [T122] | CRANE |  | 52.5163 | -6.3448
MV/LV Substation BA***838X |  | 20 kV | _ | LV | 50 kVA :Pole Substation | 0.05 | --> | 0.05 | 0.043 | 4.38 |  | --> | 0.048 | 0 | 0 | 0.048 | 0 |  | --> | E18 ex CRANE | Crane [T122] | CRANE |  | 52.4888 | -6.2949
MV/LV Substation NO***856 |  | 20 kV | _ | LV | 50 kVA :Pole Substation | 0.05 | --> | 0.05 | 0.047 | 0.58 |  | --> | 0.048 | 0 | 0 | 0 | 0 | Constrained, otherwise capacity available =48 kW | --> | E17 ex FERNS | Ferns [T421] | CRANE |  | 52.6123 | -6.4169
MV/LV Substation TH***862X |  | 20 kV | _ | LV | 630 kVA :Kiosk Substation | 0.63 | --> | 0.63 | 0.391 | 1.13 |  | --> | 0.598 | 0 | 0.005 | 0 | 0 | Constrained, otherwise capacity available =627 kW | --> | E12 ex BUNCLODY | Bunclody [T421,T422] | CRANE |  | 52.6554 | -6.651
MV/LV Substation MA***864X |  | 20 kV | _ | LV | 50 kVA :Pole Substation | 0.05 | --> | 0.05 | 0.03 | 1.13 |  | --> | 0.048 | 0 | 0 | 0 | 0 | Constrained, otherwise capacity available =50 kW | --> | E12 ex BUNCLODY | Bunclody [T421,T422] | CRANE |  | 52.649 | -6.6525
MV/LV Substation RO***868X |  | 20 kV | _ | LV | 50 kVA :Pole Substation | 0.05 | --> | 0.05 | 0.034 | 17.8 |  | --> | 0.048 | 0 | 0.004 | 0.047 | 0 |  | --> | E13 ex BANOGE | Banoge [T121,T122] | BANOGE |  | 52.599 | -6.2143
MV/LV Substation NE***870X |  | 20 kV | _ | LV | 100 kVA :Pole Substation | 0.1 | --> | 0.1 | 0.096 | 0.58 |  | --> | 0.095 | 0 | 0 | 0 | 0 | Constrained, otherwise capacity available =96 kW | --> | E11 ex FERNS | Ferns [T421] | CRANE |  | 52.5964 | -6.5069
MV/LV Substation RO***883X |  | 20 kV | _ | LV | 200 kVA :Kiosk Substation | 0.2 | --> | 0.2 | 0.178 | 17.8 |  | --> | 0.19 | 0 | 0.011 | 0.185 | 0 |  | --> | E13 ex BANOGE | Banoge [T121,T122] | BANOGE |  | 52.6038 | -6.214
MV/LV Substation KI***884X |  | 20 kV | _ | LV | 50 kVA :Pole Substation | 0.05 | --> | 0.05 | 0.034 | 4.38 |  | --> | 0.048 | 0 | 0.004 | 0.047 | 0 |  | --> | E18 ex CRANE | Crane [T122] | CRANE |  | 52.51 | -6.2899
MV/LV Substation KN***888 |  | 20 kV | _ | LV | 100 kVA :Pole Substation | 0.1 | --> | 0.1 | 0.081 | 4.38 |  | --> | 0.095 | 0 | 0.006 | 0.093 | 0 |  | --> | E17 ex CRANE | Crane [T122] | CRANE |  | 52.5575 | -6.4511
MV/LV Substation TI***888X |  | 20 kV | _ | LV | 200 kVA :Pole Substation | 0.2 | --> | 0.2 | 0.186 | 4.38 |  | --> | 0.19 | 0 | 0 | 0.192 | 0 |  | --> | E18 ex CRANE | Crane [T122] | CRANE |  | 52.5161 | -6.2895
MV/LV Substation BA***893 |  | 20 kV | _ | LV | 50 kVA :Pole Substation | 0.05 | --> | 0.05 | 0.04 | 4.38 |  | --> | 0.048 | 0 | 0 | 0.049 | 0 |  | --> | E17 ex CRANE | Crane [T122] | CRANE |  | 52.5504 | -6.4638
MV/LV Substation BA***894 |  | 20 kV | _ | LV | 50 kVA :Pole Substation | 0.05 | --> | 0.05 | 0.038 | 4.38 |  | --> | 0.048 | 0 | 0 | 0.049 | 0 |  | --> | E17 ex CRANE | Crane [T122] | CRANE |  | 52.5499 | -6.4656
MV/LV Substation KN***899 |  | 20 kV | _ | LV | 50 kVA :Pole Substation | 0.05 | --> | 0.05 | 0.043 | 4.38 |  | --> | 0.048 | 0 | 0 | 0.048 | 0 |  | --> | E17 ex CRANE | Crane [T122] | CRANE |  | 52.533 | -6.4777
MV/LV Substation MO***900 |  | 20 kV | _ | LV | 100 kVA :Pole Substation | 0.1 | --> | 0.1 | 0.056 | 4.38 |  | --> | 0.095 | 0 | 0.03 | 0.079 | 0 |  | --> | E18 ex CRANE | Crane [T122] | CRANE |  | 52.5271 | -6.4796
MV/LV Substation MO***903X |  | 20 kV | _ | LV | 50 kVA :Pole Substation | 0.05 | --> | 0.05 | 0.047 | 1.13 |  | --> | 0.048 | 0 | 0 | 0 | 0 | Constrained, otherwise capacity available =48 kW | --> | E22 ex BUNCLODY | Bunclody [T421,T422] | CRANE |  | 52.7209 | -6.6742
MV/LV Substation BA***909X |  | 20 kV | _ | LV | 200 kVA :Pole Substation | 0.2 | --> | 0.2 | 0.199 | 4.38 |  | --> | 0.19 | 0 | 0.004 | 0.187 | 0 |  | --> | E18 ex CRANE | Crane [T122] | CRANE |  | 52.4838 | -6.2955
MV/LV Substation KI***920X |  | 20 kV | _ | LV | 400 kVA :Kiosk Substation | 0.4 | --> | 0.4 | 0.264 | 4.38 |  | --> | 0.38 | 0 | 0.036 | 0.372 | 0 |  | --> | E18 ex CRANE | Crane [T122] | CRANE |  | 52.5105 | -6.2855
MV/LV Substation TO***929 |  | 20 kV | _ | LV | 50 kVA :Pole Substation | 0.05 | --> | 0.05 | 0.031 | 4.38 |  | --> | 0.048 | 0 | 0.025 | 0.032 | 0 |  | --> | E17 ex CRANE | Crane [T122] | CRANE |  | 52.5473 | -6.4056
MV/LV Substation KI***935X |  | 20 kV | _ | LV | 100 kVA :Pole Substation | 0.1 | --> | 0.1 | 0.087 | 1.13 |  | --> | 0.095 | 0 | 0 | 0 | 0 | Constrained, otherwise capacity available =97 kW | --> | E22 ex BUNCLODY | Bunclody [T421,T422] | CRANE |  | 52.691 | -6.6924
MV/LV Substation CO***938X |  | 20 kV | _ | LV | 100 kVA :Pole Substation | 0.1 | --> | 0.1 | 0.1 | 4.38 |  | --> | 0.095 | 0 | 0 | 0.095 | 0 |  | --> | E17 ex CRANE | Crane [T122] | CRANE |  | 52.5801 | -6.4648
MV/LV Substation MO***948X |  | 20 kV | _ | LV | 400 kVA :Kiosk Substation | 0.4 | --> | 0.4 | 0.348 | 4.38 |  | --> | 0.38 | 0 | 0.019 | 0.373 | 0 |  | --> | E18 ex CRANE | Crane [T122] | CRANE |  | 52.5167 | -6.2557
MV/LV Substation WE***950 |  | 20 kV | _ | LV | 50 kVA :Pole Substation | 0.05 | --> | 0.05 | 0.049 | 4.38 |  | --> | 0.048 | 0 | 0 | 0.048 | 0 |  | --> | E17 ex CRANE | Crane [T122] | CRANE |  | 52.5408 | -6.3512
MV/LV Substation BA***951 |  | 20 kV | _ | LV | 50 kVA :Pole Substation | 0.05 | --> | 0.05 | 0.019 | 4.38 |  | --> | 0.048 | 0 | 0.007 | 0.046 | 0 |  | --> | E17 ex CRANE | Crane [T122] | CRANE |  | 52.5415 | -6.3442
MV/LV Substation SI***954X |  | 20 kV | _ | LV | 400 kVA :Kiosk Substation | 0.4 | --> | 0.4 | 0.322 | 4.38 |  | --> | 0.38 | 0 | 0.017 | 0.378 | 0 |  | --> | E18 ex CRANE | Crane [T122] | CRANE |  | 52.5146 | -6.2843
MV/LV Substation MO***955 |  | 20 kV | _ | LV | 50 kVA :Pole Substation | 0.05 | --> | 0.05 | 0.026 | 4.38 |  | --> | 0.048 | 0 | 0 | 0.051 | 0 |  | --> | E17 ex CRANE | Crane [T122] | CRANE |  | 52.5529 | -6.3408
MV/LV Substation BA***966 |  | 20 kV | _ | LV | 50 kVA :Pole Substation | 0.05 | --> | 0.05 | 0.047 | 4.38 |  | --> | 0.048 | 0 | 0 | 0.048 | 0 |  | --> | E17 ex CRANE | Crane [T122] | CRANE |  | 52.5364 | -6.3387
MV/LV Substation WE***968 |  | 20 kV | _ | LV | 100 kVA :Pole Substation | 0.1 | --> | 0.1 | 0.076 | 4.38 |  | --> | 0.095 | 0 | 0 | 0.098 | 0 |  | --> | E17 ex CRANE | Crane [T122] | CRANE |  | 52.5296 | -6.3454
MV/LV Substation IS***973 |  | 20 kV | _ | LV | 100 kVA :Pole Substation | 0.1 | --> | 0.1 | 0.09 | 4.38 |  | --> | 0.095 | 0 | 0.011 | 0.088 | 0 |  | --> | E17 ex CRANE | Crane [T122] | CRANE |  | 52.5304 | -6.3149
MV/LV Substation KI***984 |  | 20 kV | _ | LV | 200 kVA :Pole Substation | 0.2 | --> | 0.2 | 0.155 | 4.38 |  | --> | 0.19 | 0 | 0.01 | 0.189 | 0 |  | --> | E18 ex CRANE | Crane [T122] | CRANE |  | 52.5128 | -6.2854
MV/LV Substation BE***985X |  | 20 kV | _ | LV | 200 kVA :Kiosk Substation | 0.2 | --> | 0.2 | 0.156 | 4.38 |  | --> | 0.19 | 0 | 0.024 | 0.178 | 0 |  | --> | E18 ex CRANE | Crane [T122] | CRANE |  | 52.5086 | -6.2924
MV/LV Substation CA***994 |  | 20 kV | _ | LV | 100 kVA :Pole Substation | 0.1 | --> | 0.1 | 0.087 | 17.8 |  | --> | 0.095 | 0 | 0.005 | 0.093 | 0 |  | --> | E13 ex BANOGE | Banoge [T121,T122] | BANOGE |  | 52.5679 | -6.2037
MV/LV Substation ST***995 |  | 20 kV | _ | LV | 100 kVA :Pole Substation | 0.1 | --> | 0.1 | 0.067 | 17.8 |  | --> | 0.095 | 0 | 0.005 | 0.096 | 0 |  | --> | E13 ex BANOGE | Banoge [T121,T122] | BANOGE |  | 52.569 | -6.2028
MV/LV Substation PO***996 |  | 20 kV | _ | LV | 50 kVA :Pole Substation | 0.05 | --> | 0.05 | 0.04 | 17.8 |  | --> | 0.048 | 0 | 0.002 | 0.047 | 0 |  | --> | E13 ex BANOGE | Banoge [T121,T122] | BANOGE |  | 52.5699 | -6.2048
MV/LV Substation CA***998 |  | 20 kV | _ | LV | 100 kVA :Pole Substation | 0.1 | --> | 0.1 | 0.089 | 17.8 |  | --> | 0.095 | 0 | 0 | 0.096 | 0 |  | --> | E13 ex BANOGE | Banoge [T121,T122] | BANOGE |  | 52.565 | -6.2003
MV/LV Substation WO***007 |  | 20 kV | _ | LV | 630 kVA :Kiosk Substation | 0.63 | --> | 0.63 | 0 | 0 | Constrained, otherwise capacity available =581 kVA | --> | 0.598 | 0 | 0.005 | 0.5 | 0 |  | --> | E15 ex PATRICKSWELL | Patrickswell [T421,T422] | LIMERICK |  | 52.5626 | -8.7662
MV/LV Substation AD***009 |  | 20 kV | _ | LV | 400 kVA :Kiosk Substation | 0.4 | --> | 0.4 | 0 | 0 | Constrained, otherwise capacity available =120 kVA | --> | 0.38 | 0 | 0.024 | 0.399 | 0 |  | --> | E16 ex PATRICKSWELL | Patrickswell [T421,T422] | LIMERICK |  | 52.5649 | -8.7908
MV/LV Substation EL***013X |  | 20 kV | _ | LV | 50 kVA :Pole Substation | 0.05 | --> | 0.05 | 0 | 0 | Constrained, otherwise capacity available =48 kVA | --> | 0.048 | 0 | 0 | 0.048 | 0 |  | --> | E25 ex PATRICKSWELL | Patrickswell [T421,T422] | LIMERICK |  | 52.6293 | -8.7272
MV/LV Substation BL***016 |  | 20 kV | _ | LV | 200 kVA :Pole Substation | 0.2 | --> | 0.2 | 0 | 0 | Constrained, otherwise capacity available =172 kVA | --> | 0.19 | 0 | 0.021 | 0.178 | 0 |  | --> | E16 ex PATRICKSWELL | Patrickswell [T421,T422] | LIMERICK |  | 52.5632 | -8.7954
MV/LV Substation CO***024 |  | 20 kV | _ | LV | 200 kVA :Building Structure | 0.2 | --> | 0.2 | 0 | 0 | Constrained, otherwise capacity available =126 kVA | --> | 0.19 | 0 | 0.011 | 0.192 | 0 |  | --> | E25 ex PATRICKSWELL | Patrickswell [T421,T422] | LIMERICK |  | 52.6468 | -8.8572
MV/LV Substation BL***025 |  | 20 kV | _ | LV | 100 kVA :Pole Substation | 0.1 | --> | 0.1 | 0 | 0 | Constrained, otherwise capacity available =73 kVA | --> | 0.095 | 0 | 0.01 | 0.091 | 0 |  | --> | E16 ex PATRICKSWELL | Patrickswell [T421,T422] | LIMERICK |  | 52.5668 | -8.7944
MV/LV Substation AR***034X |  | 20 kV | _ | LV | 50 kVA :Pole Substation | 0.05 | --> | 0.05 | 0 | 0 | Constrained, otherwise capacity available =30 kVA | --> | 0.048 | 0 | 0.003 | 0.048 | 0 |  | --> | E16 ex PATRICKSWELL | Patrickswell [T421,T422] | LIMERICK |  | 52.5729 | -8.7837
MV/LV Substation CO***037X |  | 20 kV | _ | LV | 100 kVA :Pole Substation | 0.1 | --> | 0.1 | 0 | 0 | Constrained, otherwise capacity available =100 kVA | --> | 0.095 | 0 | 0 | 0.095 | 0 |  | --> | E18 ex PATRICKSWELL | Patrickswell [T421,T422] | LIMERICK |  | 52.5976 | -8.7005
MV/LV Substation KI***044 |  | 20 kV | _ | LV | 50 kVA :Pole Substation | 0.05 | --> | 0.05 | 0 | 0 | Constrained, otherwise capacity available =50 kVA | --> | 0.048 | 0 | 0 | 0.048 | 0 |  | --> | E16 ex PATRICKSWELL | Patrickswell [T421,T422] | LIMERICK |  | 52.5915 | -8.7931
MV/LV Substation CA***047X |  | 20 kV | _ | LV | 50 kVA :Pole Substation | 0.05 | --> | 0.05 | 0 | 0 | Constrained, otherwise capacity available =43 kVA | --> | 0.048 | 0 | 0 | 0.048 | 0 |  | --> | E16 ex PATRICKSWELL | Patrickswell [T421,T422] | LIMERICK |  | 52.5387 | -8.7931
MV/LV Substation AB***048 |  | 20 kV | _ | LV | 100 kVA :Pole Substation | 0.1 | --> | 0.1 | 0 | 0 | Constrained, otherwise capacity available =66 kVA | --> | 0.095 | 0 | 0.013 | 0.09 | 0 |  | --> | E16 ex PATRICKSWELL | Patrickswell [T421,T422] | LIMERICK |  | 52.5676 | -8.7929
MV/LV Substation SU***060 |  | 20 kV | _ | LV | 200 kVA :Kiosk Substation | 0.2 | --> | 0.2 | 0 | 0 | Constrained, otherwise capacity available =136 kVA | --> | 0.19 | 0 | 0.008 | 0.193 | 0 |  | --> | E25 ex PATRICKSWELL | Patrickswell [T421,T422] | LIMERICK |  | 52.6481 | -8.8679
MV/LV Substation RI***071X |  | 20 kV | _ | LV | 50 kVA :Pole Substation | 0.05 | --> | 0.05 | 0 | 0 | Constrained, otherwise capacity available =44 kVA | --> | 0.048 | 0 | 0 | 0.048 | 0 |  | --> | E15 ex PATRICKSWELL | Patrickswell [T421,T422] | LIMERICK |  | 52.5688 | -8.7688
MV/LV Substation RA***072X |  | 20 kV | _ | LV | 630 kVA :Building Structure | 0.63 | --> | 0.63 | 0 | 0 | Constrained, otherwise capacity available =572 kVA | --> | 0.598 | 0 | 0 | 0.5 | 0 |  | --> | E18 ex PATRICKSWELL | Patrickswell [T421,T422] | LIMERICK |  | 52.5904 | -8.6943
MV/LV Substation CO***080X |  | 20 kV | _ | LV | 50 kVA :Pole Substation | 0.05 | --> | 0.05 | 0 | 0 | Constrained, otherwise capacity available =44 kVA | --> | 0.048 | 0 | 0 | 0.048 | 0 |  | --> | E18 ex PATRICKSWELL | Patrickswell [T421,T422] | LIMERICK |  | 52.5952 | -8.6912
MV/LV Substation WA***086X |  | 20 kV | _ | LV | 200 kVA :Kiosk Substation | 0.2 | --> | 0.2 | 0 | 0 | Constrained, otherwise capacity available =136 kVA | --> | 0.19 | 0 | 0.003 | 0.196 | 0 |  | --> | E25 ex PATRICKSWELL | Patrickswell [T421,T422] | LIMERICK |  | 52.6231 | -8.8088
MV/LV Substation CO***090 |  | 20 kV | _ | LV | 100 kVA :Pole Substation | 0.1 | --> | 0.1 | 0 | 0 | Constrained, otherwise capacity available =91 kVA | --> | 0.095 | 0 | 0.045 | 0.063 | 0 |  | --> | E25 ex PATRICKSWELL | Patrickswell [T421,T422] | LIMERICK |  | 52.6197 | -8.7885
MV/LV Substation LI***094 |  | 20 kV | _ | LV | 200 kVA :Kiosk Substation | 0.2 | --> | 0.2 | 0 | 0 | Constrained, otherwise capacity available =144 kVA | --> | 0.19 | 0 | 0.041 | 0.167 | 0 |  | --> | E18 ex PATRICKSWELL | Patrickswell [T421,T422] | LIMERICK |  | 52.6008 | -8.7152
MV/LV Substation AB***096X |  | 20 kV | _ | LV | 200 kVA :Pole Substation | 0.2 | --> | 0.2 | 0 | 0 | Constrained, otherwise capacity available =200 kVA | --> | 0.19 | 0 | 0 | 0.19 | 0 |  | --> | E18 ex PATRICKSWELL | Patrickswell [T421,T422] | LIMERICK |  | 52.5946 | -8.7116
MV/LV Substation BL***097 |  | 20 kV | _ | LV | 50 kVA :Pole Substation | 0.05 | --> | 0.05 | 0 | 0 |  | --> | 0.048 | 0 | 0.005 | 0.051 | 0 |  | --> | E16 ex PATRICKSWELL | Patrickswell [T421,T422] | LIMERICK |  | 52.5617 | -8.7985
MV/LV Substation DU***107 |  | 20 kV | _ | LV | 200 kVA :Pole Substation | 0.2 | --> | 0.2 | 0 | 0 | Constrained, otherwise capacity available =120 kVA | --> | 0.19 | 0 | 0 | 0.201 | 0 |  | --> | E16 ex PATRICKSWELL | Patrickswell [T421,T422] | LIMERICK |  | 52.566 | -8.7876
MV/LV Substation KE***124X |  | 20 kV | _ | LV | 50 kVA :Pole Substation | 0.05 | --> | 0.05 | 0 | 0 | Constrained, otherwise capacity available =47 kVA | --> | 0.048 | 0 | 0 | 0.048 | 0 |  | --> | E18 ex PATRICKSWELL | Patrickswell [T421,T422] | LIMERICK |  | 52.5829 | -8.6749
MV/LV Substation PA***142X |  | 20 kV | _ | LV | 400 kVA :Kiosk Substation | 0.4 | --> | 0.4 | 0 | 0 | Constrained, otherwise capacity available =369 kVA | --> | 0.38 | 0 | 0 | 0.384 | 0 |  | --> | E18 ex PATRICKSWELL | Patrickswell [T421,T422] | LIMERICK |  | 52.5969 | -8.7118
MV/LV Substation DR***147X |  | 20 kV | _ | LV | 400 kVA :Kiosk Substation | 0.4 | --> | 0.4 | 0 | 0 | Constrained, otherwise capacity available =333 kVA | --> | 0.38 | 0 | 0.036 | 0.362 | 0 |  | --> | E25 ex PATRICKSWELL | Patrickswell [T421,T422] | LIMERICK |  | 52.6345 | -8.7322
MV/LV Substation CL***156X |  | 20 kV | _ | LV | 50 kVA :Pole Substation | 0.05 | --> | 0.05 | 0 | 0 | Constrained, otherwise capacity available =45 kVA | --> | 0.048 | 0 | 0 | 0.048 | 0 |  | --> | E25 ex PATRICKSWELL | Patrickswell [T421,T422] | LIMERICK |  | 52.6308 | -8.7364
MV/LV Substation LO***176X |  | 20 kV | _ | LV | 400 kVA :Kiosk Substation | 0.4 | --> | 0.4 | 0 | 0 | Constrained, otherwise capacity available =315 kVA | --> | 0.38 | 0 | 0.021 | 0.376 | 0 |  | --> | E16 ex PATRICKSWELL | Patrickswell [T421,T422] | LIMERICK |  | 52.5643 | -8.7919
MV/LV Substation HO***179X |  | 20 kV | _ | LV | 400 kVA :Kiosk Substation | 0.4 | --> | 0.4 | 0 | 0 | Constrained, otherwise capacity available =345 kVA | --> | 0.38 | 0 | 0 | 0.387 | 0 |  | --> | E16 ex PATRICKSWELL | Patrickswell [T421,T422] | LIMERICK |  | 52.5524 | -8.7801
MV/LV Substation RA***186X |  | 20 kV | _ | LV | 200 kVA :Kiosk Substation | 0.2 | --> | 0.2 | 0 | 0 | Constrained, otherwise capacity available =137 kVA | --> | 0.19 | 0 | 0.011 | 0.19 | 0 |  | --> | E16 ex PATRICKSWELL | Patrickswell [T421,T422] | LIMERICK |  | 52.5616 | -8.7868
MV/LV Substation BA***191X |  | 20 kV | _ | LV | 200 kVA :Kiosk Substation | 0.2 | --> | 0.2 | 0 | 0 | Constrained, otherwise capacity available =174 kVA | --> | 0.19 | 0 | 0.005 | 0.19 | 0 |  | --> | E25 ex PATRICKSWELL | Patrickswell [T421,T422] | LIMERICK |  | 52.6235 | -8.8061
MV/LV Substation PA***194X |  | 20 kV | _ | LV | 200 kVA :Pole Substation | 0.2 | --> | 0.2 | 0 | 0 | Constrained, otherwise capacity available =192 kVA | --> | 0.19 | 0 | 0.008 | 0.185 | 0 |  | --> | E25 ex PATRICKSWELL | Patrickswell [T421,T422] | LIMERICK |  | 52.6392 | -8.8669
MV/LV Substation BL***196X |  | 20 kV | _ | LV | 400 kVA :Kiosk Substation | 0.4 | --> | 0.4 | 0 | 0 | Constrained, otherwise capacity available =377 kVA | --> | 0.38 | 0 | 0.009 | 0.376 | 0 |  | --> | E16 ex PATRICKSWELL | Patrickswell [T421,T422] | LIMERICK |  | 52.5647 | -8.7971
MV/LV Substation FE***198X |  | 20 kV | _ | LV | 200 kVA :Kiosk Substation | 0.2 | --> | 0.2 | 0 | 0 | Constrained, otherwise capacity available =196 kVA | --> | 0.19 | 0 | 0.006 | 0.186 | 0 |  | --> | E16 ex PATRICKSWELL | Patrickswell [T421,T422] | LIMERICK |  | 52.567 | -8.7836
MV/LV Substation TR***199X |  | 20 kV | _ | LV | 200 kVA :Kiosk Substation | 0.2 | --> | 0.2 | 0 | 0 | Constrained, otherwise capacity available =178 kVA | --> | 0.19 | 0 | 0 | 0.193 | 0 |  | --> | E16 ex PATRICKSWELL | Patrickswell [T421,T422] | LIMERICK |  | 52.5605 | -8.7823
MV/LV Substation TH***202X |  | 20 kV | _ | LV | 400 kVA :Kiosk Substation | 0.4 | --> | 0.4 | 0 | 0 | Constrained, otherwise capacity available =325 kVA | --> | 0.38 | 0 | 0.017 | 0.378 | 0 |  | --> | E16 ex PATRICKSWELL | Patrickswell [T421,T422] | LIMERICK |  | 52.5578 | -8.7904
MV/LV Substation GL***211 |  | 20 kV | _ | LV | 50 kVA :Pole Substation | 0.05 | --> | 0.05 | 0 | 0 | Constrained, otherwise capacity available =44 kVA | --> | 0.048 | 0 | 0 | 0.048 | 0 |  | --> | E25 ex PATRICKSWELL | Patrickswell [T421,T422] | LIMERICK |  | 52.6283 | -8.8394
MV/LV Substation PU***212X |  | 20 kV | _ | LV | 50 kVA :Pole Substation | 0.05 | --> | 0.05 | 0 | 0 | Constrained, otherwise capacity available =50 kVA | --> | 0.048 | 0 | 0 | 0.048 | 0 |  | --> | E25 ex PATRICKSWELL | Patrickswell [T421,T422] | LIMERICK |  | 52.6507 | -8.8676
MV/LV Substation SP***220X |  | 20 kV | _ | LV | 400 kVA :Kiosk Substation | 0.4 | --> | 0.4 | 0 | 0 | Constrained, otherwise capacity available =400 kVA | --> | 0.38 | 0 | 0 | 0.38 | 0 |  | --> | E16 ex PATRICKSWELL | Patrickswell [T421,T422] | LIMERICK |  | 52.566 | -8.7917
MV/LV Substation MA***236X |  | 20 kV | _ | LV | 400 kVA :Building Structure | 0.4 | --> | 0.4 | 0 | 0 | Constrained, otherwise capacity available =263 kVA | --> | 0.38 | 0 | 0.125 | 0.306 | 0 |  | --> | E25 ex PATRICKSWELL | Patrickswell [T421,T422] | LIMERICK |  | 52.6327 | -8.7323
MV/LV Substation BA***4027 |  | 20 kV | _ | LV | 200 kVA :Building Structure | 0.2 | --> | 0.2 | 0 | 0 | Constrained, otherwise capacity available =191 kVA | --> | 0.19 | 0 | 0 | 0.191 | 0 |  | --> | C11 ex RAHEEN | Raheen [T41,T42] | LIMERICK |  | 52.6083 | -8.702
MV/LV Substation CL***4036 |  | 20 kV | _ | LV | 50 kVA :Pole Substation | 0.05 | --> | 0.05 | 0 | 0 | Constrained, otherwise capacity available =50 kVA | --> | 0.048 | 0 | 0 | 0.048 | 0 |  | --> | E25 ex PATRICKSWELL | Patrickswell [T421,T422] | LIMERICK |  | 52.6268 | -8.7305
MV/LV Substation SA***4048 |  | 20 kV | _ | LV | 630 kVA :Building Structure | 0.63 | --> | 0.63 | 0 | 0 | Constrained, otherwise capacity available =630 kVA | --> | 0.598 | 0 | 0 | 0.5 | 0 |  | --> | E16 ex PATRICKSWELL | Patrickswell [T421,T422] | LIMERICK |  | 52.5667 | -8.8337
MV/LV Substation AD***4051 |  | 20 kV | _ | LV | 50 kVA :Pole Substation | 0.05 | --> | 0.05 | 0 | 0 | Constrained, otherwise capacity available =50 kVA | --> | 0.048 | 0 | 0 | 0.048 | 0 |  | --> | E16 ex PATRICKSWELL | Patrickswell [T421,T422] | LIMERICK |  | 52.5447 | -8.7748
MV/LV Substation MA***4058 |  | 20 kV | _ | LV | 400 kVA :Kiosk Substation | 0.4 | --> | 0.4 | 0 | 0 | Constrained, otherwise capacity available =341 kVA | --> | 0.38 | 0 | 0.015 | 0.377 | 0 |  | --> | E16 ex PATRICKSWELL | Patrickswell [T421,T422] | LIMERICK |  | 52.556 | -8.7945
MV/LV Substation TH***4061 |  | 20 kV | _ | LV | 200 kVA :Kiosk Substation | 0.2 | --> | 0.2 | 0 | 0 | Constrained, otherwise capacity available =174 kVA | --> | 0.19 | 0 | 0.005 | 0.19 | 0 |  | --> | E16 ex PATRICKSWELL | Patrickswell [T421,T422] | LIMERICK |  | 52.5636 | -8.7997
MV/LV Substation KI***407 |  | 20 kV | _ | LV | 50 kVA :Pole Substation | 0.05 | --> | 0.05 | 0 | 0 | Constrained, otherwise capacity available =42 kVA | --> | 0.048 | 0 | 0.005 | 0.045 | 0 |  | --> | E16 ex PATRICKSWELL | Patrickswell [T421,T422] | LIMERICK |  | 52.5927 | -8.7594
MV/LV Substation KI***4072 |  | 20 kV | _ | LV | 50 kVA :Pole Substation | 0.05 | --> | 0.05 | 0 | 0 | Constrained, otherwise capacity available =49 kVA | --> | 0.048 | 0 | 0.03 | 0.025 | 0 |  | --> | E25 ex PATRICKSWELL | Patrickswell [T421,T422] | LIMERICK |  | 52.6251 | -8.8099
MV/LV Substation CO***4077 |  | 20 kV | _ | LV | 200 kVA :Pole Substation | 0.2 | --> | 0.2 | 0 | 0 | Constrained, otherwise capacity available =165 kVA | --> | 0.19 | 0 | 0 | 0.195 | 0 |  | --> | E25 ex PATRICKSWELL | Patrickswell [T421,T422] | LIMERICK |  | 52.6531 | -8.8613
MV/LV Substation AD***4092 |  | 20 kV | _ | LV | 200 kVA :Pole Substation | 0.2 | --> | 0.2 | 0 | 0 | Constrained, otherwise capacity available =184 kVA | --> | 0.19 | 0 | 0 | 0.192 | 0 |  | --> | E16 ex PATRICKSWELL | Patrickswell [T421,T422] | LIMERICK |  | 52.5543 | -8.7947
MV/LV Substation AT***4105 |  | 20 kV | _ | LV | 50 kVA :Pole Substation | 0.05 | --> | 0.05 | 0 | 0 | Constrained, otherwise capacity available =45 kVA | --> | 0.048 | 0 | 0 | 0.048 | 0 |  | --> | E18 ex PATRICKSWELL | Patrickswell [T421,T422] | LIMERICK |  | 52.5829 | -8.718
MV/LV Substation TO***4111 |  | 20 kV | _ | LV | 50 kVA :Pole Substation | 0.05 | --> | 0.05 | 0 | 0 | Constrained, otherwise capacity available =42 kVA | --> | 0.048 | 0 | 0 | 0.049 | 0 |  | --> | E16 ex PATRICKSWELL | Patrickswell [T421,T422] | LIMERICK |  | 52.5679 | -8.8322
MV/LV Substation BR***413 |  | 20 kV | _ | LV | 50 kVA :Pole Substation | 0.05 | --> | 0.05 | 0 | 0 | Constrained, otherwise capacity available =39 kVA | --> | 0.048 | 0 | 0 | 0.049 | 0 |  | --> | E25 ex PATRICKSWELL | Patrickswell [T421,T422] | LIMERICK |  | 52.6157 | -8.7295
MV/LV Substation AN***4154 |  | 20 kV | _ | LV | 400 kVA :Kiosk Substation | 0.4 | --> | 0.4 | 0 | 0 | Constrained, otherwise capacity available =400 kVA | --> | 0.38 | 0 | 0 | 0.38 | 0 |  | --> | E18 ex PATRICKSWELL | Patrickswell [T421,T422] | LIMERICK |  | 52.5997 | -8.7072
MV/LV Substation AT***423 |  | 20 kV | _ | LV | 100 kVA :Pole Substation | 0.1 | --> | 0.1 | 0 | 0 | Constrained, otherwise capacity available =76 kVA | --> | 0.095 | 0 | 0 | 0.098 | 0 |  | --> | E18 ex PATRICKSWELL | Patrickswell [T421,T422] | LIMERICK |  | 52.5846 | -8.7115
MV/LV Substation BE***424 |  | 20 kV | _ | LV | 100 kVA :Pole Substation | 0.1 | --> | 0.1 | 0 | 0 | Constrained, otherwise capacity available =65 kVA | --> | 0.095 | 0 | 0.014 | 0.089 | 0 |  | --> | E18 ex PATRICKSWELL | Patrickswell [T421,T422] | LIMERICK |  | 52.5976 | -8.7119
MV/LV Substation BA***429 |  | 20 kV | _ | LV | 50 kVA :Pole Substation | 0.05 | --> | 0.05 | 0 | 0 | Constrained, otherwise capacity available =27 kVA | --> | 0.048 | 0 | 0.021 | 0.035 | 0 |  | --> | E18 ex PATRICKSWELL | Patrickswell [T421,T422] | LIMERICK |  | 52.5937 | -8.7233
MV/LV Substation PA***430 |  | 20 kV | _ | LV | 100 kVA :Pole Substation | 0.1 | --> | 0.1 | 0 | 0 |  | --> | 0.095 | 0 | 0.011 | 0.102 | 0 |  | --> | E18 ex PATRICKSWELL | Patrickswell [T421,T422] | LIMERICK |  | 52.5961 | -8.7145
MV/LV Substation PA***433 |  | 20 kV | _ | LV | 630 kVA :Kiosk Substation | 0.63 | --> | 0.63 | 0 | 0 | Constrained, otherwise capacity available =435 kVA | --> | 0.598 | 0 | 0.03 | 0.5 | 0 |  | --> | E18 ex PATRICKSWELL | Patrickswell [T421,T422] | LIMERICK |  | 52.5988 | -8.7103
MV/LV Substation AD***442 |  | 20 kV | _ | LV | 200 kVA :Building Structure | 0.2 | --> | 0.2 | 0 | 0 | Constrained, otherwise capacity available =89 kVA | --> | 0.19 | 0 | 0 | 0.205 | 0 |  | --> | E16 ex PATRICKSWELL | Patrickswell [T421,T422] | LIMERICK |  | 52.5556 | -8.7757
MV/LV Substation KI***520 |  | 20 kV | _ | LV | 50 kVA :Pole Substation | 0.05 | --> | 0.05 | 0 | 0 | Constrained, otherwise capacity available =33 kVA | --> | 0.048 | 0 | 0 | 0.05 | 0 |  | --> | E16 ex PATRICKSWELL | Patrickswell [T421,T422] | LIMERICK |  | 52.5845 | -8.7698
MV/LV Substation DO***522 |  | 20 kV | _ | LV | 50 kVA :Pole Substation | 0.05 | --> | 0.05 | 0 | 0 | Constrained, otherwise capacity available =48 kVA | --> | 0.048 | 0 | 0 | 0.048 | 0 |  | --> | E25 ex PATRICKSWELL | Patrickswell [T421,T422] | LIMERICK |  | 52.6527 | -8.8637
MV/LV Substation KI***547 |  | 20 kV | _ | LV | 50 kVA :Pole Substation | 0.05 | --> | 0.05 | 0 | 0 | Constrained, otherwise capacity available =47 kVA | --> | 0.048 | 0 | 0.006 | 0.043 | 0 |  | --> | E25 ex PATRICKSWELL | Patrickswell [T421,T422] | LIMERICK |  | 52.6443 | -8.8269
MV/LV Substation CU***549 |  | 20 kV | _ | LV | 50 kVA :Pole Substation | 0.05 | --> | 0.05 | 0 | 0 | Constrained, otherwise capacity available =47 kVA | --> | 0.048 | 0 | 0 | 0.048 | 0 |  | --> | E25 ex PATRICKSWELL | Patrickswell [T421,T422] | LIMERICK |  | 52.6399 | -8.8371
MV/LV Substation KI***555 |  | 20 kV | _ | LV | 100 kVA :Pole Substation | 0.1 | --> | 0.1 | 0 | 0 | Constrained, otherwise capacity available =48 kVA | --> | 0.095 | 0 | 0.011 | 0.094 | 0 |  | --> | E25 ex PATRICKSWELL | Patrickswell [T421,T422] | LIMERICK |  | 52.6249 | -8.8113
MV/LV Substation PA***591 |  | 20 kV | _ | LV | 100 kVA :Pole Substation | 0.1 | --> | 0.1 | 0 | 0 | Constrained, otherwise capacity available =10 kVA | --> | 0.095 | 0 | 0.01 | 0.099 | 0 |  | --> | E25 ex PATRICKSWELL | Patrickswell [T421,T422] | LIMERICK |  | 52.6429 | -8.8666
MV/LV Substation C/***593 |  | 20 kV | _ | LV | 50 kVA :Pole Substation | 0.05 | --> | 0.05 | 0 | 0 | Constrained, otherwise capacity available =46 kVA | --> | 0.048 | 0 | 0 | 0.048 | 0 |  | --> | E25 ex PATRICKSWELL | Patrickswell [T421,T422] | LIMERICK |  | 52.6444 | -8.8565
MV/LV Substation MO***598 |  | 20 kV | _ | LV | 400 kVA :Kiosk Substation | 0.4 | --> | 0.4 | 0 | 0 | Constrained, otherwise capacity available =231 kVA | --> | 0.38 | 0 | 0.026 | 0.383 | 0 |  | --> | E16 ex PATRICKSWELL | Patrickswell [T421,T422] | LIMERICK |  | 52.5616 | -8.7944
MV/LV Substation GR***609 |  | 20 kV | _ | LV | 100 kVA :Pole Substation | 0.1 | --> | 0.1 | 0 | 0 | Constrained, otherwise capacity available =79 kVA | --> | 0.095 | 0 | 0.011 | 0.09 | 0 |  | --> | E16 ex PATRICKSWELL | Patrickswell [T421,T422] | LIMERICK |  | 52.5554 | -8.8004
MV/LV Substation KI***610 |  | 20 kV | _ | LV | 50 kVA :Pole Substation | 0.05 | --> | 0.05 | 0 | 0 | Constrained, otherwise capacity available =44 kVA | --> | 0.048 | 0 | 0 | 0.048 | 0 |  | --> | E16 ex PATRICKSWELL | Patrickswell [T421,T422] | LIMERICK |  | 52.5905 | -8.7972
MV/LV Substation MO***612 |  | 20 kV | _ | LV | 50 kVA :Pole Substation | 0.05 | --> | 0.05 | 0 | 0 | Constrained, otherwise capacity available =47 kVA | --> | 0.048 | 0 | 0 | 0.048 | 0 |  | --> | E16 ex PATRICKSWELL | Patrickswell [T421,T422] | LIMERICK |  | 52.5826 | -8.7781
MV/LV Substation FO***614 |  | 20 kV | _ | LV | 50 kVA :Pole Substation | 0.05 | --> | 0.05 | 0 | 0 | Constrained, otherwise capacity available =38 kVA | --> | 0.048 | 0 | 0 | 0.049 | 0 |  | --> | E15 ex PATRICKSWELL | Patrickswell [T421,T422] | LIMERICK |  | 52.573 | -8.7688
MV/LV Substation KI***616 |  | 20 kV | _ | LV | 50 kVA :Pole Substation | 0.05 | --> | 0.05 | 0 | 0 | Constrained, otherwise capacity available =43 kVA | --> | 0.048 | 0 | 0 | 0.048 | 0 |  | --> | E16 ex PATRICKSWELL | Patrickswell [T421,T422] | LIMERICK |  | 52.5897 | -8.767
MV/LV Substation BO***617 |  | 20 kV | _ | LV | 400 kVA :Building Structure | 0.4 | --> | 0.4 | 0 | 0 | Constrained, otherwise capacity available =399 kVA | --> | 0.38 | 0 | 0.185 | 0.243 | 0 |  | --> | E16 ex PATRICKSWELL | Patrickswell [T421,T422] | LIMERICK |  | 52.5532 | -8.7859
MV/LV Substation CL***618 |  | 20 kV | _ | LV | 100 kVA :Pole Substation | 0.1 | --> | 0.1 | 0 | 0 | Constrained, otherwise capacity available =51 kVA | --> | 0.095 | 0 | 0.008 | 0.096 | 0 |  | --> | E25 ex PATRICKSWELL | Patrickswell [T421,T422] | LIMERICK |  | 52.633 | -8.7296
MV/LV Substation BA***655 |  | 20 kV | _ | LV | 50 kVA :Pole Substation | 0.05 | --> | 0.05 | 0 | 0 | Constrained, otherwise capacity available =46 kVA | --> | 0.048 | 0 | 0.004 | 0.045 | 0 |  | --> | E18 ex PATRICKSWELL | Patrickswell [T421,T422] | LIMERICK |  | 52.5929 | -8.7282
MV/LV Substation SP***657 |  | 20 kV | _ | LV | 50 kVA :Pole Substation | 0.05 | --> | 0.05 | 0 | 0 | Constrained, otherwise capacity available =41 kVA | --> | 0.048 | 0 | 0 | 0.049 | 0 |  | --> | E18 ex PATRICKSWELL | Patrickswell [T421,T422] | LIMERICK |  | 52.5938 | -8.7213
MV/LV Substation NE***663 |  | 20 kV | _ | LV | 50 kVA :Pole Substation | 0.05 | --> | 0.05 | 0 | 0 | Constrained, otherwise capacity available =39 kVA | --> | 0.048 | 0 | 0 | 0.049 | 0 |  | --> | E15 ex PATRICKSWELL | Patrickswell [T421,T422] | LIMERICK |  | 52.5856 | -8.7458
MV/LV Substation KI***669 |  | 20 kV | _ | LV | 50 kVA :Pole Substation | 0.05 | --> | 0.05 | 0 | 0 | Constrained, otherwise capacity available =38 kVA | --> | 0.048 | 0 | 0 | 0.049 | 0 |  | --> | E15 ex PATRICKSWELL | Patrickswell [T421,T422] | LIMERICK |  | 52.5713 | -8.7386
MV/LV Substation TH***674 |  | 20 kV | _ | LV | 50 kVA :Pole Substation | 0.05 | --> | 0.05 | 0 | 0 | Constrained, otherwise capacity available =39 kVA | --> | 0.048 | 0 | 0.008 | 0.043 | 0 |  | --> | E16 ex PATRICKSWELL | Patrickswell [T421,T422] | LIMERICK |  | 52.5576 | -8.7971
MV/LV Substation TH***684 |  | 20 kV | _ | LV | 400 kVA :Kiosk Substation | 0.4 | --> | 0.4 | 0 | 0 | Constrained, otherwise capacity available =352 kVA | --> | 0.38 | 0 | 0 | 0.386 | 0 |  | --> | E16 ex PATRICKSWELL | Patrickswell [T421,T422] | LIMERICK |  | 52.5617 | -8.7817
MV/LV Substation DE***689 |  | 20 kV | _ | LV | 50 kVA :Pole Substation | 0.05 | --> | 0.05 | 0 | 0 | Constrained, otherwise capacity available =28 kVA | --> | 0.048 | 0 | 0 | 0.05 | 0 |  | --> | E16 ex PATRICKSWELL | Patrickswell [T421,T422] | LIMERICK |  | 52.5426 | -8.7697
MV/LV Substation PA***693 |  | 20 kV | _ | LV | 200 kVA :Kiosk Substation | 0.2 | --> | 0.2 | 0 | 0 | Constrained, otherwise capacity available =120 kVA | --> | 0.19 | 0 | 0.025 | 0.182 | 0 |  | --> | E25 ex PATRICKSWELL | Patrickswell [T421,T422] | LIMERICK |  | 52.6454 | -8.8673
MV/LV Substation PA***694 |  | 20 kV | _ | LV | 200 kVA :Kiosk Substation | 0.2 | --> | 0.2 | 0 | 0 | Constrained, otherwise capacity available =132 kVA | --> | 0.19 | 0 | 0.031 | 0.176 | 0 |  | --> | E18 ex PATRICKSWELL | Patrickswell [T421,T422] | LIMERICK |  | 52.6017 | -8.7136
MV/LV Substation BA***695 |  | 20 kV | _ | LV | 200 kVA :Pole Substation | 0.2 | --> | 0.2 | 0 | 0 | Constrained, otherwise capacity available =115 kVA | --> | 0.19 | 0 | 0.1 | 0.127 | 0 |  | --> | E15 ex PATRICKSWELL | Patrickswell [T421,T422] | LIMERICK |  | 52.5925 | -8.7331
MV/LV Substation TO***696 |  | 20 kV | _ | LV | 50 kVA :Pole Substation | 0.05 | --> | 0.05 | 0 | 0 | Constrained, otherwise capacity available =45 kVA | --> | 0.048 | 0 | 0.004 | 0.045 | 0 |  | --> | E25 ex PATRICKSWELL | Patrickswell [T421,T422] | LIMERICK |  | 52.6368 | -8.8585
MV/LV Substation BA***950 |  | 20 kV | _ | LV | 50 kVA :Pole Substation | 0.05 | --> | 0.05 | 0 | 0 | Constrained, otherwise capacity available =31 kVA | --> | 0.048 | 0 | 0.015 | 0.039 | 0 |  | --> | C11 ex RAHEEN | Raheen [T41,T42] | LIMERICK |  | 52.606 | -8.6982
MV/LV Substation GR***954 |  | 20 kV | _ | LV | 50 kVA :Pole Substation | 0.05 | --> | 0.05 | 0 | 0 | Constrained, otherwise capacity available =35 kVA | --> | 0.048 | 0 | 0.016 | 0.038 | 0 |  | --> | E18 ex PATRICKSWELL | Patrickswell [T421,T422] | LIMERICK |  | 52.5997 | -8.7047
MV/LV Substation GR***956 |  | 20 kV | _ | LV | 50 kVA :Pole Substation | 0.05 | --> | 0.05 | 0 | 0 | Constrained, otherwise capacity available =46 kVA | --> | 0.048 | 0 | 0 | 0.048 | 0 |  | --> | E18 ex PATRICKSWELL | Patrickswell [T421,T422] | LIMERICK |  | 52.5978 | -8.6965
MV/LV Substation RI***963 |  | 20 kV | _ | LV | 50 kVA :Pole Substation | 0.05 | --> | 0.05 | 0 | 0 | Constrained, otherwise capacity available =48 kVA | --> | 0.048 | 0 | 0 | 0.048 | 0 |  | --> | E18 ex PATRICKSWELL | Patrickswell [T421,T422] | LIMERICK |  | 52.586 | -8.6942
MV/LV Substation BA***964 |  | 20 kV | _ | LV | 50 kVA :Pole Substation | 0.05 | --> | 0.05 | 0 | 0 | Constrained, otherwise capacity available =38 kVA | --> | 0.048 | 0 | 0.005 | 0.045 | 0 |  | --> | E18 ex PATRICKSWELL | Patrickswell [T421,T422] | LIMERICK |  | 52.5844 | -8.6831
MV/LV Substation KI***984 |  | 20 kV | _ | LV | 50 kVA :Pole Substation | 0.05 | --> | 0.05 | 0 | 0 | Constrained, otherwise capacity available =45 kVA | --> | 0.048 | 0 | 0.011 | 0.04 | 0 |  | --> | E25 ex PATRICKSWELL | Patrickswell [T421,T422] | LIMERICK |  | 52.6276 | -8.8132
MV/LV Substation BA***001 |  | 10 kV | _ | LV | 200 kVA :Pole Substation | 0.2 | --> | 0.2 | 0 | 0 | Constrained, otherwise capacity available =57 kVA | --> | 0.19 | 0 | 0.006 | 0.204 | 0 |  | --> | C12 ex CHARLESTOWN | Charlestown [T41] | TONROE |  | 53.9622 | -8.7947
MV/LV Substation CU***003 |  | 10 kV | _ | LV | 200 kVA :Pole Substation | 0.2 | --> | 0.2 | 0 | 0 | Constrained, otherwise capacity available =122 kVA | --> | 0.19 | 0 | 0.005 | 0.197 | 0 |  | --> | C12 ex CHARLESTOWN | Charlestown [T41] | TONROE |  | 54.002 | -8.7731
MV/LV Substation FA***007 |  | 10 kV | _ | LV | 400 kVA :Kiosk Substation | 0.4 | --> | 0.4 | 0 | 0 | Constrained, otherwise capacity available =325 kVA | --> | 0.38 | 0 | 0.018 | 0.377 | 0 |  | --> | C11 ex CHARLESTOWN | Charlestown [T41] | TONROE |  | 53.962 | -8.7983
MV/LV Substation BE***009 |  | 10 kV | _ | LV | 50 kVA :Pole Substation | 0.05 | --> | 0.05 | 0 | 0 | Constrained, otherwise capacity available =29 kVA | --> | 0.048 | 0 | 0 | 0.05 | 0 |  | --> | C12 ex CHARLESTOWN | Charlestown [T41] | TONROE |  | 53.9678 | -8.7948
MV/LV Substation LA***016 |  | 10 kV | _ | LV | 200 kVA :Kiosk Substation | 0.2 | --> | 0.2 | 0 | 0 | Constrained, otherwise capacity available =131 kVA | --> | 0.19 | 0 | 0.009 | 0.192 | 0 |  | --> | C12 ex CHARLESTOWN | Charlestown [T41] | TONROE |  | 53.9635 | -8.7918
MV/LV Substation SW***017 |  | 10 kV | _ | LV | 200 kVA :Pole Substation | 0.2 | --> | 0.2 | 0 | 0 | Constrained, otherwise capacity available =93 kVA | --> | 0.19 | 0 | 0 | 0.204 | 0 |  | --> | C11 ex CHARLESTOWN | Charlestown [T41] | TONROE |  | 53.9599 | -8.802
MV/LV Substation SA***025X |  | 10 kV | _ | LV | 400 kVA :Kiosk Substation | 0.4 | --> | 0.4 | 0 | 0 | Constrained, otherwise capacity available =368 kVA | --> | 0.38 | 0 | 0.006 | 0.38 | 0 |  | --> | C11 ex CHARLESTOWN | Charlestown [T41] | TONROE |  | 53.9591 | -8.8084
MV/LV Substation KN***026X |  | 10 kV | _ | LV | 630 kVA :Kiosk Substation | 0.63 | --> | 0.63 | 0 | 0 | Constrained, otherwise capacity available =625 kVA | --> | 0.598 | 0 | 0 | 0.5 | 0 |  | --> | C13 ex CHARLESTOWN | Charlestown [T41] | TONROE |  | 53.9131 | -8.8237
MV/LV Substation KN***054 |  | 10 kV | _ | LV | 200 kVA :Pole Substation | 0.2 | --> | 0.2 | 0 | 0 | Constrained, otherwise capacity available =194 kVA | --> | 0.19 | 0 | 0 | 0.191 | 0 |  | --> | C13 ex CHARLESTOWN | Charlestown [T41] | TONROE |  | 53.9139 | -8.811
MV/LV Substation PR***055 |  | 10 kV | _ | LV | 100 kVA :Pole Substation | 0.1 | --> | 0.1 | 0 | 0 | Constrained, otherwise capacity available =88 kVA | --> | 0.095 | 0 | 0 | 0.097 | 0 |  | --> | C12 ex CHARLESTOWN | Charlestown [T41] | TONROE |  | 53.9727 | -8.7939
MV/LV Substation ST***055X |  | 10 kV | _ | LV | 200 kVA :Pole Substation | 0.2 | --> | 0.2 | 0 | 0 | Constrained, otherwise capacity available =185 kVA | --> | 0.19 | 0 | 0 | 0.192 | 0 |  | --> | C13 ex CHARLESTOWN | Charlestown [T41] | TONROE |  | 53.935 | -8.7931
MV/LV Substation LO***064X |  | 10 kV | _ | LV | 200 kVA :Kiosk Substation | 0.2 | --> | 0.2 | 0 | 0 | Constrained, otherwise capacity available =199 kVA | --> | 0.19 | 0 | 0 | 0.19 | 0 |  | --> | C11 ex CHARLESTOWN | Charlestown [T41] | TONROE |  | 53.9575 | -8.804
MV/LV Substation TR***068X |  | 10 kV | _ | LV | 50 kVA :Pole Substation | 0.05 | --> | 0.05 | 0 | 0 | Constrained, otherwise capacity available =44 kVA | --> | 0.048 | 0 | 0 | 0.048 | 0 |  | --> | C13 ex CHARLESTOWN | Charlestown [T41] | TONROE |  | 53.9144 | -8.8376
MV/LV Substation AI***075 |  | 10 kV | _ | LV | 50 kVA :Pole Substation | 0.05 | --> | 0.05 | 0 | 0 | Constrained, otherwise capacity available =47 kVA | --> | 0.048 | 0 | 0 | 0.048 | 0 |  | --> | C13 ex CHARLESTOWN | Charlestown [T41] | TONROE |  | 53.9108 | -8.8297
MV/LV Substation KN***078X |  | 10 kV | _ | LV | 200 kVA :Kiosk Substation | 0.2 | --> | 0.2 | 0 | 0 | Constrained, otherwise capacity available =199 kVA | --> | 0.19 | 0 | 0 | 0.19 | 0 |  | --> | C12 ex CHARLESTOWN | Charlestown [T41] | TONROE |  | 53.9673 | -8.7989
MV/LV Substation LA***079X |  | 10 kV | _ | LV | 400 kVA :Kiosk Substation | 0.4 | --> | 0.4 | 0 | 0 | Constrained, otherwise capacity available =347 kVA | --> | 0.38 | 0 | 0.009 | 0.38 | 0 |  | --> | C12 ex CHARLESTOWN | Charlestown [T41] | TONROE |  | 53.9617 | -8.7879
MV/LV Substation KI***081X |  | 10 kV | _ | LV | 400 kVA :Kiosk Substation | 0.4 | --> | 0.4 | 0 | 0 | Constrained, otherwise capacity available =369 kVA | --> | 0.38 | 0 | 0 | 0.384 | 0 |  | --> | C12 ex CHARLESTOWN | Charlestown [T41] | TONROE |  | 53.9621 | -8.7913
MV/LV Substation ST***082 |  | 10 kV | _ | LV | 50 kVA :Pole Substation | 0.05 | --> | 0.05 | 0 | 0 | Constrained, otherwise capacity available =34 kVA | --> | 0.048 | 0 | 0.006 | 0.045 | 0 |  | --> | C11 ex CHARLESTOWN | Charlestown [T41] | TONROE |  | 53.9551 | -8.8224
MV/LV Substation TH***095X |  | 10 kV | _ | LV | 400 kVA :Building Structure | 0.4 | --> | 0.4 | 0 | 0 | Constrained, otherwise capacity available =392 kVA | --> | 0.38 | 0 | 0 | 0.381 | 0 |  | --> | C13 ex CHARLESTOWN | Charlestown [T41] | TONROE |  | 53.9278 | -8.8614
MV/LV Substation TH***096X |  | 10 kV | _ | LV | 1000 kVA :Building Structure | 1 | --> | 1 | 0 | 0 | Constrained, otherwise capacity available =987 kVA | --> | 0.95 | 0 | 0 | 0.5 | 0 |  | --> | C13 ex CHARLESTOWN | Charlestown [T41] | TONROE |  | 53.9251 | -8.8574
MV/LV Substation HU***104 |  | 10 kV | _ | LV | 200 kVA :Pole Substation | 0.2 | --> | 0.2 | 0 | 0 | Constrained, otherwise capacity available =166 kVA | --> | 0.19 | 0 | 0 | 0.195 | 0 |  | --> | C13 ex CHARLESTOWN | Charlestown [T41] | TONROE |  | 53.9128 | -8.8207
MV/LV Substation TH***108X |  | 10 kV | _ | LV | 50 kVA :Pole Substation | 0.05 | --> | 0.05 | 0 | 0 | Constrained, otherwise capacity available =50 kVA | --> | 0.048 | 0 | 0 | 0.048 | 0 |  | --> | C13 ex CHARLESTOWN | Charlestown [T41] | TONROE |  | 53.9215 | -8.8494
MV/LV Substation EI***109 |  | 10 kV | _ | LV | 200 kVA :Kiosk Substation | 0.2 | --> | 0.2 | 0 | 0 | Constrained, otherwise capacity available =185 kVA | --> | 0.19 | 0 | 0 | 0.192 | 0 |  | --> | C13 ex CHARLESTOWN | Charlestown [T41] | TONROE |  | 53.9144 | -8.804
MV/LV Substation SE***109X |  | 10 kV | _ | LV | 50 kVA :Pole Substation | 0.05 | --> | 0.05 | 0 | 0 | Constrained, otherwise capacity available =50 kVA | --> | 0.048 | 0 | 0 | 0.048 | 0 |  | --> | C13 ex CHARLESTOWN | Charlestown [T41] | TONROE |  | 53.9168 | -8.8028
MV/LV Substation PU***117X |  | 10 kV | _ | LV | 100 kVA :Pole Substation | 0.1 | --> | 0.1 | 0 | 0 | Constrained, otherwise capacity available =100 kVA | --> | 0.095 | 0 | 0 | 0.095 | 0 |  | --> | C12 ex CHARLESTOWN | Charlestown [T41] | TONROE |  | 53.9707 | -8.7963
MV/LV Substation BE***118 |  | 10 kV | _ | LV | 200 kVA :Pole Substation | 0.2 | --> | 0.2 | 0 | 0 | Constrained, otherwise capacity available =60 kVA | --> | 0.19 | 0 | 0 | 0.208 | 0 |  | --> | C12 ex CHARLESTOWN | Charlestown [T41] | TONROE |  | 53.9657 | -8.7941
MV/LV Substation BE***124X |  | 10 kV | _ | LV | 400 kVA :Kiosk Substation | 0.4 | --> | 0.4 | 0 | 0 | Constrained, otherwise capacity available =353 kVA | --> | 0.38 | 0 | 0.005 | 0.383 | 0 |  | --> | C12 ex CHARLESTOWN | Charlestown [T41] | TONROE |  | 53.9689 | -8.7975
MV/LV Substation PU***128X |  | 10 kV | _ | LV | 50 kVA :Pole Substation | 0.05 | --> | 0.05 | 0 | 0 | Constrained, otherwise capacity available =42 kVA | --> | 0.048 | 0 | 0 | 0.049 | 0 |  | --> | C13 ex CHARLESTOWN | Charlestown [T41] | TONROE |  | 53.9236 | -8.8391
MV/LV Substation CE***129X |  | 10 kV | _ | LV | 200 kVA :Pole Substation | 0.2 | --> | 0.2 | 0 | 0 | Constrained, otherwise capacity available =199 kVA | --> | 0.19 | 0 | 0 | 0.19 | 0 |  | --> | C13 ex CHARLESTOWN | Charlestown [T41] | TONROE |  | 53.9213 | -8.8353
MV/LV Substation BA***135X |  | 10 kV | _ | LV | 50 kVA :Pole Substation | 0.05 | --> | 0.05 | 0 | 0 | Constrained, otherwise capacity available =49 kVA | --> | 0.048 | 0 | 0 | 0.048 | 0 |  | --> | C13 ex CHARLESTOWN | Charlestown [T41] | TONROE |  | 53.9328 | -8.8509
MV/LV Substation CL***158 |  | 10 kV | _ | LV | 50 kVA :Pole Substation | 0.05 | --> | 0.05 | 0 | 0 | Constrained, otherwise capacity available =42 kVA | --> | 0.048 | 0 | 0 | 0.049 | 0 |  | --> | C13 ex CHARLESTOWN | Charlestown [T41] | TONROE |  | 53.9318 | -8.8372
MV/LV Substation LA***205 |  | 10 kV | _ | LV | 50 kVA :Pole Substation | 0.05 | --> | 0.05 | 0 | 0 | Constrained, otherwise capacity available =37 kVA | --> | 0.048 | 0 | 0.01 | 0.042 | 0 |  | --> | C12 ex CHARLESTOWN | Charlestown [T41] | TONROE |  | 53.9635 | -8.7732
MV/LV Substation GR***215 |  | 10 kV | _ | LV | 200 kVA :Pole Substation | 0.2 | --> | 0.2 | 0 | 0 | Constrained, otherwise capacity available =177 kVA | --> | 0.19 | 0 | 0 | 0.193 | 0 |  | --> | C18 ex CHARLESTOWN | Charlestown [T41] | TONROE |  | 53.9707 | -8.7477
MV/LV Substation PA***271 |  | 10 kV | _ | LV | 200 kVA :Kiosk Substation | 0.2 | --> | 0.2 | 0 | 0 | Constrained, otherwise capacity available =166 kVA | --> | 0.19 | 0 | 0 | 0.194 | 0 |  | --> | C11 ex CHARLESTOWN | Charlestown [T41] | TONROE |  | 53.9594 | -8.8012
MV/LV Substation TH***273 |  | 10 kV | _ | LV | 200 kVA :Pole Substation | 0.2 | --> | 0.2 | 0 | 0 | Constrained, otherwise capacity available =189 kVA | --> | 0.19 | 0 | 0 | 0.192 | 0 |  | --> | C11 ex CHARLESTOWN | Charlestown [T41] | TONROE |  | 53.9573 | -8.8084
MV/LV Substation TH***286 |  | 10 kV | _ | LV | 50 kVA :Pole Substation | 0.05 | --> | 0.05 | 0 | 0 | Constrained, otherwise capacity available =49 kVA | --> | 0.048 | 0 | 0 | 0.048 | 0 |  | --> | C12 ex CHARLESTOWN | Charlestown [T41] | TONROE |  | 54.0005 | -8.777
MV/LV Substation GW***304 |  | 10 kV | _ | LV | 100 kVA :Pole Substation | 0.1 | --> | 0.1 | 0 | 0 | Constrained, otherwise capacity available =60 kVA | --> | 0.095 | 0 | 0 | 0.1 | 0 |  | --> | C11 ex CHARLESTOWN | Charlestown [T41] | TONROE |  | 53.9371 | -8.8821
MV/LV Substation BR***4013 |  | 10 kV | _ | LV | 50 kVA :Pole Substation | 0.05 | --> | 0.05 | 0 | 0 | Constrained, otherwise capacity available =48 kVA | --> | 0.048 | 0 | 0 | 0.048 | 0 |  | --> | C12 ex CHARLESTOWN | Charlestown [T41] | TONROE |  | 53.981 | -8.7818
MV/LV Substation PU***4025 |  | 10 kV | _ | LV | 50 kVA :Pole Substation | 0.05 | --> | 0.05 | 0 | 0 | Constrained, otherwise capacity available =46 kVA | --> | 0.048 | 0 | 0 | 0.048 | 0 |  | --> | C13 ex CHARLESTOWN | Charlestown [T41] | TONROE |  | 53.9136 | -8.831
MV/LV Substation SU***4041 |  | 10 kV | _ | LV | 200 kVA :Kiosk Substation | 0.2 | --> | 0.2 | 0 | 0 | Constrained, otherwise capacity available =131 kVA | --> | 0.19 | 0 | 0 | 0.199 | 0 |  | --> | C12 ex CHARLESTOWN | Charlestown [T41] | TONROE |  | 53.9602 | -8.7939
MV/LV Substation BI***4047 |  | 10 kV | _ | LV | 50 kVA :Pole Substation | 0.05 | --> | 0.05 | 0 | 0 | Constrained, otherwise capacity available =48 kVA | --> | 0.048 | 0 | 0 | 0.048 | 0 |  | --> | C13 ex CHARLESTOWN | Charlestown [T41] | TONROE |  | 53.9132 | -8.8179
MV/LV Substation GL***4053 |  | 10 kV | _ | LV | 200 kVA :Kiosk Substation | 0.2 | --> | 0.2 | 0 | 0 | Constrained, otherwise capacity available =173 kVA | --> | 0.19 | 0 | 0 | 0.194 | 0 |  | --> | C12 ex CHARLESTOWN | Charlestown [T41] | TONROE |  | 53.9671 | -8.7995
MV/LV Substation CI***4064 |  | 10 kV | _ | LV | 100 kVA :Pole Substation | 0.1 | --> | 0.1 | 0 | 0 | Constrained, otherwise capacity available =95 kVA | --> | 0.095 | 0 | 0 | 0.096 | 0 |  | --> | C11 ex CHARLESTOWN | Charlestown [T41] | TONROE |  | 53.9482 | -8.8783
MV/LV Substation CH***4069 |  | 10 kV | _ | LV | 400 kVA :Building Structure | 0.4 | --> | 0.4 | 0 | 0 | Constrained, otherwise capacity available =400 kVA | --> | 0.38 | 0 | 0 | 0.38 | 0 |  | --> | C12 ex CHARLESTOWN | Charlestown [T41] | TONROE |  | 53.9598 | -8.7935
MV/LV Substation AI***4072 |  | 10 kV | _ | LV | 400 kVA :Building Structure | 0.4 | --> | 0.4 | 0 | 0 | Constrained, otherwise capacity available =216 kVA | --> | 0.38 | 0 | 0 | 0.404 | 0 |  | --> | C13 ex CHARLESTOWN | Charlestown [T41] | TONROE |  | 53.9139 | -8.8125
MV/LV Substation C-***4074 |  | 10 kV | _ | LV | 200 kVA :Kiosk Substation | 0.2 | --> | 0.2 | 0 | 0 | Constrained, otherwise capacity available =200 kVA | --> | 0.19 | 0 | 0 | 0 | 0 | Constrained, otherwise capacity available =190 kW | --> | C19 ex CHARLESTOWN |  |  |  | 53.9463 | -8.7815
MV/LV Substation AI***4075 |  | 10 kV | _ | LV | 100 kVA :Pole Substation | 0.1 | --> | 0.1 | 0 | 0 | Constrained, otherwise capacity available =100 kVA | --> | 0.095 | 0 | 0 | 0.095 | 0 |  | --> | C13 ex CHARLESTOWN | Charlestown [T41] | TONROE |  | 53.9109 | -8.8426
MV/LV Substation CU***585 |  | 10 kV | _ | LV | 200 kVA :Pole Substation | 0.2 | --> | 0.2 | 0 | 0 | Constrained, otherwise capacity available =183 kVA | --> | 0.19 | 0 | 0.011 | 0.184 | 0 |  | --> | C12 ex CHARLESTOWN | Charlestown [T41] | TONROE |  | 54.0059 | -8.7733
MV/LV Substation GL***001Y |  | 10 kV | _ | LV | 200 kVA :Kiosk Substation | 0.2 | --> | 0.2 | 0 | 0 | Constrained, otherwise capacity available =149 kVA | --> | 0.19 | 0 | 0.041 | 0.166 | 0 |  | --> | C12 ex LEIXLIP | Leixlip [T41,T42] | GRIFFINRATH |  | 53.3731 | -6.4827
MV/LV Substation TH***002Y |  | 10 kV | _ | LV | 400 kVA :Kiosk Substation | 0.4 | --> | 0.4 | 0 | 0 | Constrained, otherwise capacity available =314 kVA | --> | 0.38 | 0 | 0.034 | 0.366 | 0 |  | --> | C17 ex CELBRIDGE | Celbridge [T41,T42] | GRIFFINRATH |  | 53.3468 | -6.5386
MV/LV Substation CA***003Z |  | 10 kV | _ | LV | 200 kVA :Kiosk Substation | 0.2 | --> | 0.2 | 0 | 0 | Constrained, otherwise capacity available =123 kVA | --> | 0.19 | 0 | 0.032 | 0.176 | 0 |  | --> | C20 ex BALGADDY | Balgaddy [T41,T42] | GRANGE CASTLE |  | 53.3459 | -6.4315
MV/LV Substation CA***004Z |  | 10 kV | _ | LV | 200 kVA :Kiosk Substation | 0.2 | --> | 0.2 | 0 | 0 | Constrained, otherwise capacity available =123 kVA | --> | 0.19 | 0 | 0.013 | 0.191 | 0 |  | --> | C20 ex BALGADDY | Balgaddy [T41,T42] | GRANGE CASTLE |  | 53.3469 | -6.4311
MV/LV Substation FI***005Z |  | 20 kV | _ | LV | 400 kVA :Kiosk Substation | 0.4 | --> | 0.4 | 0 | 0 | Constrained, otherwise capacity available =242 kVA | --> | 0.38 | 0 | 0.021 | 0.385 | 0 |  | --> | E19 ex ADAMSTOWN | Adamstown [T121,T122] | INCHICORE 220KV |  | 53.3392 | -6.4509
MV/LV Substation CH***006 |  | 10 kV | _ | LV | 400 kVA :Kiosk Substation | 0.4 | --> | 0.4 | 0 | 0 | Constrained, otherwise capacity available =302 kVA | --> | 0.38 | 0 | 0.01 | 0.386 | 0 |  | --> | C14 ex INCHICORE NORTH | Inchicore North [T41] | INCHICORE 220KV |  | 53.3481 | -6.3428
MV/LV Substation PA***006Z |  | 10 kV | _ | LV | 400 kVA :Building Structure | 0.4 | --> | 0.4 | 0 | 0 | Constrained, otherwise capacity available =278 kVA | --> | 0.38 | 0 | 0 | 0.396 | 0 |  | --> | C31 ex SEMPERIT | Semperit [T41,T42,T43] | GRANGE CASTLE |  | 53.3337 | -6.3667
MV/LV Substation RA***007 |  | 10 kV | _ | LV | 400 kVA :Kiosk Substation | 0.4 | --> | 0.4 | 0 | 0 | Constrained, otherwise capacity available =146 kVA | --> | 0.38 | 0 | 0.016 | 0.401 | 0 |  | --> | C12 ex SEMPERIT | Semperit [T41,T42,T43] | GRANGE CASTLE |  | 53.3371 | -6.358
MV/LV Substation DA***007Y |  | 10 kV | _ | LV | 400 kVA :Kiosk Substation | 0.4 | --> | 0.4 | 0 | 0 | Constrained, otherwise capacity available =267 kVA | --> | 0.38 | 0 | 0.047 | 0.363 | 0 |  | --> | C17 ex CELBRIDGE | Celbridge [T41,T42] | GRIFFINRATH |  | 53.3424 | -6.5427
MV/LV Substation TH***008 |  | 10 kV | _ | LV | 400 kVA :Kiosk Substation | 0.4 | --> | 0.4 | 0 | 0 | Constrained, otherwise capacity available =214 kVA | --> | 0.38 | 0 | 0 | 0.405 | 0 |  | --> | C14 ex INCHICORE NORTH | Inchicore North [T41] | INCHICORE 220KV |  | 53.343 | -6.3387
MV/LV Substation CA***008Y |  | 10 kV | _ | LV | 400 kVA :Kiosk Substation | 0.4 | --> | 0.4 | 0 | 0 | Constrained, otherwise capacity available =305 kVA | --> | 0.38 | 0 | 0.024 | 0.375 | 0 |  | --> | C16 ex MONEYCOOLEY | Moneycooley [T41,T42,T44] | GRIFFINRATH |  | 53.3707 | -6.5883
MV/LV Substation FI***008Z |  | 20 kV | _ | LV | 400 kVA :Building Structure | 0.4 | --> | 0.4 | 0 | 0 | Constrained, otherwise capacity available =319 kVA | --> | 0.38 | 0 | 0 | 0.391 | 0 |  | --> | E19 ex ADAMSTOWN | Adamstown [T121,T122] | INCHICORE 220KV |  | 53.3408 | -6.4516
MV/LV Substation RI***009Z |  | 10 kV | _ | LV | 200 kVA :Kiosk Substation | 0.2 | --> | 0.2 | 0 | 0 | Constrained, otherwise capacity available =152 kVA | --> | 0.19 | 0 | 0 | 0.196 | 0 |  | --> | C34 ex CLONDALKIN | Clondalkin [T41,T42,T44] | INCHICORE 220KV |  | 53.3247 | -6.3918
MV/LV Substation CE***010Y |  | 10 kV | _ | LV | 630 kVA :Kiosk Substation | 0.63 | --> | 0.63 | 0 | 0 | Constrained, otherwise capacity available =385 kVA | --> | 0.598 | 0 | 0.049 | 0.5 | 0 |  | --> | C17 ex LEIXLIP | Leixlip [T41,T42] | GRIFFINRATH |  | 53.3658 | -6.5027
MV/LV Substation GR***010Z |  | 10 kV | _ | LV | 400 kVA :Kiosk Substation | 0.4 | --> | 0.4 | 0 | 0 | Constrained, otherwise capacity available =171 kVA | --> | 0.38 | 0 | 0.111 | 0.328 | 0 |  | --> | C20 ex BALGADDY | Balgaddy [T41,T42] | GRANGE CASTLE |  | 53.3433 | -6.4345
MV/LV Substation BA***013Y |  | 10 kV | _ | LV | 100 kVA :Pole Substation | 0.1 | --> | 0.1 | 0 | 0 | Constrained, otherwise capacity available =62 kVA | --> | 0.095 | 0 | 0.008 | 0.094 | 0 |  | --> | C19 ex CELBRIDGE | Celbridge [T41,T42] | GRIFFINRATH |  | 53.3207 | -6.6264
MV/LV Substation CR***013Z |  | 10 kV | _ | LV | 630 kVA :Building Structure | 0.63 | --> | 0.63 | 0 | 0 | Constrained, otherwise capacity available =530 kVA | --> | 0.598 | 0 | 0.015 | 0.5 | 0 |  | --> | C28 ex CLONDALKIN | Clondalkin [T41,T42,T44] | INCHICORE 220KV |  | 53.3307 | -6.3937
MV/LV Substation NA***014Z |  | 10 kV | _ | LV | 400 kVA :Building Structure | 0.4 | --> | 0.4 | 0 | 0 | Constrained, otherwise capacity available =342 kVA | --> | 0.38 | 0 | 0 | 0.388 | 0 |  | --> | C19 ex CLONDALKIN | Clondalkin [T41,T42,T44] | INCHICORE 220KV |  | 53.305 | -6.42
MV/LV Substation TH***015Y |  | 10 kV | _ | LV | 50 kVA :Pole Substation | 0.05 | --> | 0.05 | 0 | 0 | Constrained, otherwise capacity available =40 kVA | --> | 0.048 | 0 | 0 | 0.049 | 0 |  | --> | C22 ex CELBRIDGE | Celbridge [T41,T42] | GRIFFINRATH |  | 53.3361 | -6.5382
MV/LV Substation OA***016Z |  | 10 kV | _ | LV | 400 kVA :Building Structure | 0.4 | --> | 0.4 | 0 | 0 | Constrained, otherwise capacity available =316 kVA | --> | 0.38 | 0 | 0 | 0.391 | 0 |  | --> | C34 ex CLONDALKIN | Clondalkin [T41,T42,T44] | INCHICORE 220KV |  | 53.3238 | -6.3685
MV/LV Substation PU***017Y |  | 10 kV | _ | LV | 200 kVA :Pole Substation | 0.2 | --> | 0.2 | 0 | 0 | Constrained, otherwise capacity available =153 kVA | --> | 0.19 | 0 | 0 | 0.196 | 0 |  | --> | C17 ex CELBRIDGE | Celbridge [T41,T42] | GRIFFINRATH |  | 53.3438 | -6.5301
MV/LV Substation MO***019Z |  | 10 kV | _ | LV | 200 kVA :Kiosk Substation | 0.2 | --> | 0.2 | 0 | 0 | Constrained, otherwise capacity available =26 kVA | --> | 0.19 | 0 | 0.043 | 0.18 | 0 |  | --> | C20 ex BALGADDY | Balgaddy [T41,T42] | GRANGE CASTLE |  | 53.3424 | -6.4305
MV/LV Substation CO***020Z |  | 10 kV | _ | LV | 200 kVA :Kiosk Substation | 0.2 | --> | 0.2 | 0 | 0 | Constrained, otherwise capacity available =151 kVA | --> | 0.19 | 0 | 0 | 0.197 | 0 |  | --> | C19 ex SEMPERIT | Semperit [T41,T42,T43] | GRANGE CASTLE |  | 53.345 | -6.3486
MV/LV Substation AL***021X |  | 10 kV | _ | LV | 400 kVA :Building Structure | 0.4 | --> | 0.4 | 0 | 0 | Constrained, otherwise capacity available =363 kVA | --> | 0.38 | 0 | 0 | 0.385 | 0 |  | --> | C17 ex INCHICORE NORTH | Inchicore North [T41] | INCHICORE 220KV |  | 53.334 | -6.3447
MV/LV Substation CL***021Z |  | 10 kV | _ | LV | 100 kVA :Pole Substation | 0.1 | --> | 0.1 | 0 | 0 | Constrained, otherwise capacity available =62 kVA | --> | 0.095 | 0 | 0 | 0.1 | 0 |  | --> | C18 ex BALGADDY | Balgaddy [T41,T42] | GRANGE CASTLE |  | 53.3502 | -6.4204
MV/LV Substation MO***022Z |  | 10 kV | _ | LV | 200 kVA :Kiosk Substation | 0.2 | --> | 0.2 | 0 | 0 | Constrained, otherwise capacity available =115 kVA | --> | 0.19 | 0 | 0.017 | 0.189 | 0 |  | --> | C20 ex BALGADDY | Balgaddy [T41,T42] | GRANGE CASTLE |  | 53.3435 | -6.4302
MV/LV Substation MI***024Z |  | 10 kV | _ | LV | 200 kVA :Kiosk Substation | 0.2 | --> | 0.2 | 0 | 0 | Constrained, otherwise capacity available =130 kVA | --> | 0.19 | 0 | 0.008 | 0.193 | 0 |  | --> | C16 ex CLONDALKIN | Clondalkin [T41,T42,T44] | INCHICORE 220KV |  | 53.321 | -6.414
MV/LV Substation WH***025Y |  | 10 kV | _ | LV | 100 kVA :Pole Substation | 0.1 | --> | 0.1 | 0 | 0 | Constrained, otherwise capacity available =93 kVA | --> | 0.095 | 0 | 0 | 0.096 | 0 |  | --> | C20 ex CELBRIDGE | Celbridge [T41,T42] | GRIFFINRATH |  | 53.2998 | -6.5759
MV/LV Substation NE***026Z |  | 10 kV | _ | LV | 400 kVA :Building Structure | 0.4 | --> | 0.4 | 0 | 0 | Constrained, otherwise capacity available =292 kVA | --> | 0.38 | 0 | 0.061 | 0.349 | 0 |  | --> | C34 ex CLONDALKIN | Clondalkin [T41,T42,T44] | INCHICORE 220KV |  | 53.3284 | -6.3713
MV/LV Substation ST***028Y |  | 10 kV | _ | LV | 200 kVA :Building Structure | 0.2 | --> | 0.2 | 0 | 0 | Constrained, otherwise capacity available =75 kVA | --> | 0.19 | 0 | 0 | 0.206 | 0 |  | --> | C22 ex CELBRIDGE | Celbridge [T41,T42] | GRIFFINRATH |  | 53.3373 | -6.5458
MV/LV Substation TH***029Y |  | 10 kV | _ | LV | 400 kVA :Kiosk Substation | 0.4 | --> | 0.4 | 0 | 0 | Constrained, otherwise capacity available =266 kVA | --> | 0.38 | 0 | 0.074 | 0.343 | 0 |  | --> | C17 ex CELBRIDGE | Celbridge [T41,T42] | GRIFFINRATH |  | 53.3446 | -6.5386
MV/LV Substation JA***029Z |  | 10 kV | _ | LV | 400 kVA :Kiosk Substation | 0.4 | --> | 0.4 | 0 | 0 | Constrained, otherwise capacity available =153 kVA | --> | 0.38 | 0 | 0.109 | 0.332 | 0 |  | --> | C14 ex CLONDALKIN | Clondalkin [T41,T42,T44] | INCHICORE 220KV |  | 53.3304 | -6.3983
MV/LV Substation IN***030Y |  | 10 kV | _ | LV | 400 kVA :Building Structure | 0.4 | --> | 0.4 | 0 | 0 | Constrained, otherwise capacity available =400 kVA | --> | 0.38 | 0 | 0 | 0.38 | 0 |  | --> | C16 ex LEIXLIP | Leixlip [T41,T42] | GRIFFINRATH |  | 53.34 | -6.5244
MV/LV Substation TE***031Z |  | 10 kV | _ | LV | 400 kVA :Building Structure | 0.4 | --> | 0.4 | 0 | 0 | Constrained, otherwise capacity available =237 kVA | --> | 0.38 | 0 | 0 | 0.402 | 0 |  | --> | C14 ex LIFFEY VALLEY | Liffey Valley [T41,T42] | INCHICORE 220KV |  | 53.349 | -6.4104
MV/LV Substation ES***033Z |  | 10 kV | _ | LV | 400 kVA :Kiosk Substation | 0.4 | --> | 0.4 | 0 | 0 | Constrained, otherwise capacity available =131 kVA | --> | 0.38 | 0 | 0.052 | 0.376 | 0 |  | --> | C18 ex LUCAN EAST | Lucan East [T41,T42] | GRANGE CASTLE |  | 53.348 | -6.4336
MV/LV Substation MI***034Z |  | 10 kV | _ | LV | 200 kVA :Kiosk Substation | 0.2 | --> | 0.2 | 0 | 0 | Constrained, otherwise capacity available =116 kVA | --> | 0.19 | 0 | 0.006 | 0.197 | 0 |  | --> | C16 ex CLONDALKIN | Clondalkin [T41,T42,T44] | INCHICORE 220KV |  | 53.32 | -6.4217
MV/LV Substation HI***037Z |  | 10 kV | _ | LV | 630 kVA :Kiosk Substation | 0.63 | --> | 0.63 | 0 | 0 | Constrained, otherwise capacity available =491 kVA | --> | 0.598 | 0 | 0.054 | 0.5 | 0 |  | --> | C15 ex LUCAN EAST | Lucan East [T41,T42] | GRANGE CASTLE |  | 53.3495 | -6.4523
MV/LV Substation RY***038Y |  | 10 kV | _ | LV | 400 kVA :Kiosk Substation | 0.4 | --> | 0.4 | 0 | 0 | Constrained, otherwise capacity available =262 kVA | --> | 0.38 | 0 | 0.068 | 0.348 | 0 |  | --> | C18 ex LEIXLIP | Leixlip [T41,T42] | GRIFFINRATH |  | 53.3672 | -6.493
MV/LV Substation 12***039 |  | 20 kV | _ | LV | 400 kVA :Building Structure | 0.4 | --> | 0.4 | 0 | 0 | Constrained, otherwise capacity available =383 kVA | --> | 0.38 | 0 | 0 | 0.382 | 0 |  | --> | E19 ex ADAMSTOWN | Adamstown [T121,T122] | INCHICORE 220KV |  | 53.3312 | -6.4553
MV/LV Substation RI***040Z |  | 10 kV | _ | LV | 630 kVA :Building Structure | 0.63 | --> | 0.63 | 0 | 0 | Constrained, otherwise capacity available =407 kVA | --> | 0.598 | 0 | 0.006 | 0.5 | 0 |  | --> | C34 ex CLONDALKIN | Clondalkin [T41,T42,T44] | INCHICORE 220KV |  | 53.3275 | -6.3734
MV/LV Substation LU***041 |  | 10 kV | _ | LV | 400 kVA :Kiosk Substation | 0.4 | --> | 0.4 | 0 | 0 | Constrained, otherwise capacity available =174 kVA | --> | 0.38 | 0 | 0.025 | 0.391 | 0 |  | --> | C17 ex LUCAN EAST | Lucan East [T41,T42] | GRANGE CASTLE |  | 53.3545 | -6.458
MV/LV Substation WA***041Y |  | 10 kV | _ | LV | 400 kVA :Kiosk Substation | 0.4 | --> | 0.4 | 0 | 0 | Constrained, otherwise capacity available =319 kVA | --> | 0.38 | 0 | 0.007 | 0.386 | 0 |  | --> | C17 ex CELBRIDGE | Celbridge [T41,T42] | GRIFFINRATH |  | 53.3481 | -6.5393
MV/LV Substation GR***041Z |  | 10 kV | _ | LV | 200 kVA :Kiosk Substation | 0.2 | --> | 0.2 | 0 | 0 | Constrained, otherwise capacity available =17 kVA | --> | 0.19 | 0 | 0.03 | 0.191 | 0 |  | --> | C17 ex BALGADDY | Balgaddy [T41,T42] | GRANGE CASTLE |  | 53.3247 | -6.4286
MV/LV Substation KI***043X |  | 10 kV | _ | LV | 400 kVA :Building Structure | 0.4 | --> | 0.4 | 0 | 0 | Constrained, otherwise capacity available =174 kVA | --> | 0.38 | 0 | 0 | 0.41 | 0 |  | --> | C12 ex PALMERSTOWN | Palmerstown [T41,T42] | FINGLAS |  | 53.3586 | -6.3857
MV/LV Substation KI***045Z |  | 10 kV | _ | LV | 50 kVA :Pole Substation | 0.05 | --> | 0.05 | 0 | 0 | Constrained, otherwise capacity available =49 kVA | --> | 0.048 | 0 | 0 | 0.048 | 0 |  | --> | C19 ex CELBRIDGE | Celbridge [T41,T42] | GRIFFINRATH |  | 53.3251 | -6.5615
MV/LV Substation FL***047Z |  | 10 kV | _ | LV | 200 kVA :Kiosk Substation | 0.2 | --> | 0.2 | 0 | 0 | Constrained, otherwise capacity available =167 kVA | --> | 0.19 | 0 | 0 | 0.194 | 0 |  | --> | C14 ex INCHICORE NORTH | Inchicore North [T41] | INCHICORE 220KV |  | 53.3419 | -6.3264
MV/LV Substation B.***049Z |  | 10 kV | _ | LV | 630 kVA :Building Structure | 0.63 | --> | 0.63 | 0 | 0 | Constrained, otherwise capacity available =476 kVA | --> | 0.598 | 0 | 0.05 | 0.5 | 0 |  | --> | C31 ex SEMPERIT | Semperit [T41,T42,T43] | GRANGE CASTLE |  | 53.3318 | -6.3709
MV/LV Substation B.***050Z |  | 10 kV | _ | LV | 630 kVA :Building Structure | 0.63 | --> | 0.63 | 0 | 0 | Constrained, otherwise capacity available =383 kVA | --> | 0.598 | 0 | 0.059 | 0.5 | 0 |  | --> | C31 ex SEMPERIT | Semperit [T41,T42,T43] | GRANGE CASTLE |  | 53.3312 | -6.3685
MV/LV Substation LE***054Y |  | 10 kV | _ | LV | 400 kVA :Kiosk Substation | 0.4 | --> | 0.4 | 0 | 0 | Constrained, otherwise capacity available =273 kVA | --> | 0.38 | 0 | 0.023 | 0.38 | 0 |  | --> | C17 ex LEIXLIP | Leixlip [T41,T42] | GRIFFINRATH |  | 53.3614 | -6.4998
MV/LV Substation LI***054Z |  | 10 kV | _ | LV | 1000 kVA :Building Structure | 1 | --> | 1 | 0 | 0 | Constrained, otherwise capacity available =690 kVA | --> | 0.95 | 0 | 0 | 0.5 | 0 |  | --> | C12 ex PALMERSTOWN | Palmerstown [T41,T42] | FINGLAS |  | 53.3529 | -6.3916
MV/LV Substation KY***055X |  | 10 kV | _ | LV | 400 kVA :Kiosk Substation | 0.4 | --> | 0.4 | 0 | 0 | Constrained, otherwise capacity available =250 kVA | --> | 0.38 | 0 | 0 | 0.4 | 0 |  | --> | C17 ex SEMPERIT | Semperit [T41,T42,T43] | GRANGE CASTLE |  | 53.3364 | -6.3484
MV/LV Substation EL***056Y |  | 10 kV | _ | LV | 400 kVA :Kiosk Substation | 0.4 | --> | 0.4 | 0 | 0 | Constrained, otherwise capacity available =328 kVA | --> | 0.38 | 0 | 0.044 | 0.357 | 0 |  | --> | C17 ex LEIXLIP | Leixlip [T41,T42] | GRIFFINRATH |  | 53.3604 | -6.5043
MV/LV Substation LI***057Z |  | 10 kV | _ | LV | 630 kVA :Building Structure | 0.63 | --> | 0.63 | 0 | 0 | Constrained, otherwise capacity available =411 kVA | --> | 0.598 | 0 | 0 | 0.5 | 0 |  | --> | C19 ex PALMERSTOWN | Palmerstown [T41,T42] | FINGLAS |  | 53.352 | -6.3926
MV/LV Substation TH***058Y |  | 10 kV | _ | LV | 400 kVA :Kiosk Substation | 0.4 | --> | 0.4 | 0 | 0 | Constrained, otherwise capacity available =279 kVA | --> | 0.38 | 0 | 0.069 | 0.345 | 0 |  | --> | C22 ex CELBRIDGE | Celbridge [T41,T42] | GRIFFINRATH |  | 53.3348 | -6.5389
MV/LV Substation LI***058Z |  | 10 kV | _ | LV | 630 kVA :Building Structure | 0.63 | --> | 0.63 | 0 | 0 | Constrained, otherwise capacity available =412 kVA | --> | 0.598 | 0 | 0 | 0.5 | 0 |  | --> | C19 ex PALMERSTOWN | Palmerstown [T41,T42] | FINGLAS |  | 53.3524 | -6.3907
MV/LV Substation WO***059 |  | 10 kV | _ | LV | 400 kVA :Building Structure | 0.4 | --> | 0.4 | 0 | 0 | Constrained, otherwise capacity available =262 kVA | --> | 0.38 | 0 | 0.122 | 0.308 | 0 |  | --> | C17 ex LUCAN EAST | Lucan East [T41,T42] | GRANGE CASTLE |  | 53.3609 | -6.4453
MV/LV Substation LI***059Z |  | 10 kV | _ | LV | 400 kVA :Building Structure | 0.4 | --> | 0.4 | 0 | 0 | Constrained, otherwise capacity available =275 kVA | --> | 0.38 | 0 | 0 | 0.397 | 0 |  | --> | C12 ex PALMERSTOWN | Palmerstown [T41,T42] | FINGLAS |  | 53.3541 | -6.3895
MV/LV Substation CH***060 |  | 10 kV | _ | LV | 630 kVA :Building Structure | 0.63 | --> | 0.63 | 0 | 0 | Constrained, otherwise capacity available =421 kVA | --> | 0.598 | 0 | 0.06 | 0.5 | 0 |  | --> | C13 ex PALMERSTOWN | Palmerstown [T41,T42] | FINGLAS |  | 53.3429 | -6.3765
MV/LV Substation EL***060X |  | 10 kV | _ | LV | 400 kVA :Building Structure | 0.4 | --> | 0.4 | 0 | 0 | Constrained, otherwise capacity available =346 kVA | --> | 0.38 | 0 | 0 | 0.387 | 0 |  | --> | C17 ex INCHICORE NORTH | Inchicore North [T41] | INCHICORE 220KV |  | 53.3335 | -6.3519
MV/LV Substation RY***060Y |  | 10 kV | _ | LV | 400 kVA :Kiosk Substation | 0.4 | --> | 0.4 | 0 | 0 | Constrained, otherwise capacity available =310 kVA | --> | 0.38 | 0 | 0.074 | 0.337 | 0 |  | --> | C18 ex LEIXLIP | Leixlip [T41,T42] | GRIFFINRATH |  | 53.3691 | -6.4948
MV/LV Substation LI***060Z |  | 10 kV | _ | LV | 630 kVA :Building Structure | 0.63 | --> | 0.63 | 0 | 0 | Constrained, otherwise capacity available =492 kVA | --> | 0.598 | 0 | 0 | 0.5 | 0 |  | --> | C19 ex PALMERSTOWN | Palmerstown [T41,T42] | FINGLAS |  | 53.3532 | -6.3893
MV/LV Substation RI***062Y |  | 10 kV | _ | LV | 400 kVA :Kiosk Substation | 0.4 | --> | 0.4 | 0 | 0 | Constrained, otherwise capacity available =288 kVA | --> | 0.38 | 0 | 0.061 | 0.35 | 0 |  | --> | C12 ex LEIXLIP | Leixlip [T41,T42] | GRIFFINRATH |  | 53.3719 | -6.4894
MV/LV Substation RI***063Y |  | 10 kV | _ | LV | 400 kVA :Kiosk Substation | 0.4 | --> | 0.4 | 0 | 0 | Constrained, otherwise capacity available =311 kVA | --> | 0.38 | 0 | 0.041 | 0.362 | 0 |  | --> | C12 ex LEIXLIP | Leixlip [T41,T42] | GRIFFINRATH |  | 53.3725 | -6.4917
MV/LV Substation LI***063Z |  | 10 kV | _ | LV | 1000 kVA :Building Structure | 1 | --> | 1 | 0 | 0 | Constrained, otherwise capacity available =910 kVA | --> | 0.95 | 0 | 0 | 0.5 | 0 |  | --> | C17 ex LIFFEY VALLEY | Liffey Valley [T41,T42] | INCHICORE 220KV |  | 53.348 | -6.3921
MV/LV Substation EL***064Y |  | 10 kV | _ | LV | 400 kVA :Kiosk Substation | 0.4 | --> | 0.4 | 0 | 0 | Constrained, otherwise capacity available =323 kVA | --> | 0.38 | 0 | 0.042 | 0.359 | 0 |  | --> | C17 ex LEIXLIP | Leixlip [T41,T42] | GRIFFINRATH |  | 53.3616 | -6.5065
MV/LV Substation LI***064Z |  | 10 kV | _ | LV | 630 kVA :Building Structure | 0.63 | --> | 0.63 | 0 | 0 | Constrained, otherwise capacity available =426 kVA | --> | 0.598 | 0 | 0 | 0.5 | 0 |  | --> | C17 ex LIFFEY VALLEY | Liffey Valley [T41,T42] | INCHICORE 220KV |  | 53.3489 | -6.394
MV/LV Substation QU***066Z |  | 10 kV | _ | LV | 400 kVA :Kiosk Substation | 0.4 | --> | 0.4 | 0 | 0 | Constrained, otherwise capacity available =319 kVA | --> | 0.38 | 0 | 0.036 | 0.364 | 0 |  | --> | C20 ex CLONDALKIN | Clondalkin [T41,T42,T44] | INCHICORE 220KV |  | 53.317 | -6.3853
MV/LV Substation CR***068Y |  | 10 kV | _ | LV | 200 kVA :Kiosk Substation | 0.2 | --> | 0.2 | 0 | 0 | Constrained, otherwise capacity available =126 kVA | --> | 0.19 | 0 | 0.06 | 0.155 | 0 |  | --> | C12 ex MONEYCOOLEY | Moneycooley [T41,T42,T44] | GRIFFINRATH |  | 53.3526 | -6.5447
MV/LV Substation AS***068Z |  | 10 kV | _ | LV | 200 kVA :Kiosk Substation | 0.2 | --> | 0.2 | 0 | 0 | Constrained, otherwise capacity available =115 kVA | --> | 0.19 | 0 | 0.037 | 0.174 | 0 |  | --> | C20 ex BALGADDY | Balgaddy [T41,T42] | GRANGE CASTLE |  | 53.3462 | -6.4342
MV/LV Substation ST***069Z |  | 10 kV | _ | LV | 200 kVA :Kiosk Substation | 0.2 | --> | 0.2 | 0 | 0 | Constrained, otherwise capacity available =155 kVA | --> | 0.19 | 0 | 0 | 0.196 | 0 |  | --> | C14 ex INCHICORE NORTH | Inchicore North [T41] | INCHICORE 220KV |  | 53.3434 | -6.3373
MV/LV Substation WA***070Y |  | 10 kV | _ | LV | 400 kVA :Kiosk Substation | 0.4 | --> | 0.4 | 0 | 0 | Constrained, otherwise capacity available =309 kVA | --> | 0.38 | 0 | 0.024 | 0.374 | 0 |  | --> | C17 ex CELBRIDGE | Celbridge [T41,T42] | GRIFFINRATH |  | 53.349 | -6.5404
MV/LV Substation VA***071Y |  | 10 kV | _ | LV | 200 kVA :Kiosk Substation | 0.2 | --> | 0.2 | 0 | 0 | Constrained, otherwise capacity available =140 kVA | --> | 0.19 | 0 | 0.032 | 0.174 | 0 |  | --> | C22 ex CELBRIDGE | Celbridge [T41,T42] | GRIFFINRATH |  | 53.341 | -6.5481
MV/LV Substation KN***072Z |  | 10 kV | _ | LV | 400 kVA :Building Structure | 0.4 | --> | 0.4 | 0 | 0 | Constrained, otherwise capacity available =340 kVA | --> | 0.38 | 0 | 0 | 0.388 | 0 |  | --> | C13 ex CLONDALKIN | Clondalkin [T41,T42,T44] | INCHICORE 220KV |  | 53.3245 | -6.366
MV/LV Substation RI***073Y |  | 10 kV | _ | LV | 200 kVA :Kiosk Substation | 0.2 | --> | 0.2 | 0 | 0 | Constrained, otherwise capacity available =138 kVA | --> | 0.19 | 0 | 0.012 | 0.189 | 0 |  | --> | C12 ex LEIXLIP | Leixlip [T41,T42] | GRIFFINRATH |  | 53.3741 | -6.4899
MV/LV Substation CR***073Z |  | 10 kV | _ | LV | 400 kVA :Building Structure | 0.4 | --> | 0.4 | 0 | 0 | Constrained, otherwise capacity available =344 kVA | --> | 0.38 | 0 | 0.025 | 0.369 | 0 |  | --> | C28 ex CLONDALKIN | Clondalkin [T41,T42,T44] | INCHICORE 220KV |  | 53.3322 | -6.3845
MV/LV Substation AN***074X |  | 10 kV | _ | LV | 400 kVA :Building Structure | 0.4 | --> | 0.4 | 0 | 0 | Constrained, otherwise capacity available =270 kVA | --> | 0.38 | 0 | 0 | 0.397 | 0 |  | --> | C19 ex SEMPERIT | Semperit [T41,T42,T43] | GRANGE CASTLE |  | 53.3469 | -6.3506
MV/LV Substation RI***074Y |  | 10 kV | _ | LV | 400 kVA :Kiosk Substation | 0.4 | --> | 0.4 | 0 | 0 | Constrained, otherwise capacity available =296 kVA | --> | 0.38 | 0 | 0.018 | 0.381 | 0 |  | --> | C12 ex LEIXLIP | Leixlip [T41,T42] | GRIFFINRATH |  | 53.3738 | -6.4875
MV/LV Substation FO***074Z |  | 10 kV | _ | LV | 400 kVA :Building Structure | 0.4 | --> | 0.4 | 0 | 0 | Constrained, otherwise capacity available =202 kVA | --> | 0.38 | 0 | 0.025 | 0.388 | 0 |  | --> | C11 ex LIFFEY VALLEY | Liffey Valley [T41,T42] | INCHICORE 220KV |  | 53.3494 | -6.4137
MV/LV Substation RY***075Y |  | 10 kV | _ | LV | 400 kVA :Kiosk Substation | 0.4 | --> | 0.4 | 0 | 0 | Constrained, otherwise capacity available =256 kVA | --> | 0.38 | 0 | 0.089 | 0.333 | 0 |  | --> | C18 ex LEIXLIP | Leixlip [T41,T42] | GRIFFINRATH |  | 53.3706 | -6.4968
MV/LV Substation GR***075Z |  | 10 kV | _ | LV | 200 kVA :Kiosk Substation | 0.2 | --> | 0.2 | 0 | 0 | Constrained, otherwise capacity available =108 kVA | --> | 0.19 | 0 | 0.028 | 0.181 | 0 |  | --> | C20 ex BALGADDY | Balgaddy [T41,T42] | GRANGE CASTLE |  | 53.3412 | -6.4317
MV/LV Substation TH***078Y |  | 10 kV | _ | LV | 200 kVA :Kiosk Substation | 0.2 | --> | 0.2 | 0 | 0 | Constrained, otherwise capacity available =90 kVA | --> | 0.19 | 0 | 0.065 | 0.156 | 0 |  | --> | C17 ex CELBRIDGE | Celbridge [T41,T42] | GRIFFINRATH |  | 53.3468 | -6.5363
MV/LV Substation GR***078Z |  | 10 kV | _ | LV | 400 kVA :Kiosk Substation | 0.4 | --> | 0.4 | 0 | 0 | Constrained, otherwise capacity available =234 kVA | --> | 0.38 | 0 | 0.033 | 0.378 | 0 |  | --> | C20 ex BALGADDY | Balgaddy [T41,T42] | GRANGE CASTLE |  | 53.341 | -6.4359
MV/LV Substation VA***080Y |  | 10 kV | _ | LV | 400 kVA :Kiosk Substation | 0.4 | --> | 0.4 | 0 | 0 | Constrained, otherwise capacity available =269 kVA | --> | 0.38 | 0 | 0.06 | 0.353 | 0 |  | --> | C17 ex CELBRIDGE | Celbridge [T41,T42] | GRIFFINRATH |  | 53.3439 | -6.5478
MV/LV Substation PO***080Z |  | 10 kV | _ | LV | 630 kVA :Building Structure | 0.63 | --> | 0.63 | 0 | 0 | Constrained, otherwise capacity available =371 kVA | --> | 0.598 | 0 | 0 | 0.5 | 0 |  | --> | C14 ex LIFFEY VALLEY | Liffey Valley [T41,T42] | INCHICORE 220KV |  | 53.3498 | -6.4071
MV/LV Substation CA***081 |  | 10 kV | _ | LV | 630 kVA :Building Structure | 0.63 | --> | 0.63 | 0 | 0 | Constrained, otherwise capacity available =614 kVA | --> | 0.598 | 0 | 0 | 0.5 | 0 |  | --> | C12 ex LEIXLIP | Leixlip [T41,T42] | GRIFFINRATH |  | 53.3632 | -6.4812
MV/LV Substation CA***081Z |  | 10 kV | _ | LV | 200 kVA :Kiosk Substation | 0.2 | --> | 0.2 | 0 | 0 | Constrained, otherwise capacity available =157 kVA | --> | 0.19 | 0 | 0.008 | 0.19 | 0 |  | --> | C18 ex BALGADDY | Balgaddy [T41,T42] | GRANGE CASTLE |  | 53.3475 | -6.4293
MV/LV Substation WA***083Z |  | 10 kV | _ | LV | 630 kVA :Building Structure | 0.63 | --> | 0.63 | 0 | 0 | Constrained, otherwise capacity available =630 kVA | --> | 0.598 | 0 | 0 | 0.5 | 0 |  | --> | C13 ex CLONDALKIN | Clondalkin [T41,T42,T44] | INCHICORE 220KV |  | 53.3218 | -6.3623
MV/LV Substation TE***084Y |  | 10 kV | _ | LV | 100 kVA :Pole Substation | 0.1 | --> | 0.1 | 0 | 0 | Constrained, otherwise capacity available =67 kVA | --> | 0.095 | 0 | 0 | 0.099 | 0 |  | --> | C22 ex CELBRIDGE | Celbridge [T41,T42] | GRIFFINRATH |  | 53.3386 | -6.5465
MV/LV Substation ES***085Z |  | 10 kV | _ | LV | 1000 kVA :Building Structure | 1 | --> | 1 | 0 | 0 | Constrained, otherwise capacity available =1000 kVA | --> | 0.95 | 0 | 0 | 0.5 | 0 |  | --> | C22 ex BALLYMOUNT | Ballymount [T41,T42] | INCHICORE 220KV |  | 53.3141 | -6.3633
MV/LV Substation TA***086Y |  | 10 kV | _ | LV | 630 kVA :Kiosk Substation | 0.63 | --> | 0.63 | 0 | 0 | Constrained, otherwise capacity available =630 kVA | --> | 0.598 | 0 | 0 | 0.5 | 0 |  | --> | C22 ex CELBRIDGE | Celbridge [T41,T42] | GRIFFINRATH |  | 53.3483 | -6.6016
MV/LV Substation WH***086Z |  | 10 kV | _ | LV | 630 kVA :Building Structure | 0.63 | --> | 0.63 | 0 | 0 | Constrained, otherwise capacity available =483 kVA | --> | 0.598 | 0 | 0 | 0.5 | 0 |  | --> | C20 ex SEMPERIT | Semperit [T41,T42,T43] | GRANGE CASTLE |  | 53.3319 | -6.3642
MV/LV Substation GL***087Z |  | 10 kV | _ | LV | 50 kVA :Pole Substation | 0.05 | --> | 0.05 | 0 | 0 | Constrained, otherwise capacity available =38 kVA | --> | 0.048 | 0 | 0 | 0.049 | 0 |  | --> | C12 ex CASTLEKNOCK | Castleknock [T41,T42] | FINGLAS |  | 53.366 | -6.3779
MV/LV Substation CL***089Y |  | 10 kV | _ | LV | 400 kVA :Kiosk Substation | 0.4 | --> | 0.4 | 0 | 0 | Constrained, otherwise capacity available =350 kVA | --> | 0.38 | 0 | 0.035 | 0.361 | 0 |  | --> | C11 ex MONEYCOOLEY | Moneycooley [T41,T42,T44] | GRIFFINRATH |  | 53.3736 | -6.6024
MV/LV Substation GR***089Z |  | 10 kV | _ | LV | 400 kVA :Kiosk Substation | 0.4 | --> | 0.4 | 0 | 0 | Constrained, otherwise capacity available =331 kVA | --> | 0.38 | 0 | 0 | 0.389 | 0 |  | --> | C17 ex BALGADDY | Balgaddy [T41,T42] | GRANGE CASTLE |  | 53.3235 | -6.4299
MV/LV Substation GR***090Z |  | 10 kV | _ | LV | 200 kVA :Kiosk Substation | 0.2 | --> | 0.2 | 0 | 0 | Constrained, otherwise capacity available =187 kVA | --> | 0.19 | 0 | 0 | 0.192 | 0 |  | --> | C17 ex BALGADDY | Balgaddy [T41,T42] | GRANGE CASTLE |  | 53.3254 | -6.4314
MV/LV Substation GR***091Z |  | 10 kV | _ | LV | 200 kVA :Kiosk Substation | 0.2 | --> | 0.2 | 0 | 0 | Constrained, otherwise capacity available =189 kVA | --> | 0.19 | 0 | 0 | 0.192 | 0 |  | --> | C17 ex BALGADDY | Balgaddy [T41,T42] | GRANGE CASTLE |  | 53.3276 | -6.431
MV/LV Substation GL***092Y |  | 10 kV | _ | LV | 400 kVA :Kiosk Substation | 0.4 | --> | 0.4 | 0 | 0 | Constrained, otherwise capacity available =261 kVA | --> | 0.38 | 0 | 0.05 | 0.362 | 0 |  | --> | C12 ex LEIXLIP | Leixlip [T41,T42] | GRIFFINRATH |  | 53.372 | -6.4827
MV/LV Substation MU***092Z |  | 10 kV | _ | LV | 630 kVA :Building Structure | 0.63 | --> | 0.63 | 0 | 0 | Constrained, otherwise capacity available =463 kVA | --> | 0.598 | 0 | 0.006 | 0.5 | 0 |  | --> | C13 ex BALLYMOUNT | Ballymount [T41,T42] | INCHICORE 220KV |  | 53.3196 | -6.3474
MV/LV Substation AN***094Z |  | 10 kV | _ | LV | 200 kVA :Kiosk Substation | 0.2 | --> | 0.2 | 0 | 0 | Constrained, otherwise capacity available =141 kVA | --> | 0.19 | 0 | 0.005 | 0.194 | 0 |  | --> | C18 ex LUCAN EAST | Lucan East [T41,T42] | GRANGE CASTLE |  | 53.3575 | -6.4312
MV/LV Substation HI***095Y |  | 10 kV | _ | LV | 400 kVA :Kiosk Substation | 0.4 | --> | 0.4 | 0 | 0 | Constrained, otherwise capacity available =269 kVA | --> | 0.38 | 0 | 0.042 | 0.366 | 0 |  | --> | C17 ex LEIXLIP | Leixlip [T41,T42] | GRIFFINRATH |  | 53.3642 | -6.4968
MV/LV Substation GL***096Y |  | 10 kV | _ | LV | 400 kVA :Kiosk Substation | 0.4 | --> | 0.4 | 0 | 0 | Constrained, otherwise capacity available =245 kVA | --> | 0.38 | 0 | 0.101 | 0.326 | 0 |  | --> | C12 ex LEIXLIP | Leixlip [T41,T42] | GRIFFINRATH |  | 53.3721 | -6.4766
MV/LV Substation GR***096Z |  | 10 kV | _ | LV | 400 kVA :Kiosk Substation | 0.4 | --> | 0.4 | 0 | 0 | Constrained, otherwise capacity available =325 kVA | --> | 0.38 | 0 | 0.022 | 0.374 | 0 |  | --> | C13 ex BALGADDY | Balgaddy [T41,T42] | GRANGE CASTLE |  | 53.3406 | -6.4463
MV/LV Substation JO***097Z |  | 10 kV | _ | LV | 400 kVA :Kiosk Substation | 0.4 | --> | 0.4 | 0 | 0 | Constrained, otherwise capacity available =267 kVA | --> | 0.38 | 0 | 0.047 | 0.363 | 0 |  | --> | C13 ex BALGADDY | Balgaddy [T41,T42] | GRANGE CASTLE |  | 53.3418 | -6.4435
MV/LV Substation KY***098 |  | 10 kV | _ | LV | 630 kVA :Building Structure | 0.63 | --> | 0.63 | 0 | 0 | Constrained, otherwise capacity available =277 kVA | --> | 0.598 | 0 | 0.016 | 0.5 | 0 |  | --> | C13 ex INCHICORE NORTH | Inchicore North [T41] | INCHICORE 220KV |  | 53.3374 | -6.3473
MV/LV Substation TH***098Y |  | 10 kV | _ | LV | 200 kVA :Kiosk Substation | 0.2 | --> | 0.2 | 0 | 0 | Constrained, otherwise capacity available =112 kVA | --> | 0.19 | 0 | 0.036 | 0.175 | 0 |  | --> | C17 ex CELBRIDGE | Celbridge [T41,T42] | GRIFFINRATH |  | 53.345 | -6.5357
MV/LV Substation S ***098Z |  | 10 kV | _ | LV | 400 kVA :Building Structure | 0.4 | --> | 0.4 | 0 | 0 | Constrained, otherwise capacity available =338 kVA | --> | 0.38 | 0 | 0 | 0.388 | 0 |  | --> | C13 ex LIFFEY VALLEY | Liffey Valley [T41,T42] | INCHICORE 220KV |  | 53.3567 | -6.4061
MV/LV Substation CH***099 |  | 10 kV | _ | LV | 630 kVA :Building Structure | 0.63 | --> | 0.63 | 0 | 0 | Constrained, otherwise capacity available =401 kVA | --> | 0.598 | 0 | 0 | 0.5 | 0 |  | --> | C14 ex INCHICORE NORTH | Inchicore North [T41] | INCHICORE 220KV |  | 53.3476 | -6.3426
MV/LV Substation CO***099Y |  | 10 kV | _ | LV | 200 kVA :Kiosk Substation | 0.2 | --> | 0.2 | 0 | 0 | Constrained, otherwise capacity available =169 kVA | --> | 0.19 | 0 | 0 | 0.194 | 0 |  | --> | C17 ex LEIXLIP | Leixlip [T41,T42] | GRIFFINRATH |  | 53.3642 | -6.4998
MV/LV Substation MA***099Z |  | 10 kV | _ | LV | 200 kVA :Kiosk Substation | 0.2 | --> | 0.2 | 0 | 0 | Constrained, otherwise capacity available =127 kVA | --> | 0.19 | 0 | 0.01 | 0.192 | 0 |  | --> | C14 ex INCHICORE NORTH | Inchicore North [T41] | INCHICORE 220KV |  | 53.3486 | -6.3445
MV/LV Substation GR***100Y |  | 10 kV | _ | LV | 400 kVA :Kiosk Substation | 0.4 | --> | 0.4 | 0 | 0 | Constrained, otherwise capacity available =347 kVA | --> | 0.38 | 0 | 0.003 | 0.385 | 0 |  | --> | C20 ex MONEYCOOLEY | Moneycooley [T41,T42,T44] | GRIFFINRATH |  | 53.3739 | -6.5934
MV/LV Substation BA***101 |  | 10 kV | _ | LV | 400 kVA :Building Structure | 0.4 | --> | 0.4 | 0 | 0 | Constrained, otherwise capacity available =111 kVA | --> | 0.38 | 0 | 0.032 | 0.394 | 0 |  | --> | C14 ex INCHICORE NORTH | Inchicore North [T41] | INCHICORE 220KV |  | 53.3413 | -6.333
MV/LV Substation FF***101Z |  | 10 kV | _ | LV | 400 kVA :Kiosk Substation | 0.4 | --> | 0.4 | 0 | 0 | Constrained, otherwise capacity available =293 kVA | --> | 0.38 | 0 | 0.051 | 0.357 | 0 |  | --> | C18 ex BALGADDY | Balgaddy [T41,T42] | GRANGE CASTLE |  | 53.3482 | -6.4258
MV/LV Substation CE***102Y |  | 10 kV | _ | LV | 50 kVA :Pole Substation | 0.05 | --> | 0.05 | 0 | 0 | Constrained, otherwise capacity available =46 kVA | --> | 0.048 | 0 | 0 | 0.048 | 0 |  | --> | C22 ex CELBRIDGE | Celbridge [T41,T42] | GRIFFINRATH |  | 53.3335 | -6.5458
MV/LV Substation MT***102Z |  | 10 kV | _ | LV | 200 kVA :Kiosk Substation | 0.2 | --> | 0.2 | 0 | 0 | Constrained, otherwise capacity available =83 kVA | --> | 0.19 | 0 | 0.058 | 0.162 | 0 |  | --> | C13 ex LIFFEY VALLEY | Liffey Valley [T41,T42] | INCHICORE 220KV |  | 53.3556 | -6.4113
MV/LV Substation LI***103Z |  | 10 kV | _ | LV | 400 kVA :Kiosk Substation | 0.4 | --> | 0.4 | 0 | 0 | Constrained, otherwise capacity available =159 kVA | --> | 0.38 | 0 | 0.063 | 0.365 | 0 |  | --> | C13 ex LIFFEY VALLEY | Liffey Valley [T41,T42] | INCHICORE 220KV |  | 53.3525 | -6.4122
MV/LV Substation PR***104Y |  | 10 kV | _ | LV | 400 kVA :Kiosk Substation | 0.4 | --> | 0.4 | 0 | 0 | Constrained, otherwise capacity available =304 kVA | --> | 0.38 | 0 | 0.062 | 0.347 | 0 |  | --> | C22 ex CELBRIDGE | Celbridge [T41,T42] | GRIFFINRATH |  | 53.3361 | -6.5522
MV/LV Substation CR***105Y |  | 10 kV | _ | LV | 200 kVA :Kiosk Substation | 0.2 | --> | 0.2 | 0 | 0 | Constrained, otherwise capacity available =113 kVA | --> | 0.19 | 0 | 0.112 | 0.118 | 0 |  | --> | C12 ex MONEYCOOLEY | Moneycooley [T41,T42,T44] | GRIFFINRATH |  | 53.3539 | -6.5461
MV/LV Substation SI***105Z |  | 10 kV | _ | LV | 200 kVA :Pole Substation | 0.2 | --> | 0.2 | 0 | 0 | Constrained, otherwise capacity available =197 kVA | --> | 0.19 | 0 | 0 | 0.19 | 0 |  | --> | C19 ex CLONDALKIN | Clondalkin [T41,T42,T44] | INCHICORE 220KV |  | 53.2979 | -6.4338
MV/LV Substation SH***106 |  | 10 kV | _ | LV | 630 kVA :Building Structure | 0.63 | --> | 0.63 | 0 | 0 | Constrained, otherwise capacity available =615 kVA | --> | 0.598 | 0 | 0 | 0.5 | 0 |  | --> | C14 ex INCHICORE NORTH | Inchicore North [T41] | INCHICORE 220KV |  | 53.3362 | -6.3382
MV/LV Substation LA***106Z |  | 10 kV | _ | LV | 400 kVA :Kiosk Substation | 0.4 | --> | 0.4 | 0 | 0 | Constrained, otherwise capacity available =233 kVA | --> | 0.38 | 0 | 0.071 | 0.35 | 0 |  | --> | C18 ex BALGADDY | Balgaddy [T41,T42] | GRANGE CASTLE |  | 53.3532 | -6.4197
MV/LV Substation CA***107Z |  | 10 kV | _ | LV | 200 kVA :Building Structure | 0.2 | --> | 0.2 | 0.121 | 7.91 |  | --> | 0.19 | 0 | 0.006 | 0.196 | 0 |  | --> | C23 ex PELLETSTOWN | Pelletstown [T101,T102] | FINGLAS |  | 53.3717 | -6.3902
MV/LV Substation PA***108 |  | 10 kV | _ | LV | 630 kVA :Building Structure | 0.63 | --> | 0.63 | 0 | 0 | Constrained, otherwise capacity available =418 kVA | --> | 0.598 | 0 | 0.106 | 0.5 | 0 |  | --> | C18 ex PALMERSTOWN | Palmerstown [T41,T42] | FINGLAS |  | 53.3538 | -6.3695
MV/LV Substation CE***108Y |  | 10 kV | _ | LV | 200 kVA :Building Structure | 0.2 | --> | 0.2 | 0 | 0 | Constrained, otherwise capacity available =133 kVA | --> | 0.19 | 0 | 0 | 0.199 | 0 |  | --> | C17 ex CELBRIDGE | Celbridge [T41,T42] | GRIFFINRATH |  | 53.3449 | -6.5449
MV/LV Substation ME***108Z |  | 10 kV | _ | LV | 1000 kVA :Building Structure | 1 | --> | 1 | 0 | 0 | Constrained, otherwise capacity available =738 kVA | --> | 0.95 | 0 | 0 | 0.5 | 0 |  | --> | C27 ex GRANGE CASTLE | Grange Castle [T101,T102] | INCHICORE 220KV |  | 53.3196 | -6.4399
MV/LV Substation HI***109 |  | 10 kV | _ | LV | 400 kVA :Kiosk Substation | 0.4 | --> | 0.4 | 0 | 0 | Constrained, otherwise capacity available =248 kVA | --> | 0.38 | 0 | 0.031 | 0.377 | 0 |  | --> | C15 ex LUCAN EAST | Lucan East [T41,T42] | GRANGE CASTLE |  | 53.3494 | -6.4646
MV/LV Substation HA***109Z |  | 10 kV | _ | LV | 400 kVA :Kiosk Substation | 0.4 | --> | 0.4 | 0 | 0 | Constrained, otherwise capacity available =273 kVA | --> | 0.38 | 0 | 0.086 | 0.333 | 0 |  | --> | C13 ex BALGADDY | Balgaddy [T41,T42] | GRANGE CASTLE |  | 53.3375 | -6.4404
MV/LV Substation WE***110 |  | 20 kV | _ | LV | 630 kVA :Building Structure | 0.63 | --> | 0.63 | 0 | 0 | Constrained, otherwise capacity available =435 kVA | --> | 0.598 | 0 | 0.02 | 0.5 | 0 |  | --> | E21 ex ADAMSTOWN | Adamstown [T121,T122] | INCHICORE 220KV |  | 53.3317 | -6.3976
MV/LV Substation PA***110Z |  | 10 kV | _ | LV | 1000 kVA :Building Structure | 1 | --> | 1 | 0 | 0 | Constrained, otherwise capacity available =631 kVA | --> | 0.95 | 0 | 0.06 | 0.5 | 0 |  | --> | C31 ex SEMPERIT | Semperit [T41,T42,T43] | GRANGE CASTLE |  | 53.3303 | -6.3741
MV/LV Substation CO***111Y |  | 10 kV | _ | LV | 630 kVA :Kiosk Substation | 0.63 | --> | 0.63 | 0 | 0 | Constrained, otherwise capacity available =527 kVA | --> | 0.598 | 0 | 0.058 | 0.5 | 0 |  | --> | C12 ex LEIXLIP | Leixlip [T41,T42] | GRIFFINRATH |  | 53.3708 | -6.4867
MV/LV Substation PA***111Z |  | 10 kV | _ | LV | 1000 kVA :Building Structure | 1 | --> | 1 | 0 | 0 | Constrained, otherwise capacity available =868 kVA | --> | 0.95 | 0 | 0 | 0.5 | 0 |  | --> | C31 ex SEMPERIT | Semperit [T41,T42,T43] | GRANGE CASTLE |  | 53.3303 | -6.3741
MV/LV Substation PA***112Z |  | 10 kV | _ | LV | 630 kVA :Building Structure | 0.63 | --> | 0.63 | 0 | 0 | Constrained, otherwise capacity available =617 kVA | --> | 0.598 | 0 | 0 | 0.5 | 0 |  | --> | C31 ex SEMPERIT | Semperit [T41,T42,T43] | GRANGE CASTLE |  | 53.3302 | -6.3713
MV/LV Substation TD***114Z |  | 10 kV | _ | LV | 630 kVA :Building Structure | 0.63 | --> | 0.63 | 0 | 0 | Constrained, otherwise capacity available =349 kVA | --> | 0.598 | 0 | 0 | 0.5 | 0 |  | --> | C27 ex GRANGE CASTLE | Grange Castle [T101,T102] | INCHICORE 220KV |  | 53.3203 | -6.4399
MV/LV Substation TH***115Y |  | 10 kV | _ | LV | 200 kVA :Kiosk Substation | 0.2 | --> | 0.2 | 0 | 0 | Constrained, otherwise capacity available =97 kVA | --> | 0.19 | 0 | 0.049 | 0.167 | 0 |  | --> | C22 ex CELBRIDGE | Celbridge [T41,T42] | GRIFFINRATH |  | 53.3341 | -6.536
MV/LV Substation GR***115Z |  | 10 kV | _ | LV | 400 kVA :Kiosk Substation | 0.4 | --> | 0.4 | 0 | 0 | Constrained, otherwise capacity available =259 kVA | --> | 0.38 | 0 | 0.029 | 0.377 | 0 |  | --> | C13 ex BALGADDY | Balgaddy [T41,T42] | GRANGE CASTLE |  | 53.3399 | -6.4393
MV/LV Substation BA***116 |  | 10 kV | _ | LV | 1000 kVA :Building Structure | 1 | --> | 1 | 0 | 0 | Constrained, otherwise capacity available =414 kVA | --> | 0.95 | 0 | 0.032 | 0.5 | 0 |  | --> | C13 ex INCHICORE NORTH | Inchicore North [T41] | INCHICORE 220KV |  | 53.3427 | -6.3532
MV/LV Substation B.***116Z |  | 10 kV | _ | LV | 400 kVA :Building Structure | 0.4 | --> | 0.4 | 0 | 0 | Constrained, otherwise capacity available =345 kVA | --> | 0.38 | 0 | 0.021 | 0.372 | 0 |  | --> | C31 ex SEMPERIT | Semperit [T41,T42,T43] | GRANGE CASTLE |  | 53.3348 | -6.3666
MV/LV Substation CL***118X |  | 10 kV | _ | LV | 200 kVA :Kiosk Substation | 0.2 | --> | 0.2 | 0 | 0 | Constrained, otherwise capacity available =133 kVA | --> | 0.19 | 0 | 0.01 | 0.192 | 0 |  | --> | C18 ex PALMERSTOWN | Palmerstown [T41,T42] | FINGLAS |  | 53.3449 | -6.3669
MV/LV Substation MT***118Y |  | 10 kV | _ | LV | 400 kVA :Kiosk Substation | 0.4 | --> | 0.4 | 0 | 0 | Constrained, otherwise capacity available =260 kVA | --> | 0.38 | 0 | 0.062 | 0.353 | 0 |  | --> | C12 ex LEIXLIP | Leixlip [T41,T42] | GRIFFINRATH |  | 53.3735 | -6.4952
MV/LV Substation CA***118Z |  | 10 kV | _ | LV | 400 kVA :Kiosk Substation | 0.4 | --> | 0.4 | 0 | 0 | Constrained, otherwise capacity available =242 kVA | --> | 0.38 | 0 | 0.023 | 0.384 | 0 |  | --> | C17 ex BALGADDY | Balgaddy [T41,T42] | GRANGE CASTLE |  | 53.3215 | -6.4256
MV/LV Substation O ***119 |  | 10 kV | _ | LV | 630 kVA :Kiosk Substation | 0.63 | --> | 0.63 | 0 | 0 | Constrained, otherwise capacity available =351 kVA | --> | 0.598 | 0 | 0.005 | 0.5 | 0 |  | --> | C14 ex INCHICORE NORTH | Inchicore North [T41] | INCHICORE 220KV |  | 53.3412 | -6.3376
MV/LV Substation MO***119Z |  | 10 kV | _ | LV | 400 kVA :Kiosk Substation | 0.4 | --> | 0.4 | 0 | 0 | Constrained, otherwise capacity available =293 kVA | --> | 0.38 | 0 | 0.027 | 0.374 | 0 |  | --> | C34 ex CLONDALKIN | Clondalkin [T41,T42,T44] | INCHICORE 220KV |  | 53.3209 | -6.3806
MV/LV Substation ST***121 |  | 10 kV | _ | LV | 100 kVA :Pole Substation | 0.1 | --> | 0.1 | 0 | 0 | Constrained, otherwise capacity available =87 kVA | --> | 0.095 | 0 | 0 | 0.097 | 0 |  | --> | C12 ex LEIXLIP | Leixlip [T41,T42] | GRIFFINRATH |  | 53.3675 | -6.4711
MV/LV Substation OL***122Z |  | 10 kV | _ | LV | 400 kVA :Kiosk Substation | 0.4 | --> | 0.4 | 0 | 0 | Constrained, otherwise capacity available =260 kVA | --> | 0.38 | 0 | 0.068 | 0.348 | 0 |  | --> | C13 ex BALGADDY | Balgaddy [T41,T42] | GRANGE CASTLE |  | 53.3382 | -6.4351
MV/LV Substation TH***123Z |  | 10 kV | _ | LV | 200 kVA :Kiosk Substation | 0.2 | --> | 0.2 | 0 | 0 | Constrained, otherwise capacity available =129 kVA | --> | 0.19 | 0 | 0 | 0.2 | 0 |  | --> | C17 ex LUCAN EAST | Lucan East [T41,T42] | GRANGE CASTLE |  | 53.3557 | -6.4521
MV/LV Substation ST***124 |  | 10 kV | _ | LV | 200 kVA :Kiosk Substation | 0.2 | --> | 0.2 | 0 | 0 | Constrained, otherwise capacity available =152 kVA | --> | 0.19 | 0 | 0.01 | 0.189 | 0 |  | --> | C14 ex INCHICORE NORTH | Inchicore North [T41] | INCHICORE 220KV |  | 53.3463 | -6.3445
MV/LV Substation IR***124X |  | 10 kV | _ | LV | 400 kVA :Building Structure | 0.4 | --> | 0.4 | 0 | 0 | Constrained, otherwise capacity available =289 kVA | --> | 0.38 | 0 | 0.35 | 0.125 | 0 |  | --> | C19 ex SEMPERIT | Semperit [T41,T42,T43] | GRANGE CASTLE |  | 53.3494 | -6.351
MV/LV Substation AV***124Z |  | 10 kV | _ | LV | 630 kVA :Building Structure | 0.63 | --> | 0.63 | 0 | 0 | Constrained, otherwise capacity available =534 kVA | --> | 0.598 | 0 | 0 | 0.5 | 0 |  | --> | C14 ex LIFFEY VALLEY | Liffey Valley [T41,T42] | INCHICORE 220KV |  | 53.3525 | -6.4076
MV/LV Substation DU***125Z |  | 10 kV | _ | LV | 400 kVA :Building Structure | 0.4 | --> | 0.4 | 0 | 0 | Constrained, otherwise capacity available =259 kVA | --> | 0.38 | 0 | 0 | 0.399 | 0 |  | --> | C15 ex LUCAN EAST | Lucan East [T41,T42] | GRANGE CASTLE |  | 53.3475 | -6.4528
MV/LV Substation WI***126Z |  | 10 kV | _ | LV | 630 kVA :Building Structure | 0.63 | --> | 0.63 | 0 | 0 | Constrained, otherwise capacity available =527 kVA | --> | 0.598 | 0 | 0 | 0.5 | 0 |  | --> | C13 ex CLONDALKIN | Clondalkin [T41,T42,T44] | INCHICORE 220KV |  | 53.3253 | -6.3623
MV/LV Substation ES***127Z |  | 10 kV | _ | LV | 400 kVA :Kiosk Substation | 0.4 | --> | 0.4 | 0 | 0 | Constrained, otherwise capacity available =275 kVA | --> | 0.38 | 0 | 0 | 0.397 | 0 |  | --> | C13 ex PALMERSTOWN | Palmerstown [T41,T42] | FINGLAS |  | 53.3458 | -6.3703
MV/LV Substation GL***128Y |  | 10 kV | _ | LV | 200 kVA :Kiosk Substation | 0.2 | --> | 0.2 | 0 | 0 | Constrained, otherwise capacity available =102 kVA | --> | 0.19 | 0 | 0.036 | 0.176 | 0 |  | --> | C12 ex LEIXLIP | Leixlip [T41,T42] | GRIFFINRATH |  | 53.3702 | -6.4786
MV/LV Substation HU***128Z |  | 10 kV | _ | LV | 400 kVA :Building Structure | 0.4 | --> | 0.4 | 0 | 0 | Constrained, otherwise capacity available =262 kVA | --> | 0.38 | 0 | 0.135 | 0.298 | 0 |  | --> | C19 ex CLONDALKIN | Clondalkin [T41,T42,T44] | INCHICORE 220KV |  | 53.2967 | -6.4352
MV/LV Substation PE***129 |  | 10 kV | _ | LV | 400 kVA :Kiosk Substation | 0.4 | --> | 0.4 | 0 | 0 | Constrained, otherwise capacity available =320 kVA | --> | 0.38 | 0 | 0.021 | 0.375 | 0 |  | --> | C12 ex LUCAN EAST | Lucan East [T41,T42] | GRANGE CASTLE |  | 53.3565 | -6.4464
MV/LV Substation KI***129Z |  | 20 kV | _ | LV | 630 kVA :Building Structure | 0.63 | --> | 0.63 | 0 | 0 | Constrained, otherwise capacity available =585 kVA | --> | 0.598 | 0 | 0 | 0.5 | 0 |  | --> | E19 ex ADAMSTOWN | Adamstown [T121,T122] | INCHICORE 220KV |  | 53.3332 | -6.4585
MV/LV Substation CL***130 |  | 10 kV | _ | LV | 630 kVA :Building Structure | 0.63 | --> | 0.63 | 0 | 0 | Constrained, otherwise capacity available =324 kVA | --> | 0.598 | 0 | 0.034 | 0.5 | 0 |  | --> | C12 ex SEMPERIT | Semperit [T41,T42,T43] | GRANGE CASTLE |  | 53.342 | -6.3663
MV/LV Substation CA***130Z |  | 10 kV | _ | LV | 400 kVA :Kiosk Substation | 0.4 | --> | 0.4 | 0 | 0 | Constrained, otherwise capacity available =389 kVA | --> | 0.38 | 0 | 0 | 0.382 | 0 |  | --> | C18 ex CASTLEKNOCK | Castleknock [T41,T42] | FINGLAS |  | 53.3743 | -6.3636
MV/LV Substation SI***132Z |  | 10 kV | _ | LV | 400 kVA :Building Structure | 0.4 | --> | 0.4 | 0 | 0 | Constrained, otherwise capacity available =292 kVA | --> | 0.38 | 0 | 0 | 0.394 | 0 |  | --> | C34 ex CLONDALKIN | Clondalkin [T41,T42,T44] | INCHICORE 220KV |  | 53.319 | -6.3812
MV/LV Substation ST***133Z |  | 10 kV | _ | LV | 200 kVA :Kiosk Substation | 0.2 | --> | 0.2 | 0 | 0 | Constrained, otherwise capacity available =174 kVA | --> | 0.19 | 0 | 0.008 | 0.188 | 0 |  | --> | C19 ex CLONDALKIN | Clondalkin [T41,T42,T44] | INCHICORE 220KV |  | 53.3148 | -6.401
MV/LV Substation TH***135Y |  | 10 kV | _ | LV | 400 kVA :Kiosk Substation | 0.4 | --> | 0.4 | 0 | 0 | Constrained, otherwise capacity available =220 kVA | --> | 0.38 | 0 | 0.031 | 0.381 | 0 |  | --> | C12 ex MONEYCOOLEY | Moneycooley [T41,T42,T44] | GRIFFINRATH |  | 53.3489 | -6.5507
MV/LV Substation DE***136Z |  | 10 kV | _ | LV | 400 kVA :Kiosk Substation | 0.4 | --> | 0.4 | 0 | 0 | Constrained, otherwise capacity available =300 kVA | --> | 0.38 | 0 | 0.054 | 0.354 | 0 |  | --> | C15 ex CASTLEKNOCK | Castleknock [T41,T42] | FINGLAS |  | 53.3735 | -6.3491
MV/LV Substation BE***137 |  | 10 kV | _ | LV | 400 kVA :Kiosk Substation | 0.4 | --> | 0.4 | 0 | 0 | Constrained, otherwise capacity available =328 kVA | --> | 0.38 | 0 | 0.023 | 0.373 | 0 |  | --> | C18 ex PALMERSTOWN | Palmerstown [T41,T42] | FINGLAS |  | 53.3507 | -6.3533
MV/LV Substation HI***137X |  | 10 kV | _ | LV | 200 kVA :Building Structure | 0.2 | --> | 0.2 | 0 | 0 | Constrained, otherwise capacity available =167 kVA | --> | 0.19 | 0 | 0.01 | 0.187 | 0 |  | --> | C15 ex LUCAN EAST | Lucan East [T41,T42] | GRANGE CASTLE |  | 53.3495 | -6.4492
MV/LV Substation H.***137Y |  | 10 kV | _ | LV | 200 kVA :Kiosk Substation | 0.2 | --> | 0.2 | 0 | 0 | Constrained, otherwise capacity available =143 kVA | --> | 0.19 | 0 | 0.01 | 0.19 | 0 |  | --> | C17 ex CELBRIDGE | Celbridge [T41,T42] | GRIFFINRATH |  | 53.3442 | -6.5451
MV/LV Substation PA***137Z |  | 10 kV | _ | LV | 400 kVA :Kiosk Substation | 0.4 | --> | 0.4 | 0 | 0 | Constrained, otherwise capacity available =232 kVA | --> | 0.38 | 0 | 0.069 | 0.351 | 0 |  | --> | C15 ex CASTLEKNOCK | Castleknock [T41,T42] | FINGLAS |  | 53.3705 | -6.3478
MV/LV Substation TH***138Z |  | 10 kV | _ | LV | 200 kVA :Kiosk Substation | 0.2 | --> | 0.2 | 0 | 0 | Constrained, otherwise capacity available =100 kVA | --> | 0.19 | 0 | 0.046 | 0.169 | 0 |  | --> | C13 ex BALGADDY | Balgaddy [T41,T42] | GRANGE CASTLE |  | 53.3389 | -6.4469
MV/LV Substation CA***139Y |  | 10 kV | _ | LV | 200 kVA :Kiosk Substation | 0.2 | --> | 0.2 | 0 | 0 | Constrained, otherwise capacity available =146 kVA | --> | 0.19 | 0 | 0.016 | 0.185 | 0 |  | --> | C12 ex LEIXLIP | Leixlip [T41,T42] | GRIFFINRATH |  | 53.3633 | -6.4832
MV/LV Substation GO***140 |  | 10 kV | _ | LV | 400 kVA :Building Structure | 0.4 | --> | 0.4 | 0 | 0 | Constrained, otherwise capacity available =94 kVA | --> | 0.38 | 0 | 0.037 | 0.392 | 0 |  | --> | C18 ex PALMERSTOWN | Palmerstown [T41,T42] | FINGLAS |  | 53.3456 | -6.3602
MV/LV Substation WI***140Y |  | 10 kV | _ | LV | 400 kVA :Kiosk Substation | 0.4 | --> | 0.4 | 0 | 0 | Constrained, otherwise capacity available =325 kVA | --> | 0.38 | 0 | 0.027 | 0.37 | 0 |  | --> | C12 ex MONEYCOOLEY | Moneycooley [T41,T42,T44] | GRIFFINRATH |  | 53.346 | -6.5487
MV/LV Substation CH***140Z |  | 10 kV | _ | LV | 400 kVA :Kiosk Substation | 0.4 | --> | 0.4 | 0 | 0 | Constrained, otherwise capacity available =323 kVA | --> | 0.38 | 0 | 0 | 0.39 | 0 |  | --> | C17 ex PALMERSTOWN | Palmerstown [T41,T42] | FINGLAS |  | 53.3349 | -6.3741
MV/LV Substation RO***141Z |  | 10 kV | _ | LV | 400 kVA :Kiosk Substation | 0.4 | --> | 0.4 | 0 | 0 | Constrained, otherwise capacity available =268 kVA | --> | 0.38 | 0 | 0.034 | 0.372 | 0 |  | --> | C13 ex BALGADDY | Balgaddy [T41,T42] | GRANGE CASTLE |  | 53.3378 | -6.4387
MV/LV Substation LY***142 |  | 10 kV | _ | LV | 400 kVA :Kiosk Substation | 0.4 | --> | 0.4 | 0 | 0 | Constrained, otherwise capacity available =262 kVA | --> | 0.38 | 0 | 0.024 | 0.381 | 0 |  | --> | C13 ex INCHICORE NORTH | Inchicore North [T41] | INCHICORE 220KV |  | 53.3426 | -6.3449
MV/LV Substation MO***142Z |  | 10 kV | _ | LV | 630 kVA :Building Structure | 0.63 | --> | 0.63 | 0 | 0 | Constrained, otherwise capacity available =389 kVA | --> | 0.598 | 0 | 0.003 | 0.5 | 0 |  | --> | C12 ex LIFFEY VALLEY | Liffey Valley [T41,T42] | INCHICORE 220KV |  | 53.3545 | -6.3982
MV/LV Substation JF***143Z |  | 10 kV | _ | LV | 400 kVA :Building Structure | 0.4 | --> | 0.4 | 0 | 0 | Constrained, otherwise capacity available =346 kVA | --> | 0.38 | 0 | 0 | 0.387 | 0 |  | --> | C22 ex SEMPERIT | Semperit [T41,T42,T43] | GRANGE CASTLE |  | 53.3279 | -6.3578
MV/LV Substation OA***144Z |  | 10 kV | _ | LV | 630 kVA :Building Structure | 0.63 | --> | 0.63 | 0 | 0 | Constrained, otherwise capacity available =416 kVA | --> | 0.598 | 0 | 0.05 | 0.5 | 0 |  | --> | C34 ex CLONDALKIN | Clondalkin [T41,T42,T44] | INCHICORE 220KV |  | 53.3263 | -6.3724
MV/LV Substation ST***145 |  | 10 kV | _ | LV | 400 kVA :Kiosk Substation | 0.4 | --> | 0.4 | 0 | 0 | Constrained, otherwise capacity available =194 kVA | --> | 0.38 | 0 | 0 | 0.407 | 0 |  | --> | C12 ex LUCAN EAST | Lucan East [T41,T42] | GRANGE CASTLE |  | 53.3587 | -6.4486
MV/LV Substation NA***145Z |  | 10 kV | _ | LV | 630 kVA :Building Structure | 0.63 | --> | 0.63 | 0 | 0 | Constrained, otherwise capacity available =466 kVA | --> | 0.598 | 0 | 0.02 | 0.5 | 0 |  | --> | C14 ex LIFFEY VALLEY | Liffey Valley [T41,T42] | INCHICORE 220KV |  | 53.3524 | -6.4074
MV/LV Substation CI***146Z |  | 10 kV | _ | LV | 400 kVA :Kiosk Substation | 0.4 | --> | 0.4 | 0 | 0 | Constrained, otherwise capacity available =333 kVA | --> | 0.38 | 0 | 0.01 | 0.382 | 0 |  | --> | C12 ex SEMPERIT | Semperit [T41,T42,T43] | GRANGE CASTLE |  | 53.3436 | -6.3613
MV/LV Substation MO***147Y |  | 10 kV | _ | LV | 200 kVA :Kiosk Substation | 0.2 | --> | 0.2 | 0 | 0 | Constrained, otherwise capacity available =134 kVA | --> | 0.19 | 0 | 0.038 | 0.171 | 0 |  | --> | C12 ex LEIXLIP | Leixlip [T41,T42] | GRIFFINRATH |  | 53.3741 | -6.4989
MV/LV Substation PA***147Z |  | 10 kV | _ | LV | 400 kVA :Kiosk Substation | 0.4 | --> | 0.4 | 0 | 0 | Constrained, otherwise capacity available =301 kVA | --> | 0.38 | 0 | 0 | 0.393 | 0 |  | --> | C31 ex SEMPERIT | Semperit [T41,T42,T43] | GRANGE CASTLE |  | 53.3296 | -6.3766
MV/LV Substation BA***148Z |  | 10 kV | _ | LV | 630 kVA :Building Structure | 0.63 | --> | 0.63 | 0 | 0 | Constrained, otherwise capacity available =468 kVA | --> | 0.598 | 0 | 0 | 0.5 | 0 |  | --> | C27 ex GRANGE CASTLE | Grange Castle [T101,T102] | INCHICORE 220KV |  | 53.3189 | -6.4424
MV/LV Substation KI***149X |  | 10 kV | _ | LV | 400 kVA :Building Structure | 0.4 | --> | 0.4 | 0 | 0 | Constrained, otherwise capacity available =400 kVA | --> | 0.38 | 0 | 0 | 0.38 | 0 |  | --> | C17 ex SEMPERIT | Semperit [T41,T42,T43] | GRANGE CASTLE |  | 53.3327 | -6.3531
MV/LV Substation MC***150 |  | 10 kV | _ | LV | 200 kVA :Building Structure | 0.2 | --> | 0.2 | 0 | 0 | Constrained, otherwise capacity available =148 kVA | --> | 0.19 | 0 | 0.066 | 0.148 | 0 |  | --> | C17 ex SEMPERIT | Semperit [T41,T42,T43] | GRANGE CASTLE |  | 53.3363 | -6.3457
MV/LV Substation CH***150X |  | 10 kV | _ | LV | 630 kVA :Kiosk Substation | 0.63 | --> | 0.63 | 0 | 0 | Constrained, otherwise capacity available =545 kVA | --> | 0.598 | 0 | 0.026 | 0.5 | 0 |  | --> | C15 ex LUCAN EAST | Lucan East [T41,T42] | GRANGE CASTLE |  | 53.352 | -6.4399
MV/LV Substation CU***151 |  | 10 kV | _ | LV | 400 kVA :Kiosk Substation | 0.4 | --> | 0.4 | 0 | 0 | Constrained, otherwise capacity available =249 kVA | --> | 0.38 | 0 | 0.064 | 0.353 | 0 |  | --> | C18 ex PALMERSTOWN | Palmerstown [T41,T42] | FINGLAS |  | 53.351 | -6.3636
MV/LV Substation CL***151X |  | 10 kV | _ | LV | 400 kVA :Kiosk Substation | 0.4 | --> | 0.4 | 0 | 0 | Constrained, otherwise capacity available =316 kVA | --> | 0.38 | 0 | 0.009 | 0.385 | 0 |  | --> | C12 ex SEMPERIT | Semperit [T41,T42,T43] | GRANGE CASTLE |  | 53.3391 | -6.3679
MV/LV Substation TH***151Y |  | 10 kV | _ | LV | 100 kVA :Pole Substation | 0.1 | --> | 0.1 | 0 | 0 | Constrained, otherwise capacity available =93 kVA | --> | 0.095 | 0 | 0 | 0.096 | 0 |  | --> | C22 ex CELBRIDGE | Celbridge [T41,T42] | GRIFFINRATH |  | 53.3361 | -6.5434
MV/LV Substation WH***152 |  | 10 kV | _ | LV | 400 kVA :Kiosk Substation | 0.4 | --> | 0.4 | 0 | 0 | Constrained, otherwise capacity available =285 kVA | --> | 0.38 | 0 | 0.027 | 0.375 | 0 |  | --> | C18 ex PALMERSTOWN | Palmerstown [T41,T42] | FINGLAS |  | 53.3489 | -6.369
MV/LV Substation WO***152X |  | 10 kV | _ | LV | 200 kVA :Kiosk Substation | 0.2 | --> | 0.2 | 0 | 0 | Constrained, otherwise capacity available =137 kVA | --> | 0.19 | 0 | 0.023 | 0.181 | 0 |  | --> | C12 ex LUCAN EAST | Lucan East [T41,T42] | GRANGE CASTLE |  | 53.3541 | -6.4612
MV/LV Substation BA***152Y |  | 10 kV | _ | LV | 200 kVA :Kiosk Substation | 0.2 | --> | 0.2 | 0 | 0 | Constrained, otherwise capacity available =137 kVA | --> | 0.19 | 0 | 0 | 0.198 | 0 |  | --> | C19 ex CELBRIDGE | Celbridge [T41,T42] | GRIFFINRATH |  | 53.322 | -6.6101
MV/LV Substation CE***152Z |  | 10 kV | _ | LV | 1000 kVA :Building Structure | 1 | --> | 1 | 0 | 0 | Constrained, otherwise capacity available =815 kVA | --> | 0.95 | 0 | 0.085 | 0.5 | 0 |  | --> | C34 ex CLONDALKIN | Clondalkin [T41,T42,T44] | INCHICORE 220KV |  | 53.3233 | -6.3685
MV/LV Substation PA***153Z |  | 10 kV | _ | LV | 1000 kVA :Building Structure | 1 | --> | 1 | 0 | 0 | Constrained, otherwise capacity available =813 kVA | --> | 0.95 | 0 | 0.061 | 0.5 | 0 |  | --> | C21 ex SEMPERIT | Semperit [T41,T42,T43] | GRANGE CASTLE |  | 53.3306 | -6.3639
MV/LV Substation PA***154Z |  | 10 kV | _ | LV | 630 kVA :Building Structure | 0.63 | --> | 0.63 | 0 | 0 | Constrained, otherwise capacity available =354 kVA | --> | 0.598 | 0 | 0.01 | 0.5 | 0 |  | --> | C31 ex SEMPERIT | Semperit [T41,T42,T43] | GRANGE CASTLE |  | 53.3295 | -6.3708
MV/LV Substation CO***155 |  | 10 kV | _ | LV | 400 kVA :Building Structure | 0.4 | --> | 0.4 | 0 | 0 | Constrained, otherwise capacity available =331 kVA | --> | 0.38 | 0 | 0 | 0.389 | 0 |  | --> | C17 ex SEMPERIT | Semperit [T41,T42,T43] | GRANGE CASTLE |  | 53.3349 | -6.3435
MV/LV Substation DE***158Y |  | 10 kV | _ | LV | 100 kVA :Pole Substation | 0.1 | --> | 0.1 | 0 | 0 | Constrained, otherwise capacity available =75 kVA | --> | 0.095 | 0 | 0 | 0.098 | 0 |  | --> | C15 ex MONEYCOOLEY | Moneycooley [T41,T42,T44] | GRIFFINRATH |  | 53.3592 | -6.6319
MV/LV Substation PA***158Z |  | 10 kV | _ | LV | 200 kVA :Kiosk Substation | 0.2 | --> | 0.2 | 0.142 | 7.91 |  | --> | 0.19 | 0 | 0.021 | 0.182 | 0 |  | --> | C23 ex PELLETSTOWN | Pelletstown [T101,T102] | FINGLAS |  | 53.3725 | -6.3812
MV/LV Substation RA***159 |  | 10 kV | _ | LV | 200 kVA :Pole Substation | 0.2 | --> | 0.2 | 0 | 0 | Constrained, otherwise capacity available =65 kVA | --> | 0.19 | 0 | 0.008 | 0.202 | 0 |  | --> | C14 ex INCHICORE NORTH | Inchicore North [T41] | INCHICORE 220KV |  | 53.3434 | -6.3304
MV/LV Substation OR***159Y |  | 10 kV | _ | LV | 100 kVA :Pole Substation | 0.1 | --> | 0.1 | 0 | 0 | Constrained, otherwise capacity available =88 kVA | --> | 0.095 | 0 | 0.02 | 0.082 | 0 |  | --> | C16 ex LEIXLIP | Leixlip [T41,T42] | GRIFFINRATH |  | 53.3404 | -6.5102
MV/LV Substation RO***160 |  | 10 kV | _ | LV | 400 kVA :Kiosk Substation | 0.4 | --> | 0.4 | 0 | 0 | Constrained, otherwise capacity available =377 kVA | --> | 0.38 | 0 | 0 | 0.383 | 0 |  | --> | C19 ex SEMPERIT | Semperit [T41,T42,T43] | GRANGE CASTLE |  | 53.345 | -6.3539
MV/LV Substation SA***160Y |  | 10 kV | _ | LV | 200 kVA :Building Structure | 0.2 | --> | 0.2 | 0 | 0 | Constrained, otherwise capacity available =146 kVA | --> | 0.19 | 0 | 0.006 | 0.193 | 0 |  | --> | C12 ex MONEYCOOLEY | Moneycooley [T41,T42,T44] | GRIFFINRATH |  | 53.3588 | -6.5515
MV/LV Substation RO***161 |  | 10 kV | _ | LV | 200 kVA :Pole Substation | 0.2 | --> | 0.2 | 0 | 0 | Constrained, otherwise capacity available =67 kVA | --> | 0.19 | 0 | 0.027 | 0.187 | 0 |  | --> | C18 ex PALMERSTOWN | Palmerstown [T41,T42] | FINGLAS |  | 53.3469 | -6.3537
MV/LV Substation LI***162Z |  | 10 kV | _ | LV | 400 kVA :Kiosk Substation | 0.4 | --> | 0.4 | 0 | 0 | Constrained, otherwise capacity available =274 kVA | --> | 0.38 | 0 | 0.01 | 0.39 | 0 |  | --> | C13 ex LIFFEY VALLEY | Liffey Valley [T41,T42] | INCHICORE 220KV |  | 53.3499 | -6.4153
MV/LV Substation TU***163Z |  | 10 kV | _ | LV | 400 kVA :Kiosk Substation | 0.4 | --> | 0.4 | 0 | 0 | Constrained, otherwise capacity available =307 kVA | --> | 0.38 | 0 | 0.033 | 0.368 | 0 |  | --> | C13 ex BALGADDY | Balgaddy [T41,T42] | GRANGE CASTLE |  | 53.3362 | -6.4434
MV/LV Substation TU***164Z |  | 10 kV | _ | LV | 200 kVA :Kiosk Substation | 0.2 | --> | 0.2 | 0 | 0 | Constrained, otherwise capacity available =34 kVA | --> | 0.19 | 0 | 0.059 | 0.168 | 0 |  | --> | C13 ex BALGADDY | Balgaddy [T41,T42] | GRANGE CASTLE |  | 53.336 | -6.4385
MV/LV Substation CR***165Y |  | 10 kV | _ | LV | 400 kVA :Kiosk Substation | 0.4 | --> | 0.4 | 0 | 0 | Constrained, otherwise capacity available =291 kVA | --> | 0.38 | 0 | 0.07 | 0.343 | 0 |  | --> | C12 ex MONEYCOOLEY | Moneycooley [T41,T42,T44] | GRIFFINRATH |  | 53.3555 | -6.5428
MV/LV Substation CA***165Z |  | 10 kV | _ | LV | 200 kVA :Kiosk Substation | 0.2 | --> | 0.2 | 0 | 0 | Constrained, otherwise capacity available =141 kVA | --> | 0.19 | 0 | 0.004 | 0.195 | 0 |  | --> | C17 ex BALGADDY | Balgaddy [T41,T42] | GRANGE CASTLE |  | 53.3214 | -6.4229
MV/LV Substation CO***166Y |  | 10 kV | _ | LV | 50 kVA :Pole Substation | 0.05 | --> | 0.05 | 0 | 0 | Constrained, otherwise capacity available =49 kVA | --> | 0.048 | 0 | 0 | 0.048 | 0 |  | --> | C22 ex CELBRIDGE | Celbridge [T41,T42] | GRIFFINRATH |  | 53.3492 | -6.5843
MV/LV Substation FF***167Z |  | 10 kV | _ | LV | 200 kVA :Kiosk Substation | 0.2 | --> | 0.2 | 0 | 0 | Constrained, otherwise capacity available =128 kVA | --> | 0.19 | 0 | 0.027 | 0.18 | 0 |  | --> | C18 ex LUCAN EAST | Lucan East [T41,T42] | GRANGE CASTLE |  | 53.3496 | -6.426
MV/LV Substation GA***168 |  | 10 kV | _ | LV | 400 kVA :Building Structure | 0.4 | --> | 0.4 | 0 | 0 | Constrained, otherwise capacity available =107 kVA | --> | 0.38 | 0 | 0.022 | 0.402 | 0 |  | --> | C14 ex INCHICORE NORTH | Inchicore North [T41] | INCHICORE 220KV |  | 53.3405 | -6.3427
MV/LV Substation FI***168Z |  | 10 kV | _ | LV | 630 kVA :Building Structure | 0.63 | --> | 0.63 | 0 | 0 | Constrained, otherwise capacity available =518 kVA | --> | 0.598 | 0 | 0 | 0.5 | 0 |  | --> | C14 ex LIFFEY VALLEY | Liffey Valley [T41,T42] | INCHICORE 220KV |  | 53.3522 | -6.4071
MV/LV Substation ME***170 |  | 10 kV | _ | LV | 400 kVA :Building Structure | 0.4 | --> | 0.4 | 0 | 0 | Constrained, otherwise capacity available =355 kVA | --> | 0.38 | 0 | 0 | 0.386 | 0 |  | --> | C28 ex CLONDALKIN | Clondalkin [T41,T42,T44] | INCHICORE 220KV |  | 53.3317 | -6.3938
MV/LV Substation F.***171Z |  | 10 kV | _ | LV | 400 kVA :Building Structure | 0.4 | --> | 0.4 | 0 | 0 | Constrained, otherwise capacity available =184 kVA | --> | 0.38 | 0 | 0 | 0.408 | 0 |  | --> | C35 ex SEMPERIT | Semperit [T41,T42,T43] | GRANGE CASTLE |  | 53.327 | -6.3439
MV/LV Substation RO***172X |  | 10 kV | _ | LV | 400 kVA :Kiosk Substation | 0.4 | --> | 0.4 | 0 | 0 | Constrained, otherwise capacity available =312 kVA | --> | 0.38 | 0 | 0.027 | 0.372 | 0 |  | --> | C18 ex LUCAN EAST | Lucan East [T41,T42] | GRANGE CASTLE |  | 53.3574 | -6.433
MV/LV Substation SA***173Z |  | 10 kV | _ | LV | 200 kVA :Kiosk Substation | 0.2 | --> | 0.2 | 0 | 0 | Constrained, otherwise capacity available =161 kVA | --> | 0.19 | 0 | 0 | 0.195 | 0 |  | --> | C14 ex INCHICORE NORTH | Inchicore North [T41] | INCHICORE 220KV |  | 53.3431 | -6.3342
MV/LV Substation BA***175Z |  | 10 kV | _ | LV | 200 kVA :Kiosk Substation | 0.2 | --> | 0.2 | 0 | 0 | Constrained, otherwise capacity available =156 kVA | --> | 0.19 | 0 | 0 | 0.196 | 0 |  | --> | C17 ex PALMERSTOWN | Palmerstown [T41,T42] | FINGLAS |  | 53.3349 | -6.3772
MV/LV Substation ST***176 |  | 10 kV | _ | LV | 400 kVA :Kiosk Substation | 0.4 | --> | 0.4 | 0 | 0 | Constrained, otherwise capacity available =290 kVA | --> | 0.38 | 0 | 0.026 | 0.376 | 0 |  | --> | C12 ex LEIXLIP | Leixlip [T41,T42] | GRIFFINRATH |  | 53.3675 | -6.4832
MV/LV Substation ST***176X |  | 10 kV | _ | LV | 400 kVA :Kiosk Substation | 0.4 | --> | 0.4 | 0 | 0 | Constrained, otherwise capacity available =280 kVA | --> | 0.38 | 0 | 0.007 | 0.391 | 0 |  | --> | C14 ex CLONDALKIN | Clondalkin [T41,T42,T44] | INCHICORE 220KV |  | 53.3394 | -6.405
MV/LV Substation CO***176Z |  | 10 kV | _ | LV | 630 kVA :Building Structure | 0.63 | --> | 0.63 | 0 | 0 | Constrained, otherwise capacity available =582 kVA | --> | 0.598 | 0 | 0 | 0.5 | 0 |  | --> | C14 ex BALLYMOUNT | Ballymount [T41,T42] | INCHICORE 220KV |  | 53.3197 | -6.3607
MV/LV Substation ST***177X |  | 10 kV | _ | LV | 400 kVA :Kiosk Substation | 0.4 | --> | 0.4 | 0 | 0 | Constrained, otherwise capacity available =171 kVA | --> | 0.38 | 0 | 0.044 | 0.377 | 0 |  | --> | C14 ex CLONDALKIN | Clondalkin [T41,T42,T44] | INCHICORE 220KV |  | 53.3393 | -6.402
MV/LV Substation CH***179X |  | 10 kV | _ | LV | 1000 kVA :Building Structure | 1 | --> | 1 | 0 | 0 | Constrained, otherwise capacity available =911 kVA | --> | 0.95 | 0 | 0 | 0.5 | 0 |  | --> | C13 ex PALMERSTOWN | Palmerstown [T41,T42] | FINGLAS |  | 53.3463 | -6.3715
MV/LV Substation TH***179Y |  | 10 kV | _ | LV | 50 kVA :Pole Substation | 0.05 | --> | 0.05 | 0 | 0 | Constrained, otherwise capacity available =50 kVA | --> | 0.048 | 0 | 0 | 0.048 | 0 |  | --> | C26 ex MONEYCOOLEY | Moneycooley [T41,T42,T44] | GRIFFINRATH |  | 53.3787 | -6.6251
MV/LV Substation CL***179Z |  | 10 kV | _ | LV | 200 kVA :Kiosk Substation | 0.2 | --> | 0.2 | 0 | 0 | Constrained, otherwise capacity available =123 kVA | --> | 0.19 | 0 | 0 | 0.2 | 0 |  | --> | C20 ex CLONDALKIN | Clondalkin [T41,T42,T44] | INCHICORE 220KV |  | 53.3228 | -6.3951
MV/LV Substation DR***180 |  | 10 kV | _ | LV | 200 kVA :Pole Substation | 0.2 | --> | 0.2 | 0 | 0 | Constrained, otherwise capacity available =135 kVA | --> | 0.19 | 0 | 0.005 | 0.195 | 0 |  | --> | C18 ex PALMERSTOWN | Palmerstown [T41,T42] | FINGLAS |  | 53.3455 | -6.3635
MV/LV Substation CA***180X |  | 10 kV | _ | LV | 400 kVA :Building Structure | 0.4 | --> | 0.4 | 0 | 0 | Constrained, otherwise capacity available =389 kVA | --> | 0.38 | 0 | 0 | 0.382 | 0 |  | --> | C19 ex SEMPERIT | Semperit [T41,T42,T43] | GRANGE CASTLE |  | 53.3478 | -6.3514
MV/LV Substation FE***180Z |  | 10 kV | _ | LV | 400 kVA :Kiosk Substation | 0.4 | --> | 0.4 | 0.29 | 7.91 |  | --> | 0.38 | 0 | 0.018 | 0.381 | 0 |  | --> | C23 ex PELLETSTOWN | Pelletstown [T101,T102] | FINGLAS |  | 53.3729 | -6.4017
MV/LV Substation SP***181 |  | 10 kV | _ | LV | 400 kVA :Building Structure | 0.4 | --> | 0.4 | 0 | 0 | Constrained, otherwise capacity available =215 kVA | --> | 0.38 | 0 | 0.015 | 0.393 | 0 |  | --> | C12 ex SEMPERIT | Semperit [T41,T42,T43] | GRANGE CASTLE |  | 53.3409 | -6.3714
MV/LV Substation FE***181Z |  | 10 kV | _ | LV | 200 kVA :Kiosk Substation | 0.2 | --> | 0.2 | 0.173 | 7.91 |  | --> | 0.19 | 0 | 0 | 0.194 | 0 |  | --> | C23 ex PELLETSTOWN | Pelletstown [T101,T102] | FINGLAS |  | 53.3721 | -6.4028
MV/LV Substation IN***182 |  | 10 kV | _ | LV | 400 kVA :Building Structure | 0.4 | --> | 0.4 | 0 | 0 | Constrained, otherwise capacity available =297 kVA | --> | 0.38 | 0 | 0.015 | 0.383 | 0 |  | --> | C12 ex SEMPERIT | Semperit [T41,T42,T43] | GRANGE CASTLE |  | 53.3398 | -6.3632
MV/LV Substation AI***182X |  | 10 kV | _ | LV | 400 kVA :Kiosk Substation | 0.4 | --> | 0.4 | 0 | 0 | Constrained, otherwise capacity available =277 kVA | --> | 0.38 | 0 | 0.016 | 0.384 | 0 |  | --> | C15 ex LUCAN EAST | Lucan East [T41,T42] | GRANGE CASTLE |  | 53.351 | -6.4694
MV/LV Substation FE***182Z |  | 10 kV | _ | LV | 400 kVA :Kiosk Substation | 0.4 | --> | 0.4 | 0.323 | 7.91 |  | --> | 0.38 | 0 | 0 | 0.39 | 0 |  | --> | C23 ex PELLETSTOWN | Pelletstown [T101,T102] | FINGLAS |  | 53.373 | -6.4044
MV/LV Substation FE***183Z |  | 10 kV | _ | LV | 400 kVA :Kiosk Substation | 0.4 | --> | 0.4 | 0.325 | 7.91 |  | --> | 0.38 | 0 | 0 | 0.39 | 0 |  | --> | C23 ex PELLETSTOWN | Pelletstown [T101,T102] | FINGLAS |  | 53.374 | -6.404
MV/LV Substation QU***184X |  | 10 kV | _ | LV | 400 kVA :Building Structure | 0.4 | --> | 0.4 | 0 | 0 | Constrained, otherwise capacity available =276 kVA | --> | 0.38 | 0 | 0 | 0.397 | 0 |  | --> | C13 ex INCHICORE NORTH | Inchicore North [T41] | INCHICORE 220KV |  | 53.3411 | -6.3533
MV/LV Substation FE***184Z |  | 10 kV | _ | LV | 400 kVA :Kiosk Substation | 0.4 | --> | 0.4 | 0.351 | 7.91 |  | --> | 0.38 | 0 | 0.005 | 0.383 | 0 |  | --> | C23 ex PELLETSTOWN | Pelletstown [T101,T102] | FINGLAS |  | 53.3737 | -6.4024
MV/LV Substation AD***185Z |  | 10 kV | _ | LV | 200 kVA :Kiosk Substation | 0.2 | --> | 0.2 | 0 | 0 | Constrained, otherwise capacity available =181 kVA | --> | 0.19 | 0 | 0 | 0.193 | 0 |  | --> | C12 ex LUCAN EAST | Lucan East [T41,T42] | GRANGE CASTLE |  | 53.3556 | -6.4498
MV/LV Substation EQ***186Z |  | 10 kV | _ | LV | 200 kVA :Pole Substation | 0.2 | --> | 0.2 | 0 | 0 | Constrained, otherwise capacity available =176 kVA | --> | 0.19 | 0 | 0 | 0.193 | 0 |  | --> | C17 ex PALMERSTOWN | Palmerstown [T41,T42] | FINGLAS |  | 53.3378 | -6.3811
MV/LV Substation PA***187Z |  | 10 kV | _ | LV | 1000 kVA :Building Structure | 1 | --> | 1 | 0 | 0 | Constrained, otherwise capacity available =781 kVA | --> | 0.95 | 0 | 0 | 0.5 | 0 |  | --> | C31 ex SEMPERIT | Semperit [T41,T42,T43] | GRANGE CASTLE |  | 53.3326 | -6.3754
MV/LV Substation RE***188 |  | 10 kV | _ | LV | 630 kVA :Building Structure | 0.63 | --> | 0.63 | 0 | 0 | Constrained, otherwise capacity available =540 kVA | --> | 0.598 | 0 | 0 | 0.5 | 0 |  | --> | C17 ex SEMPERIT | Semperit [T41,T42,T43] | GRANGE CASTLE |  | 53.3355 | -6.3475
MV/LV Substation ST***188X |  | 10 kV | _ | LV | 200 kVA :Building Structure | 0.2 | --> | 0.2 | 0 | 0 | Constrained, otherwise capacity available =170 kVA | --> | 0.19 | 0 | 0 | 0.194 | 0 |  | --> | C17 ex PALMERSTOWN | Palmerstown [T41,T42] | FINGLAS |  | 53.339 | -6.3857
MV/LV Substation WE***188Z |  | 10 kV | _ | LV | 1000 kVA :Building Structure | 1 | --> | 1 | 0 | 0 | Constrained, otherwise capacity available =778 kVA | --> | 0.95 | 0 | 0.01 | 0.5 | 0 |  | --> | C13 ex CLONDALKIN | Clondalkin [T41,T42,T44] | INCHICORE 220KV |  | 53.326 | -6.3628
MV/LV Substation VO***190 |  | 10 kV | _ | LV | 400 kVA :Building Structure | 0.4 | --> | 0.4 | 0 | 0 | Constrained, otherwise capacity available =362 kVA | --> | 0.38 | 0 | 0.011 | 0.377 | 0 |  | --> | C19 ex SEMPERIT | Semperit [T41,T42,T43] | GRANGE CASTLE |  | 53.3452 | -6.3522
MV/LV Substation HA***190X |  | 10 kV | _ | LV | 200 kVA :Kiosk Substation | 0.2 | --> | 0.2 | 0.138 | 7.91 |  | --> | 0.19 | 0 | 0.051 | 0.16 | 0 |  | --> | C26 ex PELLETSTOWN | Pelletstown [T101,T102] | FINGLAS |  | 53.3758 | -6.3571
MV/LV Substation LU***191 |  | 10 kV | _ | LV | 400 kVA :Kiosk Substation | 0.4 | --> | 0.4 | 0 | 0 | Constrained, otherwise capacity available =283 kVA | --> | 0.38 | 0 | 0.054 | 0.356 | 0 |  | --> | C15 ex LUCAN EAST | Lucan East [T41,T42] | GRANGE CASTLE |  | 53.3567 | -6.441
MV/LV Substation BE***191X |  | 10 kV | _ | LV | 200 kVA :Kiosk Substation | 0.2 | --> | 0.2 | 0 | 0 | Constrained, otherwise capacity available =104 kVA | --> | 0.19 | 0 | 0.047 | 0.168 | 0 |  | --> | C18 ex CASTLEKNOCK | Castleknock [T41,T42] | FINGLAS |  | 53.3773 | -6.3616
MV/LV Substation DA***191Z |  | 10 kV | _ | LV | 400 kVA :Building Structure | 0.4 | --> | 0.4 | 0 | 0 | Constrained, otherwise capacity available =400 kVA | --> | 0.38 | 0 | 0 | 0.38 | 0 |  | --> | C35 ex SEMPERIT | Semperit [T41,T42,T43] | GRANGE CASTLE |  | 53.3229 | -6.3446
MV/LV Substation LU***192 |  | 10 kV | _ | LV | 400 kVA :Kiosk Substation | 0.4 | --> | 0.4 | 0 | 0 | Constrained, otherwise capacity available =326 kVA | --> | 0.38 | 0 | 0.03 | 0.368 | 0 |  | --> | C15 ex LUCAN EAST | Lucan East [T41,T42] | GRANGE CASTLE |  | 53.3581 | -6.4367
MV/LV Substation CA***192X |  | 10 kV | _ | LV | 200 kVA :Kiosk Substation | 0.2 | --> | 0.2 | 0.098 | 7.91 |  | --> | 0.19 | 0 | 0.062 | 0.157 | 0 |  | --> | C26 ex PELLETSTOWN | Pelletstown [T101,T102] | FINGLAS |  | 53.3737 | -6.3597
MV/LV Substation GR***192Y |  | 10 kV | _ | LV | 100 kVA :Pole Substation | 0.1 | --> | 0.1 | 0 | 0 | Constrained, otherwise capacity available =79 kVA | --> | 0.095 | 0 | 0 | 0.098 | 0 |  | --> | C12 ex MONEYCOOLEY | Moneycooley [T41,T42,T44] | GRIFFINRATH |  | 53.3705 | -6.5593
MV/LV Substation LU***193 |  | 10 kV | _ | LV | 400 kVA :Kiosk Substation | 0.4 | --> | 0.4 | 0 | 0 | Constrained, otherwise capacity available =295 kVA | --> | 0.38 | 0 | 0.071 | 0.342 | 0 |  | --> | C11 ex PALMERSTOWN | Palmerstown [T41,T42] | FINGLAS |  | 53.3571 | -6.3797
MV/LV Substation CA***193X |  | 10 kV | _ | LV | 200 kVA :Kiosk Substation | 0.2 | --> | 0.2 | 0.1 | 7.91 |  | --> | 0.19 | 0 | 0.033 | 0.179 | 0 |  | --> | C26 ex PELLETSTOWN | Pelletstown [T101,T102] | FINGLAS |  | 53.3772 | -6.3588
MV/LV Substation PA***193Z |  | 10 kV | _ | LV | 1000 kVA :Building Structure | 1 | --> | 1 | 0 | 0 | Constrained, otherwise capacity available =629 kVA | --> | 0.95 | 0 | 0 | 0.5 | 0 |  | --> | C15 ex SEMPERIT | Semperit [T41,T42,T43] | GRANGE CASTLE |  | 53.3338 | -6.3567
MV/LV Substation ST***194X |  | 10 kV | _ | LV | 400 kVA :Kiosk Substation | 0.4 | --> | 0.4 | 0 | 0 | Constrained, otherwise capacity available =295 kVA | --> | 0.38 | 0 | 0.009 | 0.387 | 0 |  | --> | C11 ex LIFFEY VALLEY | Liffey Valley [T41,T42] | INCHICORE 220KV |  | 53.3439 | -6.4007
MV/LV Substation EU***194Z |  | 10 kV | _ | LV | 1000 kVA :Building Structure | 1 | --> | 1 | 0 | 0 | Constrained, otherwise capacity available =911 kVA | --> | 0.95 | 0 | 0 | 0.5 | 0 |  | --> | C15 ex SEMPERIT | Semperit [T41,T42,T43] | GRANGE CASTLE |  | 53.335 | -6.3579
MV/LV Substation LI***195Z |  | 10 kV | _ | LV | 400 kVA :Kiosk Substation | 0.4 | --> | 0.4 | 0 | 0 | Constrained, otherwise capacity available =319 kVA | --> | 0.38 | 0 | 0.033 | 0.366 | 0 |  | --> | C13 ex LIFFEY VALLEY | Liffey Valley [T41,T42] | INCHICORE 220KV |  | 53.3496 | -6.418
MV/LV Substation CL***196X |  | 10 kV | _ | LV | 200 kVA :Building Structure | 0.2 | --> | 0.2 | 0 | 0 | Constrained, otherwise capacity available =200 kVA | --> | 0.19 | 0 | 0 | 0.19 | 0 |  | --> | C17 ex PALMERSTOWN | Palmerstown [T41,T42] | FINGLAS |  | 53.3346 | -6.393
MV/LV Substation BA***196Y |  | 10 kV | _ | LV | 50 kVA :Pole Substation | 0.05 | --> | 0.05 | 0 | 0 | Constrained, otherwise capacity available =46 kVA | --> | 0.048 | 0 | 0 | 0.048 | 0 |  | --> | C12 ex MONEYCOOLEY | Moneycooley [T41,T42,T44] | GRIFFINRATH |  | 53.3629 | -6.5566
MV/LV Substation BL***196Z |  | 10 kV | _ | LV | 50 kVA :Pole Substation | 0.05 | --> | 0.05 | 0 | 0 | Constrained, otherwise capacity available =46 kVA | --> | 0.048 | 0 | 0 | 0.048 | 0 |  | --> | C17 ex INCHICORE NORTH | Inchicore North [T41] | INCHICORE 220KV |  | 53.3317 | -6.3441
MV/LV Substation ME***197X |  | 10 kV | _ | LV | 400 kVA :Building Structure | 0.4 | --> | 0.4 | 0 | 0 | Constrained, otherwise capacity available =263 kVA | --> | 0.38 | 0 | 0.05 | 0.358 | 0 |  | --> | C28 ex CLONDALKIN | Clondalkin [T41,T42,T44] | INCHICORE 220KV |  | 53.3335 | -6.3884
MV/LV Substation NE***197Z |  | 10 kV | _ | LV | 400 kVA :Kiosk Substation | 0.4 | --> | 0.4 | 0 | 0 | Constrained, otherwise capacity available =339 kVA | --> | 0.38 | 0 | 0 | 0.388 | 0 |  | --> | C19 ex CLONDALKIN | Clondalkin [T41,T42,T44] | INCHICORE 220KV |  | 53.3079 | -6.4076
MV/LV Substation CH***198X |  | 10 kV | _ | LV | 1000 kVA :Building Structure | 1 | --> | 1 | 0 | 0 | Constrained, otherwise capacity available =757 kVA | --> | 0.95 | 0 | 0 | 0.5 | 0 |  | --> | C13 ex PALMERSTOWN | Palmerstown [T41,T42] | FINGLAS |  | 53.3467 | -6.3781
MV/LV Substation NE***198Z |  | 10 kV | _ | LV | 200 kVA :Kiosk Substation | 0.2 | --> | 0.2 | 0 | 0 | Constrained, otherwise capacity available =150 kVA | --> | 0.19 | 0 | 0.01 | 0.189 | 0 |  | --> | C19 ex CLONDALKIN | Clondalkin [T41,T42,T44] | INCHICORE 220KV |  | 53.3092 | -6.408
MV/LV Substation CH***199X |  | 10 kV | _ | LV | 400 kVA :Building Structure | 0.4 | --> | 0.4 | 0 | 0 | Constrained, otherwise capacity available =279 kVA | --> | 0.38 | 0 | 0 | 0.396 | 0 |  | --> | C13 ex PALMERSTOWN | Palmerstown [T41,T42] | FINGLAS |  | 53.3457 | -6.3752
MV/LV Substation JO***199Y |  | 10 kV | _ | LV | 400 kVA :Building Structure | 0.4 | --> | 0.4 | 0 | 0 | Constrained, otherwise capacity available =383 kVA | --> | 0.38 | 0 | 0 | 0.382 | 0 |  | --> | C16 ex LEIXLIP | Leixlip [T41,T42] | GRIFFINRATH |  | 53.356 | -6.4914
MV/LV Substation ST***201X |  | 10 kV | _ | LV | 400 kVA :Kiosk Substation | 0.4 | --> | 0.4 | 0 | 0 | Constrained, otherwise capacity available =126 kVA | --> | 0.38 | 0 | 0.008 | 0.41 | 0 |  | --> | C11 ex LIFFEY VALLEY | Liffey Valley [T41,T42] | INCHICORE 220KV |  | 53.3453 | -6.4003
MV/LV Substation NE***201Y |  | 10 kV | _ | LV | 50 kVA :Pole Substation | 0.05 | --> | 0.05 | 0 | 0 | Constrained, otherwise capacity available =26 kVA | --> | 0.048 | 0 | 0.004 | 0.048 | 0 |  | --> | C16 ex LEIXLIP | Leixlip [T41,T42] | GRIFFINRATH |  | 53.3479 | -6.508
MV/LV Substation BA***202 |  | 10 kV | _ | LV | 630 kVA :Building Structure | 0.63 | --> | 0.63 | 0 | 0 | Constrained, otherwise capacity available =270 kVA | --> | 0.598 | 0 | 0.055 | 0.5 | 0 |  | --> | C19 ex SEMPERIT | Semperit [T41,T42,T43] | GRANGE CASTLE |  | 53.342 | -6.3577
MV/LV Substation BA***202Y |  | 10 kV | _ | LV | 100 kVA :Pole Substation | 0.1 | --> | 0.1 | 0 | 0 | Constrained, otherwise capacity available =48 kVA | --> | 0.095 | 0 | 0 | 0.102 | 0 |  | --> | C16 ex LEIXLIP | Leixlip [T41,T42] | GRIFFINRATH |  | 53.3457 | -6.494
MV/LV Substation ES***203Z |  | 10 kV | _ | LV | 200 kVA :Kiosk Substation | 0.2 | --> | 0.2 | 0 | 0 | Constrained, otherwise capacity available =112 kVA | --> | 0.19 | 0 | 0.027 | 0.182 | 0 |  | --> | C18 ex LUCAN EAST | Lucan East [T41,T42] | GRANGE CASTLE |  | 53.3548 | -6.4317
MV/LV Substation KN***204Z |  | 10 kV | _ | LV | 400 kVA :Kiosk Substation | 0.4 | --> | 0.4 | 0 | 0 | Constrained, otherwise capacity available =324 kVA | --> | 0.38 | 0 | 0 | 0.39 | 0 |  | --> | C14 ex INCHICORE NORTH | Inchicore North [T41] | INCHICORE 220KV |  | 53.347 | -6.3468
MV/LV Substation BA***205Z |  | 10 kV | _ | LV | 630 kVA :Building Structure | 0.63 | --> | 0.63 | 0 | 0 | Constrained, otherwise capacity available =568 kVA | --> | 0.598 | 0 | 0.015 | 0.5 | 0 |  | --> | C30 ex CLONDALKIN | Clondalkin [T41,T42,T44] | INCHICORE 220KV |  | 53.3246 | -6.4141
MV/LV Substation CO***206Y |  | 10 kV | _ | LV | 50 kVA :Pole Substation | 0.05 | --> | 0.05 | 0 | 0 |  | --> | 0.048 | 0 | 0.02 | 0.039 | 0 |  | --> | C16 ex LEIXLIP | Leixlip [T41,T42] | GRIFFINRATH |  | 53.3447 | -6.5061
MV/LV Substation MT***206Z |  | 10 kV | _ | LV | 200 kVA :Kiosk Substation | 0.2 | --> | 0.2 | 0 | 0 | Constrained, otherwise capacity available =177 kVA | --> | 0.19 | 0 | 0.005 | 0.189 | 0 |  | --> | C13 ex LIFFEY VALLEY | Liffey Valley [T41,T42] | INCHICORE 220KV |  | 53.3563 | -6.4123
MV/LV Substation BA***207 |  | 10 kV | _ | LV | 400 kVA :Building Structure | 0.4 | --> | 0.4 | 0 | 0 | Constrained, otherwise capacity available =243 kVA | --> | 0.38 | 0 | 0.018 | 0.388 | 0 |  | --> | C19 ex SEMPERIT | Semperit [T41,T42,T43] | GRANGE CASTLE |  | 53.3398 | -6.3536
MV/LV Substation CO***207Y |  | 10 kV | _ | LV | 50 kVA :Pole Substation | 0.05 | --> | 0.05 | 0 | 0 | Constrained, otherwise capacity available =46 kVA | --> | 0.048 | 0 | 0 | 0.048 | 0 |  | --> | C16 ex LEIXLIP | Leixlip [T41,T42] | GRIFFINRATH |  | 53.3439 | -6.5074
MV/LV Substation MO***207Z |  | 10 kV | _ | LV | 630 kVA :Kiosk Substation | 0.63 | --> | 0.63 | 0 | 0 | Constrained, otherwise capacity available =474 kVA | --> | 0.598 | 0 | 0.01 | 0.5 | 0 |  | --> | C13 ex LIFFEY VALLEY | Liffey Valley [T41,T42] | INCHICORE 220KV |  | 53.3585 | -6.4125
MV/LV Substation TH***208 |  | 10 kV | _ | LV | 400 kVA :Kiosk Substation | 0.4 | --> | 0.4 | 0 | 0 | Constrained, otherwise capacity available =122 kVA | --> | 0.38 | 0 | 0.005 | 0.412 | 0 |  | --> | C13 ex INCHICORE NORTH | Inchicore North [T41] | INCHICORE 220KV |  | 53.3408 | -6.3476
MV/LV Substation SC***208X |  | 10 kV | _ | LV | 400 kVA :Kiosk Substation | 0.4 | --> | 0.4 | 0 | 0 | Constrained, otherwise capacity available =329 kVA | --> | 0.38 | 0 | 0.01 | 0.382 | 0 |  | --> | C12 ex SEMPERIT | Semperit [T41,T42,T43] | GRANGE CASTLE |  | 53.3327 | -6.356
MV/LV Substation BA***208Y |  | 10 kV | _ | LV | 100 kVA :Pole Substation | 0.1 | --> | 0.1 | 0 | 0 | Constrained, otherwise capacity available =2 kVA | --> | 0.095 | 0 | 0 | 0.108 | 0 |  | --> | C16 ex LEIXLIP | Leixlip [T41,T42] | GRIFFINRATH |  | 53.3425 | -6.5152
MV/LV Substation EL***209X |  | 10 kV | _ | LV | 400 kVA :Kiosk Substation | 0.4 | --> | 0.4 | 0 | 0 | Constrained, otherwise capacity available =272 kVA | --> | 0.38 | 0 | 0.038 | 0.369 | 0 |  | --> | C12 ex PALMERSTOWN | Palmerstown [T41,T42] | FINGLAS |  | 53.3527 | -6.3817
MV/LV Substation BA***209Y |  | 10 kV | _ | LV | 200 kVA :Pole Substation | 0.2 | --> | 0.2 | 0 | 0 | Constrained, otherwise capacity available =133 kVA | --> | 0.19 | 0 | 0.01 | 0.192 | 0 |  | --> | C16 ex LEIXLIP | Leixlip [T41,T42] | GRIFFINRATH |  | 53.3386 | -6.5178
MV/LV Substation LI***209Z |  | 10 kV | _ | LV | 630 kVA :Building Structure | 0.63 | --> | 0.63 | 0 | 0 | Constrained, otherwise capacity available =521 kVA | --> | 0.598 | 0 | 0 | 0.5 | 0 |  | --> | C12 ex PALMERSTOWN | Palmerstown [T41,T42] | FINGLAS |  | 53.3551 | -6.3944
MV/LV Substation ES***210X |  | 10 kV | _ | LV | 630 kVA :Kiosk Substation | 0.63 | --> | 0.63 | 0 | 0 | Constrained, otherwise capacity available =506 kVA | --> | 0.598 | 0 | 0.043 | 0.5 | 0 |  | --> | C18 ex LUCAN EAST | Lucan East [T41,T42] | GRANGE CASTLE |  | 53.3522 | -6.4329
MV/LV Substation LI***210Z |  | 10 kV | _ | LV | 630 kVA :Building Structure | 0.63 | --> | 0.63 | 0 | 0 | Constrained, otherwise capacity available =521 kVA | --> | 0.598 | 0 | 0 | 0.5 | 0 |  | --> | C12 ex PALMERSTOWN | Palmerstown [T41,T42] | FINGLAS |  | 53.3544 | -6.3961
MV/LV Substation ST***211Y |  | 20 kV | _ | LV | 100 kVA :Pole Substation | 0.1 | --> | 0.1 | 0 | 0 | Constrained, otherwise capacity available =65 kVA | --> | 0.095 | 0 | 0 | 0.1 | 0 |  | --> | E24 ex ADAMSTOWN | Adamstown [T121,T122] | INCHICORE 220KV |  | 53.3355 | -6.5
MV/LV Substation PA***212X |  | 10 kV | _ | LV | 400 kVA :Kiosk Substation | 0.4 | --> | 0.4 | 0 | 0 | Constrained, otherwise capacity available =196 kVA | --> | 0.38 | 0 | 0.051 | 0.369 | 0 |  | --> | C18 ex CASTLEKNOCK | Castleknock [T41,T42] | FINGLAS |  | 53.3751 | -6.3645
MV/LV Substation B ***212Z |  | 10 kV | _ | LV | 630 kVA :Building Structure | 0.63 | --> | 0.63 | 0 | 0 | Constrained, otherwise capacity available =515 kVA | --> | 0.598 | 0 | 0 | 0.5 | 0 |  | --> | C17 ex LIFFEY VALLEY | Liffey Valley [T41,T42] | INCHICORE 220KV |  | 53.3477 | -6.3886
MV/LV Substation WH***214X |  | 10 kV | _ | LV | 400 kVA :Kiosk Substation | 0.4 | --> | 0.4 | 0 | 0 | Constrained, otherwise capacity available =70 kVA | --> | 0.38 | 0 | 0.025 | 0.404 | 0 |  | --> | C11 ex LIFFEY VALLEY | Liffey Valley [T41,T42] | INCHICORE 220KV |  | 53.3426 | -6.3914
MV/LV Substation MI***214Z |  | 10 kV | _ | LV | 400 kVA :Kiosk Substation | 0.4 | --> | 0.4 | 0 | 0 | Constrained, otherwise capacity available =282 kVA | --> | 0.38 | 0 | 0.009 | 0.389 | 0 |  | --> | C16 ex CLONDALKIN | Clondalkin [T41,T42,T44] | INCHICORE 220KV |  | 53.3252 | -6.4009
MV/LV Substation PA***215X |  | 10 kV | _ | LV | 200 kVA :Kiosk Substation | 0.2 | --> | 0.2 | 0 | 0 | Constrained, otherwise capacity available =104 kVA | --> | 0.19 | 0 | 0.034 | 0.177 | 0 |  | --> | C14 ex CLONDALKIN | Clondalkin [T41,T42,T44] | INCHICORE 220KV |  | 53.336 | -6.3947
MV/LV Substation DR***215Z |  | 10 kV | _ | LV | 400 kVA :Kiosk Substation | 0.4 | --> | 0.4 | 0 | 0 | Constrained, otherwise capacity available =336 kVA | --> | 0.38 | 0 | 0 | 0.389 | 0 |  | --> | C18 ex BALGADDY | Balgaddy [T41,T42] | GRANGE CASTLE |  | 53.3514 | -6.4198
MV/LV Substation PA***216X |  | 10 kV | _ | LV | 400 kVA :Kiosk Substation | 0.4 | --> | 0.4 | 0 | 0 | Constrained, otherwise capacity available =215 kVA | --> | 0.38 | 0 | 0.032 | 0.381 | 0 |  | --> | C14 ex CLONDALKIN | Clondalkin [T41,T42,T44] | INCHICORE 220KV |  | 53.3371 | -6.3915
MV/LV Substation GR***216Z |  | 10 kV | _ | LV | 400 kVA :Kiosk Substation | 0.4 | --> | 0.4 | 0 | 0 | Constrained, otherwise capacity available =376 kVA | --> | 0.38 | 0 | 0 | 0.383 | 0 |  | --> | C17 ex BALGADDY | Balgaddy [T41,T42] | GRANGE CASTLE |  | 53.3303 | -6.439
MV/LV Substation PA***217X |  | 10 kV | _ | LV | 630 kVA :Kiosk Substation | 0.63 | --> | 0.63 | 0 | 0 | Constrained, otherwise capacity available =527 kVA | --> | 0.598 | 0 | 0.015 | 0.5 | 0 |  | --> | C13 ex PALMERSTOWN | Palmerstown [T41,T42] | FINGLAS |  | 53.3487 | -6.3786
MV/LV Substation GR***217Z |  | 10 kV | _ | LV | 400 kVA :Kiosk Substation | 0.4 | --> | 0.4 | 0 | 0 | Constrained, otherwise capacity available =342 kVA | --> | 0.38 | 0 | 0.01 | 0.38 | 0 |  | --> | C20 ex BALGADDY | Balgaddy [T41,T42] | GRANGE CASTLE |  | 53.3408 | -6.4336
MV/LV Substation PA***218X |  | 10 kV | _ | LV | 400 kVA :Kiosk Substation | 0.4 | --> | 0.4 | 0 | 0 | Constrained, otherwise capacity available =347 kVA | --> | 0.38 | 0 | 0.021 | 0.372 | 0 |  | --> | C13 ex PALMERSTOWN | Palmerstown [T41,T42] | FINGLAS |  | 53.3495 | -6.3819
MV/LV Substation OA***219X |  | 10 kV | _ | LV | 400 kVA :Kiosk Substation | 0.4 | --> | 0.4 | 0 | 0 | Constrained, otherwise capacity available =282 kVA | --> | 0.38 | 0 | 0.002 | 0.394 | 0 |  | --> | C18 ex PALMERSTOWN | Palmerstown [T41,T42] | FINGLAS |  | 53.3491 | -6.3762
MV/LV Substation WE***221X |  | 10 kV | _ | LV | 400 kVA :Building Structure | 0.4 | --> | 0.4 | 0 | 0 | Constrained, otherwise capacity available =316 kVA | --> | 0.38 | 0 | 0.01 | 0.384 | 0 |  | --> | C13 ex INCHICORE NORTH | Inchicore North [T41] | INCHICORE 220KV |  | 53.3375 | -6.3448
MV/LV Substation PA***221Z |  | 10 kV | _ | LV | 630 kVA :Building Structure | 0.63 | --> | 0.63 | 0 | 0 | Constrained, otherwise capacity available =501 kVA | --> | 0.598 | 0 | 0.012 | 0.5 | 0 |  | --> | C21 ex SEMPERIT | Semperit [T41,T42,T43] | GRANGE CASTLE |  | 53.3312 | -6.3592
MV/LV Substation KE***222 |  | 10 kV | _ | LV | 400 kVA :Kiosk Substation | 0.4 | --> | 0.4 | 0 | 0 | Constrained, otherwise capacity available =236 kVA | --> | 0.38 | 0 | 0.039 | 0.373 | 0 |  | --> | C15 ex LEIXLIP | Leixlip [T41,T42] | GRIFFINRATH |  | 53.3557 | -6.4682
MV/LV Substation ST***222X |  | 10 kV | _ | LV | 400 kVA :Kiosk Substation | 0.4 | --> | 0.4 | 0 | 0 | Constrained, otherwise capacity available =222 kVA | --> | 0.38 | 0 | 0.034 | 0.378 | 0 |  | --> | C11 ex LIFFEY VALLEY | Liffey Valley [T41,T42] | INCHICORE 220KV |  | 53.3467 | -6.4014
MV/LV Substation SA***223 |  | 10 kV | _ | LV | 200 kVA :Pole Substation | 0.2 | --> | 0.2 | 0 | 0 | Constrained, otherwise capacity available =130 kVA | --> | 0.19 | 0 | 0.027 | 0.179 | 0 |  | --> | C12 ex LUCAN EAST | Lucan East [T41,T42] | GRANGE CASTLE |  | 53.3574 | -6.4445
MV/LV Substation OC***223X |  | 10 kV | _ | LV | 630 kVA :Building Structure | 0.63 | --> | 0.63 | 0 | 0 | Constrained, otherwise capacity available =550 kVA | --> | 0.598 | 0 | 0.04 | 0.5 | 0 |  | --> | C28 ex CLONDALKIN | Clondalkin [T41,T42,T44] | INCHICORE 220KV |  | 53.3307 | -6.393
MV/LV Substation PA***223Z |  | 10 kV | _ | LV | 400 kVA :Kiosk Substation | 0.4 | --> | 0.4 | 0 | 0 | Constrained, otherwise capacity available =350 kVA | --> | 0.38 | 0 | 0 | 0.387 | 0 |  | --> | C17 ex PALMERSTOWN | Palmerstown [T41,T42] | FINGLAS |  | 53.3506 | -6.3817
MV/LV Substation BA***224 |  | 10 kV | _ | LV | 400 kVA :Kiosk Substation | 0.4 | --> | 0.4 | 0 | 0 | Constrained, otherwise capacity available =255 kVA | --> | 0.38 | 0 | 0.033 | 0.375 | 0 |  | --> | C18 ex LUCAN EAST | Lucan East [T41,T42] | GRANGE CASTLE |  | 53.3595 | -6.4319
MV/LV Substation CE***224Z |  | 10 kV | _ | LV | 630 kVA :Kiosk Substation | 0.63 | --> | 0.63 | 0 | 0 | Constrained, otherwise capacity available =519 kVA | --> | 0.598 | 0 | 0 | 0.5 | 0 |  | --> | C17 ex PALMERSTOWN | Palmerstown [T41,T42] | FINGLAS |  | 53.3368 | -6.3795
MV/LV Substation CL***225X |  | 10 kV | _ | LV | 630 kVA :Building Structure | 0.63 | --> | 0.63 | 0 | 0 | Constrained, otherwise capacity available =507 kVA | --> | 0.598 | 0 | 0.04 | 0.5 | 0 |  | --> | C28 ex CLONDALKIN | Clondalkin [T41,T42,T44] | INCHICORE 220KV |  | 53.3302 | -6.3901
MV/LV Substation CE***225Z |  | 10 kV | _ | LV | 630 kVA :Kiosk Substation | 0.63 | --> | 0.63 | 0 | 0 | Constrained, otherwise capacity available =497 kVA | --> | 0.598 | 0 | 0 | 0.5 | 0 |  | --> | C17 ex PALMERSTOWN | Palmerstown [T41,T42] | FINGLAS |  | 53.3368 | -6.3799
MV/LV Substation CE***226Z |  | 10 kV | _ | LV | 630 kVA :Kiosk Substation | 0.63 | --> | 0.63 | 0 | 0 | Constrained, otherwise capacity available =506 kVA | --> | 0.598 | 0 | 0 | 0.5 | 0 |  | --> | C17 ex PALMERSTOWN | Palmerstown [T41,T42] | FINGLAS |  | 53.3354 | -6.3807
MV/LV Substation CA***227X |  | 10 kV | _ | LV | 200 kVA :Pole Substation | 0.2 | --> | 0.2 | 0 | 0 | Constrained, otherwise capacity available =149 kVA | --> | 0.19 | 0 | 0 | 0.197 | 0 |  | --> | C15 ex CASTLEKNOCK | Castleknock [T41,T42] | FINGLAS |  | 53.3688 | -6.3692
MV/LV Substation CE***227Z |  | 10 kV | _ | LV | 630 kVA :Kiosk Substation | 0.63 | --> | 0.63 | 0 | 0 | Constrained, otherwise capacity available =528 kVA | --> | 0.598 | 0 | 0 | 0.5 | 0 |  | --> | C17 ex PALMERSTOWN | Palmerstown [T41,T42] | FINGLAS |  | 53.3366 | -6.3831
MV/LV Substation CO***228X |  | 10 kV | _ | LV | 200 kVA :Kiosk Substation | 0.2 | --> | 0.2 | 0 | 0 | Constrained, otherwise capacity available =111 kVA | --> | 0.19 | 0 | 0.056 | 0.16 | 0 |  | --> | C15 ex CASTLEKNOCK | Castleknock [T41,T42] | FINGLAS |  | 53.3721 | -6.3656
MV/LV Substation PA***228Z |  | 10 kV | _ | LV | 1000 kVA :Building Structure | 1 | --> | 1 | 0 | 0 | Constrained, otherwise capacity available =743 kVA | --> | 0.95 | 0 | 0 | 0.5 | 0 |  | --> | C31 ex SEMPERIT | Semperit [T41,T42,T43] | GRANGE CASTLE |  | 53.3318 | -6.3709
MV/LV Substation PA***229Z |  | 10 kV | _ | LV | 1000 kVA :Building Structure | 1 | --> | 1 | 0 | 0 | Constrained, otherwise capacity available =957 kVA | --> | 0.95 | 0 | 0 | 0.5 | 0 |  | --> | C31 ex SEMPERIT | Semperit [T41,T42,T43] | GRANGE CASTLE |  | 53.3306 | -6.3708
MV/LV Substation PA***230Z |  | 10 kV | _ | LV | 1000 kVA :Building Structure | 1 | --> | 1 | 0 | 0 | Constrained, otherwise capacity available =884 kVA | --> | 0.95 | 0 | 0 | 0.5 | 0 |  | --> | C31 ex SEMPERIT | Semperit [T41,T42,T43] | GRANGE CASTLE |  | 53.3316 | -6.3727
MV/LV Substation FA***231X |  | 10 kV | _ | LV | 100 kVA :Pole Substation | 0.1 | --> | 0.1 | 0 | 0 | Constrained, otherwise capacity available =99 kVA | --> | 0.095 | 0 | 0 | 0.095 | 0 |  | --> | C15 ex CASTLEKNOCK | Castleknock [T41,T42] | FINGLAS |  | 53.365 | -6.363
MV/LV Substation EA***231Z |  | 10 kV | _ | LV | 630 kVA :Kiosk Substation | 0.63 | --> | 0.63 | 0 | 0 | Constrained, otherwise capacity available =420 kVA | --> | 0.598 | 0 | 0.073 | 0.5 | 0 |  | --> | C17 ex LEIXLIP | Leixlip [T41,T42] | GRIFFINRATH |  | 53.3677 | -6.5076
MV/LV Substation LU***232Z |  | 20 kV | _ | LV | 400 kVA :Kiosk Substation | 0.4 | --> | 0.4 | 0 | 0 | Constrained, otherwise capacity available =303 kVA | --> | 0.38 | 0 | 0.02 | 0.378 | 0 |  | --> | E19 ex ADAMSTOWN | Adamstown [T121,T122] | INCHICORE 220KV |  | 53.3319 | -6.4569
MV/LV Substation BO***234Z |  | 10 kV | _ | LV | 400 kVA :Kiosk Substation | 0.4 | --> | 0.4 | 0 | 0 | Constrained, otherwise capacity available =391 kVA | --> | 0.38 | 0 | 0.003 | 0.379 | 0 |  | --> | C29 ex GRANGE CASTLE | Grange Castle [T101,T102] | INCHICORE 220KV |  | 53.3197 | -6.4336
MV/LV Substation EL***235Z |  | 10 kV | _ | LV | 630 kVA :Building Structure | 0.63 | --> | 0.63 | 0 | 0 | Constrained, otherwise capacity available =477 kVA | --> | 0.598 | 0 | 0 | 0.5 | 0 |  | --> | C28 ex CLONDALKIN | Clondalkin [T41,T42,T44] | INCHICORE 220KV |  | 53.3266 | -6.3942
MV/LV Substation ST***236X |  | 10 kV | _ | LV | 400 kVA :Kiosk Substation | 0.4 | --> | 0.4 | 0.204 | 7.91 |  | --> | 0.38 | 0 | 0.122 | 0.316 | 0 |  | --> | C26 ex PELLETSTOWN | Pelletstown [T101,T102] | FINGLAS |  | 53.3731 | -6.3566
MV/LV Substation RE***240Y |  | 10 kV | _ | LV | 200 kVA :Kiosk Substation | 0.2 | --> | 0.2 | 0 | 0 | Constrained, otherwise capacity available =196 kVA | --> | 0.19 | 0 | 0.006 | 0.186 | 0 |  | --> | C20 ex CELBRIDGE | Celbridge [T41,T42] | GRIFFINRATH |  | 53.3063 | -6.5636
MV/LV Substation KN***242X |  | 10 kV | _ | LV | 50 kVA :Pole Substation | 0.05 | --> | 0.05 | 0 | 0 | Constrained, otherwise capacity available =35 kVA | --> | 0.048 | 0 | 0.005 | 0.046 | 0 |  | --> | C12 ex CASTLEKNOCK | Castleknock [T41,T42] | FINGLAS |  | 53.3672 | -6.3745
MV/LV Substation GR***242Z |  | 10 kV | _ | LV | 400 kVA :Kiosk Substation | 0.4 | --> | 0.4 | 0 | 0 | Constrained, otherwise capacity available =311 kVA | --> | 0.38 | 0 | 0 | 0.392 | 0 |  | --> | C17 ex BALGADDY | Balgaddy [T41,T42] | GRANGE CASTLE |  | 53.3286 | -6.4303
MV/LV Substation BA***244Y |  | 10 kV | _ | LV | 200 kVA :Pole Substation | 0.2 | --> | 0.2 | 0 | 0 | Constrained, otherwise capacity available =163 kVA | --> | 0.19 | 0 | 0 | 0.195 | 0 |  | --> | C15 ex MONEYCOOLEY | Moneycooley [T41,T42,T44] | GRIFFINRATH |  | 53.3616 | -6.5702
MV/LV Substation BA***245Z |  | 10 kV | _ | LV | 630 kVA :Kiosk Substation | 0.63 | --> | 0.63 | 0 | 0 | Constrained, otherwise capacity available =380 kVA | --> | 0.598 | 0 | 0.014 | 0.5 | 0 |  | --> | C13 ex INCHICORE NORTH | Inchicore North [T41] | INCHICORE 220KV |  | 53.3399 | -6.3521
MV/LV Substation CO***246Y |  | 10 kV | _ | LV | 50 kVA :Pole Substation | 0.05 | --> | 0.05 | 0 | 0 | Constrained, otherwise capacity available =42 kVA | --> | 0.048 | 0 | 0 | 0.049 | 0 |  | --> | C15 ex MONEYCOOLEY | Moneycooley [T41,T42,T44] | GRIFFINRATH |  | 53.3519 | -6.5857
MV/LV Substation LI***246Z |  | 10 kV | _ | LV | 400 kVA :Kiosk Substation | 0.4 | --> | 0.4 | 0 | 0 | Constrained, otherwise capacity available =302 kVA | --> | 0.38 | 0 | 0.02 | 0.378 | 0 |  | --> | C13 ex LIFFEY VALLEY | Liffey Valley [T41,T42] | INCHICORE 220KV |  | 53.3524 | -6.4162
MV/LV Substation ST***247X |  | 10 kV | _ | LV | 50 kVA :Pole Substation | 0.05 | --> | 0.05 | 0 | 0 | Constrained, otherwise capacity available =23 kVA | --> | 0.048 | 0 | 0.005 | 0.047 | 0 |  | --> | C12 ex CASTLEKNOCK | Castleknock [T41,T42] | FINGLAS |  | 53.3626 | -6.3862
MV/LV Substation GR***247Y |  | 10 kV | _ | LV | 50 kVA :Pole Substation | 0.05 | --> | 0.05 | 0 | 0 | Constrained, otherwise capacity available =45 kVA | --> | 0.048 | 0 | 0 | 0.048 | 0 |  | --> | C15 ex MONEYCOOLEY | Moneycooley [T41,T42,T44] | GRIFFINRATH |  | 53.3499 | -6.5727
MV/LV Substation LA***250Z |  | 10 kV | _ | LV | 400 kVA :Kiosk Substation | 0.4 | --> | 0.4 | 0 | 0 | Constrained, otherwise capacity available =231 kVA | --> | 0.38 | 0 | 0.062 | 0.356 | 0 |  | --> | C16 ex LUCAN EAST | Lucan East [T41,T42] | GRANGE CASTLE |  | 53.3619 | -6.4539
MV/LV Substation LA***251Z |  | 10 kV | _ | LV | 400 kVA :Kiosk Substation | 0.4 | --> | 0.4 | 0 | 0 | Constrained, otherwise capacity available =300 kVA | --> | 0.38 | 0 | 0.041 | 0.363 | 0 |  | --> | C16 ex LUCAN EAST | Lucan East [T41,T42] | GRANGE CASTLE |  | 53.3622 | -6.4518
MV/LV Substation LA***252Z |  | 10 kV | _ | LV | 400 kVA :Kiosk Substation | 0.4 | --> | 0.4 | 0 | 0 | Constrained, otherwise capacity available =356 kVA | --> | 0.38 | 0 | 0.037 | 0.358 | 0 |  | --> | C16 ex LUCAN EAST | Lucan East [T41,T42] | GRANGE CASTLE |  | 53.3639 | -6.4483
MV/LV Substation AS***253X |  | 10 kV | _ | LV | 200 kVA :Kiosk Substation | 0.2 | --> | 0.2 | 0.127 | 7.91 |  | --> | 0.19 | 0 | 0.026 | 0.18 | 0 |  | --> | C23 ex PELLETSTOWN | Pelletstown [T101,T102] | FINGLAS |  | 53.3697 | -6.3983
MV/LV Substation BA***253Y |  | 10 kV | _ | LV | 100 kVA :Pole Substation | 0.1 | --> | 0.1 | 0 | 0 | Constrained, otherwise capacity available =93 kVA | --> | 0.095 | 0 | 0 | 0.096 | 0 |  | --> | C12 ex MONEYCOOLEY | Moneycooley [T41,T42,T44] | GRIFFINRATH |  | 53.3576 | -6.5613
MV/LV Substation MO***254Y |  | 10 kV | _ | LV | 50 kVA :Pole Substation | 0.05 | --> | 0.05 | 0 | 0 | Constrained, otherwise capacity available =45 kVA | --> | 0.048 | 0 | 0 | 0.048 | 0 |  | --> | C12 ex MONEYCOOLEY | Moneycooley [T41,T42,T44] | GRIFFINRATH |  | 53.3566 | -6.5569
MV/LV Substation CO***255X |  | 10 kV | _ | LV | 50 kVA :Pole Substation | 0.05 | --> | 0.05 | 0 | 0 | Constrained, otherwise capacity available =35 kVA | --> | 0.048 | 0 | 0.006 | 0.045 | 0 |  | --> | C11 ex COOLMINE | Coolmine [T41,T42] | FINGLAS |  | 53.3629 | -6.398
MV/LV Substation BR***257X |  | 10 kV | _ | LV | 50 kVA :Pole Substation | 0.05 | --> | 0.05 | 0 | 0 | Constrained, otherwise capacity available =50 kVA | --> | 0.048 | 0 | 0 | 0.048 | 0 |  | --> | C11 ex COOLMINE | Coolmine [T41,T42] | FINGLAS |  | 53.3691 | -6.417
MV/LV Substation HE***260X |  | 10 kV | _ | LV | 200 kVA :Pole Substation | 0.2 | --> | 0.2 | 0 | 0 | Constrained, otherwise capacity available =155 kVA | --> | 0.19 | 0 | 0 | 0.196 | 0 |  | --> | C11 ex COOLMINE | Coolmine [T41,T42] | FINGLAS |  | 53.3641 | -6.4098
MV/LV Substation FI***260Z |  | 10 kV | _ | LV | 200 kVA :Kiosk Substation | 0.2 | --> | 0.2 | 0 | 0 | Constrained, otherwise capacity available =160 kVA | --> | 0.19 | 0 | 0 | 0.195 | 0 |  | --> | C13 ex BALGADDY | Balgaddy [T41,T42] | GRANGE CASTLE |  | 53.3444 | -6.446
MV/LV Substation LU***262X |  | 10 kV | _ | LV | 100 kVA :Pole Substation | 0.1 | --> | 0.1 | 0 | 0 | Constrained, otherwise capacity available =36 kVA | --> | 0.095 | 0 | 0 | 0.103 | 0 |  | --> | C16 ex LUCAN EAST | Lucan East [T41,T42] | GRANGE CASTLE |  | 53.3736 | -6.4319
MV/LV Substation FF***262Z |  | 10 kV | _ | LV | 200 kVA :Kiosk Substation | 0.2 | --> | 0.2 | 0 | 0 | Constrained, otherwise capacity available =187 kVA | --> | 0.19 | 0 | 0 | 0.192 | 0 |  | --> | C18 ex LUCAN EAST | Lucan East [T41,T42] | GRANGE CASTLE |  | 53.3505 | -6.4256
MV/LV Substation OL***263Y |  | 10 kV | _ | LV | 50 kVA :Pole Substation | 0.05 | --> | 0.05 | 0 | 0 | Constrained, otherwise capacity available =31 kVA | --> | 0.048 | 0 | 0 | 0.05 | 0 |  | --> | C22 ex CELBRIDGE | Celbridge [T41,T42] | GRIFFINRATH |  | 53.3449 | -6.5632
MV/LV Substation ST***263Z |  | 10 kV | _ | LV | 50 kVA :Pole Substation | 0.05 | --> | 0.05 | 0 | 0 | Constrained, otherwise capacity available =39 kVA | --> | 0.048 | 0 | 0 | 0.049 | 0 |  | --> | C19 ex CELBRIDGE | Celbridge [T41,T42] | GRIFFINRATH |  | 53.3194 | -6.6069
MV/LV Substation GR***265Y |  | 10 kV | _ | LV | 100 kVA :Pole Substation | 0.1 | --> | 0.1 | 0 | 0 | Constrained, otherwise capacity available =93 kVA | --> | 0.095 | 0 | 0 | 0.096 | 0 |  | --> | C15 ex MONEYCOOLEY | Moneycooley [T41,T42,T44] | GRIFFINRATH |  | 53.3433 | -6.5653
MV/LV Substation BA***266Y |  | 10 kV | _ | LV | 50 kVA :Pole Substation | 0.05 | --> | 0.05 | 0 | 0 | Constrained, otherwise capacity available =20 kVA | --> | 0.048 | 0 | 0.006 | 0.047 | 0 |  | --> | C15 ex MONEYCOOLEY | Moneycooley [T41,T42,T44] | GRIFFINRATH |  | 53.335 | -6.572
MV/LV Substation GR***267X |  | 10 kV | _ | LV | 400 kVA :Kiosk Substation | 0.4 | --> | 0.4 | 0 | 0 | Constrained, otherwise capacity available =331 kVA | --> | 0.38 | 0 | 0.004 | 0.386 | 0 |  | --> | C29 ex GRANGE CASTLE | Grange Castle [T101,T102] | INCHICORE 220KV |  | 53.328 | -6.4557
MV/LV Substation BA***267Y |  | 10 kV | _ | LV | 100 kVA :Pole Substation | 0.1 | --> | 0.1 | 0 | 0 | Constrained, otherwise capacity available =94 kVA | --> | 0.095 | 0 | 0 | 0.096 | 0 |  | --> | C15 ex MONEYCOOLEY | Moneycooley [T41,T42,T44] | GRIFFINRATH |  | 53.3327 | -6.5667
MV/LV Substation LA***271Z |  | 10 kV | _ | LV | 50 kVA :Pole Substation | 0.05 | --> | 0.05 | 0 | 0 | Constrained, otherwise capacity available =38 kVA | --> | 0.048 | 0 | 0 | 0.049 | 0 |  | --> | C16 ex LUCAN EAST | Lucan East [T41,T42] | GRANGE CASTLE |  | 53.3688 | -6.444
MV/LV Substation KY***272 |  | 10 kV | _ | LV | 1000 kVA :Building Structure | 1 | --> | 1 | 0 | 0 | Constrained, otherwise capacity available =706 kVA | --> | 0.95 | 0 | 0.136 | 0.5 | 0 |  | --> | C17 ex INCHICORE NORTH | Inchicore North [T41] | INCHICORE 220KV |  | 53.3337 | -6.3503
MV/LV Substation BU***272Z |  | 10 kV | _ | LV | 400 kVA :Kiosk Substation | 0.4 | --> | 0.4 | 0 | 0 | Constrained, otherwise capacity available =330 kVA | --> | 0.38 | 0 | 0 | 0.39 | 0 |  | --> | C18 ex BALGADDY | Balgaddy [T41,T42] | GRANGE CASTLE |  | 53.3399 | -6.419
MV/LV Substation WE***273Z |  | 10 kV | _ | LV | 400 kVA :Building Structure | 0.4 | --> | 0.4 | 0 | 0 | Constrained, otherwise capacity available =250 kVA | --> | 0.38 | 0 | 0 | 0.4 | 0 |  | --> | C19 ex SEMPERIT | Semperit [T41,T42,T43] | GRANGE CASTLE |  | 53.3487 | -6.3452
MV/LV Substation WE***274Z |  | 10 kV | _ | LV | 1000 kVA :Building Structure | 1 | --> | 1 | 0 | 0 | Constrained, otherwise capacity available =822 kVA | --> | 0.95 | 0 | 0 | 0.5 | 0 |  | --> | C19 ex SEMPERIT | Semperit [T41,T42,T43] | GRANGE CASTLE |  | 53.3487 | -6.3452
MV/LV Substation TH***275X |  | 10 kV | _ | LV | 200 kVA :Kiosk Substation | 0.2 | --> | 0.2 | 0.096 | 7.91 |  | --> | 0.19 | 0 | 0.042 | 0.173 | 0 |  | --> | C22 ex PELLETSTOWN | Pelletstown [T101,T102] | FINGLAS |  | 53.3764 | -6.372
MV/LV Substation PE***275Z |  | 10 kV | _ | LV | 50 kVA :Pole Substation | 0.05 | --> | 0.05 | 0 | 0 | Constrained, otherwise capacity available =50 kVA | --> | 0.048 | 0 | 0 | 0.048 | 0 |  | --> | C18 ex CELBRIDGE | Celbridge [T41,T42] | GRIFFINRATH |  | 53.3206 | -6.4814
MV/LV Substation N ***277Z |  | 10 kV | _ | LV | 200 kVA :Kiosk Substation | 0.2 | --> | 0.2 | 0 | 0 | Constrained, otherwise capacity available =187 kVA | --> | 0.19 | 0 | 0.005 | 0.188 | 0 |  | --> | C22 ex CELBRIDGE | Celbridge [T41,T42] | GRIFFINRATH |  | 53.3339 | -6.5576
MV/LV Substation CH***278X |  | 10 kV | _ | LV | 400 kVA :Building Structure | 0.4 | --> | 0.4 | 0 | 0 | Constrained, otherwise capacity available =326 kVA | --> | 0.38 | 0 | 0 | 0.39 | 0 |  | --> | C13 ex PALMERSTOWN | Palmerstown [T41,T42] | FINGLAS |  | 53.3453 | -6.3771
MV/LV Substation ST***279 |  | 10 kV | _ | LV | 630 kVA :Building Structure | 0.63 | --> | 0.63 | 0 | 0 | Constrained, otherwise capacity available =606 kVA | --> | 0.598 | 0 | 0.295 | 0.383 | 0 |  | --> | C11 ex PALMERSTOWN | Palmerstown [T41,T42] | FINGLAS |  | 53.3561 | -6.3682
MV/LV Substation TH***279X |  | 10 kV | _ | LV | 200 kVA :Kiosk Substation | 0.2 | --> | 0.2 | 0 | 0 | Constrained, otherwise capacity available =140 kVA | --> | 0.19 | 0 | 0.032 | 0.174 | 0 |  | --> | C17 ex CASTLEKNOCK | Castleknock [T41,T42] | FINGLAS |  | 53.3771 | -6.3761
MV/LV Substation KI***279Y |  | 10 kV | _ | LV | 50 kVA :Pole Substation | 0.05 | --> | 0.05 | 0 | 0 | Constrained, otherwise capacity available =38 kVA | --> | 0.048 | 0 | 0.004 | 0.046 | 0 |  | --> | C19 ex CELBRIDGE | Celbridge [T41,T42] | GRIFFINRATH |  | 53.3253 | -6.5647
MV/LV Substation LE***279Z |  | 10 kV | _ | LV | 200 kVA :Kiosk Substation | 0.2 | --> | 0.2 | 0 | 0 | Constrained, otherwise capacity available =171 kVA | --> | 0.19 | 0 | 0 | 0.194 | 0 |  | --> | C12 ex LEIXLIP | Leixlip [T41,T42] | GRIFFINRATH |  | 53.3724 | -6.4861
MV/LV Substation KN***280Z |  | 10 kV | _ | LV | 400 kVA :Kiosk Substation | 0.4 | --> | 0.4 | 0 | 0 | Constrained, otherwise capacity available =370 kVA | --> | 0.38 | 0 | 0 | 0.384 | 0 |  | --> | C19 ex SEMPERIT | Semperit [T41,T42,T43] | GRANGE CASTLE |  | 53.3505 | -6.3511
MV/LV Substation ST***281 |  | 10 kV | _ | LV | 100 kVA :Pole Substation | 0.1 | --> | 0.1 | 0 | 0 | Constrained, otherwise capacity available =36 kVA | --> | 0.095 | 0 | 0.004 | 0.1 | 0 |  | --> | C18 ex PALMERSTOWN | Palmerstown [T41,T42] | FINGLAS |  | 53.3494 | -6.3585
MV/LV Substation ES***281Z |  | 10 kV | _ | LV | 400 kVA :Kiosk Substation | 0.4 | --> | 0.4 | 0 | 0 | Constrained, otherwise capacity available =289 kVA | --> | 0.38 | 0 | 0.056 | 0.353 | 0 |  | --> | C12 ex LUCAN EAST | Lucan East [T41,T42] | GRANGE CASTLE |  | 53.3541 | -6.4434
MV/LV Substation CR***282X |  | 10 kV | _ | LV | 400 kVA :Kiosk Substation | 0.4 | --> | 0.4 | 0 | 0 | Constrained, otherwise capacity available =206 kVA | --> | 0.38 | 0 | 0.042 | 0.374 | 0 |  | --> | C11 ex PALMERSTOWN | Palmerstown [T41,T42] | FINGLAS |  | 53.3572 | -6.3744
MV/LV Substation LV***282Z |  | 10 kV | _ | LV | 400 kVA :Building Structure | 0.4 | --> | 0.4 | 0 | 0 | Constrained, otherwise capacity available =311 kVA | --> | 0.38 | 0 | 0 | 0.392 | 0 |  | --> | C12 ex LIFFEY VALLEY | Liffey Valley [T41,T42] | INCHICORE 220KV |  | 53.3545 | -6.403
MV/LV Substation PA***283 |  | 10 kV | _ | LV | 200 kVA :Pole Substation | 0.2 | --> | 0.2 | 0 | 0 | Constrained, otherwise capacity available =135 kVA | --> | 0.19 | 0 | 0.032 | 0.175 | 0 |  | --> | C18 ex PALMERSTOWN | Palmerstown [T41,T42] | FINGLAS |  | 53.3524 | -6.3598
MV/LV Substation FA***283X |  | 10 kV | _ | LV | 30 kVA :Pole Substation | 0.03 | --> | 0.03 | 0 | 0 | Constrained, otherwise capacity available =26 kVA | --> | 0.028 | 0 | 0 | 0.029 | 0 |  | --> | C11 ex PALMERSTOWN | Palmerstown [T41,T42] | FINGLAS |  | 53.3616 | -6.3654
MV/LV Substation BA***283Y |  | 10 kV | _ | LV | 50 kVA :Pole Substation | 0.05 | --> | 0.05 | 0 | 0 | Constrained, otherwise capacity available =34 kVA | --> | 0.048 | 0 | 0.009 | 0.043 | 0 |  | --> | C19 ex CELBRIDGE | Celbridge [T41,T42] | GRIFFINRATH |  | 53.318 | -6.606
MV/LV Substation WH***284 |  | 10 kV | _ | LV | 400 kVA :Kiosk Substation | 0.4 | --> | 0.4 | 0 | 0 | Constrained, otherwise capacity available =303 kVA | --> | 0.38 | 0 | 0.025 | 0.374 | 0 |  | --> | C13 ex PALMERSTOWN | Palmerstown [T41,T42] | FINGLAS |  | 53.3499 | -6.3746
MV/LV Substation GL***284X |  | 10 kV | _ | LV | 200 kVA :Building Structure | 0.2 | --> | 0.2 | 0 | 0 | Constrained, otherwise capacity available =156 kVA | --> | 0.19 | 0 | 0.016 | 0.184 | 0 |  | --> | C11 ex PALMERSTOWN | Palmerstown [T41,T42] | FINGLAS |  | 53.3557 | -6.3542
MV/LV Substation GL***285X |  | 10 kV | _ | LV | 200 kVA :Building Structure | 0.2 | --> | 0.2 | 0 | 0 | Constrained, otherwise capacity available =175 kVA | --> | 0.19 | 0 | 0 | 0.193 | 0 |  | --> | C11 ex PALMERSTOWN | Palmerstown [T41,T42] | FINGLAS |  | 53.3592 | -6.3615
MV/LV Substation FR***285Y |  | 10 kV | _ | LV | 50 kVA :Pole Substation | 0.05 | --> | 0.05 | 0 | 0 | Constrained, otherwise capacity available =40 kVA | --> | 0.048 | 0 | 0 | 0.049 | 0 |  | --> | C19 ex CELBRIDGE | Celbridge [T41,T42] | GRIFFINRATH |  | 53.3114 | -6.5808
MV/LV Substation CE***285Z |  | 10 kV | _ | LV | 200 kVA :Kiosk Substation | 0.2 | --> | 0.2 | 0 | 0 | Constrained, otherwise capacity available =200 kVA | --> | 0.19 | 0 | 0 | 0.19 | 0 |  | --> | C12 ex MONEYCOOLEY | Moneycooley [T41,T42,T44] | GRIFFINRATH |  | 53.359 | -6.5334
MV/LV Substation KI***286Z |  | 10 kV | _ | LV | 50 kVA :Pole Substation | 0.05 | --> | 0.05 | 0 | 0 | Constrained, otherwise capacity available =23 kVA | --> | 0.048 | 0 | 0 | 0.051 | 0 |  | --> | C12 ex MONEYCOOLEY | Moneycooley [T41,T42,T44] | GRIFFINRATH |  | 53.3655 | -6.5279
MV/LV Substation BE***289 |  | 10 kV | _ | LV | 400 kVA :Kiosk Substation | 0.4 | --> | 0.4 | 0 | 0 | Constrained, otherwise capacity available =293 kVA | --> | 0.38 | 0 | 0.034 | 0.369 | 0 |  | --> | C18 ex PALMERSTOWN | Palmerstown [T41,T42] | FINGLAS |  | 53.353 | -6.3521
MV/LV Substation LU***289X |  | 10 kV | _ | LV | 200 kVA :Building Structure | 0.2 | --> | 0.2 | 0 | 0 | Constrained, otherwise capacity available =126 kVA | --> | 0.19 | 0 | 0.05 | 0.163 | 0 |  | --> | C12 ex PALMERSTOWN | Palmerstown [T41,T42] | FINGLAS |  | 53.3561 | -6.3924
MV/LV Substation KI***289Y |  | 10 kV | _ | LV | 400 kVA :Kiosk Substation | 0.4 | --> | 0.4 | 0 | 0 | Constrained, otherwise capacity available =307 kVA | --> | 0.38 | 0 | 0.016 | 0.381 | 0 |  | --> | C20 ex MONEYCOOLEY | Moneycooley [T41,T42,T44] | GRIFFINRATH |  | 53.3723 | -6.5937
MV/LV Substation TH***290Z |  | 10 kV | _ | LV | 630 kVA :Kiosk Substation | 0.63 | --> | 0.63 | 0 | 0 | Constrained, otherwise capacity available =405 kVA | --> | 0.598 | 0 | 0 | 0.5 | 0 |  | --> | C16 ex CLONDALKIN | Clondalkin [T41,T42,T44] | INCHICORE 220KV |  | 53.3242 | -6.3941
MV/LV Substation TH***291X |  | 10 kV | _ | LV | 200 kVA :Kiosk Substation | 0.2 | --> | 0.2 | 0.126 | 7.91 |  | --> | 0.19 | 0 | 0.03 | 0.178 | 0 |  | --> | C22 ex PELLETSTOWN | Pelletstown [T101,T102] | FINGLAS |  | 53.376 | -6.3762
MV/LV Substation MA***291Y |  | 10 kV | _ | LV | 400 kVA :Kiosk Substation | 0.4 | --> | 0.4 | 0 | 0 | Constrained, otherwise capacity available =221 kVA | --> | 0.38 | 0 | 0.02 | 0.389 | 0 |  | --> | C16 ex MONEYCOOLEY | Moneycooley [T41,T42,T44] | GRIFFINRATH |  | 53.3734 | -6.5878
MV/LV Substation MA***292Y |  | 10 kV | _ | LV | 400 kVA :Kiosk Substation | 0.4 | --> | 0.4 | 0 | 0 | Constrained, otherwise capacity available =367 kVA | --> | 0.38 | 0 | 0.011 | 0.376 | 0 |  | --> | C16 ex MONEYCOOLEY | Moneycooley [T41,T42,T44] | GRIFFINRATH |  | 53.3729 | -6.587
MV/LV Substation PA***293X |  | 10 kV | _ | LV | 400 kVA :Building Structure | 0.4 | --> | 0.4 | 0 | 0 | Constrained, otherwise capacity available =195 kVA | --> | 0.38 | 0 | 0.054 | 0.367 | 0 |  | --> | C18 ex PALMERSTOWN | Palmerstown [T41,T42] | FINGLAS |  | 53.3523 | -6.3769
MV/LV Substation ST***293Y |  | 10 kV | _ | LV | 630 kVA :Kiosk Substation | 0.63 | --> | 0.63 | 0 | 0 | Constrained, otherwise capacity available =571 kVA | --> | 0.598 | 0 | 0.028 | 0.5 | 0 |  | --> | C16 ex MONEYCOOLEY | Moneycooley [T41,T42,T44] | GRIFFINRATH |  | 53.3722 | -6.5843
MV/LV Substation TH***293Z |  | 10 kV | _ | LV | 630 kVA :Kiosk Substation | 0.63 | --> | 0.63 | 0 | 0 | Constrained, otherwise capacity available =630 kVA | --> | 0.598 | 0 | 0 | 0.5 | 0 |  | --> | C16 ex CLONDALKIN | Clondalkin [T41,T42,T44] | INCHICORE 220KV |  | 53.3241 | -6.3941
MV/LV Substation RI***294Y |  | 10 kV | _ | LV | 200 kVA :Kiosk Substation | 0.2 | --> | 0.2 | 0 | 0 | Constrained, otherwise capacity available =138 kVA | --> | 0.19 | 0 | 0.025 | 0.18 | 0 |  | --> | C12 ex LEIXLIP | Leixlip [T41,T42] | GRIFFINRATH |  | 53.3668 | -6.487
MV/LV Substation CO***294Z |  | 10 kV | _ | LV | 630 kVA :Kiosk Substation | 0.63 | --> | 0.63 | 0 | 0 | Constrained, otherwise capacity available =570 kVA | --> | 0.598 | 0 | 0 | 0.5 | 0 |  | --> | C15 ex CASTLEKNOCK | Castleknock [T41,T42] | FINGLAS |  | 53.3691 | -6.373
MV/LV Substation CH***295X |  | 10 kV | _ | LV | 630 kVA :Building Structure | 0.63 | --> | 0.63 | 0 | 0 | Constrained, otherwise capacity available =428 kVA | --> | 0.598 | 0 | 0.031 | 0.5 | 0 |  | --> | C13 ex PALMERSTOWN | Palmerstown [T41,T42] | FINGLAS |  | 53.3445 | -6.3705
MV/LV Substation CO***295Z |  | 10 kV | _ | LV | 400 kVA :Kiosk Substation | 0.4 | --> | 0.4 | 0 | 0 | Constrained, otherwise capacity available =351 kVA | --> | 0.38 | 0 | 0 | 0.387 | 0 |  | --> | C15 ex CASTLEKNOCK | Castleknock [T41,T42] | FINGLAS |  | 53.3713 | -6.3706
MV/LV Substation NE***296X |  | 10 kV | _ | LV | 400 kVA :Kiosk Substation | 0.4 | --> | 0.4 | 0 | 0 | Constrained, otherwise capacity available =220 kVA | --> | 0.38 | 0 | 0.013 | 0.394 | 0 |  | --> | C14 ex CLONDALKIN | Clondalkin [T41,T42,T44] | INCHICORE 220KV |  | 53.3389 | -6.3965
MV/LV Substation CO***296Z |  | 10 kV | _ | LV | 630 kVA :Kiosk Substation | 0.63 | --> | 0.63 | 0 | 0 | Constrained, otherwise capacity available =555 kVA | --> | 0.598 | 0 | 0.005 | 0.5 | 0 |  | --> | C15 ex CASTLEKNOCK | Castleknock [T41,T42] | FINGLAS |  | 53.3712 | -6.3684
MV/LV Substation DE***297Y |  | 10 kV | _ | LV | 50 kVA :Pole Substation | 0.05 | --> | 0.05 | 0 | 0 | Constrained, otherwise capacity available =42 kVA | --> | 0.048 | 0 | 0 | 0.048 | 0 |  | --> | C15 ex MONEYCOOLEY | Moneycooley [T41,T42,T44] | GRIFFINRATH |  | 53.357 | -6.6363
MV/LV Substation CO***297Z |  | 10 kV | _ | LV | 200 kVA :Kiosk Substation | 0.2 | --> | 0.2 | 0 | 0 | Constrained, otherwise capacity available =182 kVA | --> | 0.19 | 0 | 0 | 0.192 | 0 |  | --> | C18 ex CASTLEKNOCK | Castleknock [T41,T42] | FINGLAS |  | 53.3728 | -6.3728
MV/LV Substation BE***299Z |  | 10 kV | _ | LV | 630 kVA :Kiosk Substation | 0.63 | --> | 0.63 | 0 | 0 | Constrained, otherwise capacity available =464 kVA | --> | 0.598 | 0 | 0.103 | 0.5 | 0 |  | --> | C15 ex LUCAN EAST | Lucan East [T41,T42] | GRANGE CASTLE |  | 53.3565 | -6.4362
MV/LV Substation BE***300Z |  | 10 kV | _ | LV | 400 kVA :Kiosk Substation | 0.4 | --> | 0.4 | 0 | 0 | Constrained, otherwise capacity available =260 kVA | --> | 0.38 | 0 | 0.047 | 0.364 | 0 |  | --> | C15 ex LUCAN EAST | Lucan East [T41,T42] | GRANGE CASTLE |  | 53.3536 | -6.4373
MV/LV Substation DE***301Z |  | 10 kV | _ | LV | 400 kVA :Kiosk Substation | 0.4 | --> | 0.4 | 0 | 0 | Constrained, otherwise capacity available =320 kVA | --> | 0.38 | 0 | 0.01 | 0.383 | 0 |  | --> | C12 ex LIFFEY VALLEY | Liffey Valley [T41,T42] | INCHICORE 220KV |  | 53.3565 | -6.3987
MV/LV Substation LI***302Z |  | 10 kV | _ | LV | 200 kVA :Kiosk Substation | 0.2 | --> | 0.2 | 0 | 0 | Constrained, otherwise capacity available =129 kVA | --> | 0.19 | 0 | 0.026 | 0.18 | 0 |  | --> | C13 ex LIFFEY VALLEY | Liffey Valley [T41,T42] | INCHICORE 220KV |  | 53.3536 | -6.4139
MV/LV Substation BR***306Y |  | 10 kV | _ | LV | 50 kVA :Pole Substation | 0.05 | --> | 0.05 | 0 | 0 | Constrained, otherwise capacity available =49 kVA | --> | 0.048 | 0 | 0 | 0.048 | 0 |  | --> | C15 ex MONEYCOOLEY | Moneycooley [T41,T42,T44] | GRIFFINRATH |  | 53.3482 | -6.6221
MV/LV Substation CO***306Z |  | 10 kV | _ | LV | 400 kVA :Kiosk Substation | 0.4 | --> | 0.4 | 0 | 0 | Constrained, otherwise capacity available =325 kVA | --> | 0.38 | 0 | 0 | 0.39 | 0 |  | --> | C17 ex LIFFEY VALLEY | Liffey Valley [T41,T42] | INCHICORE 220KV |  | 53.3475 | -6.3906
MV/LV Substation WO***307X |  | 10 kV | _ | LV | 400 kVA :Kiosk Substation | 0.4 | --> | 0.4 | 0 | 0 | Constrained, otherwise capacity available =292 kVA | --> | 0.38 | 0 | 0.043 | 0.363 | 0 |  | --> | C15 ex LUCAN EAST | Lucan East [T41,T42] | GRANGE CASTLE |  | 53.352 | -6.465
MV/LV Substation RO***308X |  | 10 kV | _ | LV | 100 kVA :Pole Substation | 0.1 | --> | 0.1 | 0 | 0 | Constrained, otherwise capacity available =39 kVA | --> | 0.095 | 0 | 0.015 | 0.092 | 0 |  | --> | C18 ex PALMERSTOWN | Palmerstown [T41,T42] | FINGLAS |  | 53.3468 | -6.361
MV/LV Substation HA***308Z |  | 20 kV | _ | LV | 630 kVA :Kiosk Substation | 0.63 | --> | 0.63 | 0 | 0 | Constrained, otherwise capacity available =461 kVA | --> | 0.598 | 0 | 0.01 | 0.5 | 0 |  | --> | E19 ex ADAMSTOWN | Adamstown [T121,T122] | INCHICORE 220KV |  | 53.3374 | -6.4501
MV/LV Substation WO***310X |  | 10 kV | _ | LV | 200 kVA :Kiosk Substation | 0.2 | --> | 0.2 | 0 | 0 | Constrained, otherwise capacity available =25 kVA | --> | 0.19 | 0 | 0.04 | 0.183 | 0 |  | --> | C18 ex PALMERSTOWN | Palmerstown [T41,T42] | FINGLAS |  | 53.352 | -6.3707
MV/LV Substation PH***310Z |  | 10 kV | _ | LV | 400 kVA :Building Structure | 0.4 | --> | 0.4 | 0 | 0 | Constrained, otherwise capacity available =286 kVA | --> | 0.38 | 0 | 0 | 0.395 | 0 |  | --> | C14 ex LIFFEY VALLEY | Liffey Valley [T41,T42] | INCHICORE 220KV |  | 53.3524 | -6.4087
MV/LV Substation LA***311X |  | 10 kV | _ | LV | 200 kVA :Pole Substation | 0.2 | --> | 0.2 | 0 | 0 | Constrained, otherwise capacity available =62 kVA | --> | 0.19 | 0 | 0 | 0.208 | 0 |  | --> | C16 ex LUCAN EAST | Lucan East [T41,T42] | GRANGE CASTLE |  | 53.3657 | -6.4464
MV/LV Substation HA***311Z |  | 10 kV | _ | LV | 200 kVA :Kiosk Substation | 0.2 | --> | 0.2 | 0 | 0 | Constrained, otherwise capacity available =166 kVA | --> | 0.19 | 0 | 0.014 | 0.184 | 0 |  | --> | C17 ex CELBRIDGE | Celbridge [T41,T42] | GRIFFINRATH |  | 53.3496 | -6.5432
MV/LV Substation MO***312X |  | 10 kV | _ | LV | 630 kVA :Kiosk Substation | 0.63 | --> | 0.63 | 0 | 0 | Constrained, otherwise capacity available =422 kVA | --> | 0.598 | 0 | 0.01 | 0.5 | 0 |  | --> | C14 ex CLONDALKIN | Clondalkin [T41,T42,T44] | INCHICORE 220KV |  | 53.3358 | -6.3981
MV/LV Substation RO***313X |  | 10 kV | _ | LV | 630 kVA :Kiosk Substation | 0.63 | --> | 0.63 | 0 | 0 | Constrained, otherwise capacity available =445 kVA | --> | 0.598 | 0 | 0.025 | 0.5 | 0 |  | --> | C14 ex CLONDALKIN | Clondalkin [T41,T42,T44] | INCHICORE 220KV |  | 53.3417 | -6.4025
MV/LV Substation KI***313Z |  | 10 kV | _ | LV | 630 kVA :Building Structure | 0.63 | --> | 0.63 | 0 | 0 | Constrained, otherwise capacity available =538 kVA | --> | 0.598 | 0 | 0.005 | 0.5 | 0 |  | --> | C19 ex CLONDALKIN | Clondalkin [T41,T42,T44] | INCHICORE 220KV |  | 53.3166 | -6.3975
MV/LV Substation RO***314X |  | 10 kV | _ | LV | 200 kVA :Kiosk Substation | 0.2 | --> | 0.2 | 0 | 0 | Constrained, otherwise capacity available =115 kVA | --> | 0.19 | 0 | 0.003 | 0.199 | 0 |  | --> | C14 ex CLONDALKIN | Clondalkin [T41,T42,T44] | INCHICORE 220KV |  | 53.3419 | -6.4069
MV/LV Substation CO***315X |  | 10 kV | _ | LV | 400 kVA :Kiosk Substation | 0.4 | --> | 0.4 | 0 | 0 | Constrained, otherwise capacity available =353 kVA | --> | 0.38 | 0 | 0 | 0.386 | 0 |  | --> | C14 ex INCHICORE NORTH | Inchicore North [T41] | INCHICORE 220KV |  | 53.3374 | -6.3432
MV/LV Substation CO***315Z |  | 10 kV | _ | LV | 200 kVA :Building Structure | 0.2 | --> | 0.2 | 0 | 0 | Constrained, otherwise capacity available =116 kVA | --> | 0.19 | 0 | 0 | 0.201 | 0 |  | --> | C18 ex LEIXLIP | Leixlip [T41,T42] | GRIFFINRATH |  | 53.3635 | -6.4889
MV/LV Substation LO***316X |  | 10 kV | _ | LV | 400 kVA :Kiosk Substation | 0.4 | --> | 0.4 | 0 | 0 | Constrained, otherwise capacity available =350 kVA | --> | 0.38 | 0 | 0.009 | 0.38 | 0 |  | --> | C18 ex PALMERSTOWN | Palmerstown [T41,T42] | FINGLAS |  | 53.3473 | -6.3553
MV/LV Substation RI***316Z |  | 10 kV | _ | LV | 630 kVA :Kiosk Substation | 0.63 | --> | 0.63 | 0 | 0 | Constrained, otherwise capacity available =525 kVA | --> | 0.598 | 0 | 0.006 | 0.5 | 0 |  | --> | C17 ex CELBRIDGE | Celbridge [T41,T42] | GRIFFINRATH |  | 53.3375 | -6.5377
MV/LV Substation DR***317X |  | 10 kV | _ | LV | 200 kVA :Pole Substation | 0.2 | --> | 0.2 | 0 | 0 | Constrained, otherwise capacity available =153 kVA | --> | 0.19 | 0 | 0.004 | 0.193 | 0 |  | --> | C18 ex PALMERSTOWN | Palmerstown [T41,T42] | FINGLAS |  | 53.3461 | -6.3683
MV/LV Substation NE***317Z |  | 10 kV | _ | LV | 400 kVA :Kiosk Substation | 0.4 | --> | 0.4 | 0 | 0 | Constrained, otherwise capacity available =236 kVA | --> | 0.38 | 0 | 0.02 | 0.387 | 0 |  | --> | C29 ex GRANGE CASTLE | Grange Castle [T101,T102] | INCHICORE 220KV |  | 53.2959 | -6.4913
MV/LV Substation NE***318Z |  | 10 kV | _ | LV | 400 kVA :Kiosk Substation | 0.4 | --> | 0.4 | 0 | 0 | Constrained, otherwise capacity available =312 kVA | --> | 0.38 | 0 | 0.014 | 0.382 | 0 |  | --> | C29 ex GRANGE CASTLE | Grange Castle [T101,T102] | INCHICORE 220KV |  | 53.2983 | -6.4907
MV/LV Substation KI***319X |  | 10 kV | _ | LV | 630 kVA :Building Structure | 0.63 | --> | 0.63 | 0 | 0 | Constrained, otherwise capacity available =480 kVA | --> | 0.598 | 0 | 0 | 0.5 | 0 |  | --> | C17 ex SEMPERIT | Semperit [T41,T42,T43] | GRANGE CASTLE |  | 53.3329 | -6.354
MV/LV Substation MI***319Z |  | 10 kV | _ | LV | 630 kVA :Kiosk Substation | 0.63 | --> | 0.63 | 0 | 0 | Constrained, otherwise capacity available =584 kVA | --> | 0.598 | 0 | 0 | 0.5 | 0 |  | --> | C17 ex LUCAN EAST | Lucan East [T41,T42] | GRANGE CASTLE |  | 53.3621 | -6.4434
MV/LV Substation MI***322X |  | 10 kV | _ | LV | 50 kVA :Pole Substation | 0.05 | --> | 0.05 | 0 | 0 | Constrained, otherwise capacity available =35 kVA | --> | 0.048 | 0 | 0.006 | 0.045 | 0 |  | --> | C11 ex PALMERSTOWN | Palmerstown [T41,T42] | FINGLAS |  | 53.3569 | -6.3609
MV/LV Substation WO***323X |  | 10 kV | _ | LV | 400 kVA :Kiosk Substation | 0.4 | --> | 0.4 | 0 | 0 | Constrained, otherwise capacity available =224 kVA | --> | 0.38 | 0 | 0.076 | 0.347 | 0 |  | --> | C20 ex PALMERSTOWN | Palmerstown [T41,T42] | FINGLAS |  | 53.3538 | -6.3781
MV/LV Substation WO***324X |  | 10 kV | _ | LV | 200 kVA :Kiosk Substation | 0.2 | --> | 0.2 | 0 | 0 | Constrained, otherwise capacity available =108 kVA | --> | 0.19 | 0 | 0.037 | 0.175 | 0 |  | --> | C20 ex PALMERSTOWN | Palmerstown [T41,T42] | FINGLAS |  | 53.3543 | -6.38
MV/LV Substation PA***331Z |  | 10 kV | _ | LV | 200 kVA :Kiosk Substation | 0.2 | --> | 0.2 | 0 | 0 | Constrained, otherwise capacity available =197 kVA | --> | 0.19 | 0 | 0 | 0.19 | 0 |  | --> | C18 ex PALMERSTOWN | Palmerstown [T41,T42] | FINGLAS |  | 53.347 | -6.3642
MV/LV Substation AL***333Z |  | 10 kV | _ | LV | 400 kVA :Building Structure | 0.4 | --> | 0.4 | 0 | 0 | Constrained, otherwise capacity available =328 kVA | --> | 0.38 | 0 | 0 | 0.39 | 0 |  | --> | C14 ex LIFFEY VALLEY | Liffey Valley [T41,T42] | INCHICORE 220KV |  | 53.3523 | -6.4058
MV/LV Substation KI***335Z |  | 10 kV | _ | LV | 200 kVA :Kiosk Substation | 0.2 | --> | 0.2 | 0 | 0 | Constrained, otherwise capacity available =155 kVA | --> | 0.19 | 0 | 0.033 | 0.172 | 0 |  | --> | C12 ex MONEYCOOLEY | Moneycooley [T41,T42,T44] | GRIFFINRATH |  | 53.3527 | -6.5577
MV/LV Substation SE***336Z |  | 10 kV | _ | LV | 630 kVA :Building Structure | 0.63 | --> | 0.63 | 0 | 0 | Constrained, otherwise capacity available =567 kVA | --> | 0.598 | 0 | 0.011 | 0.5 | 0 |  | --> | C14 ex INCHICORE NORTH | Inchicore North [T41] | INCHICORE 220KV |  | 53.342 | -6.3269
MV/LV Substation A ***337X |  | 10 kV | _ | LV | 400 kVA :Kiosk Substation | 0.4 | --> | 0.4 | 0 | 0 | Constrained, otherwise capacity available =333 kVA | --> | 0.38 | 0 | 0 | 0.389 | 0 |  | --> | C20 ex BALGADDY | Balgaddy [T41,T42] | GRANGE CASTLE |  | 53.3471 | -6.442
MV/LV Substation SE***337Z |  | 10 kV | _ | LV | 630 kVA :Building Structure | 0.63 | --> | 0.63 | 0 | 0 | Constrained, otherwise capacity available =569 kVA | --> | 0.598 | 0 | 0.005 | 0.5 | 0 |  | --> | C14 ex INCHICORE NORTH | Inchicore North [T41] | INCHICORE 220KV |  | 53.342 | -6.3276
MV/LV Substation A ***338X |  | 10 kV | _ | LV | 400 kVA :Kiosk Substation | 0.4 | --> | 0.4 | 0 | 0 | Constrained, otherwise capacity available =350 kVA | --> | 0.38 | 0 | 0.006 | 0.382 | 0 |  | --> | C20 ex BALGADDY | Balgaddy [T41,T42] | GRANGE CASTLE |  | 53.3463 | -6.441
MV/LV Substation OM***339Z |  | 10 kV | _ | LV | 100 kVA :Pole Substation | 0.1 | --> | 0.1 | 0 | 0 | Constrained, otherwise capacity available =95 kVA | --> | 0.095 | 0 | 0 | 0.096 | 0 |  | --> | C20 ex CELBRIDGE | Celbridge [T41,T42] | GRIFFINRATH |  | 53.3002 | -6.6148
MV/LV Substation A ***340X |  | 10 kV | _ | LV | 400 kVA :Kiosk Substation | 0.4 | --> | 0.4 | 0 | 0 | Constrained, otherwise capacity available =324 kVA | --> | 0.38 | 0 | 0.007 | 0.385 | 0 |  | --> | C20 ex BALGADDY | Balgaddy [T41,T42] | GRANGE CASTLE |  | 53.3457 | -6.443
MV/LV Substation BA***341Y |  | 10 kV | _ | LV | 50 kVA :Pole Substation | 0.05 | --> | 0.05 | 0 | 0 | Constrained, otherwise capacity available =33 kVA | --> | 0.048 | 0 | 0.01 | 0.042 | 0 |  | --> | C19 ex CELBRIDGE | Celbridge [T41,T42] | GRIFFINRATH |  | 53.3209 | -6.6204
MV/LV Substation RO***341Z |  | 10 kV | _ | LV | 1000 kVA :Building Structure | 1 | --> | 1 | 0 | 0 | Constrained, otherwise capacity available =956 kVA | --> | 0.95 | 0 | 0 | 0.5 | 0 |  | --> | C11 ex LIFFEY VALLEY | Liffey Valley [T41,T42] | INCHICORE 220KV |  | 53.3444 | -6.3978
MV/LV Substation A ***342X |  | 10 kV | _ | LV | 400 kVA :Kiosk Substation | 0.4 | --> | 0.4 | 0 | 0 | Constrained, otherwise capacity available =321 kVA | --> | 0.38 | 0 | 0 | 0.391 | 0 |  | --> | C20 ex BALGADDY | Balgaddy [T41,T42] | GRANGE CASTLE |  | 53.3445 | -6.442
MV/LV Substation ME***343Z |  | 10 kV | _ | LV | 200 kVA :Kiosk Substation | 0.2 | --> | 0.2 | 0 | 0 | Constrained, otherwise capacity available =148 kVA | --> | 0.19 | 0 | 0.004 | 0.194 | 0 |  | --> | C14 ex CLONDALKIN | Clondalkin [T41,T42,T44] | INCHICORE 220KV |  | 53.3406 | -6.4141
MV/LV Substation BR***344Z |  | 10 kV | _ | LV | 400 kVA :Kiosk Substation | 0.4 | --> | 0.4 | 0 | 0 | Constrained, otherwise capacity available =314 kVA | --> | 0.38 | 0 | 0.055 | 0.351 | 0 |  | --> | C19 ex CLONDALKIN | Clondalkin [T41,T42,T44] | INCHICORE 220KV |  | 53.2989 | -6.4191
MV/LV Substation CO***346Y |  | 10 kV | _ | LV | 200 kVA :Kiosk Substation | 0.2 | --> | 0.2 | 0 | 0 | Constrained, otherwise capacity available =147 kVA | --> | 0.19 | 0 | 0.014 | 0.187 | 0 |  | --> | C19 ex CELBRIDGE | Celbridge [T41,T42] | GRIFFINRATH |  | 53.3134 | -6.6088
MV/LV Substation PR***347X |  | 10 kV | _ | LV | 50 kVA :Pole Substation | 0.05 | --> | 0.05 | 0 | 0 | Constrained, otherwise capacity available =26 kVA | --> | 0.048 | 0 | 0.009 | 0.044 | 0 |  | --> | C12 ex LUCAN EAST | Lucan East [T41,T42] | GRANGE CASTLE |  | 53.3543 | -6.4517
MV/LV Substation ST***347Y |  | 10 kV | _ | LV | 200 kVA :Pole Substation | 0.2 | --> | 0.2 | 0 | 0 | Constrained, otherwise capacity available =185 kVA | --> | 0.19 | 0 | 0 | 0.192 | 0 |  | --> | C19 ex CELBRIDGE | Celbridge [T41,T42] | GRIFFINRATH |  | 53.3102 | -6.6098
MV/LV Substation NE***348Z |  | 10 kV | _ | LV | 400 kVA :Kiosk Substation | 0.4 | --> | 0.4 | 0 | 0 | Constrained, otherwise capacity available =364 kVA | --> | 0.38 | 0 | 0 | 0.385 | 0 |  | --> | C20 ex MONEYCOOLEY | Moneycooley [T41,T42,T44] | GRIFFINRATH |  | 53.3731 | -6.5976
MV/LV Substation CH***349X |  | 10 kV | _ | LV | 630 kVA :Kiosk Substation | 0.63 | --> | 0.63 | 0 | 0 | Constrained, otherwise capacity available =414 kVA | --> | 0.598 | 0 | 0.041 | 0.5 | 0 |  | --> | C12 ex LUCAN EAST | Lucan East [T41,T42] | GRANGE CASTLE |  | 53.3525 | -6.4582
MV/LV Substation ST***349Y |  | 10 kV | _ | LV | 400 kVA :Building Structure | 0.4 | --> | 0.4 | 0 | 0 | Constrained, otherwise capacity available =254 kVA | --> | 0.38 | 0 | 0 | 0.4 | 0 |  | --> | C19 ex CELBRIDGE | Celbridge [T41,T42] | GRIFFINRATH |  | 53.3074 | -6.6234
MV/LV Substation KI***350Z |  | 10 kV | _ | LV | 50 kVA :Pole Substation | 0.05 | --> | 0.05 | 0 | 0 | Constrained, otherwise capacity available =40 kVA | --> | 0.048 | 0 | 0.005 | 0.045 | 0 |  | --> | C29 ex GRANGE CASTLE | Grange Castle [T101,T102] | INCHICORE 220KV |  | 53.3104 | -6.4662
MV/LV Substation FI***351X |  | 20 kV | _ | LV | 200 kVA :Pole Substation | 0.2 | --> | 0.2 | 0 | 0 | Constrained, otherwise capacity available =101 kVA | --> | 0.19 | 0 | 0 | 0.203 | 0 |  | --> | E20 ex ADAMSTOWN | Adamstown [T121,T122] | INCHICORE 220KV |  | 53.3404 | -6.4644
MV/LV Substation NE***351Z |  | 10 kV | _ | LV | 200 kVA :Building Structure | 0.2 | --> | 0.2 | 0 | 0 | Constrained, otherwise capacity available =184 kVA | --> | 0.19 | 0 | 0 | 0.192 | 0 |  | --> | C12 ex LEIXLIP | Leixlip [T41,T42] | GRIFFINRATH |  | 53.3688 | -6.4874
MV/LV Substation SP***352X |  | 20 kV | _ | LV | 200 kVA :Pole Substation | 0.2 | --> | 0.2 | 0 | 0 | Constrained, otherwise capacity available =187 kVA | --> | 0.19 | 0 | 0 | 0.192 | 0 |  | --> | E19 ex ADAMSTOWN | Adamstown [T121,T122] | INCHICORE 220KV |  | 53.3353 | -6.4571
MV/LV Substation CL***352Y |  | 10 kV | _ | LV | 50 kVA :Pole Substation | 0.05 | --> | 0.05 | 0 | 0 | Constrained, otherwise capacity available =41 kVA | --> | 0.048 | 0 | 0.004 | 0.046 | 0 |  | --> | C20 ex CELBRIDGE | Celbridge [T41,T42] | GRIFFINRATH |  | 53.2961 | -6.5883
MV/LV Substation TO***352Z |  | 10 kV | _ | LV | 200 kVA :Kiosk Substation | 0.2 | --> | 0.2 | 0 | 0 | Constrained, otherwise capacity available =189 kVA | --> | 0.19 | 0 | 0 | 0.191 | 0 |  | --> | C22 ex CELBRIDGE | Celbridge [T41,T42] | GRIFFINRATH |  | 53.3499 | -6.6013
MV/LV Substation AR***353Z |  | 10 kV | _ | LV | 1000 kVA :Building Structure | 1 | --> | 1 | 0 | 0 | Constrained, otherwise capacity available =1000 kVA | --> | 0.95 | 0 | 0 | 0.5 | 0 |  | --> | C34 ex CLONDALKIN | Clondalkin [T41,T42,T44] | INCHICORE 220KV |  | 53.3271 | -6.3832
MV/LV Substation AR***354Z |  | 10 kV | _ | LV | 630 kVA :Building Structure | 0.63 | --> | 0.63 | 0 | 0 | Constrained, otherwise capacity available =368 kVA | --> | 0.598 | 0 | 0 | 0.5 | 0 |  | --> | C34 ex CLONDALKIN | Clondalkin [T41,T42,T44] | INCHICORE 220KV |  | 53.327 | -6.3832
MV/LV Substation CR***356Z |  | 10 kV | _ | LV | 400 kVA :Building Structure | 0.4 | --> | 0.4 | 0 | 0 | Constrained, otherwise capacity available =305 kVA | --> | 0.38 | 0 | 0.015 | 0.382 | 0 |  | --> | C12 ex MONEYCOOLEY | Moneycooley [T41,T42,T44] | GRIFFINRATH |  | 53.3588 | -6.547
MV/LV Substation TH***358Y |  | 10 kV | _ | LV | 630 kVA :Kiosk Substation | 0.63 | --> | 0.63 | 0 | 0 | Constrained, otherwise capacity available =519 kVA | --> | 0.598 | 0 | 0.011 | 0.5 | 0 |  | --> | C17 ex CELBRIDGE | Celbridge [T41,T42] | GRIFFINRATH |  | 53.3412 | -6.5364
MV/LV Substation KI***359Z |  | 10 kV | _ | LV | 50 kVA :Pole Substation | 0.05 | --> | 0.05 | 0 | 0 | Constrained, otherwise capacity available =50 kVA | --> | 0.048 | 0 | 0 | 0.048 | 0 |  | --> | C19 ex CLONDALKIN | Clondalkin [T41,T42,T44] | INCHICORE 220KV |  | 53.3036 | -6.4171
MV/LV Substation OA***360X |  | 10 kV | _ | LV | 200 kVA :Kiosk Substation | 0.2 | --> | 0.2 | 0 | 0 | Constrained, otherwise capacity available =109 kVA | --> | 0.19 | 0 | 0.014 | 0.192 | 0 |  | --> | C18 ex PALMERSTOWN | Palmerstown [T41,T42] | FINGLAS |  | 53.3487 | -6.3725
MV/LV Substation KI***360Z |  | 10 kV | _ | LV | 200 kVA :Pole Substation | 0.2 | --> | 0.2 | 0 | 0 | Constrained, otherwise capacity available =162 kVA | --> | 0.19 | 0 | 0 | 0.195 | 0 |  | --> | C14 ex BALGADDY | Balgaddy [T41,T42] | GRANGE CASTLE |  | 53.3334 | -6.4316
MV/LV Substation TH***361X |  | 10 kV | _ | LV | 200 kVA :Kiosk Substation | 0.2 | --> | 0.2 | 0.095 | 7.91 |  | --> | 0.19 | 0 | 0.03 | 0.182 | 0 |  | --> | C22 ex PELLETSTOWN | Pelletstown [T101,T102] | FINGLAS |  | 53.3788 | -6.371
MV/LV Substation CE***361Y |  | 10 kV | _ | LV | 1000 kVA :Building Structure | 1 | --> | 1 | 0 | 0 | Constrained, otherwise capacity available =782 kVA | --> | 0.95 | 0 | 0.057 | 0.5 | 0 |  | --> | C22 ex CELBRIDGE | Celbridge [T41,T42] | GRIFFINRATH |  | 53.3374 | -6.5403
MV/LV Substation KI***361Z |  | 10 kV | _ | LV | 50 kVA :Pole Substation | 0.05 | --> | 0.05 | 0 | 0 | Constrained, otherwise capacity available =50 kVA | --> | 0.048 | 0 | 0 | 0.048 | 0 |  | --> | C19 ex CLONDALKIN | Clondalkin [T41,T42,T44] | INCHICORE 220KV |  | 53.3009 | -6.4165
MV/LV Substation LA***362X |  | 10 kV | _ | LV | 200 kVA :Kiosk Substation | 0.2 | --> | 0.2 | 0.104 | 7.91 |  | --> | 0.19 | 0 | 0.064 | 0.155 | 0 |  | --> | C23 ex PELLETSTOWN | Pelletstown [T101,T102] | FINGLAS |  | 53.3792 | -6.3744
MV/LV Substation RA***362Z |  | 10 kV | _ | LV | 400 kVA :Kiosk Substation | 0.4 | --> | 0.4 | 0 | 0 | Constrained, otherwise capacity available =318 kVA | --> | 0.38 | 0 | 0.005 | 0.387 | 0 |  | --> | C17 ex BALGADDY | Balgaddy [T41,T42] | GRANGE CASTLE |  | 53.3234 | -6.4231
MV/LV Substation LA***363X |  | 10 kV | _ | LV | 400 kVA :Kiosk Substation | 0.4 | --> | 0.4 | 0.231 | 7.91 |  | --> | 0.38 | 0 | 0.031 | 0.38 | 0 |  | --> | C23 ex PELLETSTOWN | Pelletstown [T101,T102] | FINGLAS |  | 53.3795 | -6.378
MV/LV Substation AR***363Y |  | 10 kV | _ | LV | 200 kVA :Pole Substation | 0.2 | --> | 0.2 | 0 | 0 | Constrained, otherwise capacity available =182 kVA | --> | 0.19 | 0 | 0.003 | 0.19 | 0 |  | --> | C22 ex CELBRIDGE | Celbridge [T41,T42] | GRIFFINRATH |  | 53.3365 | -6.539
MV/LV Substation RA***363Z |  | 10 kV | _ | LV | 400 kVA :Kiosk Substation | 0.4 | --> | 0.4 | 0 | 0 | Constrained, otherwise capacity available =287 kVA | --> | 0.38 | 0 | 0 | 0.395 | 0 |  | --> | C17 ex BALGADDY | Balgaddy [T41,T42] | GRANGE CASTLE |  | 53.3242 | -6.4247
MV/LV Substation LA***364X |  | 10 kV | _ | LV | 400 kVA :Kiosk Substation | 0.4 | --> | 0.4 | 0.295 | 7.91 |  | --> | 0.38 | 0 | 0.036 | 0.367 | 0 |  | --> | C23 ex PELLETSTOWN | Pelletstown [T101,T102] | FINGLAS |  | 53.3791 | -6.3803
MV/LV Substation HA***365X |  | 10 kV | _ | LV | 400 kVA :Kiosk Substation | 0.4 | --> | 0.4 | 0 | 0 | Constrained, otherwise capacity available =256 kVA | --> | 0.38 | 0 | 0.003 | 0.397 | 0 |  | --> | C18 ex LIFFEY VALLEY | Liffey Valley [T41,T42] | INCHICORE 220KV |  | 53.3456 | -6.396
MV/LV Substation SA***365Z |  | 10 kV | _ | LV | 100 kVA :Pole Substation | 0.1 | --> | 0.1 | 0 | 0 | Constrained, otherwise capacity available =67 kVA | --> | 0.095 | 0 | 0 | 0.099 | 0 |  | --> | C15 ex MONEYCOOLEY | Moneycooley [T41,T42,T44] | GRIFFINRATH |  | 53.3627 | -6.5677
MV/LV Substation HA***366X |  | 10 kV | _ | LV | 200 kVA :Kiosk Substation | 0.2 | --> | 0.2 | 0 | 0 | Constrained, otherwise capacity available =133 kVA | --> | 0.19 | 0 | 0 | 0.199 | 0 |  | --> | C18 ex LIFFEY VALLEY | Liffey Valley [T41,T42] | INCHICORE 220KV |  | 53.3469 | -6.3956
MV/LV Substation MO***366Z |  | 10 kV | _ | LV | 400 kVA :Kiosk Substation | 0.4 | --> | 0.4 | 0 | 0 | Constrained, otherwise capacity available =382 kVA | --> | 0.38 | 0 | 0.005 | 0.379 | 0 |  | --> | C14 ex CLONDALKIN | Clondalkin [T41,T42,T44] | INCHICORE 220KV |  | 53.3344 | -6.4006
MV/LV Substation PE***368X |  | 10 kV | _ | LV | 630 kVA :Building Structure | 0.63 | --> | 0.63 | 0 | 0 | Constrained, otherwise capacity available =350 kVA | --> | 0.598 | 0 | 0.034 | 0.5 | 0 |  | --> | C28 ex CLONDALKIN | Clondalkin [T41,T42,T44] | INCHICORE 220KV |  | 53.3323 | -6.3864
MV/LV Substation OA***369X |  | 10 kV | _ | LV | 200 kVA :Kiosk Substation | 0.2 | --> | 0.2 | 0 | 0 | Constrained, otherwise capacity available =109 kVA | --> | 0.19 | 0 | 0.021 | 0.186 | 0 |  | --> | C18 ex PALMERSTOWN | Palmerstown [T41,T42] | FINGLAS |  | 53.3485 | -6.37
MV/LV Substation TO***369Z |  | 10 kV | _ | LV | 630 kVA :Building Structure | 0.63 | --> | 0.63 | 0 | 0 | Constrained, otherwise capacity available =483 kVA | --> | 0.598 | 0 | 0 | 0.5 | 0 |  | --> | C11 ex COOLMINE | Coolmine [T41,T42] | FINGLAS |  | 53.3652 | -6.3888
MV/LV Substation BA***370Y |  | 10 kV | _ | LV | 100 kVA :Pole Substation | 0.1 | --> | 0.1 | 0 | 0 | Constrained, otherwise capacity available =87 kVA | --> | 0.095 | 0 | 0.005 | 0.093 | 0 |  | --> | C19 ex CELBRIDGE | Celbridge [T41,T42] | GRIFFINRATH |  | 53.3183 | -6.6181
MV/LV Substation LI***371X |  | 10 kV | _ | LV | 400 kVA :Kiosk Substation | 0.4 | --> | 0.4 | 0 | 0 | Constrained, otherwise capacity available =270 kVA | --> | 0.38 | 0 | 0.004 | 0.394 | 0 |  | --> | C11 ex LIFFEY VALLEY | Liffey Valley [T41,T42] | INCHICORE 220KV |  | 53.3434 | -6.398
MV/LV Substation GR***372Z |  | 10 kV | _ | LV | 200 kVA :Kiosk Substation | 0.2 | --> | 0.2 | 0 | 0 | Constrained, otherwise capacity available =198 kVA | --> | 0.19 | 0 | 0 | 0.19 | 0 |  | --> | C17 ex BALGADDY | Balgaddy [T41,T42] | GRANGE CASTLE |  | 53.3088 | -6.4399
MV/LV Substation TH***373X |  | 10 kV | _ | LV | 200 kVA :Kiosk Substation | 0.2 | --> | 0.2 | 0 | 0 | Constrained, otherwise capacity available =118 kVA | --> | 0.19 | 0 | 0.034 | 0.176 | 0 |  | --> | C17 ex CASTLEKNOCK | Castleknock [T41,T42] | FINGLAS |  | 53.3759 | -6.3794
MV/LV Substation MO***374X |  | 10 kV | _ | LV | 630 kVA :Kiosk Substation | 0.63 | --> | 0.63 | 0 | 0 | Constrained, otherwise capacity available =471 kVA | --> | 0.598 | 0 | 0.015 | 0.5 | 0 |  | --> | C11 ex PALMERSTOWN | Palmerstown [T41,T42] | FINGLAS |  | 53.3593 | -6.3579
MV/LV Substation CA***375X |  | 10 kV | _ | LV | 200 kVA :Kiosk Substation | 0.2 | --> | 0.2 | 0.133 | 7.91 |  | --> | 0.19 | 0 | 0.028 | 0.178 | 0 |  | --> | C22 ex PELLETSTOWN | Pelletstown [T101,T102] | FINGLAS |  | 53.3773 | -6.3708
MV/LV Substation CR***376X |  | 10 kV | _ | LV | 400 kVA :Building Structure | 0.4 | --> | 0.4 | 0 | 0 | Constrained, otherwise capacity available =349 kVA | --> | 0.38 | 0 | 0 | 0.387 | 0 |  | --> | C28 ex CLONDALKIN | Clondalkin [T41,T42,T44] | INCHICORE 220KV |  | 53.332 | -6.3922
MV/LV Substation RA***376Y |  | 10 kV | _ | LV | 630 kVA :Kiosk Substation | 0.63 | --> | 0.63 | 0 | 0 | Constrained, otherwise capacity available =471 kVA | --> | 0.598 | 0 | 0.01 | 0.5 | 0 |  | --> | C18 ex LEIXLIP | Leixlip [T41,T42] | GRIFFINRATH |  | 53.364 | -6.4875
MV/LV Substation SP***377Z |  | 10 kV | _ | LV | 400 kVA :Kiosk Substation | 0.4 | --> | 0.4 | 0 | 0 | Constrained, otherwise capacity available =322 kVA | --> | 0.38 | 0 | 0 | 0.39 | 0 |  | --> | C19 ex CELBRIDGE | Celbridge [T41,T42] | GRIFFINRATH |  | 53.3077 | -6.6224
MV/LV Substation KI***378Y |  | 10 kV | _ | LV | 200 kVA :Kiosk Substation | 0.2 | --> | 0.2 | 0 | 0 | Constrained, otherwise capacity available =103 kVA | --> | 0.19 | 0 | 0.018 | 0.19 | 0 |  | --> | C20 ex MONEYCOOLEY | Moneycooley [T41,T42,T44] | GRIFFINRATH |  | 53.3727 | -6.5906
MV/LV Substation CR***378Z |  | 10 kV | _ | LV | 400 kVA :Building Structure | 0.4 | --> | 0.4 | 0 | 0 | Constrained, otherwise capacity available =387 kVA | --> | 0.38 | 0 | 0 | 0.382 | 0 |  | --> | C22 ex BALLYMOUNT | Ballymount [T41,T42] | INCHICORE 220KV |  | 53.3221 | -6.3657
MV/LV Substation SP***379X |  | 10 kV | _ | LV | 200 kVA :Kiosk Substation | 0.2 | --> | 0.2 | 0 | 0 | Constrained, otherwise capacity available =91 kVA | --> | 0.19 | 0 | 0 | 0.204 | 0 |  | --> | C15 ex LUCAN EAST | Lucan East [T41,T42] | GRANGE CASTLE |  | 53.3554 | -6.4627
MV/LV Substation MO***379Z |  | 10 kV | _ | LV | 400 kVA :Building Structure | 0.4 | --> | 0.4 | 0 | 0 | Constrained, otherwise capacity available =256 kVA | --> | 0.38 | 0 | 0 | 0.399 | 0 |  | --> | C20 ex CLONDALKIN | Clondalkin [T41,T42,T44] | INCHICORE 220KV |  | 53.3186 | -6.371
MV/LV Substation RO***380Z |  | 10 kV | _ | LV | 1000 kVA :Building Structure | 1 | --> | 1 | 0 | 0 | Constrained, otherwise capacity available =1000 kVA | --> | 0.95 | 0 | 0 | 0.5 | 0 |  | --> | C18 ex BALGADDY | Balgaddy [T41,T42] | GRANGE CASTLE |  | 53.3409 | -6.4157
MV/LV Substation RO***381Z |  | 10 kV | _ | LV | 630 kVA :Kiosk Substation | 0.63 | --> | 0.63 | 0 | 0 | Constrained, otherwise capacity available =289 kVA | --> | 0.598 | 0 | 0 | 0.5 | 0 |  | --> | C18 ex BALGADDY | Balgaddy [T41,T42] | GRANGE CASTLE |  | 53.3409 | -6.4171
MV/LV Substation AL***382Y |  | 10 kV | _ | LV | 200 kVA :Kiosk Substation | 0.2 | --> | 0.2 | 0 | 0 | Constrained, otherwise capacity available =188 kVA | --> | 0.19 | 0 | 0 | 0.192 | 0 |  | --> | C16 ex LEIXLIP | Leixlip [T41,T42] | GRIFFINRATH |  | 53.354 | -6.5082
MV/LV Substation WE***382Z |  | 10 kV | _ | LV | 400 kVA :Kiosk Substation | 0.4 | --> | 0.4 | 0 | 0 | Constrained, otherwise capacity available =329 kVA | --> | 0.38 | 0 | 0 | 0.39 | 0 |  | --> | C18 ex LIFFEY VALLEY | Liffey Valley [T41,T42] | INCHICORE 220KV |  | 53.3461 | -6.3988
MV/LV Substation SO***383Z |  | 10 kV | _ | LV | 200 kVA :Kiosk Substation | 0.2 | --> | 0.2 | 0 | 0 | Constrained, otherwise capacity available =128 kVA | --> | 0.19 | 0 | 0.016 | 0.188 | 0 |  | --> | C11 ex COOLMINE | Coolmine [T41,T42] | FINGLAS |  | 53.3654 | -6.395
MV/LV Substation GR***384Z |  | 10 kV | _ | LV | 400 kVA :Kiosk Substation | 0.4 | --> | 0.4 | 0 | 0 | Constrained, otherwise capacity available =301 kVA | --> | 0.38 | 0 | 0.035 | 0.367 | 0 |  | --> | C16 ex MONEYCOOLEY | Moneycooley [T41,T42,T44] | GRIFFINRATH |  | 53.3688 | -6.5821
MV/LV Substation PA***385X |  | 10 kV | _ | LV | 200 kVA :Kiosk Substation | 0.2 | --> | 0.2 | 0 | 0 | Constrained, otherwise capacity available =124 kVA | --> | 0.19 | 0 | 0.025 | 0.182 | 0 |  | --> | C18 ex CASTLEKNOCK | Castleknock [T41,T42] | FINGLAS |  | 53.3732 | -6.3685
MV/LV Substation GR***385Z |  | 10 kV | _ | LV | 400 kVA :Kiosk Substation | 0.4 | --> | 0.4 | 0 | 0 | Constrained, otherwise capacity available =250 kVA | --> | 0.38 | 0 | 0.076 | 0.344 | 0 |  | --> | C16 ex MONEYCOOLEY | Moneycooley [T41,T42,T44] | GRIFFINRATH |  | 53.3675 | -6.5807
MV/LV Substation OA***386X |  | 10 kV | _ | LV | 400 kVA :Kiosk Substation | 0.4 | --> | 0.4 | 0 | 0 | Constrained, otherwise capacity available =239 kVA | --> | 0.38 | 0 | 0.037 | 0.374 | 0 |  | --> | C18 ex LIFFEY VALLEY | Liffey Valley [T41,T42] | INCHICORE 220KV |  | 53.3448 | -6.3924
MV/LV Substation PH***386Z |  | 10 kV | _ | LV | 630 kVA :Building Structure | 0.63 | --> | 0.63 | 0.456 | 7.91 |  | --> | 0.598 | 0 | 0 | 0.5 | 0 |  | --> | C29 ex PELLETSTOWN | Pelletstown [T101,T102] | FINGLAS |  | 53.3734 | -6.3371
MV/LV Substation IS***387X |  | 10 kV | _ | LV | 200 kVA :Pole Substation | 0.2 | --> | 0.2 | 0 | 0 | Constrained, otherwise capacity available =191 kVA | --> | 0.19 | 0 | 0 | 0.191 | 0 |  | --> | C17 ex PALMERSTOWN | Palmerstown [T41,T42] | FINGLAS |  | 53.3426 | -6.3828
MV/LV Substation SP***387Y |  | 10 kV | _ | LV | 200 kVA :Pole Substation | 0.2 | --> | 0.2 | 0 | 0 | Constrained, otherwise capacity available =76 kVA | --> | 0.19 | 0 | 0 | 0.206 | 0 |  | --> | C15 ex LEIXLIP | Leixlip [T41,T42] | GRIFFINRATH |  | 53.3602 | -6.479
MV/LV Substation PH***387Z |  | 10 kV | _ | LV | 630 kVA :Building Structure | 0.63 | --> | 0.63 | 0.469 | 7.91 |  | --> | 0.598 | 0 | 0 | 0.5 | 0 |  | --> | C29 ex PELLETSTOWN | Pelletstown [T101,T102] | FINGLAS |  | 53.3728 | -6.335
MV/LV Substation MO***388X |  | 10 kV | _ | LV | 200 kVA :Kiosk Substation | 0.2 | --> | 0.2 | 0 | 0 | Constrained, otherwise capacity available =122 kVA | --> | 0.19 | 0 | 0.008 | 0.194 | 0 |  | --> | C14 ex CLONDALKIN | Clondalkin [T41,T42,T44] | INCHICORE 220KV |  | 53.3372 | -6.3952
MV/LV Substation CO***388Y |  | 10 kV | _ | LV | 200 kVA :Pole Substation | 0.2 | --> | 0.2 | 0 | 0 | Constrained, otherwise capacity available =124 kVA | --> | 0.19 | 0 | 0.01 | 0.193 | 0 |  | --> | C12 ex LEIXLIP | Leixlip [T41,T42] | GRIFFINRATH |  | 53.3614 | -6.4827
MV/LV Substation CH***388Z |  | 10 kV | _ | LV | 400 kVA :Building Structure | 0.4 | --> | 0.4 | 0 | 0 | Constrained, otherwise capacity available =400 kVA | --> | 0.38 | 0 | 0 | 0.38 | 0 |  | --> | C17 ex PALMERSTOWN | Palmerstown [T41,T42] | FINGLAS |  | 53.3372 | -6.3732
MV/LV Substation LE***389Y |  | 10 kV | _ | LV | 200 kVA :Kiosk Substation | 0.2 | --> | 0.2 | 0 | 0 | Constrained, otherwise capacity available =194 kVA | --> | 0.19 | 0 | 0 | 0.191 | 0 |  | --> | C16 ex LEIXLIP | Leixlip [T41,T42] | GRIFFINRATH |  | 53.3605 | -6.4893
MV/LV Substation PH***390X |  | 10 kV | _ | LV | 400 kVA :Kiosk Substation | 0.4 | --> | 0.4 | 0.244 | 7.91 |  | --> | 0.38 | 0 | 0.041 | 0.37 | 0 |  | --> | C26 ex PELLETSTOWN | Pelletstown [T101,T102] | FINGLAS |  | 53.3781 | -6.3543
MV/LV Substation GR***390Z |  | 10 kV | _ | LV | 400 kVA :Kiosk Substation | 0.4 | --> | 0.4 | 0 | 0 | Constrained, otherwise capacity available =391 kVA | --> | 0.38 | 0 | 0 | 0.381 | 0 |  | --> | C14 ex BALLYMOUNT | Ballymount [T41,T42] | INCHICORE 220KV |  | 53.3169 | -6.3559
MV/LV Substation CR***391X |  | 10 kV | _ | LV | 630 kVA :Kiosk Substation | 0.63 | --> | 0.63 | 0 | 0 | Constrained, otherwise capacity available =421 kVA | --> | 0.598 | 0 | 0.005 | 0.5 | 0 |  | --> | C12 ex SEMPERIT | Semperit [T41,T42,T43] | GRANGE CASTLE |  | 53.3366 | -6.3635
MV/LV Substation CO***391Z |  | 10 kV | _ | LV | 400 kVA :Building Structure | 0.4 | --> | 0.4 | 0 | 0 | Constrained, otherwise capacity available =364 kVA | --> | 0.38 | 0 | 0 | 0.385 | 0 |  | --> | C17 ex BALGADDY | Balgaddy [T41,T42] | GRANGE CASTLE |  | 53.3293 | -6.4528
MV/LV Substation CR***392X |  | 10 kV | _ | LV | 400 kVA :Kiosk Substation | 0.4 | --> | 0.4 | 0 | 0 | Constrained, otherwise capacity available =281 kVA | --> | 0.38 | 0 | 0 | 0.396 | 0 |  | --> | C12 ex SEMPERIT | Semperit [T41,T42,T43] | GRANGE CASTLE |  | 53.3379 | -6.367
MV/LV Substation BA***392Y |  | 10 kV | _ | LV | 50 kVA :Pole Substation | 0.05 | --> | 0.05 | 0 | 0 | Constrained, otherwise capacity available =48 kVA | --> | 0.048 | 0 | 0 | 0.048 | 0 |  | --> | C17 ex LEIXLIP | Leixlip [T41,T42] | GRIFFINRATH |  | 53.3597 | -6.5093
MV/LV Substation PA***393X |  | 10 kV | _ | LV | 400 kVA :Building Structure | 0.4 | --> | 0.4 | 0 | 0 | Constrained, otherwise capacity available =341 kVA | --> | 0.38 | 0 | 0.022 | 0.372 | 0 |  | --> | C13 ex PALMERSTOWN | Palmerstown [T41,T42] | FINGLAS |  | 53.346 | -6.3807
MV/LV Substation CR***394X |  | 10 kV | _ | LV | 200 kVA :Kiosk Substation | 0.2 | --> | 0.2 | 0 | 0 | Constrained, otherwise capacity available =124 kVA | --> | 0.19 | 0 | 0.005 | 0.196 | 0 |  | --> | C17 ex PALMERSTOWN | Palmerstown [T41,T42] | FINGLAS |  | 53.3374 | -6.3703
MV/LV Substation RO***394Z |  | 10 kV | _ | LV | 400 kVA :Building Structure | 0.4 | --> | 0.4 | 0 | 0 | Constrained, otherwise capacity available =173 kVA | --> | 0.38 | 0 | 0 | 0.41 | 0 |  | --> | C14 ex CLONDALKIN | Clondalkin [T41,T42,T44] | INCHICORE 220KV |  | 53.3284 | -6.3954
MV/LV Substation DA***395X |  | 10 kV | _ | LV | 400 kVA :Kiosk Substation | 0.4 | --> | 0.4 | 0 | 0 | Constrained, otherwise capacity available =362 kVA | --> | 0.38 | 0 | 0 | 0.385 | 0 |  | --> | C12 ex PALMERSTOWN | Palmerstown [T41,T42] | FINGLAS |  | 53.3559 | -6.388
MV/LV Substation GR***395Y |  | 10 kV | _ | LV | 200 kVA :Kiosk Substation | 0.2 | --> | 0.2 | 0 | 0 | Constrained, otherwise capacity available =149 kVA | --> | 0.19 | 0 | 0.017 | 0.184 | 0 |  | --> | C22 ex LEIXLIP | Leixlip [T41,T42] | GRIFFINRATH |  | 53.3649 | -6.5082
MV/LV Substation SH***395Z |  | 10 kV | _ | LV | 400 kVA :Building Structure | 0.4 | --> | 0.4 | 0 | 0 | Constrained, otherwise capacity available =371 kVA | --> | 0.38 | 0 | 0 | 0.384 | 0 |  | --> | C20 ex CLONDALKIN | Clondalkin [T41,T42,T44] | INCHICORE 220KV |  | 53.3183 | -6.3752
MV/LV Substation ME***396Z |  | 10 kV | _ | LV | 400 kVA :Kiosk Substation | 0.4 | --> | 0.4 | 0 | 0 | Constrained, otherwise capacity available =290 kVA | --> | 0.38 | 0 | 0 | 0.395 | 0 |  | --> | C18 ex BALGADDY | Balgaddy [T41,T42] | GRANGE CASTLE |  | 53.3396 | -6.4142
MV/LV Substation NO***398X |  | 10 kV | _ | LV | 200 kVA :Kiosk Substation | 0.2 | --> | 0.2 | 0 | 0 | Constrained, otherwise capacity available =132 kVA | --> | 0.19 | 0 | 0 | 0.199 | 0 |  | --> | C19 ex SEMPERIT | Semperit [T41,T42,T43] | GRANGE CASTLE |  | 53.3516 | -6.3468
MV/LV Substation WO***398Z |  | 10 kV | _ | LV | 200 kVA :Kiosk Substation | 0.2 | --> | 0.2 | 0 | 0 | Constrained, otherwise capacity available =183 kVA | --> | 0.19 | 0 | 0 | 0.192 | 0 |  | --> | C12 ex LUCAN EAST | Lucan East [T41,T42] | GRANGE CASTLE |  | 53.3536 | -6.4604
MV/LV Substation WH***399Z |  | 10 kV | _ | LV | 400 kVA :Kiosk Substation | 0.4 | --> | 0.4 | 0 | 0 | Constrained, otherwise capacity available =279 kVA | --> | 0.38 | 0 | 0.011 | 0.388 | 0 |  | --> | C15 ex CASTLEKNOCK | Castleknock [T41,T42] | FINGLAS |  | 53.368 | -6.3633
MV/LV Substation ST***400X |  | 10 kV | _ | LV | 400 kVA :Kiosk Substation | 0.4 | --> | 0.4 | 0 | 0 | Constrained, otherwise capacity available =389 kVA | --> | 0.38 | 0 | 0.005 | 0.378 | 0 |  | --> | C11 ex LUCAN EAST | Lucan East [T41,T42] | GRANGE CASTLE |  | 53.3604 | -6.4362
MV/LV Substation WH***400Z |  | 10 kV | _ | LV | 630 kVA :Kiosk Substation | 0.63 | --> | 0.63 | 0 | 0 | Constrained, otherwise capacity available =489 kVA | --> | 0.598 | 0 | 0.019 | 0.5 | 0 |  | --> | C15 ex CASTLEKNOCK | Castleknock [T41,T42] | FINGLAS |  | 53.3678 | -6.361
MV/LV Substation OR***4010 |  | 10 kV | _ | LV | 400 kVA :Building Structure | 0.4 | --> | 0.4 | 0 | 0 | Constrained, otherwise capacity available =288 kVA | --> | 0.38 | 0 | 0 | 0.395 | 0 |  | --> | C15 ex CASTLEKNOCK | Castleknock [T41,T42] | FINGLAS |  | 53.3635 | -6.3466
MV/LV Substation NE***4011 |  | 10 kV | _ | LV | 200 kVA :Kiosk Substation | 0.2 | --> | 0.2 | 0.189 | 7.91 |  | --> | 0.19 | 0 | 0 | 0.192 | 0 |  | --> | C26 ex PELLETSTOWN | Pelletstown [T101,T102] | FINGLAS |  | 53.3809 | -6.357
MV/LV Substation HA***4018 |  | 10 kV | _ | LV | 630 kVA :Kiosk Substation | 0.63 | --> | 0.63 | 0 | 0 | Constrained, otherwise capacity available =606 kVA | --> | 0.598 | 0 | 0.011 | 0.5 | 0 |  | --> | C18 ex CELBRIDGE | Celbridge [T41,T42] | GRIFFINRATH |  | 53.3333 | -6.5333
MV/LV Substation NE***4019 |  | 10 kV | _ | LV | 630 kVA :Kiosk Substation | 0.63 | --> | 0.63 | 0 | 0 | Constrained, otherwise capacity available =594 kVA | --> | 0.598 | 0 | 0.021 | 0.5 | 0 |  | --> | C14 ex CLONDALKIN | Clondalkin [T41,T42,T44] | INCHICORE 220KV |  | 53.3381 | -6.4019
MV/LV Substation ST***401Z |  | 10 kV | _ | LV | 200 kVA :Kiosk Substation | 0.2 | --> | 0.2 | 0 | 0 | Constrained, otherwise capacity available =130 kVA | --> | 0.19 | 0 | 0.061 | 0.154 | 0 |  | --> | C19 ex CELBRIDGE | Celbridge [T41,T42] | GRIFFINRATH |  | 53.3139 | -6.6056
MV/LV Substation HS***4021 |  | 10 kV | _ | LV | 630 kVA :Building Structure | 0.63 | --> | 0.63 | 0 | 0 | Constrained, otherwise capacity available =565 kVA | --> | 0.598 | 0 | 0 | 0.5 | 0 |  | --> | C13 ex PALMERSTOWN | Palmerstown [T41,T42] | FINGLAS |  | 53.3428 | -6.3713
MV/LV Substation AR***4024 |  | 10 kV | _ | LV | 50 kVA :Pole Substation | 0.05 | --> | 0.05 | 0 | 0 | Constrained, otherwise capacity available =44 kVA | --> | 0.048 | 0 | 0 | 0.048 | 0 |  | --> | C19 ex CELBRIDGE | Celbridge [T41,T42] | GRIFFINRATH |  | 53.3261 | -6.5791
MV/LV Substation BO***4026 |  | 10 kV | _ | LV | 50 kVA :Pole Substation | 0.05 | --> | 0.05 | 0 | 0 | Constrained, otherwise capacity available =50 kVA | --> | 0.048 | 0 | 0 | 0.048 | 0 |  | --> | C19 ex CELBRIDGE | Celbridge [T41,T42] | GRIFFINRATH |  | 53.313 | -6.6242
MV/LV Substation HA***4028 |  | 20 kV | _ | LV | 400 kVA :Kiosk Substation | 0.4 | --> | 0.4 | 0 | 0 | Constrained, otherwise capacity available =349 kVA | --> | 0.38 | 0 | 0.041 | 0.356 | 0 |  | --> | E19 ex ADAMSTOWN | Adamstown [T121,T122] | INCHICORE 220KV |  | 53.3359 | -6.4537
MV/LV Substation GR***402X |  | 10 kV | _ | LV | 400 kVA :Kiosk Substation | 0.4 | --> | 0.4 | 0 | 0 | Constrained, otherwise capacity available =291 kVA | --> | 0.38 | 0 | 0.004 | 0.392 | 0 |  | --> | C13 ex LIFFEY VALLEY | Liffey Valley [T41,T42] | INCHICORE 220KV |  | 53.3492 | -6.3996
MV/LV Substation AR***402Z |  | 10 kV | _ | LV | 400 kVA :Building Structure | 0.4 | --> | 0.4 | 0 | 0 | Constrained, otherwise capacity available =314 kVA | --> | 0.38 | 0 | 0 | 0.392 | 0 |  | --> | C17 ex LUCAN EAST | Lucan East [T41,T42] | GRANGE CASTLE |  | 53.3552 | -6.4593
MV/LV Substation ST***4031 |  | 10 kV | _ | LV | 50 kVA :Pole Substation | 0.05 | --> | 0.05 | 0 | 0 | Constrained, otherwise capacity available =36 kVA | --> | 0.048 | 0 | 0 | 0.049 | 0 |  | --> | C20 ex CELBRIDGE | Celbridge [T41,T42] | GRIFFINRATH |  | 53.298 | -6.5757
MV/LV Substation LI***4039 |  | 10 kV | _ | LV | 400 kVA :Building Structure | 0.4 | --> | 0.4 | 0 | 0 | Constrained, otherwise capacity available =317 kVA | --> | 0.38 | 0 | 0 | 0.391 | 0 |  | --> | C17 ex CELBRIDGE | Celbridge [T41,T42] | GRIFFINRATH |  | 53.3455 | -6.5414
MV/LV Substation GR***403X |  | 10 kV | _ | LV | 200 kVA :Kiosk Substation | 0.2 | --> | 0.2 | 0 | 0 | Constrained, otherwise capacity available =131 kVA | --> | 0.19 | 0 | 0 | 0.199 | 0 |  | --> | C13 ex LIFFEY VALLEY | Liffey Valley [T41,T42] | INCHICORE 220KV |  | 53.3505 | -6.3998
MV/LV Substation LI***4041 |  | 10 kV | _ | LV | 400 kVA :Kiosk Substation | 0.4 | --> | 0.4 | 0 | 0 | Constrained, otherwise capacity available =292 kVA | --> | 0.38 | 0 | 0 | 0.394 | 0 |  | --> | C18 ex BALGADDY | Balgaddy [T41,T42] | GRANGE CASTLE |  | 53.3486 | -6.4237
MV/LV Substation TE***4045 |  | 10 kV | _ | LV | 400 kVA :Building Structure | 0.4 | --> | 0.4 | 0 | 0 | Constrained, otherwise capacity available =298 kVA | --> | 0.38 | 0 | 0.025 | 0.375 | 0 |  | --> | C17 ex LIFFEY VALLEY | Liffey Valley [T41,T42] | INCHICORE 220KV |  | 53.3503 | -6.3881
MV/LV Substation TH***4047 |  | 10 kV | _ | LV | 630 kVA :Building Structure | 0.63 | --> | 0.63 | 0 | 0 | Constrained, otherwise capacity available =349 kVA | --> | 0.598 | 0 | 0.005 | 0.5 | 0 |  | --> | C17 ex CELBRIDGE | Celbridge [T41,T42] | GRIFFINRATH |  | 53.3384 | -6.5335
MV/LV Substation CL***4049 |  | 10 kV | _ | LV | 400 kVA :Building Structure | 0.4 | --> | 0.4 | 0 | 0 | Constrained, otherwise capacity available =294 kVA | --> | 0.38 | 0 | 0 | 0.394 | 0 |  | --> | C18 ex BALGADDY | Balgaddy [T41,T42] | GRANGE CASTLE |  | 53.3363 | -6.4265
MV/LV Substation LA***404Z |  | 10 kV | _ | LV | 400 kVA :Kiosk Substation | 0.4 | --> | 0.4 | 0 | 0 | Constrained, otherwise capacity available =315 kVA | --> | 0.38 | 0 | 0 | 0.391 | 0 |  | --> | C18 ex BALGADDY | Balgaddy [T41,T42] | GRANGE CASTLE |  | 53.3537 | -6.417
MV/LV Substation CH***4059 |  | 10 kV | _ | LV | 400 kVA :Building Structure | 0.4 | --> | 0.4 | 0 | 0 | Constrained, otherwise capacity available =378 kVA | --> | 0.38 | 0 | 0 | 0.383 | 0 |  | --> | C13 ex PALMERSTOWN | Palmerstown [T41,T42] | FINGLAS |  | 53.3446 | -6.3777
MV/LV Substation GL***405X |  | 10 kV | _ | LV | 200 kVA :Kiosk Substation | 0.2 | --> | 0.2 | 0 | 0 | Constrained, otherwise capacity available =113 kVA | --> | 0.19 | 0 | 0.029 | 0.18 | 0 |  | --> | C20 ex PALMERSTOWN | Palmerstown [T41,T42] | FINGLAS |  | 53.3555 | -6.3825
MV/LV Substation SO***405Z |  | 10 kV | _ | LV | 200 kVA :Kiosk Substation | 0.2 | --> | 0.2 | 0 | 0 | Constrained, otherwise capacity available =200 kVA | --> | 0.19 | 0 | 0 | 0.19 | 0 |  | --> | C11 ex COOLMINE | Coolmine [T41,T42] | FINGLAS |  | 53.3668 | -6.4031
MV/LV Substation ST***4061 |  | 10 kV | _ | LV | 50 kVA :Pole Substation | 0.05 | --> | 0.05 | 0 | 0 | Constrained, otherwise capacity available =50 kVA | --> | 0.048 | 0 | 0 | 0.048 | 0 |  | --> | C20 ex CELBRIDGE | Celbridge [T41,T42] | GRIFFINRATH |  | 53.2977 | -6.5817
MV/LV Substation AR***4062 |  | 10 kV | _ | LV | 50 kVA :Pole Substation | 0.05 | --> | 0.05 | 0 | 0 | Constrained, otherwise capacity available =50 kVA | --> | 0.048 | 0 | 0 | 0.048 | 0 |  | --> | C19 ex CELBRIDGE | Celbridge [T41,T42] | GRIFFINRATH |  | 53.3158 | -6.5932
MV/LV Substation BA***4063 |  | 10 kV | _ | LV | 50 kVA :Pole Substation | 0.05 | --> | 0.05 | 0 | 0 | Constrained, otherwise capacity available =50 kVA | --> | 0.048 | 0 | 0 | 0.048 | 0 |  | --> | C19 ex CELBRIDGE | Celbridge [T41,T42] | GRIFFINRATH |  | 53.323 | -6.5934
MV/LV Substation BA***406Y |  | 10 kV | _ | LV | 50 kVA :Pole Substation | 0.05 | --> | 0.05 | 0 | 0 | Constrained, otherwise capacity available =46 kVA | --> | 0.048 | 0 | 0.005 | 0.044 | 0 |  | --> | C12 ex MONEYCOOLEY | Moneycooley [T41,T42,T44] | GRIFFINRATH |  | 53.3637 | -6.5547
MV/LV Substation HO***406Z |  | 10 kV | _ | LV | 200 kVA :Kiosk Substation | 0.2 | --> | 0.2 | 0 | 0 | Constrained, otherwise capacity available =136 kVA | --> | 0.19 | 0 | 0 | 0.199 | 0 |  | --> | C11 ex PALMERSTOWN | Palmerstown [T41,T42] | FINGLAS |  | 53.3574 | -6.3565
MV/LV Substation CL***4071 |  | 10 kV | _ | LV | 400 kVA :Kiosk Substation | 0.4 | --> | 0.4 | 0 | 0 | Constrained, otherwise capacity available =341 kVA | --> | 0.38 | 0 | 0 | 0.388 | 0 |  | --> | C22 ex LEIXLIP | Leixlip [T41,T42] | GRIFFINRATH |  | 53.3643 | -6.5108
MV/LV Substation ST***4073 |  | 10 kV | _ | LV | 400 kVA :Building Structure | 0.4 | --> | 0.4 | 0 | 0 | Constrained, otherwise capacity available =400 kVA | --> | 0.38 | 0 | 0 | 0.38 | 0 |  | --> | C18 ex BALGADDY | Balgaddy [T41,T42] | GRANGE CASTLE |  | 53.342 | -6.4194
MV/LV Substation BR***4075 |  | 10 kV | _ | LV | 400 kVA :Kiosk Substation | 0.4 | --> | 0.4 | 0 | 0 | Constrained, otherwise capacity available =271 kVA | --> | 0.38 | 0 | 0.42 | 0.086 | 0 |  | --> | C17 ex CASTLEKNOCK | Castleknock [T41,T42] | FINGLAS |  | 53.3742 | -6.3752
MV/LV Substation CL***407X |  | 10 kV | _ | LV | 400 kVA :Building Structure | 0.4 | --> | 0.4 | 0 | 0 | Constrained, otherwise capacity available =330 kVA | --> | 0.38 | 0 | 0 | 0.389 | 0 |  | --> | C28 ex CLONDALKIN | Clondalkin [T41,T42,T44] | INCHICORE 220KV |  | 53.3346 | -6.3902
MV/LV Substation TO***407Z |  | 10 kV | _ | LV | 400 kVA :Kiosk Substation | 0.4 | --> | 0.4 | 0 | 0 | Constrained, otherwise capacity available =313 kVA | --> | 0.38 | 0 | 0 | 0.392 | 0 |  | --> | C18 ex BALGADDY | Balgaddy [T41,T42] | GRANGE CASTLE |  | 53.3377 | -6.4178
MV/LV Substation GL***4081 |  | 10 kV | _ | LV | 200 kVA :Pole Substation | 0.2 | --> | 0.2 | 0 | 0 | Constrained, otherwise capacity available =158 kVA | --> | 0.19 | 0 | 0 | 0.196 | 0 |  | --> | C15 ex MONEYCOOLEY | Moneycooley [T41,T42,T44] | GRIFFINRATH |  | 53.3688 | -6.6178
MV/LV Substation CH***4083 |  | 10 kV | _ | LV | 400 kVA :Kiosk Substation | 0.4 | --> | 0.4 | 0 | 0 | Constrained, otherwise capacity available =338 kVA | --> | 0.38 | 0 | 0.005 | 0.385 | 0 |  | --> | C20 ex CELBRIDGE | Celbridge [T41,T42] | GRIFFINRATH |  | 53.326 | -6.5469
MV/LV Substation HO***4085 |  | 10 kV | _ | LV | 630 kVA :Building Structure | 0.63 | --> | 0.63 | 0 | 0 | Constrained, otherwise capacity available =416 kVA | --> | 0.598 | 0 | 0 | 0.5 | 0 |  | --> | C22 ex BALLYMOUNT | Ballymount [T41,T42] | INCHICORE 220KV |  | 53.3211 | -6.3674
MV/LV Substation RO***4087 |  | 10 kV | _ | LV | 400 kVA :Kiosk Substation | 0.4 | --> | 0.4 | 0 | 0 | Constrained, otherwise capacity available =233 kVA | --> | 0.38 | 0 | 0.109 | 0.321 | 0 |  | --> | C16 ex LUCAN EAST | Lucan East [T41,T42] | GRANGE CASTLE |  | 53.3636 | -6.4522
MV/LV Substation LI***4089 |  | 10 kV | _ | LV | 1000 kVA :Building Structure | 1 | --> | 1 | 0 | 0 | Constrained, otherwise capacity available =709 kVA | --> | 0.95 | 0 | 0 | 0.5 | 0 |  | --> | C17 ex LIFFEY VALLEY | Liffey Valley [T41,T42] | INCHICORE 220KV |  | 53.3522 | -6.3952
MV/LV Substation LU***408X |  | 20 kV | _ | LV | 100 kVA :Pole Substation | 0.1 | --> | 0.1 | 0 | 0 | Constrained, otherwise capacity available =61 kVA | --> | 0.095 | 0 | 0 | 0.1 | 0 |  | --> | E20 ex ADAMSTOWN | Adamstown [T121,T122] | INCHICORE 220KV |  | 53.351 | -6.474
MV/LV Substation AN***4093 |  | 10 kV | _ | LV | 400 kVA :Building Structure | 0.4 | --> | 0.4 | 0 | 0 | Constrained, otherwise capacity available =377 kVA | --> | 0.38 | 0 | 0 | 0.383 | 0 |  | --> | C19 ex SEMPERIT | Semperit [T41,T42,T43] | GRANGE CASTLE |  | 53.3459 | -6.3504
MV/LV Substation HA***4094 |  | 10 kV | _ | LV | 630 kVA :Building Structure | 0.63 | --> | 0.63 | 0 | 0 | Constrained, otherwise capacity available =594 kVA | --> | 0.598 | 0 | 0 | 0.5 | 0 |  | --> | C28 ex CLONDALKIN | Clondalkin [T41,T42,T44] | INCHICORE 220KV |  | 53.3303 | -6.3888
MV/LV Substation MA***4098 |  | 10 kV | _ | LV | 400 kVA :Building Structure | 0.4 | --> | 0.4 | 0 | 0 | Constrained, otherwise capacity available =360 kVA | --> | 0.38 | 0 | 0 | 0.385 | 0 |  | --> | C19 ex SEMPERIT | Semperit [T41,T42,T43] | GRANGE CASTLE |  | 53.3505 | -6.3501
MV/LV Substation RO***409X |  | 10 kV | _ | LV | 200 kVA :Kiosk Substation | 0.2 | --> | 0.2 | 0 | 0 | Constrained, otherwise capacity available =156 kVA | --> | 0.19 | 0 | 0 | 0.196 | 0 |  | --> | C14 ex CLONDALKIN | Clondalkin [T41,T42,T44] | INCHICORE 220KV |  | 53.3378 | -6.4058
MV/LV Substation DI***4100 |  | 10 kV | _ | LV | 400 kVA :Kiosk Substation | 0.4 | --> | 0.4 | 0 | 0 | Constrained, otherwise capacity available =293 kVA | --> | 0.38 | 0 | 0.065 | 0.346 | 0 |  | --> | C12 ex CASTLEKNOCK | Castleknock [T41,T42] | FINGLAS |  | 53.3673 | -6.3873
MV/LV Substation PR***4102 |  | 20 kV | _ | LV | 400 kVA :Kiosk Substation | 0.4 | --> | 0.4 | 0 | 0 | Constrained, otherwise capacity available =398 kVA | --> | 0.38 | 0 | 0 | 0 | 0 | Constrained, otherwise capacity available =380 kW | --> | E60 ex GRANGE CASTLE |  |  |  | 53.3173 | -6.4571
MV/LV Substation HA***4105 |  | 10 kV | _ | LV | 400 kVA :Kiosk Substation | 0.4 | --> | 0.4 | 0 | 0 | Constrained, otherwise capacity available =354 kVA | --> | 0.38 | 0 | 0.069 | 0.335 | 0 |  | --> | C11 ex MONEYCOOLEY | Moneycooley [T41,T42,T44] | GRIFFINRATH |  | 53.3688 | -6.5915
MV/LV Substation PR***4107 |  | 10 kV | _ | LV | 400 kVA :Building Structure | 0.4 | --> | 0.4 | 0 | 0 | Constrained, otherwise capacity available =300 kVA | --> | 0.38 | 0 | 0 | 0.393 | 0 |  | --> | C17 ex CELBRIDGE | Celbridge [T41,T42] | GRIFFINRATH |  | 53.3445 | -6.5419
MV/LV Substation GR***410X |  | 10 kV | _ | LV | 200 kVA :Kiosk Substation | 0.2 | --> | 0.2 | 0 | 0 | Constrained, otherwise capacity available =132 kVA | --> | 0.19 | 0 | 0.013 | 0.189 | 0 |  | --> | C11 ex LIFFEY VALLEY | Liffey Valley [T41,T42] | INCHICORE 220KV |  | 53.3487 | -6.3959
MV/LV Substation FO***410Z |  | 10 kV | _ | LV | 630 kVA :Building Structure | 0.63 | --> | 0.63 | 0 | 0 | Constrained, otherwise capacity available =364 kVA | --> | 0.598 | 0 | 0.32 | 0.377 | 0 |  | --> | C11 ex LIFFEY VALLEY | Liffey Valley [T41,T42] | INCHICORE 220KV |  | 53.3461 | -6.4101
MV/LV Substation TO***4111 |  | 10 kV | _ | LV | 400 kVA :Building Structure | 0.4 | --> | 0.4 | 0 | 0 | Constrained, otherwise capacity available =337 kVA | --> | 0.38 | 0 | 0 | 0.388 | 0 |  | --> | C12 ex LIFFEY VALLEY | Liffey Valley [T41,T42] | INCHICORE 220KV |  | 53.3547 | -6.4007
MV/LV Substation BA***4114 |  | 10 kV | _ | LV | 400 kVA :Kiosk Substation | 0.4 | --> | 0.4 | 0 | 0 | Constrained, otherwise capacity available =380 kVA | --> | 0.38 | 0 | 0 | 0.383 | 0 |  | --> | C27 ex GRANGE CASTLE | Grange Castle [T101,T102] | INCHICORE 220KV |  | 53.3186 | -6.448
MV/LV Substation PE***4115 |  | 10 kV | _ | LV | 400 kVA :Building Structure | 0.4 | --> | 0.4 | 0 | 0 | Constrained, otherwise capacity available =288 kVA | --> | 0.38 | 0 | 0 | 0.395 | 0 |  | --> | C18 ex CELBRIDGE | Celbridge [T41,T42] | GRIFFINRATH |  | 53.3178 | -6.478
MV/LV Substation GR***411X |  | 10 kV | _ | LV | 400 kVA :Kiosk Substation | 0.4 | --> | 0.4 | 0 | 0 | Constrained, otherwise capacity available =252 kVA | --> | 0.38 | 0 | 0.007 | 0.394 | 0 |  | --> | C11 ex LIFFEY VALLEY | Liffey Valley [T41,T42] | INCHICORE 220KV |  | 53.3501 | -6.3949
MV/LV Substation AV***411Y |  | 10 kV | _ | LV | 630 kVA :Kiosk Substation | 0.63 | --> | 0.63 | 0 | 0 | Constrained, otherwise capacity available =481 kVA | --> | 0.598 | 0 | 0.039 | 0.5 | 0 |  | --> | C12 ex LEIXLIP | Leixlip [T41,T42] | GRIFFINRATH |  | 53.3697 | -6.4848
MV/LV Substation WE***411Z |  | 10 kV | _ | LV | 400 kVA :Building Structure | 0.4 | --> | 0.4 | 0 | 0 | Constrained, otherwise capacity available =347 kVA | --> | 0.38 | 0 | 0 | 0.387 | 0 |  | --> | C16 ex LEIXLIP | Leixlip [T41,T42] | GRIFFINRATH |  | 53.3567 | -6.4903
MV/LV Substation ST***4124 |  | 20 kV | _ | LV | 400 kVA :Kiosk Substation | 0.4 | --> | 0.4 | 0 | 0 | Constrained, otherwise capacity available =348 kVA | --> | 0.38 | 0 | 0.094 | 0.317 | 0 |  | --> | E20 ex ADAMSTOWN | Adamstown [T121,T122] | INCHICORE 220KV |  | 53.3376 | -6.4671
MV/LV Substation MI***4126 |  | 10 kV | _ | LV | 400 kVA :Kiosk Substation | 0.4 | --> | 0.4 | 0 | 0 | Constrained, otherwise capacity available =328 kVA | --> | 0.38 | 0 | 0 | 0.39 | 0 |  | --> | C14 ex CLONDALKIN | Clondalkin [T41,T42,T44] | INCHICORE 220KV |  | 53.3348 | -6.3954
MV/LV Substation CH***412X |  | 10 kV | _ | LV | 400 kVA :Kiosk Substation | 0.4 | --> | 0.4 | 0 | 0 | Constrained, otherwise capacity available =273 kVA | --> | 0.38 | 0 | 0.006 | 0.393 | 0 |  | --> | C19 ex SEMPERIT | Semperit [T41,T42,T43] | GRANGE CASTLE |  | 53.3481 | -6.3474
MV/LV Substation TH***412Z |  | 10 kV | _ | LV | 400 kVA :Kiosk Substation | 0.4 | --> | 0.4 | 0 | 0 | Constrained, otherwise capacity available =355 kVA | --> | 0.38 | 0 | 0 | 0.386 | 0 |  | --> | C12 ex MONEYCOOLEY | Moneycooley [T41,T42,T44] | GRIFFINRATH |  | 53.3529 | -6.5479
MV/LV Substation PH***4131 |  | 10 kV | _ | LV | 630 kVA :Kiosk Substation | 0.63 | --> | 0.63 | 0.5 | 7.91 |  | --> | 0.598 | 0 | 0.008 | 0.5 | 0 |  | --> | C29 ex PELLETSTOWN | Pelletstown [T101,T102] | FINGLAS |  | 53.3722 | -6.3391
MV/LV Substation ST***4132 |  | 10 kV | _ | LV | 400 kVA :Kiosk Substation | 0.4 | --> | 0.4 | 0 | 0 | Constrained, otherwise capacity available =400 kVA | --> | 0.38 | 0 | 0 | 0.38 | 0 |  | --> | C13 ex INCHICORE NORTH | Inchicore North [T41] | INCHICORE 220KV |  | 53.3439 | -6.346
MV/LV Substation CH***4134 |  | 10 kV | _ | LV | 400 kVA :Kiosk Substation | 0.4 | --> | 0.4 | 0 | 0 | Constrained, otherwise capacity available =347 kVA | --> | 0.38 | 0 | 0 | 0.387 | 0 |  | --> | C17 ex PALMERSTOWN | Palmerstown [T41,T42] | FINGLAS |  | 53.3401 | -6.3789
MV/LV Substation CA***4135 |  | 10 kV | _ | LV | 400 kVA :Kiosk Substation | 0.4 | --> | 0.4 | 0 | 0 | Constrained, otherwise capacity available =168 kVA | --> | 0.38 | 0 | 0.076 | 0.354 | 0 |  | --> | C29 ex GRANGE CASTLE | Grange Castle [T101,T102] | INCHICORE 220KV |  | 53.3002 | -6.4972
MV/LV Substation RO***4138 |  | 10 kV | _ | LV | 400 kVA :Building Structure | 0.4 | --> | 0.4 | 0 | 0 | Constrained, otherwise capacity available =400 kVA | --> | 0.38 | 0 | 0 | 0.38 | 0 |  | --> | C11 ex LIFFEY VALLEY | Liffey Valley [T41,T42] | INCHICORE 220KV |  | 53.3446 | -6.3945
MV/LV Substation CH***4139 |  | 10 kV | _ | LV | 400 kVA :Kiosk Substation | 0.4 | --> | 0.4 | 0 | 0 | Constrained, otherwise capacity available =340 kVA | --> | 0.38 | 0 | 0 | 0.388 | 0 |  | --> | C12 ex SEMPERIT | Semperit [T41,T42,T43] | GRANGE CASTLE |  | 53.3387 | -6.3727
MV/LV Substation KY***413Z |  | 10 kV | _ | LV | 400 kVA :Building Structure | 0.4 | --> | 0.4 | 0 | 0 | Constrained, otherwise capacity available =357 kVA | --> | 0.38 | 0 | 0 | 0.386 | 0 |  | --> | C17 ex SEMPERIT | Semperit [T41,T42,T43] | GRANGE CASTLE |  | 53.3356 | -6.3515
MV/LV Substation AL***4140 |  | 10 kV | _ | LV | 400 kVA :Kiosk Substation | 0.4 | --> | 0.4 | 0 | 0 | Constrained, otherwise capacity available =285 kVA | --> | 0.38 | 0 | 0.01 | 0.388 | 0 |  | --> | C18 ex LEIXLIP | Leixlip [T41,T42] | GRIFFINRATH |  | 53.3633 | -6.4937
MV/LV Substation SH***4141 |  | 20 kV | _ | LV | 400 kVA :Kiosk Substation | 0.4 | --> | 0.4 | 0 | 0 | Constrained, otherwise capacity available =228 kVA | --> | 0.38 | 0 | 0.157 | 0.286 | 0 |  | --> | E20 ex ADAMSTOWN | Adamstown [T121,T122] | INCHICORE 220KV |  | 53.3477 | -6.4691
MV/LV Substation SH***4142 |  | 20 kV | _ | LV | 400 kVA :Kiosk Substation | 0.4 | --> | 0.4 | 0 | 0 | Constrained, otherwise capacity available =241 kVA | --> | 0.38 | 0 | 0.292 | 0.185 | 0 |  | --> | E20 ex ADAMSTOWN | Adamstown [T121,T122] | INCHICORE 220KV |  | 53.3471 | -6.471
MV/LV Substation ST***4143 |  | 10 kV | _ | LV | 630 kVA :Kiosk Substation | 0.63 | --> | 0.63 | 0 | 0 | Constrained, otherwise capacity available =380 kVA | --> | 0.598 | 0 | 0 | 0.5 | 0 |  | --> | C13 ex LIFFEY VALLEY | Liffey Valley [T41,T42] | INCHICORE 220KV |  | 53.3564 | -6.4111
MV/LV Substation CO***4145 |  | 10 kV | _ | LV | 400 kVA :Building Structure | 0.4 | --> | 0.4 | 0 | 0 | Constrained, otherwise capacity available =389 kVA | --> | 0.38 | 0 | 0 | 0.381 | 0 |  | --> | C19 ex SEMPERIT | Semperit [T41,T42,T43] | GRANGE CASTLE |  | 53.3444 | -6.3503
MV/LV Substation LE***4148 |  | 10 kV | _ | LV | 400 kVA :Kiosk Substation | 0.4 | --> | 0.4 | 0 | 0 | Constrained, otherwise capacity available =395 kVA | --> | 0.38 | 0 | 0.005 | 0.377 | 0 |  | --> | C17 ex CLONDALKIN | Clondalkin [T41,T42,T44] | INCHICORE 220KV |  | 53.3358 | -6.4024
MV/LV Substation AU***414X |  | 10 kV | _ | LV | 200 kVA :Kiosk Substation | 0.2 | --> | 0.2 | 0.103 | 7.91 |  | --> | 0.19 | 0 | 0.025 | 0.184 | 0 |  | --> | C26 ex PELLETSTOWN | Pelletstown [T101,T102] | FINGLAS |  | 53.3785 | -6.3584
MV/LV Substation CO***414Y |  | 10 kV | _ | LV | 200 kVA :Kiosk Substation | 0.2 | --> | 0.2 | 0 | 0 | Constrained, otherwise capacity available =141 kVA | --> | 0.19 | 0 | 0.009 | 0.191 | 0 |  | --> | C11 ex MONEYCOOLEY | Moneycooley [T41,T42,T44] | GRIFFINRATH |  | 53.3722 | -6.6002
MV/LV Substation WE***4150 |  | 10 kV | _ | LV | 630 kVA :Kiosk Substation | 0.63 | --> | 0.63 | 0 | 0 | Constrained, otherwise capacity available =346 kVA | --> | 0.598 | 0 | 0.207 | 0.483 | 0 |  | --> | C12 ex MONEYCOOLEY | Moneycooley [T41,T42,T44] | GRIFFINRATH |  | 53.3668 | -6.5222
MV/LV Substation HA***4153 |  | 10 kV | _ | LV | 630 kVA :Kiosk Substation | 0.63 | --> | 0.63 | 0 | 0 | Constrained, otherwise capacity available =509 kVA | --> | 0.598 | 0 | 0.078 | 0.5 | 0 |  | --> | C19 ex CELBRIDGE | Celbridge [T41,T42] | GRIFFINRATH |  | 53.3142 | -6.6091
MV/LV Substation SO***4156 |  | 20 kV | _ | LV | 400 kVA :Kiosk Substation | 0.4 | --> | 0.4 | 0 | 0 | Constrained, otherwise capacity available =257 kVA | --> | 0.38 | 0 | 0.323 | 0.16 | 0 |  | --> | E20 ex ADAMSTOWN | Adamstown [T121,T122] | INCHICORE 220KV |  | 53.3423 | -6.4532
MV/LV Substation SO***4157 |  | 20 kV | _ | LV | 400 kVA :Kiosk Substation | 0.4 | --> | 0.4 | 0 | 0 | Constrained, otherwise capacity available =328 kVA | --> | 0.38 | 0 | 0.153 | 0.276 | 0 |  | --> | E20 ex ADAMSTOWN | Adamstown [T121,T122] | INCHICORE 220KV |  | 53.3435 | -6.4536
MV/LV Substation BA***415Y |  | 10 kV | _ | LV | 50 kVA :Pole Substation | 0.05 | --> | 0.05 | 0 | 0 | Constrained, otherwise capacity available =32 kVA | --> | 0.048 | 0 | 0.005 | 0.046 | 0 |  | --> | C15 ex MONEYCOOLEY | Moneycooley [T41,T42,T44] | GRIFFINRATH |  | 53.335 | -6.5648
MV/LV Substation PA***415Z |  | 10 kV | _ | LV | 400 kVA :Kiosk Substation | 0.4 | --> | 0.4 | 0 | 0 | Constrained, otherwise capacity available =350 kVA | --> | 0.38 | 0 | 0.005 | 0.383 | 0 |  | --> | C13 ex LIFFEY VALLEY | Liffey Valley [T41,T42] | INCHICORE 220KV |  | 53.3558 | -6.4134
MV/LV Substation ST***4160 |  | 20 kV | _ | LV | 400 kVA :Kiosk Substation | 0.4 | --> | 0.4 | 0 | 0 | Constrained, otherwise capacity available =274 kVA | --> | 0.38 | 0 | 0.155 | 0.282 | 0 |  | --> | E20 ex ADAMSTOWN | Adamstown [T121,T122] | INCHICORE 220KV |  | 53.3406 | -6.466
MV/LV Substation ST***4161 |  | 20 kV | _ | LV | 400 kVA :Kiosk Substation | 0.4 | --> | 0.4 | 0 | 0 | Constrained, otherwise capacity available =264 kVA | --> | 0.38 | 0 | 0.099 | 0.325 | 0 |  | --> | E20 ex ADAMSTOWN | Adamstown [T121,T122] | INCHICORE 220KV |  | 53.3421 | -6.4657
MV/LV Substation GR***4162 |  | 20 kV | _ | LV | 400 kVA :Kiosk Substation | 0.4 | --> | 0.4 | 0 | 0 | Constrained, otherwise capacity available =378 kVA | --> | 0.38 | 0 | 0 | 0 | 0 | Constrained, otherwise capacity available =383 kW | --> | E60 ex GRANGE CASTLE |  |  |  | 53.3163 | -6.4505
MV/LV Substation DR***4164 |  | 10 kV | _ | LV | 630 kVA :Building Structure | 0.63 | --> | 0.63 | 0 | 0 | Constrained, otherwise capacity available =533 kVA | --> | 0.598 | 0 | 0 | 0.5 | 0 |  | --> | C12 ex PALMERSTOWN | Palmerstown [T41,T42] | FINGLAS |  | 53.3546 | -6.4015
MV/LV Substation OA***4165 |  | 10 kV | _ | LV | 400 kVA :Building Structure | 0.4 | --> | 0.4 | 0 | 0 | Constrained, otherwise capacity available =287 kVA | --> | 0.38 | 0 | 0 | 0.395 | 0 |  | --> | C34 ex CLONDALKIN | Clondalkin [T41,T42,T44] | INCHICORE 220KV |  | 53.3238 | -6.3686
MV/LV Substation CA***4166 |  | 10 kV | _ | LV | 630 kVA :Building Structure | 0.63 | --> | 0.63 | 0.5 | 7.91 |  | --> | 0.598 | 0 | 0.008 | 0.5 | 0 |  | --> | C26 ex PELLETSTOWN | Pelletstown [T101,T102] | FINGLAS |  | 53.3734 | -6.3609
MV/LV Substation WI***4167 |  | 10 kV | _ | LV | 200 kVA :Pole Substation | 0.2 | --> | 0.2 | 0 | 0 | Constrained, otherwise capacity available =138 kVA | --> | 0.19 | 0 | 0.01 | 0.191 | 0 |  | --> | C20 ex CELBRIDGE | Celbridge [T41,T42] | GRIFFINRATH |  | 53.2978 | -6.5708
MV/LV Substation HE***4168 |  | 10 kV | _ | LV | 400 kVA :Building Structure | 0.4 | --> | 0.4 | 0 | 0 | Constrained, otherwise capacity available =400 kVA | --> | 0.38 | 0 | 0 | 0.38 | 0 |  | --> | C15 ex SEMPERIT | Semperit [T41,T42,T43] | GRANGE CASTLE |  | 53.3335 | -6.361
MV/LV Substation SH***416X |  | 10 kV | _ | LV | 400 kVA :Kiosk Substation | 0.4 | --> | 0.4 | 0 | 0 | Constrained, otherwise capacity available =283 kVA | --> | 0.38 | 0 | 0.006 | 0.391 | 0 |  | --> | C13 ex LIFFEY VALLEY | Liffey Valley [T41,T42] | INCHICORE 220KV |  | 53.3532 | -6.4029
MV/LV Substation ST***416Z |  | 10 kV | _ | LV | 400 kVA :Kiosk Substation | 0.4 | --> | 0.4 | 0 | 0 | Constrained, otherwise capacity available =325 kVA | --> | 0.38 | 0 | 0.018 | 0.377 | 0 |  | --> | C11 ex MONEYCOOLEY | Moneycooley [T41,T42,T44] | GRIFFINRATH |  | 53.3701 | -6.5934
MV/LV Substation MA***4172 |  | 10 kV | _ | LV | 400 kVA :Kiosk Substation | 0.4 | --> | 0.4 | 0 | 0 | Constrained, otherwise capacity available =376 kVA | --> | 0.38 | 0 | 0.026 | 0.364 | 0 |  | --> | C18 ex CELBRIDGE | Celbridge [T41,T42] | GRIFFINRATH |  | 53.3003 | -6.5026
MV/LV Substation SH***4173 |  | 20 kV | _ | LV | 400 kVA :Kiosk Substation | 0.4 | --> | 0.4 | 0 | 0 | Constrained, otherwise capacity available =288 kVA | --> | 0.38 | 0 | 0.162 | 0.275 | 0 |  | --> | E20 ex ADAMSTOWN | Adamstown [T121,T122] | INCHICORE 220KV |  | 53.3466 | -6.4678
MV/LV Substation SH***4174 |  | 20 kV | _ | LV | 400 kVA :Kiosk Substation | 0.4 | --> | 0.4 | 0 | 0 | Constrained, otherwise capacity available =266 kVA | --> | 0.38 | 0 | 0.171 | 0.271 | 0 |  | --> | E20 ex ADAMSTOWN | Adamstown [T121,T122] | INCHICORE 220KV |  | 53.3455 | -6.4723
MV/LV Substation LI***4176 |  | 10 kV | _ | LV | 1000 kVA :Building Structure | 1 | --> | 1 | 0 | 0 | Constrained, otherwise capacity available =838 kVA | --> | 0.95 | 0 | 0 | 0.5 | 0 |  | --> | C12 ex PALMERSTOWN | Palmerstown [T41,T42] | FINGLAS |  | 53.353 | -6.3921
MV/LV Substation GA***4177 |  | 20 kV | _ | LV | 630 kVA :Kiosk Substation | 0.63 | --> | 0.63 | 0 | 0 | Constrained, otherwise capacity available =506 kVA | --> | 0.598 | 0 | 0.133 | 0.5 | 0 |  | --> | E20 ex ADAMSTOWN | Adamstown [T121,T122] | INCHICORE 220KV |  | 53.3469 | -6.4608
MV/LV Substation HA***4179 |  | 20 kV | _ | LV | 630 kVA :Kiosk Substation | 0.63 | --> | 0.63 | 0 | 0 | Constrained, otherwise capacity available =471 kVA | --> | 0.598 | 0 | 0.121 | 0.5 | 0 |  | --> | E20 ex ADAMSTOWN | Adamstown [T121,T122] | INCHICORE 220KV |  | 53.3479 | -6.4742
MV/LV Substation SH***417X |  | 10 kV | _ | LV | 400 kVA :Kiosk Substation | 0.4 | --> | 0.4 | 0 | 0 | Constrained, otherwise capacity available =280 kVA | --> | 0.38 | 0 | 0.012 | 0.387 | 0 |  | --> | C13 ex LIFFEY VALLEY | Liffey Valley [T41,T42] | INCHICORE 220KV |  | 53.3514 | -6.4022
MV/LV Substation ST***417Z |  | 10 kV | _ | LV | 400 kVA :Kiosk Substation | 0.4 | --> | 0.4 | 0 | 0 | Constrained, otherwise capacity available =320 kVA | --> | 0.38 | 0 | 0 | 0.391 | 0 |  | --> | C11 ex MONEYCOOLEY | Moneycooley [T41,T42,T44] | GRIFFINRATH |  | 53.3699 | -6.5951
MV/LV Substation GA***4181 |  | 20 kV | _ | LV | 630 kVA :Kiosk Substation | 0.63 | --> | 0.63 | 0 | 0 | Constrained, otherwise capacity available =540 kVA | --> | 0.598 | 0 | 0.026 | 0.5 | 0 |  | --> | E20 ex ADAMSTOWN | Adamstown [T121,T122] | INCHICORE 220KV |  | 53.348 | -6.4637
MV/LV Substation MU***4183 |  | 10 kV | _ | LV | 630 kVA :Kiosk Substation | 0.63 | --> | 0.63 | 0 | 0 | Constrained, otherwise capacity available =580 kVA | --> | 0.598 | 0 | 0.06 | 0.5 | 0 |  | --> | C16 ex MONEYCOOLEY | Moneycooley [T41,T42,T44] | GRIFFINRATH |  | 53.3675 | -6.5861
MV/LV Substation PH***4185 |  | 10 kV | _ | LV | 630 kVA :Kiosk Substation | 0.63 | --> | 0.63 | 0.5 | 7.91 |  | --> | 0.598 | 0 | 0.042 | 0.5 | 0 |  | --> | C29 ex PELLETSTOWN | Pelletstown [T101,T102] | FINGLAS |  | 53.3735 | -6.344
MV/LV Substation ST***4187 |  | 10 kV | _ | LV | 200 kVA :Pole Substation | 0.2 | --> | 0.2 | 0 | 0 | Constrained, otherwise capacity available =200 kVA | --> | 0.19 | 0 | 0 | 0.19 | 0 |  | --> | C19 ex CELBRIDGE | Celbridge [T41,T42] | GRIFFINRATH |  | 53.3115 | -6.6176
MV/LV Substation KI***4188 |  | 10 kV | _ | LV | 50 kVA :Pole Substation | 0.05 | --> | 0.05 | 0 | 0 | Constrained, otherwise capacity available =36 kVA | --> | 0.048 | 0 | 0.027 | 0.029 | 0 |  | --> | C19 ex CELBRIDGE | Celbridge [T41,T42] | GRIFFINRATH |  | 53.3228 | -6.5694
MV/LV Substation MU***4189 |  | 10 kV | _ | LV | 630 kVA :Kiosk Substation | 0.63 | --> | 0.63 | 0 | 0 | Constrained, otherwise capacity available =566 kVA | --> | 0.598 | 0 | 0.08 | 0.5 | 0 |  | --> | C16 ex MONEYCOOLEY | Moneycooley [T41,T42,T44] | GRIFFINRATH |  | 53.369 | -6.5843
MV/LV Substation BE***418Y |  | 10 kV | _ | LV | 400 kVA :Kiosk Substation | 0.4 | --> | 0.4 | 0 | 0 | Constrained, otherwise capacity available =267 kVA | --> | 0.38 | 0 | 0.059 | 0.354 | 0 |  | --> | C17 ex CELBRIDGE | Celbridge [T41,T42] | GRIFFINRATH |  | 53.3461 | -6.545
MV/LV Substation ST***418Z |  | 10 kV | _ | LV | 400 kVA :Kiosk Substation | 0.4 | --> | 0.4 | 0 | 0 | Constrained, otherwise capacity available =273 kVA | --> | 0.38 | 0 | 0.01 | 0.39 | 0 |  | --> | C19 ex CELBRIDGE | Celbridge [T41,T42] | GRIFFINRATH |  | 53.31 | -6.6098
MV/LV Substation ST***4190 |  | 20 kV | _ | LV | 630 kVA :Kiosk Substation | 0.63 | --> | 0.63 | 0 | 0 | Constrained, otherwise capacity available =411 kVA | --> | 0.598 | 0 | 0.005 | 0.5 | 0 |  | --> | E19 ex ADAMSTOWN | Adamstown [T121,T122] | INCHICORE 220KV |  | 53.3404 | -6.4686
MV/LV Substation CO***4191 |  | 10 kV | _ | LV | 400 kVA :Kiosk Substation | 0.4 | --> | 0.4 | 0 | 0 | Constrained, otherwise capacity available =398 kVA | --> | 0.38 | 0 | 0 | 0.38 | 0 |  | --> | C12 ex MONEYCOOLEY | Moneycooley [T41,T42,T44] | GRIFFINRATH |  | 53.3734 | -6.5239
MV/LV Substation LU***4193 |  | 10 kV | _ | LV | 400 kVA :Building Structure | 0.4 | --> | 0.4 | 0 | 0 | Constrained, otherwise capacity available =356 kVA | --> | 0.38 | 0 | 0.006 | 0.382 | 0 |  | --> | C20 ex BALGADDY | Balgaddy [T41,T42] | GRANGE CASTLE |  | 53.3481 | -6.438
MV/LV Substation CA***4195 |  | 20 kV | _ | LV | 400 kVA :Kiosk Substation | 0.4 | --> | 0.4 | 0 | 0 | Constrained, otherwise capacity available =269 kVA | --> | 0.38 | 0 | 0 | 0.398 | 0 |  | --> | E19 ex ADAMSTOWN | Adamstown [T121,T122] | INCHICORE 220KV |  | 53.3392 | -6.453
MV/LV Substation KI***4196 |  | 10 kV | _ | LV | 630 kVA :Building Structure | 0.63 | --> | 0.63 | 0 | 0 | Constrained, otherwise capacity available =555 kVA | --> | 0.598 | 0 | 0 | 0.5 | 0 |  | --> | C15 ex SEMPERIT | Semperit [T41,T42,T43] | GRANGE CASTLE |  | 53.3327 | -6.3581
MV/LV Substation NE***4197 |  | 10 kV | _ | LV | 630 kVA :Kiosk Substation | 0.63 | --> | 0.63 | 0 | 0 | Constrained, otherwise capacity available =577 kVA | --> | 0.598 | 0 | 0 | 0.5 | 0 |  | --> | C29 ex GRANGE CASTLE | Grange Castle [T101,T102] | INCHICORE 220KV |  | 53.2997 | -6.5002
MV/LV Substation BA***4198 |  | 10 kV | _ | LV | 400 kVA :Kiosk Substation | 0.4 | --> | 0.4 | 0 | 0 | Constrained, otherwise capacity available =304 kVA | --> | 0.38 | 0 | 0.038 | 0.365 | 0 |  | --> | C17 ex LEIXLIP | Leixlip [T41,T42] | GRIFFINRATH |  | 53.3596 | -6.5049
MV/LV Substation CA***419Y |  | 10 kV | _ | LV | 200 kVA :Kiosk Substation | 0.2 | --> | 0.2 | 0 | 0 | Constrained, otherwise capacity available =119 kVA | --> | 0.19 | 0 | 0.045 | 0.167 | 0 |  | --> | C12 ex MONEYCOOLEY | Moneycooley [T41,T42,T44] | GRIFFINRATH |  | 53.3522 | -6.5498
MV/LV Substation GR***4200 |  | 10 kV | _ | LV | 400 kVA :Kiosk Substation | 0.4 | --> | 0.4 | 0 | 0 | Constrained, otherwise capacity available =298 kVA | --> | 0.38 | 0 | 0 | 0.394 | 0 |  | --> | C29 ex GRANGE CASTLE | Grange Castle [T101,T102] | INCHICORE 220KV |  | 53.325 | -6.47
MV/LV Substation BA***4201 |  | 10 kV | _ | LV | 400 kVA :Kiosk Substation | 0.4 | --> | 0.4 | 0 | 0 | Constrained, otherwise capacity available =249 kVA | --> | 0.38 | 0 | 0.034 | 0.375 | 0 |  | --> | C17 ex LEIXLIP | Leixlip [T41,T42] | GRIFFINRATH |  | 53.3623 | -6.5115
MV/LV Substation BA***4202 |  | 10 kV | _ | LV | 400 kVA :Kiosk Substation | 0.4 | --> | 0.4 | 0 | 0 | Constrained, otherwise capacity available =385 kVA | --> | 0.38 | 0 | 0.017 | 0.369 | 0 |  | --> | C17 ex LEIXLIP | Leixlip [T41,T42] | GRIFFINRATH |  | 53.3617 | -6.5084
MV/LV Substation MI***4203 |  | 10 kV | _ | LV | 400 kVA :Kiosk Substation | 0.4 | --> | 0.4 | 0 | 0 | Constrained, otherwise capacity available =293 kVA | --> | 0.38 | 0 | 0 | 0.394 | 0 |  | --> | C14 ex CLONDALKIN | Clondalkin [T41,T42,T44] | INCHICORE 220KV |  | 53.3343 | -6.3952
MV/LV Substation LI***4204 |  | 10 kV | _ | LV | 1000 kVA :Building Structure | 1 | --> | 1 | 0 | 0 | Constrained, otherwise capacity available =778 kVA | --> | 0.95 | 0 | 0 | 0.5 | 0 |  | --> | C12 ex PALMERSTOWN | Palmerstown [T41,T42] | FINGLAS |  | 53.3537 | -6.3902
MV/LV Substation HA***4205 |  | 10 kV | _ | LV | 50 kVA :Pole Substation | 0.05 | --> | 0.05 | 0 | 0 | Constrained, otherwise capacity available =39 kVA | --> | 0.048 | 0 | 0 | 0.049 | 0 |  | --> | C20 ex CELBRIDGE | Celbridge [T41,T42] | GRIFFINRATH |  | 53.3207 | -6.5277
MV/LV Substation CH***420Z |  | 10 kV | _ | LV | 200 kVA :Kiosk Substation | 0.2 | --> | 0.2 | 0 | 0 | Constrained, otherwise capacity available =150 kVA | --> | 0.19 | 0 | 0.005 | 0.193 | 0 |  | --> | C15 ex LUCAN EAST | Lucan East [T41,T42] | GRANGE CASTLE |  | 53.3593 | -6.4403
MV/LV Substation HE***4211 |  | 10 kV | _ | LV | 400 kVA :Kiosk Substation | 0.4 | --> | 0.4 | 0 | 0 | Constrained, otherwise capacity available =400 kVA | --> | 0.38 | 0 | 0 | 0.38 | 0 |  | --> | C18 ex LUCAN EAST | Lucan East [T41,T42] | GRANGE CASTLE |  | 53.3592 | -6.4315
MV/LV Substation LI***4213 |  | 20 kV | _ | LV | 630 kVA :Building Structure | 0.63 | --> | 0.63 | 0 | 0 | Constrained, otherwise capacity available =516 kVA | --> | 0.598 | 0 | 0 | 0.5 | 0 |  | --> | E20 ex ADAMSTOWN | Adamstown [T121,T122] | INCHICORE 220KV |  | 53.3456 | -6.4744
MV/LV Substation SU***4214 |  | 10 kV | _ | LV | 400 kVA :Kiosk Substation | 0.4 | --> | 0.4 | 0 | 0 | Constrained, otherwise capacity available =377 kVA | --> | 0.38 | 0 | 0 | 0.383 | 0 |  | --> | C12 ex CASTLEKNOCK | Castleknock [T41,T42] | FINGLAS |  | 53.3651 | -6.3882
MV/LV Substation PU***4216 |  | 10 kV | _ | LV | 50 kVA :Pole Substation | 0.05 | --> | 0.05 | 0 | 0 | Constrained, otherwise capacity available =50 kVA | --> | 0.048 | 0 | 0 | 0.048 | 0 |  | --> | C11 ex MONEYCOOLEY | Moneycooley [T41,T42,T44] | GRIFFINRATH |  | 53.3673 | -6.589
MV/LV Substation SH***4217 |  | 20 kV | _ | LV | 400 kVA :Kiosk Substation | 0.4 | --> | 0.4 | 0 | 0 | Constrained, otherwise capacity available =339 kVA | --> | 0.38 | 0 | 0.004 | 0.385 | 0 |  | --> | E20 ex ADAMSTOWN | Adamstown [T121,T122] | INCHICORE 220KV |  | 53.3442 | -6.4676
MV/LV Substation SP***4218 |  | 10 kV | _ | LV | 400 kVA :Kiosk Substation | 0.4 | --> | 0.4 | 0 | 0 | Constrained, otherwise capacity available =316 kVA | --> | 0.38 | 0 | 0.01 | 0.384 | 0 |  | --> | C14 ex INCHICORE NORTH | Inchicore North [T41] | INCHICORE 220KV |  | 53.348 | -6.3401
MV/LV Substation NE***421X |  | 10 kV | _ | LV | 200 kVA :Building Structure | 0.2 | --> | 0.2 | 0 | 0 | Constrained, otherwise capacity available =158 kVA | --> | 0.19 | 0 | 0.01 | 0.188 | 0 |  | --> | C11 ex LIFFEY VALLEY | Liffey Valley [T41,T42] | INCHICORE 220KV |  | 53.3416 | -6.3955
MV/LV Substation WE***421Z |  | 10 kV | _ | LV | 50 kVA :Pole Substation | 0.05 | --> | 0.05 | 0 | 0 | Constrained, otherwise capacity available =49 kVA | --> | 0.048 | 0 | 0 | 0.048 | 0 |  | --> | C16 ex LEIXLIP | Leixlip [T41,T42] | GRIFFINRATH |  | 53.3533 | -6.4936
MV/LV Substation ST***4220 |  | 10 kV | _ | LV | 630 kVA :Kiosk Substation | 0.63 | --> | 0.63 | 0 | 0 | Constrained, otherwise capacity available =488 kVA | --> | 0.598 | 0 | 0.066 | 0.5 | 0 |  | --> | C11 ex LIFFEY VALLEY | Liffey Valley [T41,T42] | INCHICORE 220KV |  | 53.3446 | -6.4051
MV/LV Substation TA***4221 |  | 20 kV | _ | LV | 400 kVA :Kiosk Substation | 0.4 | --> | 0.4 | 0 | 0 | Constrained, otherwise capacity available =400 kVA | --> | 0.38 | 0 | 0 | 0.38 | 0 |  | --> | E18 ex ADAMSTOWN | Adamstown [T121,T122] | INCHICORE 220KV |  | 53.3448 | -6.4575
MV/LV Substation AY***4222 |  | 10 kV | _ | LV | 400 kVA :Kiosk Substation | 0.4 | --> | 0.4 | 0 | 0 | Constrained, otherwise capacity available =298 kVA | --> | 0.38 | 0 | 0 | 0.394 | 0 |  | --> | C29 ex GRANGE CASTLE | Grange Castle [T101,T102] | INCHICORE 220KV |  | 53.2995 | -6.4934
MV/LV Substation LI***4224 |  | 10 kV | _ | LV | 1000 kVA :Building Structure | 1 | --> | 1 | 0 | 0 | Constrained, otherwise capacity available =543 kVA | --> | 0.95 | 0 | 0 | 0.5 | 0 |  | --> | C12 ex PALMERSTOWN | Palmerstown [T41,T42] | FINGLAS |  | 53.3537 | -6.3902
MV/LV Substation KI***4226 |  | 10 kV | _ | LV | 630 kVA :Kiosk Substation | 0.63 | --> | 0.63 | 0 | 0 | Constrained, otherwise capacity available =473 kVA | --> | 0.598 | 0 | 0.011 | 0.5 | 0 |  | --> | C17 ex BALGADDY | Balgaddy [T41,T42] | GRANGE CASTLE |  | 53.3162 | -6.4261
MV/LV Substation KI***4227 |  | 10 kV | _ | LV | 630 kVA :Kiosk Substation | 0.63 | --> | 0.63 | 0 | 0 | Constrained, otherwise capacity available =459 kVA | --> | 0.598 | 0 | 0.015 | 0.5 | 0 |  | --> | C17 ex BALGADDY | Balgaddy [T41,T42] | GRANGE CASTLE |  | 53.3183 | -6.4265
MV/LV Substation KI***4228 |  | 10 kV | _ | LV | 630 kVA :Kiosk Substation | 0.63 | --> | 0.63 | 0 | 0 | Constrained, otherwise capacity available =541 kVA | --> | 0.598 | 0 | 0.013 | 0.5 | 0 |  | --> | C17 ex BALGADDY | Balgaddy [T41,T42] | GRANGE CASTLE |  | 53.3179 | -6.4224
MV/LV Substation KI***4229 |  | 10 kV | _ | LV | 630 kVA :Kiosk Substation | 0.63 | --> | 0.63 | 0 | 0 | Constrained, otherwise capacity available =533 kVA | --> | 0.598 | 0 | 0 | 0.5 | 0 |  | --> | C17 ex BALGADDY | Balgaddy [T41,T42] | GRANGE CASTLE |  | 53.3166 | -6.4216
MV/LV Substation ES***422X |  | 10 kV | _ | LV | 630 kVA :Building Structure | 0.63 | --> | 0.63 | 0 | 0 | Constrained, otherwise capacity available =576 kVA | --> | 0.598 | 0 | 0.005 | 0.5 | 0 |  | --> | C15 ex LUCAN EAST | Lucan East [T41,T42] | GRANGE CASTLE |  | 53.3506 | -6.4387
MV/LV Substation TH***422Z |  | 10 kV | _ | LV | 630 kVA :Building Structure | 0.63 | --> | 0.63 | 0 | 0 | Constrained, otherwise capacity available =630 kVA | --> | 0.598 | 0 | 0 | 0.5 | 0 |  | --> | C14 ex LIFFEY VALLEY | Liffey Valley [T41,T42] | INCHICORE 220KV |  | 53.3505 | -6.4104
MV/LV Substation KI***4230 |  | 10 kV | _ | LV | 630 kVA :Kiosk Substation | 0.63 | --> | 0.63 | 0 | 0 | Constrained, otherwise capacity available =604 kVA | --> | 0.598 | 0 | 0 | 0.5 | 0 |  | --> | C17 ex BALGADDY | Balgaddy [T41,T42] | GRANGE CASTLE |  | 53.317 | -6.42
MV/LV Substation KI***4231 |  | 10 kV | _ | LV | 630 kVA :Kiosk Substation | 0.63 | --> | 0.63 | 0 | 0 | Constrained, otherwise capacity available =597 kVA | --> | 0.598 | 0 | 0 | 0.5 | 0 |  | --> | C17 ex BALGADDY | Balgaddy [T41,T42] | GRANGE CASTLE |  | 53.315 | -6.4183
MV/LV Substation KI***4232 |  | 10 kV | _ | LV | 630 kVA :Kiosk Substation | 0.63 | --> | 0.63 | 0 | 0 | Constrained, otherwise capacity available =440 kVA | --> | 0.598 | 0 | 0 | 0.5 | 0 |  | --> | C17 ex BALGADDY | Balgaddy [T41,T42] | GRANGE CASTLE |  | 53.3149 | -6.422
MV/LV Substation KI***4233 |  | 10 kV | _ | LV | 630 kVA :Kiosk Substation | 0.63 | --> | 0.63 | 0 | 0 | Constrained, otherwise capacity available =433 kVA | --> | 0.598 | 0 | 0.006 | 0.5 | 0 |  | --> | C17 ex BALGADDY | Balgaddy [T41,T42] | GRANGE CASTLE |  | 53.3155 | -6.4252
MV/LV Substation SO***4234 |  | 20 kV | _ | LV | 630 kVA :Kiosk Substation | 0.63 | --> | 0.63 | 0 | 0 | Constrained, otherwise capacity available =553 kVA | --> | 0.598 | 0 | 0.005 | 0.5 | 0 |  | --> | E17 ex ADAMSTOWN | Adamstown [T121,T122] | INCHICORE 220KV |  | 53.3456 | -6.4565
MV/LV Substation GR***4237 |  | 10 kV | _ | LV | 400 kVA :Kiosk Substation | 0.4 | --> | 0.4 | 0 | 0 | Constrained, otherwise capacity available =292 kVA | --> | 0.38 | 0 | 0.064 | 0.347 | 0 |  | --> | C29 ex GRANGE CASTLE | Grange Castle [T101,T102] | INCHICORE 220KV |  | 53.2982 | -6.4966
MV/LV Substation GR***4238 |  | 10 kV | _ | LV | 630 kVA :Kiosk Substation | 0.63 | --> | 0.63 | 0 | 0 | Constrained, otherwise capacity available =403 kVA | --> | 0.598 | 0 | 0.015 | 0.5 | 0 |  | --> | C29 ex GRANGE CASTLE | Grange Castle [T101,T102] | INCHICORE 220KV |  | 53.2974 | -6.4994
MV/LV Substation SO***4239 |  | 20 kV | _ | LV | 630 kVA :Kiosk Substation | 0.63 | --> | 0.63 | 0 | 0 | Constrained, otherwise capacity available =554 kVA | --> | 0.598 | 0 | 0.005 | 0.5 | 0 |  | --> | E17 ex ADAMSTOWN | Adamstown [T121,T122] | INCHICORE 220KV |  | 53.3471 | -6.4556
MV/LV Substation PA***423X |  | 10 kV | _ | LV | 200 kVA :Kiosk Substation | 0.2 | --> | 0.2 | 0 | 0 | Constrained, otherwise capacity available =125 kVA | --> | 0.19 | 0 | 0.005 | 0.196 | 0 |  | --> | C18 ex CASTLEKNOCK | Castleknock [T41,T42] | FINGLAS |  | 53.3746 | -6.3669
MV/LV Substation VA***423Z |  | 10 kV | _ | LV | 100 kVA :Pole Substation | 0.1 | --> | 0.1 | 0 | 0 | Constrained, otherwise capacity available =74 kVA | --> | 0.095 | 0 | 0 | 0.098 | 0 |  | --> | C12 ex LEIXLIP | Leixlip [T41,T42] | GRIFFINRATH |  | 53.3667 | -6.4807
MV/LV Substation AI***4240 |  | 20 kV | _ | LV | 400 kVA :Kiosk Substation | 0.4 | --> | 0.4 | 0 | 0 | Constrained, otherwise capacity available =370 kVA | --> | 0.38 | 0 | 0 | 0.384 | 0 |  | --> | E17 ex ADAMSTOWN | Adamstown [T121,T122] | INCHICORE 220KV |  | 53.3432 | -6.4675
MV/LV Substation OP***4242 |  | 20 kV | _ | LV | 400 kVA :Kiosk Substation | 0.4 | --> | 0.4 | 0 | 0 | Constrained, otherwise capacity available =400 kVA | --> | 0.38 | 0 | 0 | 0.38 | 0 |  | --> | E24 ex ADAMSTOWN | Adamstown [T121,T122] | INCHICORE 220KV |  | 53.3384 | -6.4957
MV/LV Substation AR***4244 |  | 10 kV | _ | LV | 50 kVA :Pole Substation | 0.05 | --> | 0.05 | 0 | 0 | Constrained, otherwise capacity available =43 kVA | --> | 0.048 | 0 | 0.008 | 0.042 | 0 |  | --> | C19 ex CELBRIDGE | Celbridge [T41,T42] | GRIFFINRATH |  | 53.321 | -6.5897
MV/LV Substation KY***4245 |  | 10 kV | _ | LV | 400 kVA :Kiosk Substation | 0.4 | --> | 0.4 | 0 | 0 | Constrained, otherwise capacity available =400 kVA | --> | 0.38 | 0 | 0 | 0.38 | 0 |  | --> | C17 ex INCHICORE NORTH | Inchicore North [T41] | INCHICORE 220KV |  | 53.3346 | -6.3424
MV/LV Substation MO***4248 |  | 10 kV | _ | LV | 1000 kVA :Building Structure | 1 | --> | 1 | 0 | 0 | Constrained, otherwise capacity available =960 kVA | --> | 0.95 | 0 | 0.01 | 0.5 | 0 |  | --> | C12 ex MONEYCOOLEY | Moneycooley [T41,T42,T44] | GRIFFINRATH |  | 53.36 | -6.553
MV/LV Substation BA***4249 |  | 10 kV | _ | LV | 630 kVA :Kiosk Substation | 0.63 | --> | 0.63 | 0 | 0 | Constrained, otherwise capacity available =500 kVA | --> | 0.598 | 0 | 0.025 | 0.5 | 0 |  | --> | C17 ex LEIXLIP | Leixlip [T41,T42] | GRIFFINRATH |  | 53.36 | -6.5149
MV/LV Substation PA***424X |  | 10 kV | _ | LV | 400 kVA :Kiosk Substation | 0.4 | --> | 0.4 | 0.294 | 7.91 |  | --> | 0.38 | 0 | 0.016 | 0.382 | 0 |  | --> | C22 ex PELLETSTOWN | Pelletstown [T101,T102] | FINGLAS |  | 53.3761 | -6.3671
MV/LV Substation BA***4250 |  | 10 kV | _ | LV | 630 kVA :Kiosk Substation | 0.63 | --> | 0.63 | 0 | 0 | Constrained, otherwise capacity available =467 kVA | --> | 0.598 | 0 | 0.005 | 0.5 | 0 |  | --> | C17 ex LEIXLIP | Leixlip [T41,T42] | GRIFFINRATH |  | 53.3599 | -6.5184
MV/LV Substation HA***4251 |  | 20 kV | _ | LV | 630 kVA :Kiosk Substation | 0.63 | --> | 0.63 | 0 | 0 | Constrained, otherwise capacity available =519 kVA | --> | 0.598 | 0 | 0.046 | 0.5 | 0 |  | --> | E20 ex ADAMSTOWN | Adamstown [T121,T122] | INCHICORE 220KV |  | 53.3466 | -6.4767
MV/LV Substation SU***4252 |  | 10 kV | _ | LV | 630 kVA :Building Structure | 0.63 | --> | 0.63 | 0 | 0 | Constrained, otherwise capacity available =627 kVA | --> | 0.598 | 0 | 0 | 0.5 | 0 |  | --> | C29 ex GRANGE CASTLE | Grange Castle [T101,T102] | INCHICORE 220KV |  | 53.2985 | -6.4965
MV/LV Substation GR***4253 |  | 10 kV | _ | LV | 630 kVA :Kiosk Substation | 0.63 | --> | 0.63 | 0 | 0 | Constrained, otherwise capacity available =537 kVA | --> | 0.598 | 0 | 0.049 | 0.5 | 0 |  | --> | C29 ex GRANGE CASTLE | Grange Castle [T101,T102] | INCHICORE 220KV |  | 53.2961 | -6.4998
MV/LV Substation GR***4254 |  | 10 kV | _ | LV | 630 kVA :Kiosk Substation | 0.63 | --> | 0.63 | 0 | 0 | Constrained, otherwise capacity available =490 kVA | --> | 0.598 | 0 | 0.049 | 0.5 | 0 |  | --> | C29 ex GRANGE CASTLE | Grange Castle [T101,T102] | INCHICORE 220KV |  | 53.2958 | -6.4979
MV/LV Substation CA***4255 |  | 10 kV | _ | LV | 400 kVA :Kiosk Substation | 0.4 | --> | 0.4 | 0 | 0 | Constrained, otherwise capacity available =365 kVA | --> | 0.38 | 0 | 0 | 0.385 | 0 |  | --> | C35 ex SEMPERIT | Semperit [T41,T42,T43] | GRANGE CASTLE |  | 53.3314 | -6.3457
MV/LV Substation KI***4256 |  | 10 kV | _ | LV | 630 kVA :Kiosk Substation | 0.63 | --> | 0.63 | 0 | 0 | Constrained, otherwise capacity available =561 kVA | --> | 0.598 | 0 | 0.01 | 0.5 | 0 |  | --> | C16 ex CLONDALKIN | Clondalkin [T41,T42,T44] | INCHICORE 220KV |  | 53.3189 | -6.4197
MV/LV Substation ST***425X |  | 10 kV | _ | LV | 100 kVA :Pole Substation | 0.1 | --> | 0.1 | 0 | 0 | Constrained, otherwise capacity available =49 kVA | --> | 0.095 | 0 | 0 | 0.102 | 0 |  | --> | C11 ex LUCAN EAST | Lucan East [T41,T42] | GRANGE CASTLE |  | 53.3619 | -6.438
MV/LV Substation WH***425Y |  | 10 kV | _ | LV | 50 kVA :Pole Substation | 0.05 | --> | 0.05 | 0 | 0 | Constrained, otherwise capacity available =41 kVA | --> | 0.048 | 0 | 0.003 | 0.046 | 0 |  | --> | C20 ex CELBRIDGE | Celbridge [T41,T42] | GRIFFINRATH |  | 53.2988 | -6.6034
MV/LV Substation PA***425Z |  | 10 kV | _ | LV | 1000 kVA :Building Structure | 1 | --> | 1 | 0 | 0 | Constrained, otherwise capacity available =838 kVA | --> | 0.95 | 0 | 0 | 0.5 | 0 |  | --> | C31 ex SEMPERIT | Semperit [T41,T42,T43] | GRANGE CASTLE |  | 53.3319 | -6.3782
MV/LV Substation HA***4262 |  | 20 kV | _ | LV | 630 kVA :Kiosk Substation | 0.63 | --> | 0.63 | 0 | 0 | Constrained, otherwise capacity available =596 kVA | --> | 0.598 | 0 | 0 | 0.5 | 0 |  | --> | E20 ex ADAMSTOWN | Adamstown [T121,T122] | INCHICORE 220KV |  | 53.3468 | -6.478
MV/LV Substation IN***4263 |  | 10 kV | _ | LV | 200 kVA :Kiosk Substation | 0.2 | --> | 0.2 | 0 | 0 | Constrained, otherwise capacity available =200 kVA | --> | 0.19 | 0 | 0 | 0.19 | 0 |  | --> | C13 ex INCHICORE NORTH | Inchicore North [T41] | INCHICORE 220KV |  | 53.3345 | -6.3394
MV/LV Substation ST***4264 |  | 10 kV | _ | LV | 630 kVA :Kiosk Substation | 0.63 | --> | 0.63 | 0 | 0 | Constrained, otherwise capacity available =521 kVA | --> | 0.598 | 0 | 0.018 | 0.5 | 0 |  | --> | C12 ex LIFFEY VALLEY | Liffey Valley [T41,T42] | INCHICORE 220KV |  | 53.3549 | -6.4048
MV/LV Substation TH***4265 |  | 10 kV | _ | LV | 400 kVA :Building Structure | 0.4 | --> | 0.4 | 0 | 0 | Constrained, otherwise capacity available =400 kVA | --> | 0.38 | 0 | 0 | 0.38 | 0 |  | --> | C15 ex SEMPERIT | Semperit [T41,T42,T43] | GRANGE CASTLE |  | 53.3348 | -6.3598
MV/LV Substation AR***4266 |  | 10 kV | _ | LV | 630 kVA :Kiosk Substation | 0.63 | --> | 0.63 | 0 | 0 | Constrained, otherwise capacity available =472 kVA | --> | 0.598 | 0 | 0 | 0.5 | 0 |  | --> | C12 ex MONEYCOOLEY | Moneycooley [T41,T42,T44] | GRIFFINRATH |  | 53.3573 | -6.546
MV/LV Substation AR***4267 |  | 10 kV | _ | LV | 630 kVA :Kiosk Substation | 0.63 | --> | 0.63 | 0 | 0 | Constrained, otherwise capacity available =500 kVA | --> | 0.598 | 0 | 0.02 | 0.5 | 0 |  | --> | C12 ex MONEYCOOLEY | Moneycooley [T41,T42,T44] | GRIFFINRATH |  | 53.3565 | -6.546
MV/LV Substation AR***4268 |  | 10 kV | _ | LV | 630 kVA :Kiosk Substation | 0.63 | --> | 0.63 | 0 | 0 | Constrained, otherwise capacity available =492 kVA | --> | 0.598 | 0 | 0.01 | 0.5 | 0 |  | --> | C12 ex MONEYCOOLEY | Moneycooley [T41,T42,T44] | GRIFFINRATH |  | 53.3567 | -6.544
MV/LV Substation KE***4269 |  | 10 kV | _ | LV | 400 kVA :Kiosk Substation | 0.4 | --> | 0.4 | 0 | 0 | Constrained, otherwise capacity available =82 kVA | --> | 0.38 | 0 | 0.005 | 0.418 | 0 |  | --> | C11 ex PALMERSTOWN | Palmerstown [T41,T42] | FINGLAS |  | 53.3561 | -6.373
MV/LV Substation GR***426X |  | 10 kV | _ | LV | 200 kVA :Kiosk Substation | 0.2 | --> | 0.2 | 0 | 0 | Constrained, otherwise capacity available =139 kVA | --> | 0.19 | 0 | 0.005 | 0.194 | 0 |  | --> | C14 ex LIFFEY VALLEY | Liffey Valley [T41,T42] | INCHICORE 220KV |  | 53.3496 | -6.4043
MV/LV Substation PA***426Z |  | 10 kV | _ | LV | 1000 kVA :Building Structure | 1 | --> | 1 | 0 | 0 | Constrained, otherwise capacity available =865 kVA | --> | 0.95 | 0 | 0 | 0.5 | 0 |  | --> | C31 ex SEMPERIT | Semperit [T41,T42,T43] | GRANGE CASTLE |  | 53.3333 | -6.3773
MV/LV Substation TA***4271 |  | 20 kV | _ | LV | 630 kVA :Kiosk Substation | 0.63 | --> | 0.63 | 0 | 0 | Constrained, otherwise capacity available =474 kVA | --> | 0.598 | 0 | 0.059 | 0.5 | 0 |  | --> | E17 ex ADAMSTOWN | Adamstown [T121,T122] | INCHICORE 220KV |  | 53.3451 | -6.4603
MV/LV Substation TA***4272 |  | 20 kV | _ | LV | 630 kVA :Kiosk Substation | 0.63 | --> | 0.63 | 0 | 0 | Constrained, otherwise capacity available =476 kVA | --> | 0.598 | 0 | 0.022 | 0.5 | 0 |  | --> | E17 ex ADAMSTOWN | Adamstown [T121,T122] | INCHICORE 220KV |  | 53.3446 | -6.4623
MV/LV Substation KI***4273 |  | 10 kV | _ | LV | 400 kVA :Kiosk Substation | 0.4 | --> | 0.4 | 0 | 0 | Constrained, otherwise capacity available =324 kVA | --> | 0.38 | 0 | 0.005 | 0.386 | 0 |  | --> | C20 ex CELBRIDGE | Celbridge [T41,T42] | GRIFFINRATH |  | 53.3238 | -6.5486
MV/LV Substation PA***4274 |  | 10 kV | _ | LV | 1000 kVA :Building Structure | 1 | --> | 1 | 0 | 0 | Constrained, otherwise capacity available =915 kVA | --> | 0.95 | 0 | 0 | 0.5 | 0 |  | --> | C11 ex PALMERSTOWN | Palmerstown [T41,T42] | FINGLAS |  | 53.3563 | -6.3734
MV/LV Substation CH***4275 |  | 10 kV | _ | LV | 400 kVA :Kiosk Substation | 0.4 | --> | 0.4 | 0 | 0 | Constrained, otherwise capacity available =383 kVA | --> | 0.38 | 0 | 0.025 | 0.364 | 0 |  | --> | C16 ex LUCAN EAST | Lucan East [T41,T42] | GRANGE CASTLE |  | 53.3652 | -6.4393
MV/LV Substation TR***4276 |  | 10 kV | _ | LV | 1000 kVA :Building Structure | 1 | --> | 1 | 0 | 0 | Constrained, otherwise capacity available =826 kVA | --> | 0.95 | 0 | 0.01 | 0.5 | 0 |  | --> | C19 ex SEMPERIT | Semperit [T41,T42,T43] | GRANGE CASTLE |  | 53.3454 | -6.3494
MV/LV Substation YE***4278 |  | 10 kV | _ | LV | 400 kVA :Kiosk Substation | 0.4 | --> | 0.4 | 0 | 0 | Constrained, otherwise capacity available =390 kVA | --> | 0.38 | 0 | 0 | 0.381 | 0 |  | --> | C28 ex CLONDALKIN | Clondalkin [T41,T42,T44] | INCHICORE 220KV |  | 53.3303 | -6.3859
MV/LV Substation ED***4279 |  | 10 kV | _ | LV | 630 kVA :Building Structure | 0.63 | --> | 0.63 | 0.5 | 7.91 |  | --> | 0.598 | 0 | 0.03 | 0.5 | 0 |  | --> | C26 ex PELLETSTOWN | Pelletstown [T101,T102] | FINGLAS |  | 53.3747 | -6.3504
MV/LV Substation CH***427X |  | 10 kV | _ | LV | 400 kVA :Kiosk Substation | 0.4 | --> | 0.4 | 0 | 0 | Constrained, otherwise capacity available =217 kVA | --> | 0.38 | 0 | 0.004 | 0.401 | 0 |  | --> | C17 ex PALMERSTOWN | Palmerstown [T41,T42] | FINGLAS |  | 53.3367 | -6.3703
MV/LV Substation OM***4280 |  | 10 kV | _ | LV | 400 kVA :Kiosk Substation | 0.4 | --> | 0.4 | 0 | 0 | Constrained, otherwise capacity available =338 kVA | --> | 0.38 | 0 | 0 | 0.388 | 0 |  | --> | C18 ex BALGADDY | Balgaddy [T41,T42] | GRANGE CASTLE |  | 53.3381 | -6.4212
MV/LV Substation KI***4281 |  | 10 kV | _ | LV | 630 kVA :Building Structure | 0.63 | --> | 0.63 | 0 | 0 | Constrained, otherwise capacity available =630 kVA | --> | 0.598 | 0 | 0 | 0.5 | 0 |  | --> | C19 ex CLONDALKIN | Clondalkin [T41,T42,T44] | INCHICORE 220KV |  | 53.3055 | -6.4284
MV/LV Substation PH***4285 |  | 10 kV | _ | LV | 630 kVA :Building Structure | 0.63 | --> | 0.63 | 0.5 | 7.91 |  | --> | 0.598 | 0 | 0 | 0.5 | 0 |  | --> | C29 ex PELLETSTOWN | Pelletstown [T101,T102] | FINGLAS |  | 53.3732 | -6.3404
MV/LV Substation PH***4286 |  | 10 kV | _ | LV | 630 kVA :Building Structure | 0.63 | --> | 0.63 | 0.5 | 7.91 |  | --> | 0.598 | 0 | 0 | 0.5 | 0 |  | --> | C29 ex PELLETSTOWN | Pelletstown [T101,T102] | FINGLAS |  | 53.3738 | -6.3421
MV/LV Substation AD***4288 |  | 20 kV | _ | LV | 630 kVA :Kiosk Substation | 0.63 | --> | 0.63 | 0 | 0 | Constrained, otherwise capacity available =424 kVA | --> | 0.598 | 0 | 0 | 0.5 | 0 |  | --> | E17 ex ADAMSTOWN | Adamstown [T121,T122] | INCHICORE 220KV |  | 53.3412 | -6.4731
MV/LV Substation AD***4289 |  | 20 kV | _ | LV | 630 kVA :Kiosk Substation | 0.63 | --> | 0.63 | 0 | 0 | Constrained, otherwise capacity available =485 kVA | --> | 0.598 | 0 | 0 | 0.5 | 0 |  | --> | E17 ex ADAMSTOWN | Adamstown [T121,T122] | INCHICORE 220KV |  | 53.3419 | -6.4713
MV/LV Substation CH***428X |  | 10 kV | _ | LV | 200 kVA :Kiosk Substation | 0.2 | --> | 0.2 | 0 | 0 | Constrained, otherwise capacity available =138 kVA | --> | 0.19 | 0 | 0 | 0.198 | 0 |  | --> | C17 ex PALMERSTOWN | Palmerstown [T41,T42] | FINGLAS |  | 53.3353 | -6.3691
MV/LV Substation LO***428Z |  | 10 kV | _ | LV | 400 kVA :Kiosk Substation | 0.4 | --> | 0.4 | 0 | 0 | Constrained, otherwise capacity available =290 kVA | --> | 0.38 | 0 | 0 | 0.395 | 0 |  | --> | C17 ex LEIXLIP | Leixlip [T41,T42] | GRIFFINRATH |  | 53.3696 | -6.5063
MV/LV Substation FO***4290 |  | 10 kV | _ | LV | 400 kVA :Kiosk Substation | 0.4 | --> | 0.4 | 0 | 0 | Constrained, otherwise capacity available =357 kVA | --> | 0.38 | 0 | 0.01 | 0.378 | 0 |  | --> | C17 ex LEIXLIP | Leixlip [T41,T42] | GRIFFINRATH |  | 53.3613 | -6.503
MV/LV Substation SH***4292 |  | 20 kV | _ | LV | 630 kVA :Kiosk Substation | 0.63 | --> | 0.63 | 0 | 0 | Constrained, otherwise capacity available =494 kVA | --> | 0.598 | 0 | 0.004 | 0.5 | 0 |  | --> | E20 ex ADAMSTOWN | Adamstown [T121,T122] | INCHICORE 220KV |  | 53.3454 | -6.475
MV/LV Substation AU***4293 |  | 20 kV | _ | LV | 400 kVA :Kiosk Substation | 0.4 | --> | 0.4 | 0 | 0 | Constrained, otherwise capacity available =400 kVA | --> | 0.38 | 0 | 0 | 0 | 0 | Constrained, otherwise capacity available =380 kW | --> | E60 ex GRANGE CASTLE |  |  |  | 53.3162 | -6.4517
MV/LV Substation TH***4299 |  | 10 kV | _ | LV | 630 kVA :Kiosk Substation | 0.63 | --> | 0.63 | 0 | 0 | Constrained, otherwise capacity available =601 kVA | --> | 0.598 | 0 | 0.014 | 0.5 | 0 |  | --> | C17 ex LEIXLIP | Leixlip [T41,T42] | GRIFFINRATH |  | 53.3659 | -6.4977
MV/LV Substation MA***429X |  | 10 kV | _ | LV | 200 kVA :Kiosk Substation | 0.2 | --> | 0.2 | 0.076 | 7.91 |  | --> | 0.19 | 0 | 0.056 | 0.165 | 0 |  | --> | C23 ex PELLETSTOWN | Pelletstown [T101,T102] | FINGLAS |  | 53.3778 | -6.3825
MV/LV Substation DE***429Y |  | 10 kV | _ | LV | 50 kVA :Pole Substation | 0.05 | --> | 0.05 | 0 | 0 | Constrained, otherwise capacity available =47 kVA | --> | 0.048 | 0 | 0 | 0.048 | 0 |  | --> | C15 ex MONEYCOOLEY | Moneycooley [T41,T42,T44] | GRIFFINRATH |  | 53.3562 | -6.651
MV/LV Substation LO***429Z |  | 10 kV | _ | LV | 630 kVA :Kiosk Substation | 0.63 | --> | 0.63 | 0 | 0 | Constrained, otherwise capacity available =553 kVA | --> | 0.598 | 0 | 0 | 0.5 | 0 |  | --> | C17 ex LEIXLIP | Leixlip [T41,T42] | GRIFFINRATH |  | 53.3695 | -6.5046
MV/LV Substation WE***4302 |  | 10 kV | _ | LV | 400 kVA :Kiosk Substation | 0.4 | --> | 0.4 | 0 | 0 | Constrained, otherwise capacity available =348 kVA | --> | 0.38 | 0 | 0.016 | 0.375 | 0 |  | --> | C12 ex MONEYCOOLEY | Moneycooley [T41,T42,T44] | GRIFFINRATH |  | 53.3653 | -6.5255
MV/LV Substation BA***430Y |  | 10 kV | _ | LV | 50 kVA :Pole Substation | 0.05 | --> | 0.05 | 0 | 0 | Constrained, otherwise capacity available =48 kVA | --> | 0.048 | 0 | 0.005 | 0.044 | 0 |  | --> | C16 ex LEIXLIP | Leixlip [T41,T42] | GRIFFINRATH |  | 53.339 | -6.5201
MV/LV Substation LO***430Z |  | 10 kV | _ | LV | 630 kVA :Kiosk Substation | 0.63 | --> | 0.63 | 0 | 0 | Constrained, otherwise capacity available =573 kVA | --> | 0.598 | 0 | 0 | 0.5 | 0 |  | --> | C17 ex LEIXLIP | Leixlip [T41,T42] | GRIFFINRATH |  | 53.3707 | -6.5055
MV/LV Substation HA***4311 |  | 10 kV | _ | LV | 630 kVA :Kiosk Substation | 0.63 | --> | 0.63 | 0 | 0 | Constrained, otherwise capacity available =477 kVA | --> | 0.598 | 0 | 0.017 | 0.5 | 0 |  | --> | C12 ex MONEYCOOLEY | Moneycooley [T41,T42,T44] | GRIFFINRATH |  | 53.3631 | -6.5291
MV/LV Substation ST***4312 |  | 10 kV | _ | LV | 1000 kVA :Building Structure | 1 | --> | 1 | 0 | 0 | Constrained, otherwise capacity available =767 kVA | --> | 0.95 | 0 | 0.012 | 0.5 | 0 |  | --> | C12 ex LIFFEY VALLEY | Liffey Valley [T41,T42] | INCHICORE 220KV |  | 53.3545 | -6.4049
MV/LV Substation TH***4313 |  | 20 kV | _ | LV | 630 kVA :Building Structure | 0.63 | --> | 0.63 | 0 | 0 | Constrained, otherwise capacity available =568 kVA | --> | 0.598 | 0 | 0 | 0.5 | 0 |  | --> | E19 ex ADAMSTOWN | Adamstown [T121,T122] | INCHICORE 220KV |  | 53.3365 | -6.4678
MV/LV Substation TH***4314 |  | 20 kV | _ | LV | 630 kVA :Building Structure | 0.63 | --> | 0.63 | 0 | 0 | Constrained, otherwise capacity available =630 kVA | --> | 0.598 | 0 | 0 | 0.5 | 0 |  | --> | E19 ex ADAMSTOWN | Adamstown [T121,T122] | INCHICORE 220KV |  | 53.3366 | -6.4678
MV/LV Substation TH***4315 |  | 20 kV | _ | LV | 1000 kVA :Building Structure | 1 | --> | 1 | 0 | 0 | Constrained, otherwise capacity available =837 kVA | --> | 0.95 | 0 | 0 | 0.5 | 0 |  | --> | E19 ex ADAMSTOWN | Adamstown [T121,T122] | INCHICORE 220KV |  | 53.3379 | -6.4707
MV/LV Substation TH***4316 |  | 20 kV | _ | LV | 1000 kVA :Building Structure | 1 | --> | 1 | 0 | 0 | Constrained, otherwise capacity available =828 kVA | --> | 0.95 | 0 | 0 | 0.5 | 0 |  | --> | E19 ex ADAMSTOWN | Adamstown [T121,T122] | INCHICORE 220KV |  | 53.3371 | -6.4701
MV/LV Substation HA***4318 |  | 10 kV | _ | LV | 630 kVA :Kiosk Substation | 0.63 | --> | 0.63 | 0 | 0 | Constrained, otherwise capacity available =527 kVA | --> | 0.598 | 0 | 0.009 | 0.5 | 0 |  | --> | C12 ex MONEYCOOLEY | Moneycooley [T41,T42,T44] | GRIFFINRATH |  | 53.3643 | -6.5275
MV/LV Substation AN***4319 |  | 10 kV | _ | LV | 400 kVA :Kiosk Substation | 0.4 | --> | 0.4 | 0 | 0 | Constrained, otherwise capacity available =307 kVA | --> | 0.38 | 0 | 0.025 | 0.374 | 0 |  | --> | C19 ex CELBRIDGE | Celbridge [T41,T42] | GRIFFINRATH |  | 53.3156 | -6.6123
MV/LV Substation WO***431X |  | 10 kV | _ | LV | 200 kVA :Kiosk Substation | 0.2 | --> | 0.2 | 0 | 0 | Constrained, otherwise capacity available =101 kVA | --> | 0.19 | 0 | 0.006 | 0.199 | 0 |  | --> | C14 ex CLONDALKIN | Clondalkin [T41,T42,T44] | INCHICORE 220KV |  | 53.3374 | -6.404
MV/LV Substation KN***431Y |  | 10 kV | _ | LV | 50 kVA :Pole Substation | 0.05 | --> | 0.05 | 0 | 0 | Constrained, otherwise capacity available =30 kVA | --> | 0.048 | 0 | 0.009 | 0.044 | 0 |  | --> | C17 ex LEIXLIP | Leixlip [T41,T42] | GRIFFINRATH |  | 53.3653 | -6.4972
MV/LV Substation ES***431Z |  | 10 kV | _ | LV | 400 kVA :Kiosk Substation | 0.4 | --> | 0.4 | 0 | 0 | Constrained, otherwise capacity available =315 kVA | --> | 0.38 | 0 | 0 | 0.391 | 0 |  | --> | C20 ex BALGADDY | Balgaddy [T41,T42] | GRANGE CASTLE |  | 53.3494 | -6.4384
MV/LV Substation AD***4321 |  | 20 kV | _ | LV | 630 kVA :Kiosk Substation | 0.63 | --> | 0.63 | 0 | 0 | Constrained, otherwise capacity available =514 kVA | --> | 0.598 | 0 | 0.015 | 0.5 | 0 |  | --> | E17 ex ADAMSTOWN | Adamstown [T121,T122] | INCHICORE 220KV |  | 53.342 | -6.4748
MV/LV Substation AD***4322 |  | 20 kV | _ | LV | 400 kVA :Kiosk Substation | 0.4 | --> | 0.4 | 0 | 0 | Constrained, otherwise capacity available =292 kVA | --> | 0.38 | 0 | 0 | 0.394 | 0 |  | --> | E17 ex ADAMSTOWN | Adamstown [T121,T122] | INCHICORE 220KV |  | 53.3408 | -6.4749
MV/LV Substation LI***4325 |  | 10 kV | _ | LV | 630 kVA :Building Structure | 0.63 | --> | 0.63 | 0 | 0 | Constrained, otherwise capacity available =552 kVA | --> | 0.598 | 0 | 0.026 | 0.5 | 0 |  | --> | C11 ex MONEYCOOLEY | Moneycooley [T41,T42,T44] | GRIFFINRATH |  | 53.3698 | -6.5906
MV/LV Substation FO***432X |  | 10 kV | _ | LV | 400 kVA :Kiosk Substation | 0.4 | --> | 0.4 | 0 | 0 | Constrained, otherwise capacity available =259 kVA | --> | 0.38 | 0 | 0.005 | 0.395 | 0 |  | --> | C14 ex CLONDALKIN | Clondalkin [T41,T42,T44] | INCHICORE 220KV |  | 53.3396 | -6.4097
MV/LV Substation AR***4330 |  | 10 kV | _ | LV | 400 kVA :Kiosk Substation | 0.4 | --> | 0.4 | 0 | 0 | Constrained, otherwise capacity available =328 kVA | --> | 0.38 | 0 | 0.034 | 0.364 | 0 |  | --> | C12 ex LUCAN EAST | Lucan East [T41,T42] | GRANGE CASTLE |  | 53.3529 | -6.4548
MV/LV Substation CO***4333 |  | 10 kV | _ | LV | 400 kVA :Kiosk Substation | 0.4 | --> | 0.4 | 0 | 0 | Constrained, otherwise capacity available =349 kVA | --> | 0.38 | 0 | 0 | 0.387 | 0 |  | --> | C17 ex BALGADDY | Balgaddy [T41,T42] | GRANGE CASTLE |  | 53.3288 | -6.4465
MV/LV Substation CA***4334 |  | 20 kV | _ | LV | 400 kVA :Kiosk Substation | 0.4 | --> | 0.4 | 0 | 0 | Constrained, otherwise capacity available =261 kVA | --> | 0.38 | 0 | 0.012 | 0.39 | 0 |  | --> | E21 ex ADAMSTOWN | Adamstown [T121,T122] | INCHICORE 220KV |  | 53.3305 | -6.4056
MV/LV Substation TH***4335 |  | 20 kV | _ | LV | 1000 kVA :Building Structure | 1 | --> | 1 | 0 | 0 | Constrained, otherwise capacity available =940 kVA | --> | 0.95 | 0 | 0 | 0.5 | 0 |  | --> | E19 ex ADAMSTOWN | Adamstown [T121,T122] | INCHICORE 220KV |  | 53.3371 | -6.4673
MV/LV Substation CL***4336 |  | 20 kV | _ | LV | 400 kVA :Kiosk Substation | 0.4 | --> | 0.4 | 0 | 0 | Constrained, otherwise capacity available =385 kVA | --> | 0.38 | 0 | 0 | 0.382 | 0 |  | --> | E54 ex GRANGE CASTLE | Grange Castle [T124] | INCHICORE 220KV |  | 53.3313 | -6.4075
MV/LV Substation TH***4339 |  | 10 kV | _ | LV | 50 kVA :Pole Substation | 0.05 | --> | 0.05 | 0 | 0 | Constrained, otherwise capacity available =48 kVA | --> | 0.048 | 0 | 0 | 0.048 | 0 |  | --> | C29 ex GRANGE CASTLE | Grange Castle [T101,T102] | INCHICORE 220KV |  | 53.2927 | -6.4823
MV/LV Substation FO***433X |  | 10 kV | _ | LV | 200 kVA :Kiosk Substation | 0.2 | --> | 0.2 | 0 | 0 | Constrained, otherwise capacity available =117 kVA | --> | 0.19 | 0 | 0 | 0.201 | 0 |  | --> | C14 ex CLONDALKIN | Clondalkin [T41,T42,T44] | INCHICORE 220KV |  | 53.3391 | -6.413
MV/LV Substation PO***433Z |  | 10 kV | _ | LV | 50 kVA :Pole Substation | 0.05 | --> | 0.05 | 0 | 0 | Constrained, otherwise capacity available =45 kVA | --> | 0.048 | 0 | 0 | 0.048 | 0 |  | --> | C11 ex COOLMINE | Coolmine [T41,T42] | FINGLAS |  | 53.3792 | -6.4064
MV/LV Substation JO***4341 |  | 20 kV | _ | LV | 400 kVA :Kiosk Substation | 0.4 | --> | 0.4 | 0 | 0 | Constrained, otherwise capacity available =200 kVA | --> | 0.38 | 0 | 0 | 0.406 | 0 |  | --> | E52 ex GRANGE CASTLE | Grange Castle [T124] | INCHICORE 220KV |  | 53.314 | -6.4447
MV/LV Substation JO***4342 |  | 20 kV | _ | LV | 400 kVA :Kiosk Substation | 0.4 | --> | 0.4 | 0 | 0 | Constrained, otherwise capacity available =400 kVA | --> | 0.38 | 0 | 0 | 0.38 | 0 |  | --> | E52 ex GRANGE CASTLE | Grange Castle [T124] | INCHICORE 220KV |  | 53.3164 | -6.4418
MV/LV Substation NA***4344 |  | 10 kV | _ | LV | 200 kVA :Kiosk Substation | 0.2 | --> | 0.2 | 0.092 | 7.91 |  | --> | 0.19 | 0 | 0 | 0.204 | 0 |  | --> | C26 ex PELLETSTOWN | Pelletstown [T101,T102] | FINGLAS |  | 53.3779 | -6.3507
MV/LV Substation GO***4345 |  | 10 kV | _ | LV | 400 kVA :Kiosk Substation | 0.4 | --> | 0.4 | 0 | 0 | Constrained, otherwise capacity available =345 kVA | --> | 0.38 | 0 | 0.016 | 0.376 | 0 |  | --> | C19 ex CLONDALKIN | Clondalkin [T41,T42,T44] | INCHICORE 220KV |  | 53.2989 | -6.4177
MV/LV Substation TO***4346 |  | 10 kV | _ | LV | 400 kVA :Kiosk Substation | 0.4 | --> | 0.4 | 0 | 0 | Constrained, otherwise capacity available =382 kVA | --> | 0.38 | 0 | 0 | 0.382 | 0 |  | --> | C22 ex SEMPERIT | Semperit [T41,T42,T43] | GRANGE CASTLE |  | 53.3281 | -6.3591
MV/LV Substation CL***4348 |  | 10 kV | _ | LV | 400 kVA :Kiosk Substation | 0.4 | --> | 0.4 | 0 | 0 | Constrained, otherwise capacity available =400 kVA | --> | 0.38 | 0 | 0 | 0.38 | 0 |  | --> | C17 ex PALMERSTOWN | Palmerstown [T41,T42] | FINGLAS |  | 53.3446 | -6.3847
MV/LV Substation GR***434X |  | 10 kV | _ | LV | 200 kVA :Kiosk Substation | 0.2 | --> | 0.2 | 0 | 0 | Constrained, otherwise capacity available =163 kVA | --> | 0.19 | 0 | 0.003 | 0.193 | 0 |  | --> | C11 ex LIFFEY VALLEY | Liffey Valley [T41,T42] | INCHICORE 220KV |  | 53.3508 | -6.3965
MV/LV Substation CO***434Z |  | 10 kV | _ | LV | 630 kVA :Kiosk Substation | 0.63 | --> | 0.63 | 0 | 0 | Constrained, otherwise capacity available =564 kVA | --> | 0.598 | 0 | 0.012 | 0.5 | 0 |  | --> | C15 ex CASTLEKNOCK | Castleknock [T41,T42] | FINGLAS |  | 53.3725 | -6.3705
MV/LV Substation LU***4350 |  | 10 kV | _ | LV | 400 kVA :Kiosk Substation | 0.4 | --> | 0.4 | 0 | 0 | Constrained, otherwise capacity available =398 kVA | --> | 0.38 | 0 | 0 | 0.38 | 0 |  | --> | C18 ex LUCAN EAST | Lucan East [T41,T42] | GRANGE CASTLE |  | 53.3611 | -6.4385
MV/LV Substation MA***4351 |  | 10 kV | _ | LV | 630 kVA :Kiosk Substation | 0.63 | --> | 0.63 | 0 | 0 | Constrained, otherwise capacity available =630 kVA | --> | 0.598 | 0 | 0 | 0.5 | 0 |  | --> | C18 ex CELBRIDGE | Celbridge [T41,T42] | GRIFFINRATH |  | 53.2983 | -6.5042
MV/LV Substation KI***4356 |  | 10 kV | _ | LV | 400 kVA :Kiosk Substation | 0.4 | --> | 0.4 | 0.391 | 7.91 |  | --> | 0.38 | 0 | 0.014 | 0.371 | 0 |  | --> | C26 ex PELLETSTOWN | Pelletstown [T101,T102] | FINGLAS |  | 53.3738 | -6.3625
MV/LV Substation LA***4357 |  | 10 kV | _ | LV | 400 kVA :Kiosk Substation | 0.4 | --> | 0.4 | 0 | 0 | Constrained, otherwise capacity available =398 kVA | --> | 0.38 | 0 | 0 | 0.38 | 0 |  | --> | C15 ex CLONDALKIN | Clondalkin [T41,T42,T44] | INCHICORE 220KV |  | 53.3222 | -6.3915
MV/LV Substation TH***4358 |  | 20 kV | _ | LV | 630 kVA :Building Structure | 0.63 | --> | 0.63 | 0 | 0 | Constrained, otherwise capacity available =626 kVA | --> | 0.598 | 0 | 0.008 | 0.5 | 0 |  | --> | E19 ex ADAMSTOWN | Adamstown [T121,T122] | INCHICORE 220KV |  | 53.3368 | -6.4716
MV/LV Substation LE***4359 |  | 10 kV | _ | LV | 100 kVA :Pole Substation | 0.1 | --> | 0.1 | 0 | 0 | Constrained, otherwise capacity available =79 kVA | --> | 0.095 | 0 | 0.004 | 0.095 | 0 |  | --> | C17 ex LEIXLIP | Leixlip [T41,T42] | GRIFFINRATH |  | 53.363 | -6.5001
MV/LV Substation RO***435X |  | 10 kV | _ | LV | 400 kVA :Kiosk Substation | 0.4 | --> | 0.4 | 0 | 0 | Constrained, otherwise capacity available =300 kVA | --> | 0.38 | 0 | 0.015 | 0.382 | 0 |  | --> | C18 ex BALGADDY | Balgaddy [T41,T42] | GRANGE CASTLE |  | 53.3422 | -6.4217
MV/LV Substation GR***435Y |  | 10 kV | _ | LV | 400 kVA :Kiosk Substation | 0.4 | --> | 0.4 | 0 | 0 | Constrained, otherwise capacity available =304 kVA | --> | 0.38 | 0 | 0.018 | 0.38 | 0 |  | --> | C20 ex MONEYCOOLEY | Moneycooley [T41,T42,T44] | GRIFFINRATH |  | 53.3748 | -6.5926
MV/LV Substation CO***435Z |  | 10 kV | _ | LV | 200 kVA :Kiosk Substation | 0.2 | --> | 0.2 | 0 | 0 | Constrained, otherwise capacity available =200 kVA | --> | 0.19 | 0 | 0 | 0.19 | 0 |  | --> | C19 ex CLONDALKIN | Clondalkin [T41,T42,T44] | INCHICORE 220KV |  | 53.3158 | -6.4093
MV/LV Substation PA***4360 |  | 20 kV | _ | LV | 630 kVA :Kiosk Substation | 0.63 | --> | 0.63 | 0 | 0 | Constrained, otherwise capacity available =499 kVA | --> | 0.598 | 0 | 0.005 | 0.5 | 0 |  | --> | E54 ex GRANGE CASTLE | Grange Castle [T124] | INCHICORE 220KV |  | 53.331 | -6.4135
MV/LV Substation TH***4361 |  | 20 kV | _ | LV | 1000 kVA :Building Structure | 1 | --> | 1 | 0 | 0 | Constrained, otherwise capacity available =807 kVA | --> | 0.95 | 0 | 0.024 | 0.5 | 0 |  | --> | E54 ex GRANGE CASTLE | Grange Castle [T124] | INCHICORE 220KV |  | 53.3307 | -6.4081
MV/LV Substation TA***4362 |  | 20 kV | _ | LV | 630 kVA :Kiosk Substation | 0.63 | --> | 0.63 | 0 | 0 | Constrained, otherwise capacity available =630 kVA | --> | 0.598 | 0 | 0 | 0.5 | 0 |  | --> | E20 ex ADAMSTOWN | Adamstown [T121,T122] | INCHICORE 220KV |  | 53.3449 | -6.4656
MV/LV Substation TA***4363 |  | 20 kV | _ | LV | 630 kVA :Kiosk Substation | 0.63 | --> | 0.63 | 0 | 0 | Constrained, otherwise capacity available =553 kVA | --> | 0.598 | 0 | 0.019 | 0.5 | 0 |  | --> | E20 ex ADAMSTOWN | Adamstown [T121,T122] | INCHICORE 220KV |  | 53.3434 | -6.4649
MV/LV Substation TA***4364 |  | 20 kV | _ | LV | 400 kVA :Kiosk Substation | 0.4 | --> | 0.4 | 0 | 0 | Constrained, otherwise capacity available =338 kVA | --> | 0.38 | 0 | 0 | 0.388 | 0 |  | --> | E20 ex ADAMSTOWN | Adamstown [T121,T122] | INCHICORE 220KV |  | 53.3429 | -6.464
MV/LV Substation PA***4365 |  | 20 kV | _ | LV | 630 kVA :Kiosk Substation | 0.63 | --> | 0.63 | 0 | 0 | Constrained, otherwise capacity available =516 kVA | --> | 0.598 | 0 | 0.01 | 0.5 | 0 |  | --> | E21 ex ADAMSTOWN | Adamstown [T121,T122] | INCHICORE 220KV |  | 53.3319 | -6.4107
MV/LV Substation PA***4366 |  | 20 kV | _ | LV | 400 kVA :Kiosk Substation | 0.4 | --> | 0.4 | 0 | 0 | Constrained, otherwise capacity available =372 kVA | --> | 0.38 | 0 | 0 | 0.384 | 0 |  | --> | E54 ex GRANGE CASTLE | Grange Castle [T124] | INCHICORE 220KV |  | 53.3309 | -6.4094
MV/LV Substation RE***4367 |  | 20 kV | _ | LV | 630 kVA :Kiosk Substation | 0.63 | --> | 0.63 | 0 | 0 | Constrained, otherwise capacity available =626 kVA | --> | 0.598 | 0 | 0 | 0.5 | 0 |  | --> | E18 ex ADAMSTOWN | Adamstown [T121,T122] | INCHICORE 220KV |  | 53.339 | -6.4748
MV/LV Substation CA***436X |  | 10 kV | _ | LV | 200 kVA :Kiosk Substation | 0.2 | --> | 0.2 | 0.126 | 7.91 |  | --> | 0.19 | 0 | 0.013 | 0.19 | 0 |  | --> | C23 ex PELLETSTOWN | Pelletstown [T101,T102] | FINGLAS |  | 53.3754 | -6.3848
MV/LV Substation HA***436Z |  | 10 kV | _ | LV | 200 kVA :Kiosk Substation | 0.2 | --> | 0.2 | 0 | 0 | Constrained, otherwise capacity available =133 kVA | --> | 0.19 | 0 | 0 | 0.199 | 0 |  | --> | C18 ex CELBRIDGE | Celbridge [T41,T42] | GRIFFINRATH |  | 53.3334 | -6.5323
MV/LV Substation ST***4371 |  | 20 kV | _ | LV | 630 kVA :Kiosk Substation | 0.63 | --> | 0.63 | 0 | 0 | Constrained, otherwise capacity available =390 kVA | --> | 0.598 | 0 | 0 | 0.5 | 0 |  | --> | E20 ex ADAMSTOWN | Adamstown [T121,T122] | INCHICORE 220KV |  | 53.3453 | -6.4828
MV/LV Substation OU***4373 |  | 10 kV | _ | LV | 630 kVA :Kiosk Substation | 0.63 | --> | 0.63 | 0.5 | 7.91 |  | --> | 0.598 | 0 | 0 | 0.5 | 0 |  | --> | C23 ex PELLETSTOWN | Pelletstown [T101,T102] | FINGLAS |  | 53.3725 | -6.3794
MV/LV Substation KI***4374 |  | 10 kV | _ | LV | 400 kVA :Kiosk Substation | 0.4 | --> | 0.4 | 0 | 0 | Constrained, otherwise capacity available =362 kVA | --> | 0.38 | 0 | 0 | 0.385 | 0 |  | --> | C19 ex CLONDALKIN | Clondalkin [T41,T42,T44] | INCHICORE 220KV |  | 53.3031 | -6.4238
MV/LV Substation KI***4375 |  | 10 kV | _ | LV | 630 kVA :Kiosk Substation | 0.63 | --> | 0.63 | 0 | 0 | Constrained, otherwise capacity available =576 kVA | --> | 0.598 | 0 | 0 | 0.5 | 0 |  | --> | C17 ex CLONDALKIN | Clondalkin [T41,T42,T44] | INCHICORE 220KV |  | 53.3369 | -6.4221
MV/LV Substation TH***4376 |  | 20 kV | _ | LV | 630 kVA :Building Structure | 0.63 | --> | 0.63 | 0 | 0 | Constrained, otherwise capacity available =630 kVA | --> | 0.598 | 0 | 0 | 0.5 | 0 |  | --> | E19 ex ADAMSTOWN | Adamstown [T121,T122] | INCHICORE 220KV |  | 53.3367 | -6.4716
MV/LV Substation TH***4377 |  | 20 kV | _ | LV | 630 kVA :Building Structure | 0.63 | --> | 0.63 | 0 | 0 | Constrained, otherwise capacity available =630 kVA | --> | 0.598 | 0 | 0 | 0.5 | 0 |  | --> | E19 ex ADAMSTOWN | Adamstown [T121,T122] | INCHICORE 220KV |  | 53.3378 | -6.4721
MV/LV Substation LI***4378 |  | 10 kV | _ | LV | 630 kVA :Building Structure | 0.63 | --> | 0.63 | 0 | 0 | Constrained, otherwise capacity available =446 kVA | --> | 0.598 | 0 | 0.023 | 0.5 | 0 |  | --> | C18 ex CELBRIDGE | Celbridge [T41,T42] | GRIFFINRATH |  | 53.2985 | -6.5026
MV/LV Substation MA***437X |  | 10 kV | _ | LV | 200 kVA :Kiosk Substation | 0.2 | --> | 0.2 | 0.186 | 7.91 |  | --> | 0.19 | 0 | 0.014 | 0.182 | 0 |  | --> | C23 ex PELLETSTOWN | Pelletstown [T101,T102] | FINGLAS |  | 53.3776 | -6.3836
MV/LV Substation HA***437Z |  | 10 kV | _ | LV | 200 kVA :Kiosk Substation | 0.2 | --> | 0.2 | 0 | 0 | Constrained, otherwise capacity available =147 kVA | --> | 0.19 | 0 | 0.009 | 0.19 | 0 |  | --> | C18 ex CELBRIDGE | Celbridge [T41,T42] | GRIFFINRATH |  | 53.3324 | -6.5332
MV/LV Substation AD***4380 |  | 20 kV | _ | LV | 630 kVA :Kiosk Substation | 0.63 | --> | 0.63 | 0 | 0 | Constrained, otherwise capacity available =597 kVA | --> | 0.598 | 0 | 0 | 0.5 | 0 |  | --> | E17 ex ADAMSTOWN | Adamstown [T121,T122] | INCHICORE 220KV |  | 53.3413 | -6.4774
MV/LV Substation AD***4381 |  | 20 kV | _ | LV | 400 kVA :Kiosk Substation | 0.4 | --> | 0.4 | 0 | 0 | Constrained, otherwise capacity available =399 kVA | --> | 0.38 | 0 | 0 | 0.38 | 0 |  | --> | E18 ex ADAMSTOWN | Adamstown [T121,T122] | INCHICORE 220KV |  | 53.3397 | -6.4784
MV/LV Substation HA***4384 |  | 20 kV | _ | LV | 630 kVA :Kiosk Substation | 0.63 | --> | 0.63 | 0 | 0 | Constrained, otherwise capacity available =630 kVA | --> | 0.598 | 0 | 0 | 0.5 | 0 |  | --> | E20 ex ADAMSTOWN | Adamstown [T121,T122] | INCHICORE 220KV |  | 53.3452 | -6.4758
MV/LV Substation PA***4385 |  | 20 kV | _ | LV | 400 kVA :Kiosk Substation | 0.4 | --> | 0.4 | 0 | 0 | Constrained, otherwise capacity available =330 kVA | --> | 0.38 | 0 | 0.005 | 0.386 | 0 |  | --> | E21 ex ADAMSTOWN | Adamstown [T121,T122] | INCHICORE 220KV |  | 53.333 | -6.412
MV/LV Substation ST***4387 |  | 10 kV | _ | LV | 1000 kVA :Building Structure | 1 | --> | 1 | 0 | 0 | Constrained, otherwise capacity available =901 kVA | --> | 0.95 | 0 | 0.025 | 0.5 | 0 |  | --> | C13 ex INCHICORE NORTH | Inchicore North [T41] | INCHICORE 220KV |  | 53.3425 | -6.3417
MV/LV Substation ST***4388 |  | 10 kV | _ | LV | 1000 kVA :Building Structure | 1 | --> | 1 | 0 | 0 | Constrained, otherwise capacity available =928 kVA | --> | 0.95 | 0 | 0 | 0.5 | 0 |  | --> | C13 ex INCHICORE NORTH | Inchicore North [T41] | INCHICORE 220KV |  | 53.3428 | -6.3404
MV/LV Substation HA***438Z |  | 10 kV | _ | LV | 200 kVA :Kiosk Substation | 0.2 | --> | 0.2 | 0 | 0 | Constrained, otherwise capacity available =126 kVA | --> | 0.19 | 0 | 0.013 | 0.19 | 0 |  | --> | C18 ex CELBRIDGE | Celbridge [T41,T42] | GRIFFINRATH |  | 53.3307 | -6.5347
MV/LV Substation CL***4390 |  | 20 kV | _ | LV | 400 kVA :Kiosk Substation | 0.4 | --> | 0.4 | 0 | 0 | Constrained, otherwise capacity available =208 kVA | --> | 0.38 | 0 | 0 | 0.405 | 0 |  | --> | E21 ex ADAMSTOWN | Adamstown [T121,T122] | INCHICORE 220KV |  | 53.3333 | -6.4087
MV/LV Substation KE***4391 |  | 20 kV | _ | LV | 400 kVA :Kiosk Substation | 0.4 | --> | 0.4 | 0 | 0 | Constrained, otherwise capacity available =368 kVA | --> | 0.38 | 0 | 0.006 | 0.38 | 0 |  | --> | E21 ex ADAMSTOWN | Adamstown [T121,T122] | INCHICORE 220KV |  | 53.3316 | -6.4028
MV/LV Substation GR***4395 |  | 20 kV | _ | LV | 630 kVA :Building Structure | 0.63 | --> | 0.63 | 0 | 0 | Constrained, otherwise capacity available =630 kVA | --> | 0.598 | 0 | 0 | 0.5 | 0 |  | --> | E22 ex ADAMSTOWN | Adamstown [T121,T122] | INCHICORE 220KV |  | 53.3287 | -6.4654
MV/LV Substation GR***4396 |  | 20 kV | _ | LV | 630 kVA :Building Structure | 0.63 | --> | 0.63 | 0 | 0 | Constrained, otherwise capacity available =630 kVA | --> | 0.598 | 0 | 0 | 0.5 | 0 |  | --> | E22 ex ADAMSTOWN | Adamstown [T121,T122] | INCHICORE 220KV |  | 53.3279 | -6.4646
MV/LV Substation GR***4397 |  | 20 kV | _ | LV | 630 kVA :Building Structure | 0.63 | --> | 0.63 | 0 | 0 | Constrained, otherwise capacity available =630 kVA | --> | 0.598 | 0 | 0 | 0.5 | 0 |  | --> | E22 ex ADAMSTOWN | Adamstown [T121,T122] | INCHICORE 220KV |  | 53.3281 | -6.467
MV/LV Substation GR***4399 |  | 20 kV | _ | LV | 630 kVA :Building Structure | 0.63 | --> | 0.63 | 0 | 0 | Constrained, otherwise capacity available =630 kVA | --> | 0.598 | 0 | 0 | 0.5 | 0 |  | --> | E22 ex ADAMSTOWN | Adamstown [T121,T122] | INCHICORE 220KV |  | 53.3261 | -6.4761
MV/LV Substation HA***439Z |  | 10 kV | _ | LV | 200 kVA :Kiosk Substation | 0.2 | --> | 0.2 | 0 | 0 | Constrained, otherwise capacity available =168 kVA | --> | 0.19 | 0 | 0.014 | 0.184 | 0 |  | --> | C22 ex CELBRIDGE | Celbridge [T41,T42] | GRIFFINRATH |  | 53.3319 | -6.5357
MV/LV Substation CL***4400 |  | 10 kV | _ | LV | 630 kVA :Kiosk Substation | 0.63 | --> | 0.63 | 0 | 0 | Constrained, otherwise capacity available =630 kVA | --> | 0.598 | 0 | 0 | 0.5 | 0 |  | --> | C26 ex MONEYCOOLEY | Moneycooley [T41,T42,T44] | GRIFFINRATH |  | 53.3757 | -6.5884
MV/LV Substation HE***4401 |  | 10 kV | _ | LV | 630 kVA :Kiosk Substation | 0.63 | --> | 0.63 | 0 | 0 | Constrained, otherwise capacity available =600 kVA | --> | 0.598 | 0 | 0.038 | 0.5 | 0 |  | --> | C22 ex LEIXLIP | Leixlip [T41,T42] | GRIFFINRATH |  | 53.3589 | -6.5011
MV/LV Substation HE***4402 |  | 10 kV | _ | LV | 630 kVA :Kiosk Substation | 0.63 | --> | 0.63 | 0 | 0 | Constrained, otherwise capacity available =587 kVA | --> | 0.598 | 0 | 0.053 | 0.5 | 0 |  | --> | C22 ex LEIXLIP | Leixlip [T41,T42] | GRIFFINRATH |  | 53.3599 | -6.4987
MV/LV Substation HE***4403 |  | 10 kV | _ | LV | 630 kVA :Kiosk Substation | 0.63 | --> | 0.63 | 0 | 0 | Constrained, otherwise capacity available =609 kVA | --> | 0.598 | 0 | 0.077 | 0.5 | 0 |  | --> | C22 ex LEIXLIP | Leixlip [T41,T42] | GRIFFINRATH |  | 53.3608 | -6.496
MV/LV Substation PA***4407 |  | 20 kV | _ | LV | 400 kVA :Kiosk Substation | 0.4 | --> | 0.4 | 0 | 0 | Constrained, otherwise capacity available =383 kVA | --> | 0.38 | 0 | 0.006 | 0.378 | 0 |  | --> | E21 ex ADAMSTOWN | Adamstown [T121,T122] | INCHICORE 220KV |  | 53.3328 | -6.4144
MV/LV Substation LI***4410 |  | 10 kV | _ | LV | 630 kVA :Building Structure | 0.63 | --> | 0.63 | 0 | 0 | Constrained, otherwise capacity available =528 kVA | --> | 0.598 | 0 | 0 | 0.5 | 0 |  | --> | C17 ex BALGADDY | Balgaddy [T41,T42] | GRANGE CASTLE |  | 53.3179 | -6.4197
MV/LV Substation CA***4413 |  | 20 kV | _ | LV | 400 kVA :Kiosk Substation | 0.4 | --> | 0.4 | 0 | 0 | Constrained, otherwise capacity available =400 kVA | --> | 0.38 | 0 | 0 | 0.38 | 0 |  | --> | E21 ex ADAMSTOWN | Adamstown [T121,T122] | INCHICORE 220KV |  | 53.3324 | -6.4261
MV/LV Substation RO***4414 |  | 10 kV | _ | LV | 400 kVA :Kiosk Substation | 0.4 | --> | 0.4 | 0 | 0 | Constrained, otherwise capacity available =400 kVA | --> | 0.38 | 0 | 0 | 0.38 | 0 |  | --> | C13 ex PALMERSTOWN | Palmerstown [T41,T42] | FINGLAS |  | 53.346 | -6.3752
MV/LV Substation ST***4415 |  | 10 kV | _ | LV | 1000 kVA :Building Structure | 1 | --> | 1 | 0 | 0 | Constrained, otherwise capacity available =997 kVA | --> | 0.95 | 0 | 0 | 0.5 | 0 |  | --> | C13 ex INCHICORE NORTH | Inchicore North [T41] | INCHICORE 220KV |  | 53.3436 | -6.3412
MV/LV Substation TH***4418 |  | 20 kV | _ | LV | 1000 kVA :Building Structure | 1 | --> | 1 | 0 | 0 | Constrained, otherwise capacity available =994 kVA | --> | 0.95 | 0 | 0.01 | 0.5 | 0 |  | --> | E21 ex ADAMSTOWN | Adamstown [T121,T122] | INCHICORE 220KV |  | 53.3316 | -6.4081
MV/LV Substation TH***4419 |  | 20 kV | _ | LV | 1000 kVA :Building Structure | 1 | --> | 1 | 0 | 0 | Constrained, otherwise capacity available =996 kVA | --> | 0.95 | 0 | 0.01 | 0.5 | 0 |  | --> | E21 ex ADAMSTOWN | Adamstown [T121,T122] | INCHICORE 220KV |  | 53.3323 | -6.4079
MV/LV Substation BA***441Z |  | 10 kV | _ | LV | 100 kVA :Pole Substation | 0.1 | --> | 0.1 | 0 | 0 | Constrained, otherwise capacity available =78 kVA | --> | 0.095 | 0 | 0.016 | 0.086 | 0 |  | --> | C12 ex MONEYCOOLEY | Moneycooley [T41,T42,T44] | GRIFFINRATH |  | 53.368 | -6.5502
MV/LV Substation NE***4428 |  | 10 kV | _ | LV | 630 kVA :Kiosk Substation | 0.63 | --> | 0.63 | 0 | 0 | Constrained, otherwise capacity available =630 kVA | --> | 0.598 | 0 | 0 | 0.5 | 0 |  | --> | C29 ex GRANGE CASTLE | Grange Castle [T101,T102] | INCHICORE 220KV |  | 53.2962 | -6.5036
MV/LV Substation GE***4429 |  | 10 kV | _ | LV | 400 kVA :Kiosk Substation | 0.4 | --> | 0.4 | 0 | 0 | Constrained, otherwise capacity available =400 kVA | --> | 0.38 | 0 | 0 | 0.38 | 0 |  | --> | C15 ex CASTLEKNOCK | Castleknock [T41,T42] | FINGLAS |  | 53.3677 | -6.3568
MV/LV Substation LO***4432 |  | 20 kV | _ | LV | 630 kVA :Kiosk Substation | 0.63 | --> | 0.63 | 0 | 0 | Constrained, otherwise capacity available =630 kVA | --> | 0.598 | 0 | 0 | 0.5 | 0 |  | --> | E21 ex ADAMSTOWN | Adamstown [T121,T122] | INCHICORE 220KV |  | 53.3331 | -6.4216
MV/LV Substation LO***4433 |  | 20 kV | _ | LV | 630 kVA :Kiosk Substation | 0.63 | --> | 0.63 | 0 | 0 | Constrained, otherwise capacity available =625 kVA | --> | 0.598 | 0 | 0 | 0.5 | 0 |  | --> | E21 ex ADAMSTOWN | Adamstown [T121,T122] | INCHICORE 220KV |  | 53.3325 | -6.4182
MV/LV Substation LO***4434 |  | 20 kV | _ | LV | 630 kVA :Kiosk Substation | 0.63 | --> | 0.63 | 0 | 0 | Constrained, otherwise capacity available =628 kVA | --> | 0.598 | 0 | 0 | 0.5 | 0 |  | --> | E21 ex ADAMSTOWN | Adamstown [T121,T122] | INCHICORE 220KV |  | 53.3326 | -6.4156
MV/LV Substation ST***4435 |  | 10 kV | _ | LV | 50 kVA :Pole Substation | 0.05 | --> | 0.05 | 0 | 0 | Constrained, otherwise capacity available =50 kVA | --> | 0.048 | 0 | 0 | 0.048 | 0 |  | --> | C11 ex PALMERSTOWN | Palmerstown [T41,T42] | FINGLAS |  | 53.3629 | -6.3774
MV/LV Substation OA***443Z |  | 10 kV | _ | LV | 400 kVA :Building Structure | 0.4 | --> | 0.4 | 0 | 0 | Constrained, otherwise capacity available =359 kVA | --> | 0.38 | 0 | 0 | 0.386 | 0 |  | --> | C34 ex CLONDALKIN | Clondalkin [T41,T42,T44] | INCHICORE 220KV |  | 53.3253 | -6.3942
MV/LV Substation TH***4442 |  | 10 kV | _ | LV | 630 kVA :Kiosk Substation | 0.63 | --> | 0.63 | 0 | 0 | Constrained, otherwise capacity available =630 kVA | --> | 0.598 | 0 | 0 | 0.5 | 0 |  | --> | C16 ex MONEYCOOLEY | Moneycooley [T41,T42,T44] | GRIFFINRATH |  | 53.3722 | -6.5823
MV/LV Substation TH***4451 |  | 10 kV | _ | LV | 630 kVA :Kiosk Substation | 0.63 | --> | 0.63 | 0 | 0 | Constrained, otherwise capacity available =630 kVA | --> | 0.598 | 0 | 0 | 0.5 | 0 |  | --> | C12 ex MONEYCOOLEY | Moneycooley [T41,T42,T44] | GRIFFINRATH |  | 53.3538 | -6.55
MV/LV Substation ST***4453 |  | 20 kV | _ | LV | 1000 kVA :Building Structure | 1 | --> | 1 | 0 | 0 | Constrained, otherwise capacity available =1000 kVA | --> | 0.95 | 0 | 0 | 0.5 | 0 |  | --> | E18 ex ADAMSTOWN | Adamstown [T121,T122] | INCHICORE 220KV |  | 53.3403 | -6.4652
MV/LV Substation KE***4454 |  | 20 kV | _ | LV | 400 kVA :Kiosk Substation | 0.4 | --> | 0.4 | 0 | 0 | Constrained, otherwise capacity available =400 kVA | --> | 0.38 | 0 | 0 | 0.38 | 0 |  | --> | E21 ex ADAMSTOWN | Adamstown [T121,T122] | INCHICORE 220KV |  | 53.3327 | -6.4018
MV/LV Substation KE***4458 |  | 20 kV | _ | LV | 400 kVA :Kiosk Substation | 0.4 | --> | 0.4 | 0 | 0 | Constrained, otherwise capacity available =400 kVA | --> | 0.38 | 0 | 0 | 0.38 | 0 |  | --> | E21 ex ADAMSTOWN | Adamstown [T121,T122] | INCHICORE 220KV |  | 53.3318 | -6.4
MV/LV Substation BE***445Y |  | 10 kV | _ | LV | 400 kVA :Kiosk Substation | 0.4 | --> | 0.4 | 0 | 0 | Constrained, otherwise capacity available =228 kVA | --> | 0.38 | 0 | 0.044 | 0.37 | 0 |  | --> | C20 ex MONEYCOOLEY | Moneycooley [T41,T42,T44] | GRIFFINRATH |  | 53.3744 | -6.6004
MV/LV Substation TH***445Z |  | 10 kV | _ | LV | 200 kVA :Kiosk Substation | 0.2 | --> | 0.2 | 0 | 0 | Constrained, otherwise capacity available =146 kVA | --> | 0.19 | 0 | 0.017 | 0.185 | 0 |  | --> | C19 ex CELBRIDGE | Celbridge [T41,T42] | GRIFFINRATH |  | 53.314 | -6.6114
MV/LV Substation HA***4460 |  | 10 kV | _ | LV | 630 kVA :Kiosk Substation | 0.63 | --> | 0.63 | 0 | 0 | Constrained, otherwise capacity available =630 kVA | --> | 0.598 | 0 | 0 | 0.5 | 0 |  | --> | C12 ex MONEYCOOLEY | Moneycooley [T41,T42,T44] | GRIFFINRATH |  | 53.3611 | -6.5295
MV/LV Substation HA***4461 |  | 10 kV | _ | LV | 630 kVA :Kiosk Substation | 0.63 | --> | 0.63 | 0 | 0 | Constrained, otherwise capacity available =630 kVA | --> | 0.598 | 0 | 0 | 0.5 | 0 |  | --> | C12 ex MONEYCOOLEY | Moneycooley [T41,T42,T44] | GRIFFINRATH |  | 53.3606 | -6.5275
MV/LV Substation ST***446X |  | 10 kV | _ | LV | 200 kVA :Kiosk Substation | 0.2 | --> | 0.2 | 0 | 0 | Constrained, otherwise capacity available =115 kVA | --> | 0.19 | 0 | 0.018 | 0.188 | 0 |  | --> | C15 ex LUCAN EAST | Lucan East [T41,T42] | GRANGE CASTLE |  | 53.3488 | -6.4422
MV/LV Substation TH***447X |  | 10 kV | _ | LV | 200 kVA :Kiosk Substation | 0.2 | --> | 0.2 | 0 | 0 | Constrained, otherwise capacity available =144 kVA | --> | 0.19 | 0 | 0.006 | 0.193 | 0 |  | --> | C15 ex LUCAN EAST | Lucan East [T41,T42] | GRANGE CASTLE |  | 53.3503 | -6.4394
MV/LV Substation NU***448Y |  | 10 kV | _ | LV | 200 kVA :Pole Substation | 0.2 | --> | 0.2 | 0 | 0 | Constrained, otherwise capacity available =153 kVA | --> | 0.19 | 0 | 0.005 | 0.192 | 0 |  | --> | C22 ex CELBRIDGE | Celbridge [T41,T42] | GRIFFINRATH |  | 53.3437 | -6.556
MV/LV Substation EL***451X |  | 10 kV | _ | LV | 630 kVA :Kiosk Substation | 0.63 | --> | 0.63 | 0 | 0 | Constrained, otherwise capacity available =428 kVA | --> | 0.598 | 0 | 0.006 | 0.5 | 0 |  | --> | C12 ex SEMPERIT | Semperit [T41,T42,T43] | GRANGE CASTLE |  | 53.3394 | -6.3729
MV/LV Substation MO***451Z |  | 10 kV | _ | LV | 400 kVA :Kiosk Substation | 0.4 | --> | 0.4 | 0 | 0 | Constrained, otherwise capacity available =396 kVA | --> | 0.38 | 0 | 0.008 | 0.375 | 0 |  | --> | C34 ex CLONDALKIN | Clondalkin [T41,T42,T44] | INCHICORE 220KV |  | 53.3251 | -6.3762
MV/LV Substation RE***452Z |  | 10 kV | _ | LV | 630 kVA :Building Structure | 0.63 | --> | 0.63 | 0 | 0 | Constrained, otherwise capacity available =582 kVA | --> | 0.598 | 0 | 0 | 0.5 | 0 |  | --> | C14 ex BALLYMOUNT | Ballymount [T41,T42] | INCHICORE 220KV |  | 53.318 | -6.3605
MV/LV Substation AT***453X |  | 10 kV | _ | LV | 100 kVA :Pole Substation | 0.1 | --> | 0.1 | 0 | 0 | Constrained, otherwise capacity available =89 kVA | --> | 0.095 | 0 | 0 | 0.096 | 0 |  | --> | C13 ex BALGADDY | Balgaddy [T41,T42] | GRANGE CASTLE |  | 53.3459 | -6.4512
MV/LV Substation NE***454Z |  | 10 kV | _ | LV | 400 kVA :Kiosk Substation | 0.4 | --> | 0.4 | 0 | 0 | Constrained, otherwise capacity available =262 kVA | --> | 0.38 | 0 | 0.021 | 0.383 | 0 |  | --> | C18 ex CELBRIDGE | Celbridge [T41,T42] | GRIFFINRATH |  | 53.3018 | -6.5015
MV/LV Substation WE***455X |  | 10 kV | _ | LV | 400 kVA :Kiosk Substation | 0.4 | --> | 0.4 | 0 | 0 | Constrained, otherwise capacity available =272 kVA | --> | 0.38 | 0 | 0.006 | 0.393 | 0 |  | --> | C18 ex PALMERSTOWN | Palmerstown [T41,T42] | FINGLAS |  | 53.3521 | -6.3565
MV/LV Substation CH***456X |  | 10 kV | _ | LV | 400 kVA :Kiosk Substation | 0.4 | --> | 0.4 | 0.286 | 7.91 |  | --> | 0.38 | 0 | 0.085 | 0.332 | 0 |  | --> | C23 ex PELLETSTOWN | Pelletstown [T101,T102] | FINGLAS |  | 53.377 | -6.3882
MV/LV Substation KI***456Z |  | 10 kV | _ | LV | 630 kVA :Building Structure | 0.63 | --> | 0.63 | 0 | 0 | Constrained, otherwise capacity available =509 kVA | --> | 0.598 | 0 | 0.055 | 0.5 | 0 |  | --> | C19 ex CLONDALKIN | Clondalkin [T41,T42,T44] | INCHICORE 220KV |  | 53.3013 | -6.4186
MV/LV Substation ES***457X |  | 10 kV | _ | LV | 200 kVA :Building Structure | 0.2 | --> | 0.2 | 0 | 0 | Constrained, otherwise capacity available =150 kVA | --> | 0.19 | 0 | 0 | 0.197 | 0 |  | --> | C15 ex LUCAN EAST | Lucan East [T41,T42] | GRANGE CASTLE |  | 53.3479 | -6.4491
MV/LV Substation BO***457Z |  | 10 kV | _ | LV | 50 kVA :Pole Substation | 0.05 | --> | 0.05 | 0 | 0 | Constrained, otherwise capacity available =43 kVA | --> | 0.048 | 0 | 0 | 0.048 | 0 |  | --> | C19 ex CELBRIDGE | Celbridge [T41,T42] | GRIFFINRATH |  | 53.3123 | -6.6204
MV/LV Substation WA***458Z |  | 10 kV | _ | LV | 50 kVA :Pole Substation | 0.05 | --> | 0.05 | 0 | 0 | Constrained, otherwise capacity available =50 kVA | --> | 0.048 | 0 | 0 | 0.048 | 0 |  | --> | C16 ex LEIXLIP | Leixlip [T41,T42] | GRIFFINRATH |  | 53.3466 | -6.4956
MV/LV Substation BA***459Z |  | 10 kV | _ | LV | 50 kVA :Pole Substation | 0.05 | --> | 0.05 | 0 | 0 | Constrained, otherwise capacity available =50 kVA | --> | 0.048 | 0 | 0 | 0.048 | 0 |  | --> | C19 ex CELBRIDGE | Celbridge [T41,T42] | GRIFFINRATH |  | 53.3233 | -6.6101
MV/LV Substation FA***460 |  | 20 kV | _ | LV | 100 kVA :Pole Substation | 0.1 | --> | 0.1 | 0 | 0 | Constrained, otherwise capacity available =84 kVA | --> | 0.095 | 0 | 0.006 | 0.093 | 0 |  | --> | C21 ex MACETOWN | Macetown [T101,T102] | MACETOWN |  | 53.4283 | -6.4748
MV/LV Substation TA***461Z |  | 10 kV | _ | LV | 50 kVA :Pole Substation | 0.05 | --> | 0.05 | 0 | 0 | Constrained, otherwise capacity available =47 kVA | --> | 0.048 | 0 | 0 | 0.048 | 0 |  | --> | C22 ex CELBRIDGE | Celbridge [T41,T42] | GRIFFINRATH |  | 53.3486 | -6.5997
MV/LV Substation EL***462Z |  | 10 kV | _ | LV | 200 kVA :Kiosk Substation | 0.2 | --> | 0.2 | 0 | 0 | Constrained, otherwise capacity available =144 kVA | --> | 0.19 | 0 | 0.015 | 0.186 | 0 |  | --> | C16 ex LEIXLIP | Leixlip [T41,T42] | GRIFFINRATH |  | 53.3363 | -6.5145
MV/LV Substation HE***463X |  | 10 kV | _ | LV | 400 kVA :Kiosk Substation | 0.4 | --> | 0.4 | 0 | 0 | Constrained, otherwise capacity available =279 kVA | --> | 0.38 | 0 | 0.019 | 0.382 | 0 |  | --> | C13 ex LIFFEY VALLEY | Liffey Valley [T41,T42] | INCHICORE 220KV |  | 53.3576 | -6.4176
MV/LV Substation BA***464Z |  | 10 kV | _ | LV | 400 kVA :Kiosk Substation | 0.4 | --> | 0.4 | 0 | 0 | Constrained, otherwise capacity available =287 kVA | --> | 0.38 | 0 | 0.042 | 0.364 | 0 |  | --> | C19 ex CELBRIDGE | Celbridge [T41,T42] | GRIFFINRATH |  | 53.3154 | -6.6138
MV/LV Substation HI***465X |  | 10 kV | _ | LV | 630 kVA :Kiosk Substation | 0.63 | --> | 0.63 | 0 | 0 | Constrained, otherwise capacity available =462 kVA | --> | 0.598 | 0 | 0.041 | 0.5 | 0 |  | --> | C15 ex LUCAN EAST | Lucan East [T41,T42] | GRANGE CASTLE |  | 53.3486 | -6.4576
MV/LV Substation LA***465Z |  | 10 kV | _ | LV | 400 kVA :Kiosk Substation | 0.4 | --> | 0.4 | 0 | 0 | Constrained, otherwise capacity available =374 kVA | --> | 0.38 | 0 | 0 | 0.384 | 0 |  | --> | C14 ex INCHICORE NORTH | Inchicore North [T41] | INCHICORE 220KV |  | 53.343 | -6.3376
MV/LV Substation WA***466Z |  | 10 kV | _ | LV | 400 kVA :Kiosk Substation | 0.4 | --> | 0.4 | 0 | 0 | Constrained, otherwise capacity available =379 kVA | --> | 0.38 | 0 | 0 | 0.383 | 0 |  | --> | C11 ex PALMERSTOWN | Palmerstown [T41,T42] | FINGLAS |  | 53.3576 | -6.3718
MV/LV Substation CO***468Z |  | 10 kV | _ | LV | 200 kVA :Kiosk Substation | 0.2 | --> | 0.2 | 0 | 0 | Constrained, otherwise capacity available =162 kVA | --> | 0.19 | 0 | 0.006 | 0.191 | 0 |  | --> | C20 ex CLONDALKIN | Clondalkin [T41,T42,T44] | INCHICORE 220KV |  | 53.3181 | -6.3914
MV/LV Substation AR***469Z |  | 10 kV | _ | LV | 200 kVA :Kiosk Substation | 0.2 | --> | 0.2 | 0 | 0 | Constrained, otherwise capacity available =192 kVA | --> | 0.19 | 0 | 0 | 0.191 | 0 |  | --> | C17 ex LUCAN EAST | Lucan East [T41,T42] | GRANGE CASTLE |  | 53.3544 | -6.4556
MV/LV Substation FO***472Z |  | 10 kV | _ | LV | 400 kVA :Kiosk Substation | 0.4 | --> | 0.4 | 0 | 0 | Constrained, otherwise capacity available =307 kVA | --> | 0.38 | 0 | 0 | 0.392 | 0 |  | --> | C13 ex LIFFEY VALLEY | Liffey Valley [T41,T42] | INCHICORE 220KV |  | 53.3586 | -6.4204
MV/LV Substation AL***474Z |  | 10 kV | _ | LV | 400 kVA :Kiosk Substation | 0.4 | --> | 0.4 | 0 | 0 | Constrained, otherwise capacity available =202 kVA | --> | 0.38 | 0 | 0.084 | 0.344 | 0 |  | --> | C17 ex CELBRIDGE | Celbridge [T41,T42] | GRIFFINRATH |  | 53.3506 | -6.5455
MV/LV Substation OR***476Z |  | 10 kV | _ | LV | 630 kVA :Building Structure | 0.63 | --> | 0.63 | 0 | 0 | Constrained, otherwise capacity available =502 kVA | --> | 0.598 | 0 | 0 | 0.5 | 0 |  | --> | C15 ex CLONDALKIN | Clondalkin [T41,T42,T44] | INCHICORE 220KV |  | 53.3215 | -6.3923
MV/LV Substation CU***477Z |  | 10 kV | _ | LV | 630 kVA :Building Structure | 0.63 | --> | 0.63 | 0 | 0 | Constrained, otherwise capacity available =480 kVA | --> | 0.598 | 0 | 0.08 | 0.5 | 0 |  | --> | C31 ex SEMPERIT | Semperit [T41,T42,T43] | GRANGE CASTLE |  | 53.3297 | -6.3744
MV/LV Substation FA***481Z |  | 10 kV | _ | LV | 400 kVA :Building Structure | 0.4 | --> | 0.4 | 0 | 0 | Constrained, otherwise capacity available =385 kVA | --> | 0.38 | 0 | 0 | 0.382 | 0 |  | --> | C13 ex INCHICORE NORTH | Inchicore North [T41] | INCHICORE 220KV |  | 53.3425 | -6.3503
MV/LV Substation CL***483Z |  | 10 kV | _ | LV | 400 kVA :Building Structure | 0.4 | --> | 0.4 | 0 | 0 | Constrained, otherwise capacity available =354 kVA | --> | 0.38 | 0 | 0.003 | 0.384 | 0 |  | --> | C12 ex SEMPERIT | Semperit [T41,T42,T43] | GRANGE CASTLE |  | 53.3409 | -6.3665
MV/LV Substation AD***486Z |  | 20 kV | _ | LV | 400 kVA :Kiosk Substation | 0.4 | --> | 0.4 | 0 | 0 | Constrained, otherwise capacity available =385 kVA | --> | 0.38 | 0 | 0 | 0.382 | 0 |  | --> | E19 ex ADAMSTOWN | Adamstown [T121,T122] | INCHICORE 220KV |  | 53.3375 | -6.455
MV/LV Substation AD***487Z |  | 20 kV | _ | LV | 630 kVA :Kiosk Substation | 0.63 | --> | 0.63 | 0 | 0 | Constrained, otherwise capacity available =358 kVA | --> | 0.598 | 0 | 0.033 | 0.5 | 0 |  | --> | E19 ex ADAMSTOWN | Adamstown [T121,T122] | INCHICORE 220KV |  | 53.3385 | -6.4554
MV/LV Substation AD***488Z |  | 20 kV | _ | LV | 630 kVA :Kiosk Substation | 0.63 | --> | 0.63 | 0 | 0 | Constrained, otherwise capacity available =615 kVA | --> | 0.598 | 0 | 0 | 0.5 | 0 |  | --> | E19 ex ADAMSTOWN | Adamstown [T121,T122] | INCHICORE 220KV |  | 53.3381 | -6.4596
MV/LV Substation CE***489Y |  | 10 kV | _ | LV | 100 kVA :Pole Substation | 0.1 | --> | 0.1 | 0 | 0 | Constrained, otherwise capacity available =93 kVA | --> | 0.095 | 0 | 0.006 | 0.092 | 0 |  | --> | C18 ex CELBRIDGE | Celbridge [T41,T42] | GRIFFINRATH |  | 53.3287 | -6.5283
MV/LV Substation BA***489Z |  | 10 kV | _ | LV | 50 kVA :Pole Substation | 0.05 | --> | 0.05 | 0 | 0 | Constrained, otherwise capacity available =50 kVA | --> | 0.048 | 0 | 0 | 0.048 | 0 |  | --> | C17 ex LEIXLIP | Leixlip [T41,T42] | GRIFFINRATH |  | 53.3572 | -6.5052
MV/LV Substation AC***490Z |  | 10 kV | _ | LV | 1000 kVA :Building Structure | 1 | --> | 1 | 0 | 0 | Constrained, otherwise capacity available =1000 kVA | --> | 0.95 | 0 | 0 | 0.5 | 0 |  | --> | C31 ex SEMPERIT | Semperit [T41,T42,T43] | GRANGE CASTLE |  | 53.3326 | -6.3796
MV/LV Substation AC***491Z |  | 10 kV | _ | LV | 1000 kVA :Building Structure | 1 | --> | 1 | 0 | 0 | Constrained, otherwise capacity available =762 kVA | --> | 0.95 | 0 | 0 | 0.5 | 0 |  | --> | C31 ex SEMPERIT | Semperit [T41,T42,T43] | GRANGE CASTLE |  | 53.3323 | -6.3793
MV/LV Substation BA***492Z |  | 10 kV | _ | LV | 400 kVA :Building Structure | 0.4 | --> | 0.4 | 0 | 0 | Constrained, otherwise capacity available =372 kVA | --> | 0.38 | 0 | 0 | 0.384 | 0 |  | --> | C17 ex LEIXLIP | Leixlip [T41,T42] | GRIFFINRATH |  | 53.3619 | -6.5027
MV/LV Substation RI***493Z |  | 10 kV | _ | LV | 400 kVA :Kiosk Substation | 0.4 | --> | 0.4 | 0 | 0 | Constrained, otherwise capacity available =311 kVA | --> | 0.38 | 0 | 0 | 0.392 | 0 |  | --> | C12 ex LEIXLIP | Leixlip [T41,T42] | GRIFFINRATH |  | 53.3719 | -6.4882
MV/LV Substation K ***496Z |  | 10 kV | _ | LV | 200 kVA :Kiosk Substation | 0.2 | --> | 0.2 | 0 | 0 | Constrained, otherwise capacity available =155 kVA | --> | 0.19 | 0 | 0 | 0.196 | 0 |  | --> | C19 ex CELBRIDGE | Celbridge [T41,T42] | GRIFFINRATH |  | 53.3113 | -6.6174
MV/LV Substation CO***497Z |  | 10 kV | _ | LV | 400 kVA :Building Structure | 0.4 | --> | 0.4 | 0 | 0 | Constrained, otherwise capacity available =391 kVA | --> | 0.38 | 0 | 0.01 | 0.374 | 0 |  | --> | C18 ex LUCAN EAST | Lucan East [T41,T42] | GRANGE CASTLE |  | 53.3493 | -6.4357
MV/LV Substation WE***500Y |  | 10 kV | _ | LV | 200 kVA :Kiosk Substation | 0.2 | --> | 0.2 | 0 | 0 | Constrained, otherwise capacity available =84 kVA | --> | 0.19 | 0 | 0.046 | 0.171 | 0 |  | --> | C15 ex LEIXLIP | Leixlip [T41,T42] | GRIFFINRATH |  | 53.3572 | -6.4716
MV/LV Substation LU***500Z |  | 10 kV | _ | LV | 400 kVA :Building Structure | 0.4 | --> | 0.4 | 0 | 0 | Constrained, otherwise capacity available =400 kVA | --> | 0.38 | 0 | 0 | 0.38 | 0 |  | --> | C11 ex COOLMINE | Coolmine [T41,T42] | FINGLAS |  | 53.3748 | -6.4154
MV/LV Substation NE***503Z |  | 20 kV | _ | LV | 630 kVA :Building Structure | 0.63 | --> | 0.63 | 0 | 0 | Constrained, otherwise capacity available =552 kVA | --> | 0.598 | 0 | 0 | 0.5 | 0 |  | --> | E24 ex ADAMSTOWN | Adamstown [T121,T122] | INCHICORE 220KV |  | 53.3409 | -6.5016
MV/LV Substation VE***504 |  | 10 kV | _ | LV | 400 kVA :Kiosk Substation | 0.4 | --> | 0.4 | 0 | 0 | Constrained, otherwise capacity available =331 kVA | --> | 0.38 | 0 | 0.015 | 0.378 | 0 |  | --> | C12 ex LUCAN EAST | Lucan East [T41,T42] | GRANGE CASTLE |  | 53.3513 | -6.4486
MV/LV Substation CA***504X |  | 10 kV | _ | LV | 630 kVA :Building Structure | 0.63 | --> | 0.63 | 0.433 | 7.91 |  | --> | 0.598 | 0 | 0 | 0.5 | 0 |  | --> | C26 ex PELLETSTOWN | Pelletstown [T101,T102] | FINGLAS |  | 53.3731 | -6.361
MV/LV Substation BE***505Z |  | 10 kV | _ | LV | 400 kVA :Kiosk Substation | 0.4 | --> | 0.4 | 0 | 0 | Constrained, otherwise capacity available =332 kVA | --> | 0.38 | 0 | 0.01 | 0.382 | 0 |  | --> | C22 ex LEIXLIP | Leixlip [T41,T42] | GRIFFINRATH |  | 53.3643 | -6.5234
MV/LV Substation LA***506X |  | 10 kV | _ | LV | 200 kVA :Kiosk Substation | 0.2 | --> | 0.2 | 0 | 0 | Constrained, otherwise capacity available =78 kVA | --> | 0.19 | 0 | 0.039 | 0.177 | 0 |  | --> | C17 ex CASTLEKNOCK | Castleknock [T41,T42] | FINGLAS |  | 53.3778 | -6.3763
MV/LV Substation BE***506Z |  | 10 kV | _ | LV | 400 kVA :Kiosk Substation | 0.4 | --> | 0.4 | 0 | 0 | Constrained, otherwise capacity available =324 kVA | --> | 0.38 | 0 | 0.135 | 0.29 | 0 |  | --> | C22 ex LEIXLIP | Leixlip [T41,T42] | GRIFFINRATH |  | 53.3627 | -6.5233
MV/LV Substation RO***507X |  | 10 kV | _ | LV | 200 kVA :Kiosk Substation | 0.2 | --> | 0.2 | 0 | 0 | Constrained, otherwise capacity available =175 kVA | --> | 0.19 | 0 | 0.02 | 0.179 | 0 |  | --> | C19 ex SEMPERIT | Semperit [T41,T42,T43] | GRANGE CASTLE |  | 53.3444 | -6.3576
MV/LV Substation BE***507Z |  | 10 kV | _ | LV | 400 kVA :Kiosk Substation | 0.4 | --> | 0.4 | 0 | 0 | Constrained, otherwise capacity available =320 kVA | --> | 0.38 | 0 | 0.174 | 0.262 | 0 |  | --> | C22 ex LEIXLIP | Leixlip [T41,T42] | GRIFFINRATH |  | 53.3615 | -6.5227
MV/LV Substation WO***508X |  | 10 kV | _ | LV | 400 kVA :Kiosk Substation | 0.4 | --> | 0.4 | 0 | 0 | Constrained, otherwise capacity available =252 kVA | --> | 0.38 | 0 | 0.061 | 0.354 | 0 |  | --> | C18 ex LUCAN EAST | Lucan East [T41,T42] | GRANGE CASTLE |  | 53.3577 | -6.428
MV/LV Substation NE***509Y |  | 10 kV | _ | LV | 100 kVA :Pole Substation | 0.1 | --> | 0.1 | 0 | 0 | Constrained, otherwise capacity available =68 kVA | --> | 0.095 | 0 | 0.025 | 0.081 | 0 |  | --> | C20 ex CELBRIDGE | Celbridge [T41,T42] | GRIFFINRATH |  | 53.3151 | -6.5529
MV/LV Substation OL***510Z |  | 10 kV | _ | LV | 400 kVA :Kiosk Substation | 0.4 | --> | 0.4 | 0.36 | 7.91 |  | --> | 0.38 | 0 | 0.025 | 0.367 | 0 |  | --> | C26 ex PELLETSTOWN | Pelletstown [T101,T102] | FINGLAS |  | 53.3805 | -6.3594
MV/LV Substation PJ***511Z |  | 10 kV | _ | LV | 200 kVA :Kiosk Substation | 0.2 | --> | 0.2 | 0 | 0 | Constrained, otherwise capacity available =200 kVA | --> | 0.19 | 0 | 0 | 0.19 | 0 |  | --> | C19 ex CLONDALKIN | Clondalkin [T41,T42,T44] | INCHICORE 220KV |  | 53.3215 | -6.3985
MV/LV Substation LI***512Y |  | 10 kV | _ | LV | 200 kVA :Kiosk Substation | 0.2 | --> | 0.2 | 0 | 0 | Constrained, otherwise capacity available =146 kVA | --> | 0.19 | 0 | 0.017 | 0.185 | 0 |  | --> | C20 ex CELBRIDGE | Celbridge [T41,T42] | GRIFFINRATH |  | 53.2994 | -6.5654
MV/LV Substation HA***513Z |  | 10 kV | _ | LV | 400 kVA :Kiosk Substation | 0.4 | --> | 0.4 | 0 | 0 | Constrained, otherwise capacity available =380 kVA | --> | 0.38 | 0 | 0.005 | 0.379 | 0 |  | --> | C15 ex LEIXLIP | Leixlip [T41,T42] | GRIFFINRATH |  | 53.3543 | -6.4755
MV/LV Substation WE***515X |  | 10 kV | _ | LV | 630 kVA :Building Structure | 0.63 | --> | 0.63 | 0 | 0 | Constrained, otherwise capacity available =391 kVA | --> | 0.598 | 0 | 0 | 0.5 | 0 |  | --> | C16 ex LUCAN EAST | Lucan East [T41,T42] | GRANGE CASTLE |  | 53.3798 | -6.4427
MV/LV Substation VO***515Z |  | 10 kV | _ | LV | 50 kVA :Pole Substation | 0.05 | --> | 0.05 | 0 | 0 | Constrained, otherwise capacity available =24 kVA | --> | 0.048 | 0 | 0 | 0.051 | 0 |  | --> | C19 ex CLONDALKIN | Clondalkin [T41,T42,T44] | INCHICORE 220KV |  | 53.2977 | -6.4137
MV/LV Substation GE***516X |  | 10 kV | _ | LV | 400 kVA :Kiosk Substation | 0.4 | --> | 0.4 | 0 | 0 | Constrained, otherwise capacity available =196 kVA | --> | 0.38 | 0 | 0.096 | 0.336 | 0 |  | --> | C15 ex CASTLEKNOCK | Castleknock [T41,T42] | FINGLAS |  | 53.3692 | -6.359
MV/LV Substation PA***516Y |  | 10 kV | _ | LV | 630 kVA :Kiosk Substation | 0.63 | --> | 0.63 | 0 | 0 | Constrained, otherwise capacity available =450 kVA | --> | 0.598 | 0 | 0.022 | 0.5 | 0 |  | --> | C17 ex CELBRIDGE | Celbridge [T41,T42] | GRIFFINRATH |  | 53.341 | -6.5451
MV/LV Substation HO***516Z |  | 10 kV | _ | LV | 630 kVA :Building Structure | 0.63 | --> | 0.63 | 0 | 0 | Constrained, otherwise capacity available =396 kVA | --> | 0.598 | 0 | 0 | 0.5 | 0 |  | --> | C31 ex SEMPERIT | Semperit [T41,T42,T43] | GRANGE CASTLE |  | 53.3312 | -6.3773
MV/LV Substation DA***517Z |  | 10 kV | _ | LV | 630 kVA :Building Structure | 0.63 | --> | 0.63 | 0 | 0 | Constrained, otherwise capacity available =485 kVA | --> | 0.598 | 0 | 0 | 0.5 | 0 |  | --> | C31 ex SEMPERIT | Semperit [T41,T42,T43] | GRANGE CASTLE |  | 53.333 | -6.3745
MV/LV Substation KI***518 |  | 10 kV | _ | LV | 400 kVA :Kiosk Substation | 0.4 | --> | 0.4 | 0 | 0 | Constrained, otherwise capacity available =339 kVA | --> | 0.38 | 0 | 0 | 0.388 | 0 |  | --> | C14 ex BALGADDY | Balgaddy [T41,T42] | GRANGE CASTLE |  | 53.3355 | -6.4281
MV/LV Substation CA***518X |  | 10 kV | _ | LV | 200 kVA :Kiosk Substation | 0.2 | --> | 0.2 | 0 | 0 | Constrained, otherwise capacity available =126 kVA | --> | 0.19 | 0 | 0.044 | 0.167 | 0 |  | --> | C15 ex CASTLEKNOCK | Castleknock [T41,T42] | FINGLAS |  | 53.3708 | -6.3611
MV/LV Substation DE***518Z |  | 10 kV | _ | LV | 100 kVA :Pole Substation | 0.1 | --> | 0.1 | 0 | 0 | Constrained, otherwise capacity available =94 kVA | --> | 0.095 | 0 | 0 | 0.096 | 0 |  | --> | C15 ex MONEYCOOLEY | Moneycooley [T41,T42,T44] | GRIFFINRATH |  | 53.3549 | -6.6465
MV/LV Substation KI***519X |  | 10 kV | _ | LV | 400 kVA :Building Structure | 0.4 | --> | 0.4 | 0 | 0 | Constrained, otherwise capacity available =294 kVA | --> | 0.38 | 0 | 0.01 | 0.387 | 0 |  | --> | C17 ex SEMPERIT | Semperit [T41,T42,T43] | GRANGE CASTLE |  | 53.3321 | -6.3548
MV/LV Substation BE***519Z |  | 10 kV | _ | LV | 400 kVA :Kiosk Substation | 0.4 | --> | 0.4 | 0.278 | 7.91 |  | --> | 0.38 | 0 | 0.105 | 0.319 | 0 |  | --> | C26 ex PELLETSTOWN | Pelletstown [T101,T102] | FINGLAS |  | 53.3801 | -6.3618
MV/LV Substation TO***520X |  | 10 kV | _ | LV | 200 kVA :Pole Substation | 0.2 | --> | 0.2 | 0 | 0 | Constrained, otherwise capacity available =155 kVA | --> | 0.19 | 0 | 0.055 | 0.155 | 0 |  | --> | C12 ex CASTLEKNOCK | Castleknock [T41,T42] | FINGLAS |  | 53.3644 | -6.3831
MV/LV Substation PA***521X |  | 10 kV | _ | LV | 1000 kVA :Building Structure | 1 | --> | 1 | 0 | 0 | Constrained, otherwise capacity available =701 kVA | --> | 0.95 | 0 | 0 | 0.5 | 0 |  | --> | C13 ex PALMERSTOWN | Palmerstown [T41,T42] | FINGLAS |  | 53.35 | -6.3786
MV/LV Substation CO***521Z |  | 10 kV | _ | LV | 400 kVA :Kiosk Substation | 0.4 | --> | 0.4 | 0 | 0 | Constrained, otherwise capacity available =327 kVA | --> | 0.38 | 0 | 0.01 | 0.382 | 0 |  | --> | C18 ex CELBRIDGE | Celbridge [T41,T42] | GRIFFINRATH |  | 53.2995 | -6.4953
MV/LV Substation AL***522X |  | 10 kV | _ | LV | 400 kVA :Building Structure | 0.4 | --> | 0.4 | 0 | 0 | Constrained, otherwise capacity available =366 kVA | --> | 0.38 | 0 | 0 | 0.385 | 0 |  | --> | C17 ex INCHICORE NORTH | Inchicore North [T41] | INCHICORE 220KV |  | 53.3344 | -6.3429
MV/LV Substation ST***522Z |  | 10 kV | _ | LV | 200 kVA :Kiosk Substation | 0.2 | --> | 0.2 | 0 | 0 | Constrained, otherwise capacity available =161 kVA | --> | 0.19 | 0 | 0 | 0.195 | 0 |  | --> | C22 ex LEIXLIP | Leixlip [T41,T42] | GRIFFINRATH |  | 53.3654 | -6.5213
MV/LV Substation PA***523Z |  | 20 kV | _ | LV | 400 kVA :Kiosk Substation | 0.4 | --> | 0.4 | 0 | 0 | Constrained, otherwise capacity available =264 kVA | --> | 0.38 | 0 | 0.011 | 0.39 | 0 |  | --> | E20 ex ADAMSTOWN | Adamstown [T121,T122] | INCHICORE 220KV |  | 53.3468 | -6.4599
MV/LV Substation PA***524Z |  | 20 kV | _ | LV | 630 kVA :Kiosk Substation | 0.63 | --> | 0.63 | 0 | 0 | Constrained, otherwise capacity available =528 kVA | --> | 0.598 | 0 | 0.029 | 0.5 | 0 |  | --> | E20 ex ADAMSTOWN | Adamstown [T121,T122] | INCHICORE 220KV |  | 53.3477 | -6.4602
MV/LV Substation HE***526X |  | 10 kV | _ | LV | 400 kVA :Kiosk Substation | 0.4 | --> | 0.4 | 0 | 0 | Constrained, otherwise capacity available =244 kVA | --> | 0.38 | 0 | 0.045 | 0.368 | 0 |  | --> | C13 ex LIFFEY VALLEY | Liffey Valley [T41,T42] | INCHICORE 220KV |  | 53.3573 | -6.4209
MV/LV Substation GR***527Z |  | 10 kV | _ | LV | 400 kVA :Building Structure | 0.4 | --> | 0.4 | 0 | 0 | Constrained, otherwise capacity available =286 kVA | --> | 0.38 | 0 | 0 | 0.395 | 0 |  | --> | C20 ex BALGADDY | Balgaddy [T41,T42] | GRANGE CASTLE |  | 53.3406 | -6.4318
MV/LV Substation DU***528X |  | 10 kV | _ | LV | 200 kVA :Kiosk Substation | 0.2 | --> | 0.2 | 0.084 | 7.91 |  | --> | 0.19 | 0 | 0.09 | 0.138 | 0 |  | --> | C26 ex PELLETSTOWN | Pelletstown [T101,T102] | FINGLAS |  | 53.3721 | -6.3542
MV/LV Substation AD***528Z |  | 20 kV | _ | LV | 400 kVA :Building Structure | 0.4 | --> | 0.4 | 0 | 0 | Constrained, otherwise capacity available =378 kVA | --> | 0.38 | 0 | 0 | 0.383 | 0 |  | --> | E19 ex ADAMSTOWN | Adamstown [T121,T122] | INCHICORE 220KV |  | 53.3362 | -6.4696
MV/LV Substation KI***529Z |  | 10 kV | _ | LV | 400 kVA :Kiosk Substation | 0.4 | --> | 0.4 | 0 | 0 | Constrained, otherwise capacity available =364 kVA | --> | 0.38 | 0 | 0 | 0.385 | 0 |  | --> | C17 ex BALGADDY | Balgaddy [T41,T42] | GRANGE CASTLE |  | 53.3274 | -6.425
MV/LV Substation ST***530Z |  | 10 kV | _ | LV | 400 kVA :Kiosk Substation | 0.4 | --> | 0.4 | 0.31 | 7.91 |  | --> | 0.38 | 0 | 0 | 0.392 | 0 |  | --> | C26 ex PELLETSTOWN | Pelletstown [T101,T102] | FINGLAS |  | 53.3776 | -6.3509
MV/LV Substation HA***531X |  | 10 kV | _ | LV | 200 kVA :Kiosk Substation | 0.2 | --> | 0.2 | 0.116 | 7.91 |  | --> | 0.19 | 0 | 0.065 | 0.153 | 0 |  | --> | C22 ex PELLETSTOWN | Pelletstown [T101,T102] | FINGLAS |  | 53.3781 | -6.3652
MV/LV Substation FA***531Z |  | 10 kV | _ | LV | 400 kVA :Kiosk Substation | 0.4 | --> | 0.4 | 0 | 0 | Constrained, otherwise capacity available =352 kVA | --> | 0.38 | 0 | 0 | 0.386 | 0 |  | --> | C15 ex CASTLEKNOCK | Castleknock [T41,T42] | FINGLAS |  | 53.3708 | -6.3495
MV/LV Substation CR***532X |  | 10 kV | _ | LV | 630 kVA :Building Structure | 0.63 | --> | 0.63 | 0 | 0 | Constrained, otherwise capacity available =629 kVA | --> | 0.598 | 0 | 0 | 0.5 | 0 |  | --> | C28 ex CLONDALKIN | Clondalkin [T41,T42,T44] | INCHICORE 220KV |  | 53.3319 | -6.391
MV/LV Substation CH***533X |  | 10 kV | _ | LV | 200 kVA :Kiosk Substation | 0.2 | --> | 0.2 | 0 | 0 | Constrained, otherwise capacity available =111 kVA | --> | 0.19 | 0 | 0.069 | 0.151 | 0 |  | --> | C15 ex CASTLEKNOCK | Castleknock [T41,T42] | FINGLAS |  | 53.3716 | -6.3439
MV/LV Substation CL***533Z |  | 10 kV | _ | LV | 630 kVA :Building Structure | 0.63 | --> | 0.63 | 0 | 0 | Constrained, otherwise capacity available =472 kVA | --> | 0.598 | 0 | 0 | 0.5 | 0 |  | --> | C19 ex CLONDALKIN | Clondalkin [T41,T42,T44] | INCHICORE 220KV |  | 53.3216 | -6.3988
MV/LV Substation OA***534X |  | 10 kV | _ | LV | 200 kVA :Kiosk Substation | 0.2 | --> | 0.2 | 0.126 | 7.91 |  | --> | 0.19 | 0 | 0.095 | 0.13 | 0 |  | --> | C23 ex PELLETSTOWN | Pelletstown [T101,T102] | FINGLAS |  | 53.3765 | -6.3809
MV/LV Substation CA***536Z |  | 20 kV | _ | LV | 400 kVA :Kiosk Substation | 0.4 | --> | 0.4 | 0 | 0 | Constrained, otherwise capacity available =349 kVA | --> | 0.38 | 0 | 0 | 0.387 | 0 |  | --> | E19 ex ADAMSTOWN | Adamstown [T121,T122] | INCHICORE 220KV |  | 53.3363 | -6.4566
MV/LV Substation CA***537Z |  | 20 kV | _ | LV | 400 kVA :Kiosk Substation | 0.4 | --> | 0.4 | 0 | 0 | Constrained, otherwise capacity available =340 kVA | --> | 0.38 | 0 | 0.01 | 0.381 | 0 |  | --> | E19 ex ADAMSTOWN | Adamstown [T121,T122] | INCHICORE 220KV |  | 53.3377 | -6.4573
MV/LV Substation BA***538X |  | 10 kV | _ | LV | 400 kVA :Kiosk Substation | 0.4 | --> | 0.4 | 0 | 0 | Constrained, otherwise capacity available =315 kVA | --> | 0.38 | 0 | 0.015 | 0.38 | 0 |  | --> | C13 ex LIFFEY VALLEY | Liffey Valley [T41,T42] | INCHICORE 220KV |  | 53.3549 | -6.4194
MV/LV Substation AS***539X |  | 10 kV | _ | LV | 400 kVA :Kiosk Substation | 0.4 | --> | 0.4 | 0.26 | 7.91 |  | --> | 0.38 | 0 | 0.032 | 0.375 | 0 |  | --> | C22 ex PELLETSTOWN | Pelletstown [T101,T102] | FINGLAS |  | 53.38 | -6.3682
MV/LV Substation CA***540X |  | 10 kV | _ | LV | 400 kVA :Kiosk Substation | 0.4 | --> | 0.4 | 0 | 0 | Constrained, otherwise capacity available =205 kVA | --> | 0.38 | 0 | 0.097 | 0.334 | 0 |  | --> | C15 ex CASTLEKNOCK | Castleknock [T41,T42] | FINGLAS |  | 53.3702 | -6.3508
MV/LV Substation WH***540Z |  | 10 kV | _ | LV | 400 kVA :Kiosk Substation | 0.4 | --> | 0.4 | 0 | 0 | Constrained, otherwise capacity available =322 kVA | --> | 0.38 | 0 | 0.021 | 0.375 | 0 |  | --> | C15 ex CASTLEKNOCK | Castleknock [T41,T42] | FINGLAS |  | 53.3678 | -6.3578
MV/LV Substation WH***541Z |  | 10 kV | _ | LV | 200 kVA :Kiosk Substation | 0.2 | --> | 0.2 | 0 | 0 | Constrained, otherwise capacity available =174 kVA | --> | 0.19 | 0 | 0.034 | 0.168 | 0 |  | --> | C15 ex CASTLEKNOCK | Castleknock [T41,T42] | FINGLAS |  | 53.3664 | -6.3533
MV/LV Substation FO***542Z |  | 10 kV | _ | LV | 50 kVA :Pole Substation | 0.05 | --> | 0.05 | 0 | 0 | Constrained, otherwise capacity available =50 kVA | --> | 0.048 | 0 | 0 | 0.048 | 0 |  | --> | C17 ex CLONDALKIN | Clondalkin [T41,T42,T44] | INCHICORE 220KV |  | 53.3361 | -6.4079
MV/LV Substation KI***544Z |  | 10 kV | _ | LV | 400 kVA :Kiosk Substation | 0.4 | --> | 0.4 | 0 | 0 | Constrained, otherwise capacity available =383 kVA | --> | 0.38 | 0 | 0 | 0.382 | 0 |  | --> | C35 ex SEMPERIT | Semperit [T41,T42,T43] | GRANGE CASTLE |  | 53.3309 | -6.3585
MV/LV Substation CL***545X |  | 10 kV | _ | LV | 100 kVA :Pole Substation | 0.1 | --> | 0.1 | 0 | 0 | Constrained, otherwise capacity available =59 kVA | --> | 0.095 | 0 | 0 | 0.1 | 0 |  | --> | C17 ex PALMERSTOWN | Palmerstown [T41,T42] | FINGLAS |  | 53.3365 | -6.3866
MV/LV Substation SO***545Z |  | 10 kV | _ | LV | 200 kVA :Kiosk Substation | 0.2 | --> | 0.2 | 0 | 0 | Constrained, otherwise capacity available =196 kVA | --> | 0.19 | 0 | 0 | 0.191 | 0 |  | --> | C11 ex COOLMINE | Coolmine [T41,T42] | FINGLAS |  | 53.3675 | -6.3919
MV/LV Substation CE***546Z |  | 10 kV | _ | LV | 200 kVA :Kiosk Substation | 0.2 | --> | 0.2 | 0 | 0 | Constrained, otherwise capacity available =198 kVA | --> | 0.19 | 0 | 0 | 0.19 | 0 |  | --> | C18 ex CELBRIDGE | Celbridge [T41,T42] | GRIFFINRATH |  | 53.3318 | -6.5256
MV/LV Substation CR***547Z |  | 10 kV | _ | LV | 400 kVA :Building Structure | 0.4 | --> | 0.4 | 0 | 0 | Constrained, otherwise capacity available =287 kVA | --> | 0.38 | 0 | 0 | 0.395 | 0 |  | --> | C12 ex MONEYCOOLEY | Moneycooley [T41,T42,T44] | GRIFFINRATH |  | 53.3583 | -6.5495
MV/LV Substation TI***548Y |  | 10 kV | _ | LV | 100 kVA :Pole Substation | 0.1 | --> | 0.1 | 0 | 0 | Constrained, otherwise capacity available =55 kVA | --> | 0.095 | 0 | 0 | 0.101 | 0 |  | --> | C20 ex CELBRIDGE | Celbridge [T41,T42] | GRIFFINRATH |  | 53.2956 | -6.5677
MV/LV Substation AC***548Z |  | 10 kV | _ | LV | 400 kVA :Building Structure | 0.4 | --> | 0.4 | 0 | 0 | Constrained, otherwise capacity available =391 kVA | --> | 0.38 | 0 | 0 | 0.381 | 0 |  | --> | C35 ex SEMPERIT | Semperit [T41,T42,T43] | GRANGE CASTLE |  | 53.3222 | -6.3435
MV/LV Substation DU***549Y |  | 10 kV | _ | LV | 200 kVA :Kiosk Substation | 0.2 | --> | 0.2 | 0 | 0 | Constrained, otherwise capacity available =104 kVA | --> | 0.19 | 0 | 0.036 | 0.176 | 0 |  | --> | C18 ex LEIXLIP | Leixlip [T41,T42] | GRIFFINRATH |  | 53.366 | -6.4898
MV/LV Substation BA***550X |  | 10 kV | _ | LV | 100 kVA :Pole Substation | 0.1 | --> | 0.1 | 0 | 0 | Constrained, otherwise capacity available =100 kVA | --> | 0.095 | 0 | 0 | 0.095 | 0 |  | --> | C13 ex LIFFEY VALLEY | Liffey Valley [T41,T42] | INCHICORE 220KV |  | 53.3561 | -6.4133
MV/LV Substation CA***554Y |  | 10 kV | _ | LV | 200 kVA :Kiosk Substation | 0.2 | --> | 0.2 | 0 | 0 | Constrained, otherwise capacity available =81 kVA | --> | 0.19 | 0 | 0 | 0.206 | 0 |  | --> | C17 ex CELBRIDGE | Celbridge [T41,T42] | GRIFFINRATH |  | 53.3507 | -6.5467
MV/LV Substation GR***554Z |  | 10 kV | _ | LV | 400 kVA :Kiosk Substation | 0.4 | --> | 0.4 | 0 | 0 | Constrained, otherwise capacity available =375 kVA | --> | 0.38 | 0 | 0 | 0.383 | 0 |  | --> | C29 ex GRANGE CASTLE | Grange Castle [T101,T102] | INCHICORE 220KV |  | 53.3216 | -6.4557
MV/LV Substation AN***556 |  | 10 kV | _ | LV | 400 kVA :Building Structure | 0.4 | --> | 0.4 | 0 | 0 | Constrained, otherwise capacity available =389 kVA | --> | 0.38 | 0 | 0 | 0.382 | 0 |  | --> | C16 ex LUCAN EAST | Lucan East [T41,T42] | GRANGE CASTLE |  | 53.3686 | -6.4329
MV/LV Substation CA***556X |  | 10 kV | _ | LV | 200 kVA :Kiosk Substation | 0.2 | --> | 0.2 | 0 | 0 | Constrained, otherwise capacity available =147 kVA | --> | 0.19 | 0 | 0.017 | 0.184 | 0 |  | --> | C15 ex LUCAN EAST | Lucan East [T41,T42] | GRANGE CASTLE |  | 53.3501 | -6.4472
MV/LV Substation RI***557X |  | 10 kV | _ | LV | 200 kVA :Kiosk Substation | 0.2 | --> | 0.2 | 0 | 0 | Constrained, otherwise capacity available =105 kVA | --> | 0.19 | 0 | 0.019 | 0.188 | 0 |  | --> | C11 ex PALMERSTOWN | Palmerstown [T41,T42] | FINGLAS |  | 53.3585 | -6.3768
MV/LV Substation LU***558X |  | 10 kV | _ | LV | 100 kVA :Pole Substation | 0.1 | --> | 0.1 | 0 | 0 | Constrained, otherwise capacity available =99 kVA | --> | 0.095 | 0 | 0 | 0.095 | 0 |  | --> | C16 ex LUCAN EAST | Lucan East [T41,T42] | GRANGE CASTLE |  | 53.3768 | -6.4364
MV/LV Substation BE***558Y |  | 10 kV | _ | LV | 400 kVA :Kiosk Substation | 0.4 | --> | 0.4 | 0 | 0 | Constrained, otherwise capacity available =284 kVA | --> | 0.38 | 0 | 0.074 | 0.341 | 0 |  | --> | C17 ex CELBRIDGE | Celbridge [T41,T42] | GRIFFINRATH |  | 53.3479 | -6.5443
MV/LV Substation TO***558Z |  | 10 kV | _ | LV | 400 kVA :Kiosk Substation | 0.4 | --> | 0.4 | 0 | 0 | Constrained, otherwise capacity available =400 kVA | --> | 0.38 | 0 | 0 | 0.38 | 0 |  | --> | C12 ex LEIXLIP | Leixlip [T41,T42] | GRIFFINRATH |  | 53.3647 | -6.486
MV/LV Substation LA***559X |  | 10 kV | _ | LV | 200 kVA :Kiosk Substation | 0.2 | --> | 0.2 | 0.088 | 7.91 |  | --> | 0.19 | 0 | 0.057 | 0.162 | 0 |  | --> | C23 ex PELLETSTOWN | Pelletstown [T101,T102] | FINGLAS |  | 53.3739 | -6.3839
MV/LV Substation CO***560 |  | 10 kV | _ | LV | 50 kVA :Pole Substation | 0.05 | --> | 0.05 | 0 | 0 | Constrained, otherwise capacity available =27 kVA | --> | 0.048 | 0 | 0 | 0.05 | 0 |  | --> | C16 ex LUCAN EAST | Lucan East [T41,T42] | GRANGE CASTLE |  | 53.3651 | -6.4552
MV/LV Substation CH***560X |  | 10 kV | _ | LV | 200 kVA :Building Structure | 0.2 | --> | 0.2 | 0 | 0 | Constrained, otherwise capacity available =173 kVA | --> | 0.19 | 0 | 0.045 | 0.16 | 0 |  | --> | C13 ex PALMERSTOWN | Palmerstown [T41,T42] | FINGLAS |  | 53.3442 | -6.3732
MV/LV Substation TR***560Z |  | 10 kV | _ | LV | 400 kVA :Building Structure | 0.4 | --> | 0.4 | 0 | 0 | Constrained, otherwise capacity available =278 kVA | --> | 0.38 | 0 | 0 | 0.396 | 0 |  | --> | C18 ex BALGADDY | Balgaddy [T41,T42] | GRANGE CASTLE |  | 53.3411 | -6.4184
MV/LV Substation BR***561X |  | 10 kV | _ | LV | 200 kVA :Kiosk Substation | 0.2 | --> | 0.2 | 0 | 0 | Constrained, otherwise capacity available =104 kVA | --> | 0.19 | 0 | 0.094 | 0.133 | 0 |  | --> | C11 ex COOLMINE | Coolmine [T41,T42] | FINGLAS |  | 53.3745 | -6.3874
MV/LV Substation WO***561Y |  | 10 kV | _ | LV | 200 kVA :Kiosk Substation | 0.2 | --> | 0.2 | 0 | 0 | Constrained, otherwise capacity available =164 kVA | --> | 0.19 | 0 | 0.046 | 0.161 | 0 |  | --> | C20 ex MONEYCOOLEY | Moneycooley [T41,T42,T44] | GRIFFINRATH |  | 53.3758 | -6.6013
MV/LV Substation BA***561Z |  | 10 kV | _ | LV | 630 kVA :Kiosk Substation | 0.63 | --> | 0.63 | 0 | 0 | Constrained, otherwise capacity available =456 kVA | --> | 0.598 | 0 | 0.07 | 0.5 | 0 |  | --> | C29 ex GRANGE CASTLE | Grange Castle [T101,T102] | INCHICORE 220KV |  | 53.2954 | -6.4922
MV/LV Substation BR***562X |  | 10 kV | _ | LV | 200 kVA :Kiosk Substation | 0.2 | --> | 0.2 | 0.116 | 7.91 |  | --> | 0.19 | 0 | 0.078 | 0.143 | 0 |  | --> | C23 ex PELLETSTOWN | Pelletstown [T101,T102] | FINGLAS |  | 53.3738 | -6.3847
MV/LV Substation LY***562Z |  | 10 kV | _ | LV | 400 kVA :Kiosk Substation | 0.4 | --> | 0.4 | 0 | 0 | Constrained, otherwise capacity available =299 kVA | --> | 0.38 | 0 | 0.015 | 0.382 | 0 |  | --> | C29 ex GRANGE CASTLE | Grange Castle [T101,T102] | INCHICORE 220KV |  | 53.2953 | -6.4955
MV/LV Substation ST***564X |  | 10 kV | _ | LV | 200 kVA :Kiosk Substation | 0.2 | --> | 0.2 | 0 | 0 | Constrained, otherwise capacity available =153 kVA | --> | 0.19 | 0 | 0.008 | 0.19 | 0 |  | --> | C14 ex INCHICORE NORTH | Inchicore North [T41] | INCHICORE 220KV |  | 53.3429 | -6.3286
MV/LV Substation BA***564Z |  | 10 kV | _ | LV | 400 kVA :Building Structure | 0.4 | --> | 0.4 | 0 | 0 | Constrained, otherwise capacity available =383 kVA | --> | 0.38 | 0 | 0 | 0.382 | 0 |  | --> | C19 ex SEMPERIT | Semperit [T41,T42,T43] | GRANGE CASTLE |  | 53.3411 | -6.3583
MV/LV Substation AB***565Y |  | 10 kV | _ | LV | 400 kVA :Kiosk Substation | 0.4 | --> | 0.4 | 0 | 0 | Constrained, otherwise capacity available =292 kVA | --> | 0.38 | 0 | 0.066 | 0.346 | 0 |  | --> | C22 ex CELBRIDGE | Celbridge [T41,T42] | GRIFFINRATH |  | 53.3328 | -6.5504
MV/LV Substation LA***566X |  | 10 kV | _ | LV | 400 kVA :Kiosk Substation | 0.4 | --> | 0.4 | 0 | 0 | Constrained, otherwise capacity available =160 kVA | --> | 0.38 | 0 | 0.007 | 0.406 | 0 |  | --> | C19 ex SEMPERIT | Semperit [T41,T42,T43] | GRANGE CASTLE |  | 53.3433 | -6.3556
MV/LV Substation WE***567X |  | 10 kV | _ | LV | 400 kVA :Building Structure | 0.4 | --> | 0.4 | 0 | 0 | Constrained, otherwise capacity available =328 kVA | --> | 0.38 | 0 | 0 | 0.39 | 0 |  | --> | C13 ex INCHICORE NORTH | Inchicore North [T41] | INCHICORE 220KV |  | 53.3362 | -6.3424
MV/LV Substation VI***568X |  | 10 kV | _ | LV | 400 kVA :Building Structure | 0.4 | --> | 0.4 | 0 | 0 | Constrained, otherwise capacity available =120 kVA | --> | 0.38 | 0 | 0 | 0.416 | 0 |  | --> | C12 ex LUCAN EAST | Lucan East [T41,T42] | GRANGE CASTLE |  | 53.3562 | -6.4495
MV/LV Substation BR***569X |  | 10 kV | _ | LV | 200 kVA :Kiosk Substation | 0.2 | --> | 0.2 | 0.136 | 7.91 |  | --> | 0.19 | 0 | 0.051 | 0.161 | 0 |  | --> | C23 ex PELLETSTOWN | Pelletstown [T101,T102] | FINGLAS |  | 53.3724 | -6.3831
MV/LV Substation WE***569Y |  | 10 kV | _ | LV | 200 kVA :Kiosk Substation | 0.2 | --> | 0.2 | 0 | 0 | Constrained, otherwise capacity available =81 kVA | --> | 0.19 | 0 | 0.044 | 0.173 | 0 |  | --> | C15 ex LEIXLIP | Leixlip [T41,T42] | GRIFFINRATH |  | 53.3561 | -6.4717
MV/LV Substation SI***569Z |  | 10 kV | _ | LV | 400 kVA :Kiosk Substation | 0.4 | --> | 0.4 | 0 | 0 | Constrained, otherwise capacity available =270 kVA | --> | 0.38 | 0 | 0.024 | 0.38 | 0 |  | --> | C19 ex CLONDALKIN | Clondalkin [T41,T42,T44] | INCHICORE 220KV |  | 53.2973 | -6.4195
MV/LV Substation LU***570X |  | 10 kV | _ | LV | 400 kVA :Kiosk Substation | 0.4 | --> | 0.4 | 0 | 0 | Constrained, otherwise capacity available =250 kVA | --> | 0.38 | 0 | 0.023 | 0.383 | 0 |  | --> | C11 ex COOLMINE | Coolmine [T41,T42] | FINGLAS |  | 53.3751 | -6.3928
MV/LV Substation WE***570Y |  | 10 kV | _ | LV | 200 kVA :Kiosk Substation | 0.2 | --> | 0.2 | 0 | 0 | Constrained, otherwise capacity available =110 kVA | --> | 0.19 | 0 | 0.046 | 0.168 | 0 |  | --> | C15 ex LEIXLIP | Leixlip [T41,T42] | GRIFFINRATH |  | 53.355 | -6.4736
MV/LV Substation PA***571X |  | 10 kV | _ | LV | 200 kVA :Kiosk Substation | 0.2 | --> | 0.2 | 0 | 0 | Constrained, otherwise capacity available =123 kVA | --> | 0.19 | 0 | 0.03 | 0.178 | 0 |  | --> | C13 ex PALMERSTOWN | Palmerstown [T41,T42] | FINGLAS |  | 53.3479 | -6.3812
MV/LV Substation EL***571Y |  | 10 kV | _ | LV | 50 kVA :Pole Substation | 0.05 | --> | 0.05 | 0 | 0 | Constrained, otherwise capacity available =42 kVA | --> | 0.048 | 0 | 0 | 0.049 | 0 |  | --> | C18 ex CELBRIDGE | Celbridge [T41,T42] | GRIFFINRATH |  | 53.3299 | -6.5171
MV/LV Substation PA***572X |  | 10 kV | _ | LV | 200 kVA :Kiosk Substation | 0.2 | --> | 0.2 | 0 | 0 | Constrained, otherwise capacity available =122 kVA | --> | 0.19 | 0 | 0.02 | 0.186 | 0 |  | --> | C17 ex PALMERSTOWN | Palmerstown [T41,T42] | FINGLAS |  | 53.3478 | -6.3834
MV/LV Substation BA***572Y |  | 10 kV | _ | LV | 50 kVA :Pole Substation | 0.05 | --> | 0.05 | 0 | 0 | Constrained, otherwise capacity available =28 kVA | --> | 0.048 | 0 | 0.015 | 0.039 | 0 |  | --> | C22 ex CELBRIDGE | Celbridge [T41,T42] | GRIFFINRATH |  | 53.335 | -6.5589
MV/LV Substation PA***572Z |  | 10 kV | _ | LV | 400 kVA :Kiosk Substation | 0.4 | --> | 0.4 | 0 | 0 | Constrained, otherwise capacity available =370 kVA | --> | 0.38 | 0 | 0.019 | 0.37 | 0 |  | --> | C29 ex GRANGE CASTLE | Grange Castle [T101,T102] | INCHICORE 220KV |  | 53.296 | -6.494
MV/LV Substation SI***573X |  | 10 kV | _ | LV | 200 kVA :Kiosk Substation | 0.2 | --> | 0.2 | 0 | 0 | Constrained, otherwise capacity available =103 kVA | --> | 0.19 | 0 | 0.05 | 0.166 | 0 |  | --> | C13 ex BALGADDY | Balgaddy [T41,T42] | GRANGE CASTLE |  | 53.3465 | -6.453
MV/LV Substation PR***573Z |  | 10 kV | _ | LV | 200 kVA :Kiosk Substation | 0.2 | --> | 0.2 | 0 | 0 | Constrained, otherwise capacity available =167 kVA | --> | 0.19 | 0 | 0 | 0.194 | 0 |  | --> | C17 ex CELBRIDGE | Celbridge [T41,T42] | GRIFFINRATH |  | 53.3366 | -6.5349
MV/LV Substation CA***574X |  | 10 kV | _ | LV | 200 kVA :Kiosk Substation | 0.2 | --> | 0.2 | 0 | 0 | Constrained, otherwise capacity available =126 kVA | --> | 0.19 | 0 | 0.013 | 0.19 | 0 |  | --> | C15 ex LUCAN EAST | Lucan East [T41,T42] | GRANGE CASTLE |  | 53.3487 | -6.4477
MV/LV Substation MO***575X |  | 10 kV | _ | LV | 200 kVA :Kiosk Substation | 0.2 | --> | 0.2 | 0.159 | 7.91 |  | --> | 0.19 | 0 | 0 | 0.196 | 0 |  | --> | C26 ex PELLETSTOWN | Pelletstown [T101,T102] | FINGLAS |  | 53.3787 | -6.3515
MV/LV Substation WI***575Y |  | 10 kV | _ | LV | 200 kVA :Kiosk Substation | 0.2 | --> | 0.2 | 0 | 0 | Constrained, otherwise capacity available =135 kVA | --> | 0.19 | 0 | 0.039 | 0.17 | 0 |  | --> | C17 ex CELBRIDGE | Celbridge [T41,T42] | GRIFFINRATH |  | 53.3469 | -6.547
MV/LV Substation FO***575Z |  | 10 kV | _ | LV | 630 kVA :Building Structure | 0.63 | --> | 0.63 | 0 | 0 | Constrained, otherwise capacity available =329 kVA | --> | 0.598 | 0 | 0 | 0.5 | 0 |  | --> | C11 ex LIFFEY VALLEY | Liffey Valley [T41,T42] | INCHICORE 220KV |  | 53.3472 | -6.4085
MV/LV Substation WH***576X |  | 10 kV | _ | LV | 400 kVA :Kiosk Substation | 0.4 | --> | 0.4 | 0 | 0 | Constrained, otherwise capacity available =286 kVA | --> | 0.38 | 0 | 0.01 | 0.388 | 0 |  | --> | C17 ex PALMERSTOWN | Palmerstown [T41,T42] | FINGLAS |  | 53.3447 | -6.3824
MV/LV Substation WO***576Y |  | 10 kV | _ | LV | 200 kVA :Kiosk Substation | 0.2 | --> | 0.2 | 0 | 0 | Constrained, otherwise capacity available =140 kVA | --> | 0.19 | 0 | 0.022 | 0.182 | 0 |  | --> | C12 ex LEIXLIP | Leixlip [T41,T42] | GRIFFINRATH |  | 53.3732 | -6.4997
MV/LV Substation AC***576Z |  | 10 kV | _ | LV | 630 kVA :Building Structure | 0.63 | --> | 0.63 | 0 | 0 | Constrained, otherwise capacity available =613 kVA | --> | 0.598 | 0 | 0 | 0.5 | 0 |  | --> | C22 ex SEMPERIT | Semperit [T41,T42,T43] | GRANGE CASTLE |  | 53.3276 | -6.3565
MV/LV Substation WH***577X |  | 10 kV | _ | LV | 200 kVA :Kiosk Substation | 0.2 | --> | 0.2 | 0 | 0 | Constrained, otherwise capacity available =108 kVA | --> | 0.19 | 0 | 0.02 | 0.187 | 0 |  | --> | C17 ex PALMERSTOWN | Palmerstown [T41,T42] | FINGLAS |  | 53.344 | -6.3813
MV/LV Substation CA***577Y |  | 10 kV | _ | LV | 200 kVA :Kiosk Substation | 0.2 | --> | 0.2 | 0 | 0 | Constrained, otherwise capacity available =118 kVA | --> | 0.19 | 0 | 0.034 | 0.176 | 0 |  | --> | C12 ex MONEYCOOLEY | Moneycooley [T41,T42,T44] | GRIFFINRATH |  | 53.3524 | -6.5532
MV/LV Substation LA***578X |  | 10 kV | _ | LV | 200 kVA :Kiosk Substation | 0.2 | --> | 0.2 | 0 | 0 | Constrained, otherwise capacity available =162 kVA | --> | 0.19 | 0 | 0.005 | 0.191 | 0 |  | --> | C19 ex SEMPERIT | Semperit [T41,T42,T43] | GRANGE CASTLE |  | 53.35 | -6.349
MV/LV Substation EL***579X |  | 10 kV | _ | LV | 400 kVA :Kiosk Substation | 0.4 | --> | 0.4 | 0 | 0 | Constrained, otherwise capacity available =275 kVA | --> | 0.38 | 0 | 0.028 | 0.376 | 0 |  | --> | C18 ex LUCAN EAST | Lucan East [T41,T42] | GRANGE CASTLE |  | 53.3514 | -6.4313
MV/LV Substation AD***580 |  | 20 kV | _ | LV | 100 kVA :Pole Substation | 0.1 | --> | 0.1 | 0 | 0 | Constrained, otherwise capacity available =89 kVA | --> | 0.095 | 0 | 0 | 0.097 | 0 |  | --> | E19 ex ADAMSTOWN | Adamstown [T121,T122] | INCHICORE 220KV |  | 53.3375 | -6.4481
MV/LV Substation WI***580X |  | 10 kV | _ | LV | 200 kVA :Kiosk Substation | 0.2 | --> | 0.2 | 0 | 0 | Constrained, otherwise capacity available =107 kVA | --> | 0.19 | 0 | 0.022 | 0.186 | 0 |  | --> | C13 ex LIFFEY VALLEY | Liffey Valley [T41,T42] | INCHICORE 220KV |  | 53.3555 | -6.4231
MV/LV Substation ST***580Y |  | 10 kV | _ | LV | 400 kVA :Building Structure | 0.4 | --> | 0.4 | 0 | 0 | Constrained, otherwise capacity available =400 kVA | --> | 0.38 | 0 | 0 | 0.38 | 0 |  | --> | C19 ex CELBRIDGE | Celbridge [T41,T42] | GRIFFINRATH |  | 53.3116 | -6.6281
MV/LV Substation SU***581X |  | 10 kV | _ | LV | 1000 kVA :Building Structure | 1 | --> | 1 | 0 | 0 | Constrained, otherwise capacity available =668 kVA | --> | 0.95 | 0 | 0 | 0.5 | 0 |  | --> | C15 ex LUCAN EAST | Lucan East [T41,T42] | GRANGE CASTLE |  | 53.3491 | -6.453
MV/LV Substation CH***581Y |  | 10 kV | _ | LV | 200 kVA :Kiosk Substation | 0.2 | --> | 0.2 | 0 | 0 | Constrained, otherwise capacity available =128 kVA | --> | 0.19 | 0 | 0.047 | 0.165 | 0 |  | --> | C20 ex CELBRIDGE | Celbridge [T41,T42] | GRIFFINRATH |  | 53.3279 | -6.5477
MV/LV Substation PA***581Z |  | 10 kV | _ | LV | 400 kVA :Building Structure | 0.4 | --> | 0.4 | 0 | 0 | Constrained, otherwise capacity available =337 kVA | --> | 0.38 | 0 | 0 | 0.388 | 0 |  | --> | C11 ex PALMERSTOWN | Palmerstown [T41,T42] | FINGLAS |  | 53.3575 | -6.3757
MV/LV Substation TE***582X |  | 10 kV | _ | LV | 630 kVA :Building Structure | 0.63 | --> | 0.63 | 0 | 0 | Constrained, otherwise capacity available =610 kVA | --> | 0.598 | 0 | 0.025 | 0.5 | 0 |  | --> | C28 ex CLONDALKIN | Clondalkin [T41,T42,T44] | INCHICORE 220KV |  | 53.3298 | -6.3862
MV/LV Substation FO***582Z |  | 10 kV | _ | LV | 50 kVA :Pole Substation | 0.05 | --> | 0.05 | 0 | 0 | Constrained, otherwise capacity available =42 kVA | --> | 0.048 | 0 | 0 | 0.049 | 0 |  | --> | C16 ex LUCAN EAST | Lucan East [T41,T42] | GRANGE CASTLE |  | 53.3709 | -6.4397
MV/LV Substation CA***583Z |  | 20 kV | _ | LV | 400 kVA :Kiosk Substation | 0.4 | --> | 0.4 | 0 | 0 | Constrained, otherwise capacity available =309 kVA | --> | 0.38 | 0 | 0.01 | 0.385 | 0 |  | --> | E19 ex ADAMSTOWN | Adamstown [T121,T122] | INCHICORE 220KV |  | 53.3367 | -6.4616
MV/LV Substation ME***584Y |  | 10 kV | _ | LV | 200 kVA :Kiosk Substation | 0.2 | --> | 0.2 | 0 | 0 | Constrained, otherwise capacity available =139 kVA | --> | 0.19 | 0 | 0.006 | 0.194 | 0 |  | --> | C20 ex MONEYCOOLEY | Moneycooley [T41,T42,T44] | GRIFFINRATH |  | 53.3722 | -6.5967
MV/LV Substation CA***584Z |  | 20 kV | _ | LV | 400 kVA :Kiosk Substation | 0.4 | --> | 0.4 | 0 | 0 | Constrained, otherwise capacity available =330 kVA | --> | 0.38 | 0 | 0.01 | 0.382 | 0 |  | --> | E19 ex ADAMSTOWN | Adamstown [T121,T122] | INCHICORE 220KV |  | 53.3366 | -6.4591
MV/LV Substation ST***585Z |  | 10 kV | _ | LV | 50 kVA :Pole Substation | 0.05 | --> | 0.05 | 0 | 0 | Constrained, otherwise capacity available =39 kVA | --> | 0.048 | 0 | 0 | 0.049 | 0 |  | --> | C12 ex LEIXLIP | Leixlip [T41,T42] | GRIFFINRATH |  | 53.3668 | -6.4633
MV/LV Substation KI***586X |  | 10 kV | _ | LV | 630 kVA :Kiosk Substation | 0.63 | --> | 0.63 | 0 | 0 | Constrained, otherwise capacity available =561 kVA | --> | 0.598 | 0 | 0 | 0.5 | 0 |  | --> | C14 ex INCHICORE NORTH | Inchicore North [T41] | INCHICORE 220KV |  | 53.3472 | -6.3416
MV/LV Substation HI***587X |  | 10 kV | _ | LV | 630 kVA :Building Structure | 0.63 | --> | 0.63 | 0 | 0 | Constrained, otherwise capacity available =487 kVA | --> | 0.598 | 0 | 0 | 0.5 | 0 |  | --> | C12 ex LUCAN EAST | Lucan East [T41,T42] | GRANGE CASTLE |  | 53.3531 | -6.458
MV/LV Substation RA***587Z |  | 10 kV | _ | LV | 200 kVA :Kiosk Substation | 0.2 | --> | 0.2 | 0.173 | 7.91 |  | --> | 0.19 | 0 | 0 | 0.194 | 0 |  | --> | C26 ex PELLETSTOWN | Pelletstown [T101,T102] | FINGLAS |  | 53.377 | -6.3455
MV/LV Substation WI***588X |  | 10 kV | _ | LV | 400 kVA :Kiosk Substation | 0.4 | --> | 0.4 | 0 | 0 | Constrained, otherwise capacity available =276 kVA | --> | 0.38 | 0 | 0.08 | 0.337 | 0 |  | --> | C13 ex LIFFEY VALLEY | Liffey Valley [T41,T42] | INCHICORE 220KV |  | 53.3554 | -6.4267
MV/LV Substation CL***588Z |  | 10 kV | _ | LV | 400 kVA :Kiosk Substation | 0.4 | --> | 0.4 | 0 | 0 | Constrained, otherwise capacity available =298 kVA | --> | 0.38 | 0 | 0.013 | 0.384 | 0 |  | --> | C12 ex SEMPERIT | Semperit [T41,T42,T43] | GRANGE CASTLE |  | 53.3385 | -6.3616
MV/LV Substation LU***589X |  | 10 kV | _ | LV | 200 kVA :Building Structure | 0.2 | --> | 0.2 | 0 | 0 | Constrained, otherwise capacity available =152 kVA | --> | 0.19 | 0 | 0 | 0.196 | 0 |  | --> | C11 ex COOLMINE | Coolmine [T41,T42] | FINGLAS |  | 53.3752 | -6.4226
MV/LV Substation KI***589Z |  | 10 kV | _ | LV | 630 kVA :Building Structure | 0.63 | --> | 0.63 | 0 | 0 | Constrained, otherwise capacity available =519 kVA | --> | 0.598 | 0 | 0.03 | 0.5 | 0 |  | --> | C19 ex CLONDALKIN | Clondalkin [T41,T42,T44] | INCHICORE 220KV |  | 53.3051 | -6.4291
MV/LV Substation ES***590X |  | 10 kV | _ | LV | 400 kVA :Kiosk Substation | 0.4 | --> | 0.4 | 0 | 0 | Constrained, otherwise capacity available =332 kVA | --> | 0.38 | 0 | 0.027 | 0.369 | 0 |  | --> | C18 ex LUCAN EAST | Lucan East [T41,T42] | GRANGE CASTLE |  | 53.351 | -6.4335
MV/LV Substation KI***591Z |  | 10 kV | _ | LV | 630 kVA :Building Structure | 0.63 | --> | 0.63 | 0 | 0 | Constrained, otherwise capacity available =58 kVA | --> | 0.598 | 0 | 0.067 | 0.5 | 0 |  | --> | C19 ex CLONDALKIN | Clondalkin [T41,T42,T44] | INCHICORE 220KV |  | 53.3049 | -6.4267
MV/LV Substation CE***592Y |  | 10 kV | _ | LV | 200 kVA :Kiosk Substation | 0.2 | --> | 0.2 | 0 | 0 | Constrained, otherwise capacity available =130 kVA | --> | 0.19 | 0 | 0.045 | 0.166 | 0 |  | --> | C22 ex CELBRIDGE | Celbridge [T41,T42] | GRIFFINRATH |  | 53.3332 | -6.553
MV/LV Substation CA***593Y |  | 10 kV | _ | LV | 50 kVA :Pole Substation | 0.05 | --> | 0.05 | 0 | 0 | Constrained, otherwise capacity available =46 kVA | --> | 0.048 | 0 | 0.006 | 0.044 | 0 |  | --> | C20 ex CELBRIDGE | Celbridge [T41,T42] | GRIFFINRATH |  | 53.3032 | -6.5951
MV/LV Substation CH***593Z |  | 10 kV | _ | LV | 400 kVA :Kiosk Substation | 0.4 | --> | 0.4 | 0 | 0 | Constrained, otherwise capacity available =391 kVA | --> | 0.38 | 0 | 0 | 0.381 | 0 |  | --> | C11 ex PALMERSTOWN | Palmerstown [T41,T42] | FINGLAS |  | 53.3545 | -6.3512
MV/LV Substation ST***594Y |  | 10 kV | _ | LV | 200 kVA :Building Structure | 0.2 | --> | 0.2 | 0 | 0 | Constrained, otherwise capacity available =191 kVA | --> | 0.19 | 0 | 0 | 0.191 | 0 |  | --> | C19 ex CELBRIDGE | Celbridge [T41,T42] | GRIFFINRATH |  | 53.3115 | -6.6006
MV/LV Substation TH***596Y |  | 10 kV | _ | LV | 200 kVA :Kiosk Substation | 0.2 | --> | 0.2 | 0 | 0 | Constrained, otherwise capacity available =89 kVA | --> | 0.19 | 0 | 0.052 | 0.166 | 0 |  | --> | C12 ex MONEYCOOLEY | Moneycooley [T41,T42,T44] | GRIFFINRATH |  | 53.3512 | -6.5498
MV/LV Substation HA***596Z |  | 10 kV | _ | LV | 630 kVA :Building Structure | 0.63 | --> | 0.63 | 0 | 0 | Constrained, otherwise capacity available =469 kVA | --> | 0.598 | 0 | 0 | 0.5 | 0 |  | --> | C12 ex LIFFEY VALLEY | Liffey Valley [T41,T42] | INCHICORE 220KV |  | 53.355 | -6.4073
MV/LV Substation BE***597Y |  | 10 kV | _ | LV | 200 kVA :Kiosk Substation | 0.2 | --> | 0.2 | 0 | 0 | Constrained, otherwise capacity available =158 kVA | --> | 0.19 | 0 | 0 | 0.196 | 0 |  | --> | C20 ex MONEYCOOLEY | Moneycooley [T41,T42,T44] | GRIFFINRATH |  | 53.373 | -6.5991
MV/LV Substation WE***597Z |  | 10 kV | _ | LV | 100 kVA :Pole Substation | 0.1 | --> | 0.1 | 0 | 0 | Constrained, otherwise capacity available =77 kVA | --> | 0.095 | 0 | 0 | 0.098 | 0 |  | --> | C12 ex CASTLEKNOCK | Castleknock [T41,T42] | FINGLAS |  | 53.3691 | -6.3777
MV/LV Substation FO***598Z |  | 20 kV | _ | LV | 400 kVA :Building Structure | 0.4 | --> | 0.4 | 0 | 0 | Constrained, otherwise capacity available =381 kVA | --> | 0.38 | 0 | 0 | 0.383 | 0 |  | --> | E21 ex ADAMSTOWN | Adamstown [T121,T122] | INCHICORE 220KV |  | 53.3327 | -6.4057
MV/LV Substation NE***600Y |  | 10 kV | _ | LV | 200 kVA :Kiosk Substation | 0.2 | --> | 0.2 | 0 | 0 | Constrained, otherwise capacity available =134 kVA | --> | 0.19 | 0 | 0.035 | 0.173 | 0 |  | --> | C11 ex MONEYCOOLEY | Moneycooley [T41,T42,T44] | GRIFFINRATH |  | 53.3737 | -6.6042
MV/LV Substation TE***600Z |  | 10 kV | _ | LV | 400 kVA :Building Structure | 0.4 | --> | 0.4 | 0 | 0 | Constrained, otherwise capacity available =354 kVA | --> | 0.38 | 0 | 0 | 0.386 | 0 |  | --> | C17 ex CELBRIDGE | Celbridge [T41,T42] | GRIFFINRATH |  | 53.3436 | -6.5442
MV/LV Substation MA***601X |  | 10 kV | _ | LV | 1000 kVA :Building Structure | 1 | --> | 1 | 0 | 0 | Constrained, otherwise capacity available =975 kVA | --> | 0.95 | 0 | 0.031 | 0.5 | 0 |  | --> | C28 ex CLONDALKIN | Clondalkin [T41,T42,T44] | INCHICORE 220KV |  | 53.3347 | -6.3893
MV/LV Substation PH***601Z |  | 10 kV | _ | LV | 630 kVA :Kiosk Substation | 0.63 | --> | 0.63 | 0.381 | 7.91 |  | --> | 0.598 | 0 | 0.033 | 0.5 | 0 |  | --> | C29 ex PELLETSTOWN | Pelletstown [T101,T102] | FINGLAS |  | 53.3726 | -6.3407
MV/LV Substation BA***602Y |  | 10 kV | _ | LV | 50 kVA :Pole Substation | 0.05 | --> | 0.05 | 0 | 0 | Constrained, otherwise capacity available =50 kVA | --> | 0.048 | 0 | 0 | 0.048 | 0 |  | --> | C12 ex MONEYCOOLEY | Moneycooley [T41,T42,T44] | GRIFFINRATH |  | 53.3662 | -6.5606
MV/LV Substation DM***602Z |  | 10 kV | _ | LV | 630 kVA :Building Structure | 0.63 | --> | 0.63 | 0 | 0 | Constrained, otherwise capacity available =566 kVA | --> | 0.598 | 0 | 0 | 0.5 | 0 |  | --> | C11 ex LIFFEY VALLEY | Liffey Valley [T41,T42] | INCHICORE 220KV |  | 53.3463 | -6.4082
MV/LV Substation ST***603Z |  | 10 kV | _ | LV | 400 kVA :Kiosk Substation | 0.4 | --> | 0.4 | 0 | 0 | Constrained, otherwise capacity available =346 kVA | --> | 0.38 | 0 | 0.004 | 0.384 | 0 |  | --> | C18 ex CASTLEKNOCK | Castleknock [T41,T42] | FINGLAS |  | 53.3755 | -6.3618
MV/LV Substation BR***604Y |  | 10 kV | _ | LV | 200 kVA :Kiosk Substation | 0.2 | --> | 0.2 | 0 | 0 | Constrained, otherwise capacity available =142 kVA | --> | 0.19 | 0 | 0.01 | 0.19 | 0 |  | --> | C20 ex MONEYCOOLEY | Moneycooley [T41,T42,T44] | GRIFFINRATH |  | 53.3709 | -6.5986
MV/LV Substation BU***605X |  | 10 kV | _ | LV | 400 kVA :Kiosk Substation | 0.4 | --> | 0.4 | 0.292 | 7.91 |  | --> | 0.38 | 0 | 0.057 | 0.352 | 0 |  | --> | C23 ex PELLETSTOWN | Pelletstown [T101,T102] | FINGLAS |  | 53.3705 | -6.3862
MV/LV Substation KI***605Y |  | 10 kV | _ | LV | 100 kVA :Pole Substation | 0.1 | --> | 0.1 | 0 | 0 | Constrained, otherwise capacity available =77 kVA | --> | 0.095 | 0 | 0 | 0.098 | 0 |  | --> | C12 ex MONEYCOOLEY | Moneycooley [T41,T42,T44] | GRIFFINRATH |  | 53.3647 | -6.5604
MV/LV Substation RO***605Z |  | 10 kV | _ | LV | 50 kVA :Pole Substation | 0.05 | --> | 0.05 | 0 | 0 | Constrained, otherwise capacity available =50 kVA | --> | 0.048 | 0 | 0 | 0.048 | 0 |  | --> | C15 ex MONEYCOOLEY | Moneycooley [T41,T42,T44] | GRIFFINRATH |  | 53.3383 | -6.5895
MV/LV Substation S.***606Y |  | 10 kV | _ | LV | 50 kVA :Pole Substation | 0.05 | --> | 0.05 | 0 | 0 | Constrained, otherwise capacity available =45 kVA | --> | 0.048 | 0 | 0.005 | 0.044 | 0 |  | --> | C12 ex MONEYCOOLEY | Moneycooley [T41,T42,T44] | GRIFFINRATH |  | 53.3671 | -6.5673
MV/LV Substation RO***606Z |  | 10 kV | _ | LV | 200 kVA :Kiosk Substation | 0.2 | --> | 0.2 | 0 | 0 | Constrained, otherwise capacity available =197 kVA | --> | 0.19 | 0 | 0 | 0.19 | 0 |  | --> | C15 ex MONEYCOOLEY | Moneycooley [T41,T42,T44] | GRIFFINRATH |  | 53.3307 | -6.5939
MV/LV Substation ES***607Z |  | 10 kV | _ | LV | 400 kVA :Building Structure | 0.4 | --> | 0.4 | 0 | 0 | Constrained, otherwise capacity available =399 kVA | --> | 0.38 | 0 | 0 | 0.38 | 0 |  | --> | C18 ex LUCAN EAST | Lucan East [T41,T42] | GRANGE CASTLE |  | 53.3573 | -6.4293
MV/LV Substation GR***612Z |  | 10 kV | _ | LV | 200 kVA :Kiosk Substation | 0.2 | --> | 0.2 | 0 | 0 | Constrained, otherwise capacity available =178 kVA | --> | 0.19 | 0 | 0 | 0.193 | 0 |  | --> | C17 ex BALGADDY | Balgaddy [T41,T42] | GRANGE CASTLE |  | 53.3296 | -6.4462
MV/LV Substation RO***613Y |  | 10 kV | _ | LV | 400 kVA :Kiosk Substation | 0.4 | --> | 0.4 | 0 | 0 | Constrained, otherwise capacity available =328 kVA | --> | 0.38 | 0 | 0.055 | 0.349 | 0 |  | --> | C16 ex MONEYCOOLEY | Moneycooley [T41,T42,T44] | GRIFFINRATH |  | 53.3736 | -6.583
MV/LV Substation CO***613Z |  | 10 kV | _ | LV | 630 kVA :Kiosk Substation | 0.63 | --> | 0.63 | 0 | 0 | Constrained, otherwise capacity available =546 kVA | --> | 0.598 | 0 | 0.12 | 0.5 | 0 |  | --> | C17 ex PALMERSTOWN | Palmerstown [T41,T42] | FINGLAS |  | 53.3459 | -6.384
MV/LV Substation AB***615Y |  | 10 kV | _ | LV | 400 kVA :Kiosk Substation | 0.4 | --> | 0.4 | 0 | 0 | Constrained, otherwise capacity available =274 kVA | --> | 0.38 | 0 | 0.072 | 0.344 | 0 |  | --> | C22 ex CELBRIDGE | Celbridge [T41,T42] | GRIFFINRATH |  | 53.3301 | -6.5538
MV/LV Substation RO***616Y |  | 10 kV | _ | LV | 400 kVA :Kiosk Substation | 0.4 | --> | 0.4 | 0 | 0 | Constrained, otherwise capacity available =314 kVA | --> | 0.38 | 0 | 0.09 | 0.325 | 0 |  | --> | C17 ex LEIXLIP | Leixlip [T41,T42] | GRIFFINRATH |  | 53.37 | -6.5025
MV/LV Substation FF***616Z |  | 10 kV | _ | LV | 200 kVA :Kiosk Substation | 0.2 | --> | 0.2 | 0 | 0 | Constrained, otherwise capacity available =159 kVA | --> | 0.19 | 0 | 0.009 | 0.189 | 0 |  | --> | C18 ex LUCAN EAST | Lucan East [T41,T42] | GRANGE CASTLE |  | 53.3504 | -6.4272
MV/LV Substation HE***618X |  | 10 kV | _ | LV | 400 kVA :Kiosk Substation | 0.4 | --> | 0.4 | 0 | 0 | Constrained, otherwise capacity available =202 kVA | --> | 0.38 | 0 | 0.063 | 0.36 | 0 |  | --> | C18 ex BALGADDY | Balgaddy [T41,T42] | GRANGE CASTLE |  | 53.3462 | -6.4231
MV/LV Substation AB***622X |  | 10 kV | _ | LV | 400 kVA :Kiosk Substation | 0.4 | --> | 0.4 | 0 | 0 | Constrained, otherwise capacity available =283 kVA | --> | 0.38 | 0 | 0.026 | 0.376 | 0 |  | --> | C18 ex BALGADDY | Balgaddy [T41,T42] | GRANGE CASTLE |  | 53.3452 | -6.4201
MV/LV Substation AD***622Z |  | 20 kV | _ | LV | 400 kVA :Building Structure | 0.4 | --> | 0.4 | 0 | 0 | Constrained, otherwise capacity available =322 kVA | --> | 0.38 | 0 | 0 | 0.39 | 0 |  | --> | E19 ex ADAMSTOWN | Adamstown [T121,T122] | INCHICORE 220KV |  | 53.3362 | -6.4584
MV/LV Substation ES***623X |  | 10 kV | _ | LV | 400 kVA :Kiosk Substation | 0.4 | --> | 0.4 | 0 | 0 | Constrained, otherwise capacity available =297 kVA | --> | 0.38 | 0 | 0.022 | 0.378 | 0 |  | --> | C18 ex LUCAN EAST | Lucan East [T41,T42] | GRANGE CASTLE |  | 53.3498 | -6.4294
MV/LV Substation ST***623Z |  | 20 kV | _ | LV | 400 kVA :Kiosk Substation | 0.4 | --> | 0.4 | 0 | 0 | Constrained, otherwise capacity available =373 kVA | --> | 0.38 | 0 | 0 | 0.384 | 0 |  | --> | E19 ex ADAMSTOWN | Adamstown [T121,T122] | INCHICORE 220KV |  | 53.338 | -6.4635
MV/LV Substation RE***624X |  | 10 kV | _ | LV | 400 kVA :Kiosk Substation | 0.4 | --> | 0.4 | 0 | 0 | Constrained, otherwise capacity available =190 kVA | --> | 0.38 | 0 | 0.01 | 0.4 | 0 |  | --> | C12 ex LUCAN EAST | Lucan East [T41,T42] | GRANGE CASTLE |  | 53.3591 | -6.4438
MV/LV Substation RO***624Y |  | 10 kV | _ | LV | 400 kVA :Kiosk Substation | 0.4 | --> | 0.4 | 0 | 0 | Constrained, otherwise capacity available =250 kVA | --> | 0.38 | 0 | 0.113 | 0.316 | 0 |  | --> | C16 ex MONEYCOOLEY | Moneycooley [T41,T42,T44] | GRIFFINRATH |  | 53.3753 | -6.5823
MV/LV Substation ST***624Z |  | 20 kV | _ | LV | 630 kVA :Kiosk Substation | 0.63 | --> | 0.63 | 0 | 0 | Constrained, otherwise capacity available =479 kVA | --> | 0.598 | 0 | 0.014 | 0.5 | 0 |  | --> | E19 ex ADAMSTOWN | Adamstown [T121,T122] | INCHICORE 220KV |  | 53.3378 | -6.4653
MV/LV Substation WA***625X |  | 10 kV | _ | LV | 400 kVA :Kiosk Substation | 0.4 | --> | 0.4 | 0 | 0 | Constrained, otherwise capacity available =290 kVA | --> | 0.38 | 0 | 0.063 | 0.348 | 0 |  | --> | C11 ex COOLMINE | Coolmine [T41,T42] | FINGLAS |  | 53.3734 | -6.3912
MV/LV Substation MI***626X |  | 10 kV | _ | LV | 400 kVA :Building Structure | 0.4 | --> | 0.4 | 0 | 0 | Constrained, otherwise capacity available =308 kVA | --> | 0.38 | 0 | 0.013 | 0.383 | 0 |  | --> | C19 ex SEMPERIT | Semperit [T41,T42,T43] | GRANGE CASTLE |  | 53.35 | -6.3454
MV/LV Substation HU***627X |  | 10 kV | _ | LV | 400 kVA :Kiosk Substation | 0.4 | --> | 0.4 | 0 | 0 | Constrained, otherwise capacity available =187 kVA | --> | 0.38 | 0 | 0.042 | 0.377 | 0 |  | --> | C18 ex BALGADDY | Balgaddy [T41,T42] | GRANGE CASTLE |  | 53.3483 | -6.4197
MV/LV Substation HA***627Z |  | 10 kV | _ | LV | 400 kVA :Building Structure | 0.4 | --> | 0.4 | 0 | 0 | Constrained, otherwise capacity available =363 kVA | --> | 0.38 | 0 | 0.004 | 0.382 | 0 |  | --> | C18 ex CELBRIDGE | Celbridge [T41,T42] | GRIFFINRATH |  | 53.3231 | -6.524
MV/LV Substation CL***628X |  | 10 kV | _ | LV | 200 kVA :Pole Substation | 0.2 | --> | 0.2 | 0 | 0 | Constrained, otherwise capacity available =200 kVA | --> | 0.19 | 0 | 0 | 0.19 | 0 |  | --> | C11 ex COOLMINE | Coolmine [T41,T42] | FINGLAS |  | 53.3754 | -6.415
MV/LV Substation SI***628Y |  | 10 kV | _ | LV | 400 kVA :Kiosk Substation | 0.4 | --> | 0.4 | 0 | 0 | Constrained, otherwise capacity available =230 kVA | --> | 0.38 | 0 | 0.068 | 0.352 | 0 |  | --> | C20 ex MONEYCOOLEY | Moneycooley [T41,T42,T44] | GRIFFINRATH |  | 53.3768 | -6.5923
MV/LV Substation EL***628Z |  | 10 kV | _ | LV | 50 kVA :Pole Substation | 0.05 | --> | 0.05 | 0 | 0 | Constrained, otherwise capacity available =44 kVA | --> | 0.048 | 0 | 0 | 0.048 | 0 |  | --> | C18 ex CELBRIDGE | Celbridge [T41,T42] | GRIFFINRATH |  | 53.3304 | -6.5079
MV/LV Substation AL***629X |  | 10 kV | _ | LV | 50 kVA :Pole Substation | 0.05 | --> | 0.05 | 0 | 0 | Constrained, otherwise capacity available =33 kVA | --> | 0.048 | 0 | 0.004 | 0.047 | 0 |  | --> | C16 ex LUCAN EAST | Lucan East [T41,T42] | GRANGE CASTLE |  | 53.3725 | -6.4494
MV/LV Substation ME***629Y |  | 10 kV | _ | LV | 400 kVA :Kiosk Substation | 0.4 | --> | 0.4 | 0 | 0 | Constrained, otherwise capacity available =338 kVA | --> | 0.38 | 0 | 0.018 | 0.375 | 0 |  | --> | C20 ex MONEYCOOLEY | Moneycooley [T41,T42,T44] | GRIFFINRATH |  | 53.3745 | -6.5971
MV/LV Substation MI***630X |  | 10 kV | _ | LV | 400 kVA :Kiosk Substation | 0.4 | --> | 0.4 | 0 | 0 | Constrained, otherwise capacity available =311 kVA | --> | 0.38 | 0 | 0 | 0.392 | 0 |  | --> | C16 ex SEMPERIT | Semperit [T41,T42,T43] | GRANGE CASTLE |  | 53.3355 | -6.3538
MV/LV Substation FO***631X |  | 10 kV | _ | LV | 630 kVA :Kiosk Substation | 0.63 | --> | 0.63 | 0 | 0 | Constrained, otherwise capacity available =442 kVA | --> | 0.598 | 0 | 0.03 | 0.5 | 0 |  | --> | C18 ex BALGADDY | Balgaddy [T41,T42] | GRANGE CASTLE |  | 53.3416 | -6.4244
MV/LV Substation CA***631Y |  | 10 kV | _ | LV | 400 kVA :Kiosk Substation | 0.4 | --> | 0.4 | 0 | 0 | Constrained, otherwise capacity available =323 kVA | --> | 0.38 | 0 | 0.049 | 0.354 | 0 |  | --> | C16 ex MONEYCOOLEY | Moneycooley [T41,T42,T44] | GRIFFINRATH |  | 53.3779 | -6.5859
MV/LV Substation FO***632X |  | 10 kV | _ | LV | 400 kVA :Kiosk Substation | 0.4 | --> | 0.4 | 0 | 0 | Constrained, otherwise capacity available =271 kVA | --> | 0.38 | 0 | 0.03 | 0.375 | 0 |  | --> | C18 ex BALGADDY | Balgaddy [T41,T42] | GRANGE CASTLE |  | 53.3401 | -6.4272
MV/LV Substation PA***634X |  | 10 kV | _ | LV | 400 kVA :Kiosk Substation | 0.4 | --> | 0.4 | 0 | 0 | Constrained, otherwise capacity available =348 kVA | --> | 0.38 | 0 | 0.005 | 0.383 | 0 |  | --> | C17 ex PALMERSTOWN | Palmerstown [T41,T42] | FINGLAS |  | 53.3517 | -6.3793
MV/LV Substation K ***634Y |  | 10 kV | _ | LV | 400 kVA :Kiosk Substation | 0.4 | --> | 0.4 | 0 | 0 | Constrained, otherwise capacity available =346 kVA | --> | 0.38 | 0 | 0.005 | 0.384 | 0 |  | --> | C19 ex CELBRIDGE | Celbridge [T41,T42] | GRIFFINRATH |  | 53.3109 | -6.6105
MV/LV Substation DR***635Z |  | 10 kV | _ | LV | 50 kVA :Pole Substation | 0.05 | --> | 0.05 | 0 | 0 | Constrained, otherwise capacity available =50 kVA | --> | 0.048 | 0 | 0 | 0.048 | 0 |  | --> | C15 ex MONEYCOOLEY | Moneycooley [T41,T42,T44] | GRIFFINRATH |  | 53.3421 | -6.6127
MV/LV Substation FO***637X |  | 20 kV | _ | LV | 400 kVA :Kiosk Substation | 0.4 | --> | 0.4 | 0 | 0 | Constrained, otherwise capacity available =208 kVA | --> | 0.38 | 0 | 0.01 | 0.398 | 0 |  | --> | E20 ex ADAMSTOWN | Adamstown [T121,T122] | INCHICORE 220KV |  | 53.3436 | -6.4495
MV/LV Substation BE***638X |  | 20 kV | _ | LV | 400 kVA :Kiosk Substation | 0.4 | --> | 0.4 | 0 | 0 | Constrained, otherwise capacity available =167 kVA | --> | 0.38 | 0 | 0.107 | 0.331 | 0 |  | --> | E20 ex ADAMSTOWN | Adamstown [T121,T122] | INCHICORE 220KV |  | 53.3417 | -6.4508
MV/LV Substation BA***638Y |  | 10 kV | _ | LV | 50 kVA :Pole Substation | 0.05 | --> | 0.05 | 0 | 0 | Constrained, otherwise capacity available =27 kVA | --> | 0.048 | 0 | 0 | 0.05 | 0 |  | --> | C19 ex CELBRIDGE | Celbridge [T41,T42] | GRIFFINRATH |  | 53.3243 | -6.6098
MV/LV Substation ST***638Z |  | 10 kV | _ | LV | 50 kVA :Pole Substation | 0.05 | --> | 0.05 | 0 | 0 | Constrained, otherwise capacity available =42 kVA | --> | 0.048 | 0 | 0 | 0.049 | 0 |  | --> | C18 ex CELBRIDGE | Celbridge [T41,T42] | GRIFFINRATH |  | 53.3327 | -6.5291
MV/LV Substation WO***639X |  | 10 kV | _ | LV | 400 kVA :Kiosk Substation | 0.4 | --> | 0.4 | 0 | 0 | Constrained, otherwise capacity available =331 kVA | --> | 0.38 | 0 | 0.023 | 0.372 | 0 |  | --> | C17 ex CASTLEKNOCK | Castleknock [T41,T42] | FINGLAS |  | 53.3748 | -6.3781
MV/LV Substation LU***640X |  | 10 kV | _ | LV | 400 kVA :Kiosk Substation | 0.4 | --> | 0.4 | 0.261 | 7.91 |  | --> | 0.38 | 0 | 0.072 | 0.345 | 0 |  | --> | C23 ex PELLETSTOWN | Pelletstown [T101,T102] | FINGLAS |  | 53.369 | -6.3916
MV/LV Substation ST***640Z |  | 10 kV | _ | LV | 200 kVA :Kiosk Substation | 0.2 | --> | 0.2 | 0 | 0 | Constrained, otherwise capacity available =180 kVA | --> | 0.19 | 0 | 0 | 0.193 | 0 |  | --> | C11 ex COOLMINE | Coolmine [T41,T42] | FINGLAS |  | 53.3712 | -6.4052
MV/LV Substation TH***641Y |  | 10 kV | _ | LV | 50 kVA :Pole Substation | 0.05 | --> | 0.05 | 0 | 0 | Constrained, otherwise capacity available =43 kVA | --> | 0.048 | 0 | 0 | 0.048 | 0 |  | --> | C22 ex CELBRIDGE | Celbridge [T41,T42] | GRIFFINRATH |  | 53.3339 | -6.5475
MV/LV Substation CO***642X |  | 10 kV | _ | LV | 400 kVA :Building Structure | 0.4 | --> | 0.4 | 0 | 0 | Constrained, otherwise capacity available =400 kVA | --> | 0.38 | 0 | 0 | 0.38 | 0 |  | --> | C14 ex INCHICORE NORTH | Inchicore North [T41] | INCHICORE 220KV |  | 53.3475 | -6.3436
MV/LV Substation RO***644X |  | 10 kV | _ | LV | 400 kVA :Kiosk Substation | 0.4 | --> | 0.4 | 0 | 0 | Constrained, otherwise capacity available =248 kVA | --> | 0.38 | 0 | 0.04 | 0.371 | 0 |  | --> | C18 ex BALGADDY | Balgaddy [T41,T42] | GRANGE CASTLE |  | 53.3469 | -6.4184
MV/LV Substation WE***644Y |  | 10 kV | _ | LV | 200 kVA :Kiosk Substation | 0.2 | --> | 0.2 | 0 | 0 | Constrained, otherwise capacity available =188 kVA | --> | 0.19 | 0 | 0 | 0.192 | 0 |  | --> | C16 ex LEIXLIP | Leixlip [T41,T42] | GRIFFINRATH |  | 53.3499 | -6.4923
MV/LV Substation TO***644Z |  | 20 kV | _ | LV | 630 kVA :Building Structure | 0.63 | --> | 0.63 | 0 | 0 | Constrained, otherwise capacity available =562 kVA | --> | 0.598 | 0 | 0 | 0.5 | 0 |  | --> | E20 ex ADAMSTOWN | Adamstown [T121,T122] | INCHICORE 220KV |  | 53.3499 | -6.4733
MV/LV Substation ST***645X |  | 10 kV | _ | LV | 400 kVA :Kiosk Substation | 0.4 | --> | 0.4 | 0 | 0 | Constrained, otherwise capacity available =351 kVA | --> | 0.38 | 0 | 0 | 0.387 | 0 |  | --> | C15 ex LUCAN EAST | Lucan East [T41,T42] | GRANGE CASTLE |  | 53.3484 | -6.4447
MV/LV Substation AD***645Z |  | 20 kV | _ | LV | 400 kVA :Kiosk Substation | 0.4 | --> | 0.4 | 0 | 0 | Constrained, otherwise capacity available =330 kVA | --> | 0.38 | 0 | 0.109 | 0.309 | 0 |  | --> | E20 ex ADAMSTOWN | Adamstown [T121,T122] | INCHICORE 220KV |  | 53.3389 | -6.469
MV/LV Substation CA***646Y |  | 10 kV | _ | LV | 400 kVA :Kiosk Substation | 0.4 | --> | 0.4 | 0 | 0 | Constrained, otherwise capacity available =307 kVA | --> | 0.38 | 0 | 0.041 | 0.362 | 0 |  | --> | C12 ex MONEYCOOLEY | Moneycooley [T41,T42,T44] | GRIFFINRATH |  | 53.3514 | -6.5549
MV/LV Substation AD***646Z |  | 20 kV | _ | LV | 50 kVA :Pole Substation | 0.05 | --> | 0.05 | 0 | 0 | Constrained, otherwise capacity available =49 kVA | --> | 0.048 | 0 | 0 | 0.048 | 0 |  | --> | E19 ex ADAMSTOWN | Adamstown [T121,T122] | INCHICORE 220KV |  | 53.3348 | -6.4611
MV/LV Substation ST***648X |  | 10 kV | _ | LV | 400 kVA :Kiosk Substation | 0.4 | --> | 0.4 | 0 | 0 | Constrained, otherwise capacity available =311 kVA | --> | 0.38 | 0 | 0.029 | 0.37 | 0 |  | --> | C18 ex BALGADDY | Balgaddy [T41,T42] | GRANGE CASTLE |  | 53.3534 | -6.4233
MV/LV Substation CE***648Y |  | 10 kV | _ | LV | 50 kVA :Pole Substation | 0.05 | --> | 0.05 | 0 | 0 | Constrained, otherwise capacity available =38 kVA | --> | 0.048 | 0 | 0 | 0.049 | 0 |  | --> | C18 ex CELBRIDGE | Celbridge [T41,T42] | GRIFFINRATH |  | 53.3314 | -6.5292
MV/LV Substation WO***649X |  | 10 kV | _ | LV | 400 kVA :Building Structure | 0.4 | --> | 0.4 | 0 | 0 | Constrained, otherwise capacity available =268 kVA | --> | 0.38 | 0 | 0 | 0.398 | 0 |  | --> | C18 ex LUCAN EAST | Lucan East [T41,T42] | GRANGE CASTLE |  | 53.3587 | -6.4251
MV/LV Substation SA***650Y |  | 10 kV | _ | LV | 630 kVA :Building Structure | 0.63 | --> | 0.63 | 0 | 0 | Constrained, otherwise capacity available =541 kVA | --> | 0.598 | 0 | 0 | 0.5 | 0 |  | --> | C16 ex LEIXLIP | Leixlip [T41,T42] | GRIFFINRATH |  | 53.3589 | -6.4895
MV/LV Substation CA***650Z |  | 10 kV | _ | LV | 200 kVA :Kiosk Substation | 0.2 | --> | 0.2 | 0 | 0 | Constrained, otherwise capacity available =167 kVA | --> | 0.19 | 0 | 0.03 | 0.172 | 0 |  | --> | C12 ex CASTLEKNOCK | Castleknock [T41,T42] | FINGLAS |  | 53.3663 | -6.385
MV/LV Substation EA***651X |  | 10 kV | _ | LV | 200 kVA :Kiosk Substation | 0.2 | --> | 0.2 | 0 | 0 | Constrained, otherwise capacity available =89 kVA | --> | 0.19 | 0 | 0.03 | 0.182 | 0 |  | --> | C18 ex BALGADDY | Balgaddy [T41,T42] | GRANGE CASTLE |  | 53.3447 | -6.417
MV/LV Substation PA***651Y |  | 10 kV | _ | LV | 400 kVA :Kiosk Substation | 0.4 | --> | 0.4 | 0 | 0 | Constrained, otherwise capacity available =259 kVA | --> | 0.38 | 0 | 0.076 | 0.342 | 0 |  | --> | C16 ex MONEYCOOLEY | Moneycooley [T41,T42,T44] | GRIFFINRATH |  | 53.3783 | -6.5824
MV/LV Substation LU***652 |  | 10 kV | _ | LV | 50 kVA :Pole Substation | 0.05 | --> | 0.05 | 0 | 0 | Constrained, otherwise capacity available =50 kVA | --> | 0.048 | 0 | 0 | 0.048 | 0 |  | --> | C16 ex LUCAN EAST | Lucan East [T41,T42] | GRANGE CASTLE |  | 53.3769 | -6.433
MV/LV Substation FO***652X |  | 10 kV | _ | LV | 400 kVA :Kiosk Substation | 0.4 | --> | 0.4 | 0 | 0 | Constrained, otherwise capacity available =277 kVA | --> | 0.38 | 0 | 0.028 | 0.376 | 0 |  | --> | C18 ex BALGADDY | Balgaddy [T41,T42] | GRANGE CASTLE |  | 53.3384 | -6.4255
MV/LV Substation PA***652Y |  | 10 kV | _ | LV | 400 kVA :Kiosk Substation | 0.4 | --> | 0.4 | 0 | 0 | Constrained, otherwise capacity available =316 kVA | --> | 0.38 | 0 | 0.056 | 0.35 | 0 |  | --> | C16 ex MONEYCOOLEY | Moneycooley [T41,T42,T44] | GRIFFINRATH |  | 53.3787 | -6.5792
MV/LV Substation WI***652Z |  | 10 kV | _ | LV | 50 kVA :Pole Substation | 0.05 | --> | 0.05 | 0 | 0 | Constrained, otherwise capacity available =50 kVA | --> | 0.048 | 0 | 0 | 0.048 | 0 |  | --> | C15 ex MONEYCOOLEY | Moneycooley [T41,T42,T44] | GRIFFINRATH |  | 53.34 | -6.6029
MV/LV Substation RY***653 |  | 10 kV | _ | LV | 200 kVA :Pole Substation | 0.2 | --> | 0.2 | 0 | 0 | Constrained, otherwise capacity available =170 kVA | --> | 0.19 | 0 | 0.001 | 0.193 | 0 |  | --> | C18 ex LEIXLIP | Leixlip [T41,T42] | GRIFFINRATH |  | 53.3723 | -6.4984
MV/LV Substation RY***653Y |  | 10 kV | _ | LV | 400 kVA :Kiosk Substation | 0.4 | --> | 0.4 | 0 | 0 | Constrained, otherwise capacity available =372 kVA | --> | 0.38 | 0 | 0.007 | 0.379 | 0 |  | --> | C18 ex LEIXLIP | Leixlip [T41,T42] | GRIFFINRATH |  | 53.3689 | -6.4984
MV/LV Substation BR***654Y |  | 10 kV | _ | LV | 400 kVA :Kiosk Substation | 0.4 | --> | 0.4 | 0 | 0 | Constrained, otherwise capacity available =359 kVA | --> | 0.38 | 0 | 0.003 | 0.383 | 0 |  | --> | C20 ex MONEYCOOLEY | Moneycooley [T41,T42,T44] | GRIFFINRATH |  | 53.3697 | -6.5997
MV/LV Substation RA***654Z |  | 20 kV | _ | LV | 50 kVA :Pole Substation | 0.05 | --> | 0.05 | 0 | 0 | Constrained, otherwise capacity available =46 kVA | --> | 0.048 | 0 | 0 | 0.048 | 0 |  | --> | C17 ex MONEYCOOLEY | Moneycooley [T41,T42,T44] | GRIFFINRATH |  | 53.3736 | -6.5688
MV/LV Substation FO***655X |  | 10 kV | _ | LV | 400 kVA :Kiosk Substation | 0.4 | --> | 0.4 | 0 | 0 | Constrained, otherwise capacity available =220 kVA | --> | 0.38 | 0 | 0.06 | 0.359 | 0 |  | --> | C18 ex BALGADDY | Balgaddy [T41,T42] | GRANGE CASTLE |  | 53.3392 | -6.4235
MV/LV Substation RA***655Y |  | 10 kV | _ | LV | 200 kVA :Kiosk Substation | 0.2 | --> | 0.2 | 0 | 0 | Constrained, otherwise capacity available =139 kVA | --> | 0.19 | 0 | 0.065 | 0.15 | 0 |  | --> | C16 ex MONEYCOOLEY | Moneycooley [T41,T42,T44] | GRIFFINRATH |  | 53.3762 | -6.5852
MV/LV Substation BA***655Z |  | 10 kV | _ | LV | 200 kVA :Kiosk Substation | 0.2 | --> | 0.2 | 0 | 0 | Constrained, otherwise capacity available =200 kVA | --> | 0.19 | 0 | 0 | 0.19 | 0 |  | --> | C15 ex MONEYCOOLEY | Moneycooley [T41,T42,T44] | GRIFFINRATH |  | 53.3641 | -6.5715
MV/LV Substation IR***656Z |  | 20 kV | _ | LV | 50 kVA :Pole Substation | 0.05 | --> | 0.05 | 0 | 0 | Constrained, otherwise capacity available =42 kVA | --> | 0.048 | 0 | 0 | 0.049 | 0 |  | --> | E19 ex ADAMSTOWN | Adamstown [T121,T122] | INCHICORE 220KV |  | 53.3361 | -6.479
MV/LV Substation GL***657X |  | 10 kV | _ | LV | 200 kVA :Kiosk Substation | 0.2 | --> | 0.2 | 0 | 0 | Constrained, otherwise capacity available =121 kVA | --> | 0.19 | 0 | 0.005 | 0.197 | 0 |  | --> | C18 ex PALMERSTOWN | Palmerstown [T41,T42] | FINGLAS |  | 53.3474 | -6.3664
MV/LV Substation CA***658X |  | 10 kV | _ | LV | 200 kVA :Kiosk Substation | 0.2 | --> | 0.2 | 0 | 0 | Constrained, otherwise capacity available =89 kVA | --> | 0.19 | 0 | 0.046 | 0.17 | 0 |  | --> | C18 ex BALGADDY | Balgaddy [T41,T42] | GRANGE CASTLE |  | 53.3463 | -6.4269
MV/LV Substation AD***658Z |  | 20 kV | _ | LV | 400 kVA :Building Structure | 0.4 | --> | 0.4 | 0 | 0 | Constrained, otherwise capacity available =330 kVA | --> | 0.38 | 0 | 0.01 | 0.382 | 0 |  | --> | E19 ex ADAMSTOWN | Adamstown [T121,T122] | INCHICORE 220KV |  | 53.3361 | -6.4632
MV/LV Substation EL***661X |  | 10 kV | _ | LV | 200 kVA :Kiosk Substation | 0.2 | --> | 0.2 | 0 | 0 | Constrained, otherwise capacity available =184 kVA | --> | 0.19 | 0 | 0 | 0.192 | 0 |  | --> | C20 ex BALGADDY | Balgaddy [T41,T42] | GRANGE CASTLE |  | 53.345 | -6.4322
MV/LV Substation TA***664Y |  | 10 kV | _ | LV | 100 kVA :Pole Substation | 0.1 | --> | 0.1 | 0 | 0 | Constrained, otherwise capacity available =99 kVA | --> | 0.095 | 0 | 0 | 0.095 | 0 |  | --> | C15 ex LEIXLIP | Leixlip [T41,T42] | GRIFFINRATH |  | 53.3586 | -6.4788
MV/LV Substation WE***665 |  | 10 kV | _ | LV | 200 kVA :Pole Substation | 0.2 | --> | 0.2 | 0 | 0 | Constrained, otherwise capacity available =109 kVA | --> | 0.19 | 0 | 0 | 0.202 | 0 |  | --> | C16 ex LUCAN EAST | Lucan East [T41,T42] | GRANGE CASTLE |  | 53.374 | -6.44
MV/LV Substation EA***665X |  | 10 kV | _ | LV | 400 kVA :Kiosk Substation | 0.4 | --> | 0.4 | 0 | 0 | Constrained, otherwise capacity available =201 kVA | --> | 0.38 | 0 | 0.067 | 0.357 | 0 |  | --> | C18 ex BALGADDY | Balgaddy [T41,T42] | GRANGE CASTLE |  | 53.3443 | -6.4154
MV/LV Substation BA***665Y |  | 10 kV | _ | LV | 400 kVA :Kiosk Substation | 0.4 | --> | 0.4 | 0 | 0 | Constrained, otherwise capacity available =265 kVA | --> | 0.38 | 0 | 0.011 | 0.39 | 0 |  | --> | C22 ex CELBRIDGE | Celbridge [T41,T42] | GRIFFINRATH |  | 53.334 | -6.556
MV/LV Substation PU***666 |  | 10 kV | _ | LV | 50 kVA :Pole Substation | 0.05 | --> | 0.05 | 0 | 0 | Constrained, otherwise capacity available =46 kVA | --> | 0.048 | 0 | 0 | 0.048 | 0 |  | --> | C16 ex LUCAN EAST | Lucan East [T41,T42] | GRANGE CASTLE |  | 53.3771 | -6.4289
MV/LV Substation EL***667X |  | 10 kV | _ | LV | 200 kVA :Kiosk Substation | 0.2 | --> | 0.2 | 0 | 0 | Constrained, otherwise capacity available =88 kVA | --> | 0.19 | 0 | 0.03 | 0.182 | 0 |  | --> | C20 ex BALGADDY | Balgaddy [T41,T42] | GRANGE CASTLE |  | 53.344 | -6.4324
MV/LV Substation FO***668X |  | 10 kV | _ | LV | 400 kVA :Kiosk Substation | 0.4 | --> | 0.4 | 0 | 0 | Constrained, otherwise capacity available =275 kVA | --> | 0.38 | 0 | 0.023 | 0.38 | 0 |  | --> | C18 ex BALGADDY | Balgaddy [T41,T42] | GRANGE CASTLE |  | 53.3427 | -6.4265
MV/LV Substation RI***669X |  | 10 kV | _ | LV | 200 kVA :Kiosk Substation | 0.2 | --> | 0.2 | 0 | 0 | Constrained, otherwise capacity available =132 kVA | --> | 0.19 | 0 | 0.019 | 0.185 | 0 |  | --> | C11 ex COOLMINE | Coolmine [T41,T42] | FINGLAS |  | 53.3765 | -6.3963
MV/LV Substation CO***670Y |  | 10 kV | _ | LV | 50 kVA :Pole Substation | 0.05 | --> | 0.05 | 0 | 0 | Constrained, otherwise capacity available =21 kVA | --> | 0.048 | 0 | 0.006 | 0.047 | 0 |  | --> | C15 ex LEIXLIP | Leixlip [T41,T42] | GRIFFINRATH |  | 53.3579 | -6.4811
MV/LV Substation BA***673X |  | 10 kV | _ | LV | 630 kVA :Building Structure | 0.63 | --> | 0.63 | 0 | 0 | Constrained, otherwise capacity available =387 kVA | --> | 0.598 | 0 | 0 | 0.5 | 0 |  | --> | C18 ex BALGADDY | Balgaddy [T41,T42] | GRANGE CASTLE |  | 53.3478 | -6.4222
MV/LV Substation CA***673Y |  | 10 kV | _ | LV | 400 kVA :Kiosk Substation | 0.4 | --> | 0.4 | 0 | 0 | Constrained, otherwise capacity available =268 kVA | --> | 0.38 | 0 | 0.056 | 0.356 | 0 |  | --> | C17 ex LEIXLIP | Leixlip [T41,T42] | GRIFFINRATH |  | 53.3628 | -6.5036
MV/LV Substation LI***674X |  | 10 kV | _ | LV | 400 kVA :Building Structure | 0.4 | --> | 0.4 | 0.241 | 7.91 |  | --> | 0.38 | 0 | 0.05 | 0.364 | 0 |  | --> | C26 ex PELLETSTOWN | Pelletstown [T101,T102] | FINGLAS |  | 53.381 | -6.355
MV/LV Substation GR***675Y |  | 10 kV | _ | LV | 200 kVA :Kiosk Substation | 0.2 | --> | 0.2 | 0 | 0 | Constrained, otherwise capacity available =162 kVA | --> | 0.19 | 0 | 0.006 | 0.191 | 0 |  | --> | C22 ex CELBRIDGE | Celbridge [T41,T42] | GRIFFINRATH |  | 53.3371 | -6.5571
MV/LV Substation BA***677Y |  | 10 kV | _ | LV | 50 kVA :Pole Substation | 0.05 | --> | 0.05 | 0 | 0 | Constrained, otherwise capacity available =42 kVA | --> | 0.048 | 0 | 0 | 0.049 | 0 |  | --> | C16 ex LEIXLIP | Leixlip [T41,T42] | GRIFFINRATH |  | 53.3369 | -6.5113
MV/LV Substation BA***678Y |  | 10 kV | _ | LV | 200 kVA :Kiosk Substation | 0.2 | --> | 0.2 | 0 | 0 | Constrained, otherwise capacity available =113 kVA | --> | 0.19 | 0 | 0.045 | 0.168 | 0 |  | --> | C12 ex MONEYCOOLEY | Moneycooley [T41,T42,T44] | GRIFFINRATH |  | 53.3504 | -6.5529
MV/LV Substation ST***679Y |  | 10 kV | _ | LV | 400 kVA :Kiosk Substation | 0.4 | --> | 0.4 | 0 | 0 | Constrained, otherwise capacity available =345 kVA | --> | 0.38 | 0 | 0.01 | 0.38 | 0 |  | --> | C16 ex MONEYCOOLEY | Moneycooley [T41,T42,T44] | GRIFFINRATH |  | 53.3766 | -6.5873
MV/LV Substation CY***683Y |  | 10 kV | _ | LV | 200 kVA :Kiosk Substation | 0.2 | --> | 0.2 | 0 | 0 | Constrained, otherwise capacity available =158 kVA | --> | 0.19 | 0 | 0.018 | 0.182 | 0 |  | --> | C12 ex LEIXLIP | Leixlip [T41,T42] | GRIFFINRATH |  | 53.3649 | -6.4842
MV/LV Substation GE***684Y |  | 10 kV | _ | LV | 400 kVA :Kiosk Substation | 0.4 | --> | 0.4 | 0 | 0 | Constrained, otherwise capacity available =162 kVA | --> | 0.38 | 0 | 0.06 | 0.367 | 0 |  | --> | C17 ex CELBRIDGE | Celbridge [T41,T42] | GRIFFINRATH |  | 53.3434 | -6.5408
MV/LV Substation RY***686 |  | 10 kV | _ | LV | 400 kVA :Kiosk Substation | 0.4 | --> | 0.4 | 0 | 0 | Constrained, otherwise capacity available =322 kVA | --> | 0.38 | 0 | 0 | 0.391 | 0 |  | --> | C18 ex LEIXLIP | Leixlip [T41,T42] | GRIFFINRATH |  | 53.3694 | -6.4903
MV/LV Substation BA***686Y |  | 20 kV | _ | LV | 50 kVA :Pole Substation | 0.05 | --> | 0.05 | 0 | 0 | Constrained, otherwise capacity available =50 kVA | --> | 0.048 | 0 | 0 | 0 | 0 | Constrained, otherwise capacity available =48 kW | --> | E23 ex ADAMSTOWN |  |  |  | 53.3388 | -6.4938
MV/LV Substation LE***688Y |  | 10 kV | _ | LV | 200 kVA :Kiosk Substation | 0.2 | --> | 0.2 | 0 | 0 | Constrained, otherwise capacity available =175 kVA | --> | 0.19 | 0 | 0 | 0.193 | 0 |  | --> | C18 ex LEIXLIP | Leixlip [T41,T42] | GRIFFINRATH |  | 53.3656 | -6.489
MV/LV Substation ST***689Y |  | 10 kV | _ | LV | 400 kVA :Kiosk Substation | 0.4 | --> | 0.4 | 0 | 0 | Constrained, otherwise capacity available =292 kVA | --> | 0.38 | 0 | 0.071 | 0.342 | 0 |  | --> | C22 ex CELBRIDGE | Celbridge [T41,T42] | GRIFFINRATH |  | 53.3365 | -6.5491
MV/LV Substation B.***701Y |  | 10 kV | _ | LV | 1000 kVA :Building Structure | 1 | --> | 1 | 0 | 0 | Constrained, otherwise capacity available =626 kVA | --> | 0.95 | 0 | 0.01 | 0.5 | 0 |  | --> | C20 ex SEMPERIT | Semperit [T41,T42,T43] | GRANGE CASTLE |  | 53.3326 | -6.3646
MV/LV Substation BE***702Y |  | 10 kV | _ | LV | 630 kVA :Kiosk Substation | 0.63 | --> | 0.63 | 0 | 0 | Constrained, otherwise capacity available =466 kVA | --> | 0.598 | 0 | 0.063 | 0.5 | 0 |  | --> | C13 ex LIFFEY VALLEY | Liffey Valley [T41,T42] | INCHICORE 220KV |  | 53.3524 | -6.4255
MV/LV Substation EA***703Y |  | 10 kV | _ | LV | 400 kVA :Kiosk Substation | 0.4 | --> | 0.4 | 0 | 0 | Constrained, otherwise capacity available =194 kVA | --> | 0.38 | 0 | 0.049 | 0.371 | 0 |  | --> | C18 ex BALGADDY | Balgaddy [T41,T42] | GRANGE CASTLE |  | 53.3469 | -6.414
MV/LV Substation FF***705Y |  | 10 kV | _ | LV | 200 kVA :Kiosk Substation | 0.2 | --> | 0.2 | 0 | 0 | Constrained, otherwise capacity available =125 kVA | --> | 0.19 | 0 | 0.007 | 0.195 | 0 |  | --> | C18 ex LUCAN EAST | Lucan East [T41,T42] | GRANGE CASTLE |  | 53.3486 | -6.4287
MV/LV Substation KI***724 |  | 10 kV | _ | LV | 50 kVA :Pole Substation | 0.05 | --> | 0.05 | 0 | 0 | Constrained, otherwise capacity available =32 kVA | --> | 0.048 | 0 | 0 | 0.05 | 0 |  | --> | C14 ex BALGADDY | Balgaddy [T41,T42] | GRANGE CASTLE |  | 53.3322 | -6.4371
MV/LV Substation MI***001Z |  | 10 kV | _ | LV | 50 kVA :Pole Substation | 0.05 | --> | 0.05 | 0.049 | 1.82 |  | --> | 0.048 | 0 | 0 | 0.048 | 0 |  | --> | C15 ex RANDALSTOWN | Randalstown [T41] | NAVAN |  | 53.6839 | -6.765
MV/LV Substation CA***003 |  | 10 kV | _ | LV | 630 kVA :Building Structure | 0.63 | --> | 0.63 | 0.346 | 2.01 |  | --> | 0.598 | 0 | 0.045 | 0.5 | 0 |  | --> | C15 ex ABBEYLAND | Abbeyland [T41,T42] | NAVAN |  | 53.6523 | -6.6883
MV/LV Substation PO***003Z |  | 10 kV | _ | LV | 630 kVA :Building Structure | 0.63 | --> | 0.63 | 0 | 0 | Constrained, otherwise capacity available =530 kVA | --> | 0.598 | 0 | 0 | 0.5 | 0 |  | --> | C26 ex ACADEMY STREET | Academy Street [T421,T422,T44] | NAVAN |  | 53.655 | -6.6813
MV/LV Substation RA***005 |  | 10 kV | _ | LV | 200 kVA :Pole Substation | 0.2 | --> | 0.2 | 0.089 | 2.01 |  | --> | 0.19 | 0 | 0.01 | 0.197 | 0 |  | --> | C17 ex ABBEYLAND | Abbeyland [T41,T42] | NAVAN |  | 53.657 | -6.6831
MV/LV Substation LO***006 |  | 10 kV | _ | LV | 100 kVA :Pole Substation | 0.1 | --> | 0.1 | 0 | 0 | Constrained, otherwise capacity available =80 kVA | --> | 0.095 | 0 | 0 | 0.098 | 0 |  | --> | C30 ex ACADEMY STREET | Academy Street [T421,T422,T44] | NAVAN |  | 53.6503 | -6.677
MV/LV Substation BR***006Z |  | 20 kV | _ | LV | 50 kVA :Pole Substation | 0.05 | --> | 0.05 | 0 | 0 | Constrained, otherwise capacity available =45 kVA | --> | 0.048 | 0 | 0 | 0.048 | 0 |  | --> | E11 ex ACADEMY STREET | Academy Street [T421,T422,T44] | NAVAN |  | 53.6264 | -6.5544
MV/LV Substation AT***007Z |  | 20 kV | _ | LV | 400 kVA :Building Structure | 0.4 | --> | 0.4 | 0 | 0 | Constrained, otherwise capacity available =317 kVA | --> | 0.38 | 0 | 0 | 0.391 | 0 |  | --> | E12 ex ACADEMY STREET | Academy Street [T421,T422,T44] | NAVAN |  | 53.638 | -6.6623
MV/LV Substation MO***012Z |  | 10 kV | _ | LV | 200 kVA :Kiosk Substation | 0.2 | --> | 0.2 | 0.147 | 2.01 |  | --> | 0.19 | 0 | 0 | 0.197 | 0 |  | --> | C16 ex ABBEYLAND | Abbeyland [T41,T42] | NAVAN |  | 53.6513 | -6.6988
MV/LV Substation GL***016Z |  | 10 kV | _ | LV | 400 kVA :Kiosk Substation | 0.4 | --> | 0.4 | 0 | 0 | Constrained, otherwise capacity available =318 kVA | --> | 0.38 | 0 | 0.015 | 0.38 | 0 |  | --> | C30 ex ACADEMY STREET | Academy Street [T421,T422,T44] | NAVAN |  | 53.6601 | -6.6588
MV/LV Substation HI***021Z |  | 10 kV | _ | LV | 50 kVA :Pole Substation | 0.05 | --> | 0.05 | 0.028 | 2.01 |  | --> | 0.048 | 0 | 0 | 0.05 | 0 |  | --> | C18 ex ABBEYLAND | Abbeyland [T41,T42] | NAVAN |  | 53.6599 | -6.7141
MV/LV Substation LO***025Z |  | 20 kV | _ | LV | 100 kVA :Pole Substation | 0.1 | --> | 0.1 | 0 | 0 | Constrained, otherwise capacity available =100 kVA | --> | 0.095 | 0 | 0 | 0 | 0 | Constrained, otherwise capacity available =95 kW | --> | E17 ex DULEEK | Duleek [T421,T422] | DRYBRIDGE |  | 53.6486 | -6.5217
MV/LV Substation AC***026 |  | 10 kV | _ | LV | 200 kVA :Kiosk Substation | 0.2 | --> | 0.2 | 0 | 0 | Constrained, otherwise capacity available =74 kVA | --> | 0.19 | 0 | 0 | 0.206 | 0 |  | --> | C30 ex ACADEMY STREET | Academy Street [T421,T422,T44] | NAVAN |  | 53.6476 | -6.6772
MV/LV Substation DE***029Z |  | 20 kV | _ | LV | 200 kVA :Kiosk Substation | 0.2 | --> | 0.2 | 0 | 0 | Constrained, otherwise capacity available =164 kVA | --> | 0.19 | 0 | 0.015 | 0.184 | 0 |  | --> | E17 ex ACADEMY STREET | Academy Street [T421,T422,T44] | NAVAN |  | 53.5948 | -6.7249
MV/LV Substation DU***030Z |  | 10 kV | _ | LV | 630 kVA :Building Structure | 0.63 | --> | 0.63 | 0 | 0 | Constrained, otherwise capacity available =407 kVA | --> | 0.598 | 0 | 0.05 | 0.5 | 0 |  | --> | C26 ex ACADEMY STREET | Academy Street [T421,T422,T44] | NAVAN |  | 53.655 | -6.6867
MV/LV Substation CO***031Z |  | 10 kV | _ | LV | 630 kVA :Kiosk Substation | 0.63 | --> | 0.63 | 0 | 0 | Constrained, otherwise capacity available =476 kVA | --> | 0.598 | 0 | 0 | 0.5 | 0 |  | --> | C26 ex ACADEMY STREET | Academy Street [T421,T422,T44] | NAVAN |  | 53.6542 | -6.6844
MV/LV Substation RE***033Z |  | 20 kV | _ | LV | 50 kVA :Pole Substation | 0.05 | --> | 0.05 | 0 | 0 | Constrained, otherwise capacity available =49 kVA | --> | 0.048 | 0 | 0 | 0.048 | 0 |  | --> | E17 ex ACADEMY STREET | Academy Street [T421,T422,T44] | NAVAN |  | 53.6021 | -6.7512
MV/LV Substation CO***035 |  | 10 kV | _ | LV | 630 kVA :Building Structure | 0.63 | --> | 0.63 | 0.27 | 2.01 |  | --> | 0.598 | 0 | 0 | 0.5 | 0 |  | --> | C15 ex ABBEYLAND | Abbeyland [T41,T42] | NAVAN |  | 53.6527 | -6.6828
MV/LV Substation SW***036 |  | 10 kV | _ | LV | 50 kVA :Pole Substation | 0.05 | --> | 0.05 | 0.038 | 2.01 |  | --> | 0.048 | 0 | 0.012 | 0.04 | 0 |  | --> | C12 ex ABBEYLAND | Abbeyland [T41,T42] | NAVAN |  | 53.6653 | -6.6671
MV/LV Substation SL***037Z |  | 20 kV | _ | LV | 200 kVA :Pole Substation | 0.2 | --> | 0.2 | 0 | 0 | Constrained, otherwise capacity available =159 kVA | --> | 0.19 | 0 | 0.011 | 0 | 0 | Constrained, otherwise capacity available =187 kW | --> | E17 ex DULEEK | Duleek [T421,T422] | DRYBRIDGE |  | 53.6295 | -6.5365
MV/LV Substation WA***044Z |  | 20 kV | _ | LV | 400 kVA :Building Structure | 0.4 | --> | 0.4 | 0 | 0 | Constrained, otherwise capacity available =292 kVA | --> | 0.38 | 0 | 0 | 0.394 | 0 |  | --> | E16 ex ACADEMY STREET | Academy Street [T421,T422,T44] | NAVAN |  | 53.5972 | -6.6386
MV/LV Substation RA***045 |  | 20 kV | _ | LV | 50 kVA :Pole Substation | 0.05 | --> | 0.05 | 0.05 | 0.64 |  | --> | 0.048 | 0 | 0 | 0.048 | 0 |  | --> | E14 ex RANDALSTOWN | Randalstown [T422] | NAVAN |  | 53.702 | -6.7195
MV/LV Substation TR***046 |  | 10 kV | _ | LV | 200 kVA :Pole Substation | 0.2 | --> | 0.2 | 0 | 0 | Constrained, otherwise capacity available =136 kVA | --> | 0.19 | 0 | 0 | 0.199 | 0 |  | --> | C32 ex ACADEMY STREET | Academy Street [T421,T422,T44] | NAVAN |  | 53.6444 | -6.6876
MV/LV Substation OF***047Z |  | 20 kV | _ | LV | 400 kVA :Kiosk Substation | 0.4 | --> | 0.4 | 0 | 0 | Constrained, otherwise capacity available =346 kVA | --> | 0.38 | 0 | 0 | 0.387 | 0 |  | --> | E15 ex ACADEMY STREET | Academy Street [T421,T422,T44] | NAVAN |  | 53.6341 | -6.6616
MV/LV Substation SI***048 |  | 20 kV | _ | LV | 100 kVA :Pole Substation | 0.1 | --> | 0.1 | 0 | 0 | Constrained, otherwise capacity available =75 kVA | --> | 0.095 | 0 | 0.017 | 0.086 | 0 |  | --> | E16 ex ACADEMY STREET | Academy Street [T421,T422,T44] | NAVAN |  | 53.6401 | -6.6879
MV/LV Substation JO***048Z |  | 20 kV | _ | LV | 630 kVA :Building Structure | 0.63 | --> | 0.63 | 0 | 0 | Constrained, otherwise capacity available =416 kVA | --> | 0.598 | 0 | 0 | 0.5 | 0 |  | --> | E12 ex ACADEMY STREET | Academy Street [T421,T422,T44] | NAVAN |  | 53.644 | -6.6608
MV/LV Substation BA***050 |  | 10 kV | _ | LV | 200 kVA :Kiosk Substation | 0.2 | --> | 0.2 | 0 | 0 | Constrained, otherwise capacity available =117 kVA | --> | 0.19 | 0 | 0.04 | 0.171 | 0 |  | --> | C30 ex ACADEMY STREET | Academy Street [T421,T422,T44] | NAVAN |  | 53.6531 | -6.6691
MV/LV Substation MO***058Z |  | 10 kV | _ | LV | 100 kVA :Pole Substation | 0.1 | --> | 0.1 | 0 | 0 | Constrained, otherwise capacity available =90 kVA | --> | 0.095 | 0 | 0 | 0.096 | 0 |  | --> | C30 ex ACADEMY STREET | Academy Street [T421,T422,T44] | NAVAN |  | 53.6394 | -6.625
MV/LV Substation ST***059 |  | 10 kV | _ | LV | 200 kVA :Pole Substation | 0.2 | --> | 0.2 | 0.136 | 2.01 |  | --> | 0.19 | 0 | 0.017 | 0.186 | 0 |  | --> | C12 ex ABBEYLAND | Abbeyland [T41,T42] | NAVAN |  | 53.6613 | -6.6767
MV/LV Substation OL***063Z |  | 20 kV | _ | LV | 50 kVA :Pole Substation | 0.05 | --> | 0.05 | 0 | 0 | Constrained, otherwise capacity available =47 kVA | --> | 0.048 | 0 | 0 | 0.048 | 0 |  | --> | E11 ex ACADEMY STREET | Academy Street [T421,T422,T44] | NAVAN |  | 53.6262 | -6.6228
MV/LV Substation RA***065Z |  | 20 kV | _ | LV | 100 kVA :Pole Substation | 0.1 | --> | 0.1 | 0 | 0 | Constrained, otherwise capacity available =99 kVA | --> | 0.095 | 0 | 0 | 0.095 | 0 |  | --> | E19 ex SLANE | Slane [T421] | DRYBRIDGE |  | 53.7427 | -6.6172
MV/LV Substation DU***067Z |  | 20 kV | _ | LV | 100 kVA :Pole Substation | 0.1 | --> | 0.1 | 0 | 0 | Constrained, otherwise capacity available =62 kVA | --> | 0.095 | 0 | 0.014 | 0 | 0 | Constrained, otherwise capacity available =90 kW | --> | E17 ex DULEEK | Duleek [T421,T422] | DRYBRIDGE |  | 53.6304 | -6.5258
MV/LV Substation AB***068Z |  | 10 kV | _ | LV | 630 kVA :Building Structure | 0.63 | --> | 0.63 | 0.458 | 2.01 |  | --> | 0.598 | 0 | 0.006 | 0.5 | 0 |  | --> | C15 ex ABBEYLAND | Abbeyland [T41,T42] | NAVAN |  | 53.6546 | -6.6893
MV/LV Substation GO***072Z |  | 20 kV | _ | LV | 200 kVA :Kiosk Substation | 0.2 | --> | 0.2 | 0 | 0 | Constrained, otherwise capacity available =200 kVA | --> | 0.19 | 0 | 0 | 0.19 | 0 |  | --> | E19 ex SLANE | Slane [T421] | DRYBRIDGE |  | 53.7004 | -6.6436
MV/LV Substation HO***074 |  | 10 kV | _ | LV | 400 kVA :Building Structure | 0.4 | --> | 0.4 | 0.098 | 2.01 |  | --> | 0.38 | 0 | 0.01 | 0.412 | 0 |  | --> | C16 ex ABBEYLAND | Abbeyland [T41,T42] | NAVAN |  | 53.6503 | -6.6969
MV/LV Substation TR***077 |  | 10 kV | _ | LV | 630 kVA :Kiosk Substation | 0.63 | --> | 0.63 | 0.321 | 2.01 |  | --> | 0.598 | 0 | 0.007 | 0.5 | 0 |  | --> | C15 ex ABBEYLAND | Abbeyland [T41,T42] | NAVAN |  | 53.6519 | -6.6856
MV/LV Substation HO***077Z |  | 20 kV | _ | LV | 50 kVA :Pole Substation | 0.05 | --> | 0.05 | 0 | 0 | Constrained, otherwise capacity available =22 kVA | --> | 0.048 | 0 | 0.01 | 0.044 | 0 |  | --> | E17 ex ACADEMY STREET | Academy Street [T421,T422,T44] | NAVAN |  | 53.5953 | -6.7301
MV/LV Substation BL***080Z |  | 20 kV | _ | LV | 50 kVA :Pole Substation | 0.05 | --> | 0.05 | 0 | 0 | Constrained, otherwise capacity available =44 kVA | --> | 0.048 | 0 | 0 | 0.048 | 0 |  | --> | E11 ex ACADEMY STREET | Academy Street [T421,T422,T44] | NAVAN |  | 53.5953 | -6.6048
MV/LV Substation NU***081Z |  | 10 kV | _ | LV | 400 kVA :Kiosk Substation | 0.4 | --> | 0.4 | 0 | 0 | Constrained, otherwise capacity available =335 kVA | --> | 0.38 | 0 | 0.028 | 0.368 | 0 |  | --> | C30 ex ACADEMY STREET | Academy Street [T421,T422,T44] | NAVAN |  | 53.6526 | -6.6619
MV/LV Substation AR***082Z |  | 10 kV | _ | LV | 400 kVA :Building Structure | 0.4 | --> | 0.4 | 0.375 | 2.01 |  | --> | 0.38 | 0 | 0 | 0.383 | 0 |  | --> | C15 ex ABBEYLAND | Abbeyland [T41,T42] | NAVAN |  | 53.6507 | -6.6854
MV/LV Substation SK***083Z |  | 20 kV | _ | LV | 50 kVA :Pole Substation | 0.05 | --> | 0.05 | 0 | 0 | Constrained, otherwise capacity available =44 kVA | --> | 0.048 | 0 | 0 | 0.048 | 0 |  | --> | E11 ex ACADEMY STREET | Academy Street [T421,T422,T44] | NAVAN |  | 53.5827 | -6.5604
MV/LV Substation BA***084Z |  | 20 kV | _ | LV | 630 kVA :Kiosk Substation | 0.63 | --> | 0.63 | 0 | 0 | Constrained, otherwise capacity available =566 kVA | --> | 0.598 | 0 | 0 | 0.5 | 0 |  | --> | E12 ex ACADEMY STREET | Academy Street [T421,T422,T44] | NAVAN |  | 53.6431 | -6.6604
MV/LV Substation KE***088 |  | 10 kV | _ | LV | 400 kVA :Kiosk Substation | 0.4 | --> | 0.4 | 0 | 0 | Constrained, otherwise capacity available =247 kVA | --> | 0.38 | 0 | 0.01 | 0.393 | 0 |  | --> | C28 ex ACADEMY STREET | Academy Street [T421,T422,T44] | NAVAN |  | 53.647 | -6.6943
MV/LV Substation AD***089Z |  | 20 kV | _ | LV | 200 kVA :Pole Substation | 0.2 | --> | 0.2 | 0.2 | 0.64 |  | --> | 0.19 | 0 | 0 | 0.19 | 0 |  | --> | E14 ex RANDALSTOWN | Randalstown [T422] | NAVAN |  | 53.7076 | -6.7388
MV/LV Substation SA***090 |  | 10 kV | _ | LV | 50 kVA :Pole Substation | 0.05 | --> | 0.05 | 0.05 | 2.01 |  | --> | 0.048 | 0 | 0 | 0.048 | 0 |  | --> | C17 ex ABBEYLAND | Abbeyland [T41,T42] | NAVAN |  | 53.6567 | -6.6856
MV/LV Substation AT***091 |  | 10 kV | _ | LV | 100 kVA :Pole Substation | 0.1 | --> | 0.1 | 0 | 0 | Constrained, otherwise capacity available =66 kVA | --> | 0.095 | 0 | 0.008 | 0.094 | 0 |  | --> | C30 ex ACADEMY STREET | Academy Street [T421,T422,T44] | NAVAN |  | 53.6563 | -6.6654
MV/LV Substation CO***091Z |  | 10 kV | _ | LV | 50 kVA :Pole Substation | 0.05 | --> | 0.05 | 0.04 | 1.82 |  | --> | 0.048 | 0 | 0 | 0.049 | 0 |  | --> | C15 ex RANDALSTOWN | Randalstown [T41] | NAVAN |  | 53.6732 | -6.7586
MV/LV Substation NO***092Z |  | 10 kV | _ | LV | 200 kVA :Pole Substation | 0.2 | --> | 0.2 | 0 | 0 | Constrained, otherwise capacity available =140 kVA | --> | 0.19 | 0 | 0.05 | 0.161 | 0 |  | --> | C30 ex ACADEMY STREET | Academy Street [T421,T422,T44] | NAVAN |  | 53.6474 | -6.6462
MV/LV Substation ST***096 |  | 10 kV | _ | LV | 630 kVA :Kiosk Substation | 0.63 | --> | 0.63 | 0 | 0 | Constrained, otherwise capacity available =408 kVA | --> | 0.598 | 0 | 0 | 0.5 | 0 |  | --> | C26 ex ACADEMY STREET | Academy Street [T421,T422,T44] | NAVAN |  | 53.6543 | -6.6842
MV/LV Substation BL***097 |  | 10 kV | _ | LV | 200 kVA :Pole Substation | 0.2 | --> | 0.2 | 0.127 | 2.01 |  | --> | 0.19 | 0 | 0.012 | 0.191 | 0 |  | --> | C12 ex ABBEYLAND | Abbeyland [T41,T42] | NAVAN |  | 53.6642 | -6.6716
MV/LV Substation BR***098Z |  | 10 kV | _ | LV | 400 kVA :Kiosk Substation | 0.4 | --> | 0.4 | 0.323 | 2.01 |  | --> | 0.38 | 0 | 0.019 | 0.376 | 0 |  | --> | C12 ex ABBEYLAND | Abbeyland [T41,T42] | NAVAN |  | 53.6589 | -6.6695
MV/LV Substation BE***099Z |  | 20 kV | _ | LV | 400 kVA :Kiosk Substation | 0.4 | --> | 0.4 | 0 | 0 | Constrained, otherwise capacity available =323 kVA | --> | 0.38 | 0 | 0.005 | 0.387 | 0 |  | --> | E17 ex ACADEMY STREET | Academy Street [T421,T422,T44] | NAVAN |  | 53.5626 | -6.664
MV/LV Substation BE***100Z |  | 20 kV | _ | LV | 200 kVA :Kiosk Substation | 0.2 | --> | 0.2 | 0 | 0 | Constrained, otherwise capacity available =161 kVA | --> | 0.19 | 0 | 0.006 | 0.191 | 0 |  | --> | E17 ex ACADEMY STREET | Academy Street [T421,T422,T44] | NAVAN |  | 53.5617 | -6.6615
MV/LV Substation GR***101Y |  | 20 kV | _ | LV | 50 kVA :Pole Substation | 0.05 | --> | 0.05 | 0 | 0 | Constrained, otherwise capacity available =34 kVA | --> | 0.048 | 0 | 0.015 | 0.038 | 0 |  | --> | E19 ex SLANE | Slane [T421] | DRYBRIDGE |  | 53.7497 | -6.5516
MV/LV Substation DE***102 |  | 10 kV | _ | LV | 200 kVA :Pole Substation | 0.2 | --> | 0.2 | 0.158 | 2.01 |  | --> | 0.19 | 0 | 0 | 0.196 | 0 |  | --> | C16 ex ABBEYLAND | Abbeyland [T41,T42] | NAVAN |  | 53.6534 | -6.6964
MV/LV Substation PR***103 |  | 10 kV | _ | LV | 200 kVA :Kiosk Substation | 0.2 | --> | 0.2 | 0.139 | 2.01 |  | --> | 0.19 | 0 | 0.007 | 0.193 | 0 |  | --> | C12 ex ABBEYLAND | Abbeyland [T41,T42] | NAVAN |  | 53.6658 | -6.6794
MV/LV Substation GR***103Y |  | 20 kV | _ | LV | 400 kVA :Building Structure | 0.4 | --> | 0.4 | 0 | 0 | Constrained, otherwise capacity available =157 kVA | --> | 0.38 | 0 | 0 | 0.396 | 0 |  | --> | E19 ex SLANE | Slane [T421] | DRYBRIDGE |  | 53.7505 | -6.5569
MV/LV Substation BL***104 |  | 10 kV | _ | LV | 200 kVA :Pole Substation | 0.2 | --> | 0.2 | 0.149 | 2.01 |  | --> | 0.19 | 0 | 0.021 | 0.181 | 0 |  | --> | C12 ex ABBEYLAND | Abbeyland [T41,T42] | NAVAN |  | 53.6659 | -6.6735
MV/LV Substation BL***105Z |  | 10 kV | _ | LV | 630 kVA :Building Structure | 0.63 | --> | 0.63 | 0.44 | 2.01 |  | --> | 0.598 | 0 | 0.05 | 0.5 | 0 |  | --> | C11 ex ABBEYLAND | Abbeyland [T41,T42] | NAVAN |  | 53.6555 | -6.7003
MV/LV Substation SP***106 |  | 10 kV | _ | LV | 200 kVA :Building Structure | 0.2 | --> | 0.2 | 0 | 0 | Constrained, otherwise capacity available =153 kVA | --> | 0.19 | 0 | 0 | 0.196 | 0 |  | --> | C30 ex ACADEMY STREET | Academy Street [T421,T422,T44] | NAVAN |  | 53.6533 | -6.6795
MV/LV Substation CH***108 |  | 10 kV | _ | LV | 400 kVA :Building Structure | 0.4 | --> | 0.4 | 0 | 0 | Constrained, otherwise capacity available =159 kVA | --> | 0.38 | 0 | 0.014 | 0.401 | 0 |  | --> | C28 ex ACADEMY STREET | Academy Street [T421,T422,T44] | NAVAN |  | 53.6484 | -6.686
MV/LV Substation MA***108Z |  | 20 kV | _ | LV | 50 kVA :Pole Substation | 0.05 | --> | 0.05 | 0 | 0 | Constrained, otherwise capacity available =50 kVA | --> | 0.048 | 0 | 0 | 0.048 | 0 |  | --> | E11 ex ACADEMY STREET | Academy Street [T421,T422,T44] | NAVAN |  | 53.5745 | -6.4939
MV/LV Substation CL***109 |  | 10 kV | _ | LV | 400 kVA :Kiosk Substation | 0.4 | --> | 0.4 | 0.349 | 2.01 |  | --> | 0.38 | 0 | 0 | 0.387 | 0 |  | --> | C12 ex ABBEYLAND | Abbeyland [T41,T42] | NAVAN |  | 53.6645 | -6.6761
MV/LV Substation CL***110 |  | 10 kV | _ | LV | 400 kVA :Kiosk Substation | 0.4 | --> | 0.4 | 0.376 | 2.01 |  | --> | 0.38 | 0 | 0 | 0.383 | 0 |  | --> | C12 ex ABBEYLAND | Abbeyland [T41,T42] | NAVAN |  | 53.6651 | -6.6765
MV/LV Substation BA***110Z |  | 20 kV | _ | LV | 400 kVA :Kiosk Substation | 0.4 | --> | 0.4 | 0 | 0 | Constrained, otherwise capacity available =341 kVA | --> | 0.38 | 0 | 0 | 0.388 | 0 |  | --> | E12 ex ACADEMY STREET | Academy Street [T421,T422,T44] | NAVAN |  | 53.6425 | -6.661
MV/LV Substation TA***111Z |  | 20 kV | _ | LV | 200 kVA :Pole Substation | 0.2 | --> | 0.2 | 0 | 0 | Constrained, otherwise capacity available =189 kVA | --> | 0.19 | 0 | 0 | 0 | 0 | Constrained, otherwise capacity available =192 kW | --> | E17 ex DULEEK | Duleek [T421,T422] | DRYBRIDGE |  | 53.6599 | -6.5814
MV/LV Substation MC***112 |  | 10 kV | _ | LV | 400 kVA :Building Structure | 0.4 | --> | 0.4 | 0 | 0 | Constrained, otherwise capacity available =288 kVA | --> | 0.38 | 0 | 0.054 | 0.355 | 0 |  | --> | C32 ex ACADEMY STREET | Academy Street [T421,T422,T44] | NAVAN |  | 53.6446 | -6.6935
MV/LV Substation AT***112Z |  | 10 kV | _ | LV | 400 kVA :Kiosk Substation | 0.4 | --> | 0.4 | 0 | 0 | Constrained, otherwise capacity available =281 kVA | --> | 0.38 | 0 | 0.065 | 0.348 | 0 |  | --> | C30 ex ACADEMY STREET | Academy Street [T421,T422,T44] | NAVAN |  | 53.6472 | -6.6636
MV/LV Substation CR***113Y |  | 20 kV | _ | LV | 50 kVA :Pole Substation | 0.05 | --> | 0.05 | 0 | 0 | Constrained, otherwise capacity available =33 kVA | --> | 0.048 | 0 | 0.011 | 0.042 | 0 |  | --> | E19 ex SLANE | Slane [T421] | DRYBRIDGE |  | 53.749 | -6.5763
MV/LV Substation AT***113Z |  | 10 kV | _ | LV | 630 kVA :Kiosk Substation | 0.63 | --> | 0.63 | 0 | 0 | Constrained, otherwise capacity available =509 kVA | --> | 0.598 | 0 | 0.031 | 0.5 | 0 |  | --> | C30 ex ACADEMY STREET | Academy Street [T421,T422,T44] | NAVAN |  | 53.649 | -6.6619
MV/LV Substation GR***115Z |  | 20 kV | _ | LV | 50 kVA :Pole Substation | 0.05 | --> | 0.05 | 0.049 | 0.64 |  | --> | 0.048 | 0 | 0 | 0.048 | 0 |  | --> | E14 ex RANDALSTOWN | Randalstown [T422] | NAVAN |  | 53.7847 | -6.7301
MV/LV Substation BE***117 |  | 10 kV | _ | LV | 400 kVA :Kiosk Substation | 0.4 | --> | 0.4 | 0.299 | 2.01 |  | --> | 0.38 | 0 | 0.013 | 0.384 | 0 |  | --> | C11 ex ABBEYLAND | Abbeyland [T41,T42] | NAVAN |  | 53.6422 | -6.6916
MV/LV Substation KE***118Z |  | 10 kV | _ | LV | 200 kVA :Kiosk Substation | 0.2 | --> | 0.2 | 0.162 | 2.01 |  | --> | 0.19 | 0 | 0.012 | 0.186 | 0 |  | --> | C11 ex ABBEYLAND | Abbeyland [T41,T42] | NAVAN |  | 53.6552 | -6.703
MV/LV Substation SI***119 |  | 10 kV | _ | LV | 400 kVA :Kiosk Substation | 0.4 | --> | 0.4 | 0.182 | 2.01 |  | --> | 0.38 | 0 | 0.087 | 0.344 | 0 |  | --> | C17 ex ABBEYLAND | Abbeyland [T41,T42] | NAVAN |  | 53.6594 | -6.691
MV/LV Substation TU***120 |  | 10 kV | _ | LV | 50 kVA :Pole Substation | 0.05 | --> | 0.05 | 0.04 | 2.01 |  | --> | 0.048 | 0 | 0 | 0.049 | 0 |  | --> | C18 ex ABBEYLAND | Abbeyland [T41,T42] | NAVAN |  | 53.63 | -6.7994
MV/LV Substation WO***121 |  | 10 kV | _ | LV | 200 kVA :Kiosk Substation | 0.2 | --> | 0.2 | 0 | 0 | Constrained, otherwise capacity available =105 kVA | --> | 0.19 | 0 | 0.044 | 0.17 | 0 |  | --> | C28 ex ACADEMY STREET | Academy Street [T421,T422,T44] | NAVAN |  | 53.6473 | -6.6842
MV/LV Substation BA***124 |  | 10 kV | _ | LV | 200 kVA :Building Structure | 0.2 | --> | 0.2 | 0.141 | 2.01 |  | --> | 0.19 | 0 | 0.235 | 0.024 | 0 |  | --> | C15 ex ABBEYLAND | Abbeyland [T41,T42] | NAVAN |  | 53.6557 | -6.6938
MV/LV Substation BE***126 |  | 20 kV | _ | LV | 50 kVA :Pole Substation | 0.05 | --> | 0.05 | 0 | 0 | Constrained, otherwise capacity available =44 kVA | --> | 0.048 | 0 | 0.005 | 0.044 | 0 |  | --> | E17 ex ACADEMY STREET | Academy Street [T421,T422,T44] | NAVAN |  | 53.6061 | -6.7167
MV/LV Substation BA***130Z |  | 20 kV | _ | LV | 50 kVA :Pole Substation | 0.05 | --> | 0.05 | 0 | 0 | Constrained, otherwise capacity available =46 kVA | --> | 0.048 | 0 | 0.01 | 0.041 | 0 |  | --> | E17 ex ACADEMY STREET | Academy Street [T421,T422,T44] | NAVAN |  | 53.5855 | -6.6946
MV/LV Substation TR***131 |  | 10 kV | _ | LV | 400 kVA :Kiosk Substation | 0.4 | --> | 0.4 | 0.293 | 2.01 |  | --> | 0.38 | 0 | 0.058 | 0.351 | 0 |  | --> | C17 ex ABBEYLAND | Abbeyland [T41,T42] | NAVAN |  | 53.6649 | -6.6821
MV/LV Substation RI***131Z |  | 10 kV | _ | LV | 200 kVA :Kiosk Substation | 0.2 | --> | 0.2 | 0 | 0 | Constrained, otherwise capacity available =175 kVA | --> | 0.19 | 0 | 0.004 | 0.19 | 0 |  | --> | C30 ex ACADEMY STREET | Academy Street [T421,T422,T44] | NAVAN |  | 53.6452 | -6.67
MV/LV Substation GL***134 |  | 20 kV | _ | LV | 200 kVA :Kiosk Substation | 0.2 | --> | 0.2 | 0 | 0 | Constrained, otherwise capacity available =120 kVA | --> | 0.19 | 0 | 0.015 | 0 | 0 | Constrained, otherwise capacity available =190 kW | --> | E17 ex DULEEK | Duleek [T421,T422] | DRYBRIDGE |  | 53.6298 | -6.5309
MV/LV Substation AC***134Z |  | 10 kV | _ | LV | 630 kVA :Kiosk Substation | 0.63 | --> | 0.63 | 0 | 0 | Constrained, otherwise capacity available =573 kVA | --> | 0.598 | 0 | 0 | 0.5 | 0 |  | --> | C26 ex ACADEMY STREET | Academy Street [T421,T422,T44] | NAVAN |  | 53.6473 | -6.6761
MV/LV Substation KE***135 |  | 10 kV | _ | LV | 400 kVA :Kiosk Substation | 0.4 | --> | 0.4 | 0 | 0 | Constrained, otherwise capacity available =190 kVA | --> | 0.38 | 0 | 0.009 | 0.401 | 0 |  | --> | C28 ex ACADEMY STREET | Academy Street [T421,T422,T44] | NAVAN |  | 53.6476 | -6.697
MV/LV Substation AC***135Z |  | 10 kV | _ | LV | 630 kVA :Building Structure | 0.63 | --> | 0.63 | 0 | 0 | Constrained, otherwise capacity available =628 kVA | --> | 0.598 | 0 | 0 | 0.5 | 0 |  | --> | C26 ex ACADEMY STREET | Academy Street [T421,T422,T44] | NAVAN |  | 53.6462 | -6.6751
MV/LV Substation BO***136 |  | 10 kV | _ | LV | 200 kVA :Pole Substation | 0.2 | --> | 0.2 | 0.168 | 2.01 |  | --> | 0.19 | 0 | 0.023 | 0.177 | 0 |  | --> | C18 ex ABBEYLAND | Abbeyland [T41,T42] | NAVAN |  | 53.6373 | -6.7657
MV/LV Substation HE***136Y |  | 20 kV | _ | LV | 50 kVA :Pole Substation | 0.05 | --> | 0.05 | 0 | 0 | Constrained, otherwise capacity available =45 kVA | --> | 0.048 | 0 | 0 | 0.048 | 0 |  | --> | E19 ex SLANE | Slane [T421] | DRYBRIDGE |  | 53.7849 | -6.628
MV/LV Substation KI***139Z |  | 20 kV | _ | LV | 400 kVA :Kiosk Substation | 0.4 | --> | 0.4 | 0 | 0 | Constrained, otherwise capacity available =243 kVA | --> | 0.38 | 0 | 0.015 | 0.39 | 0 |  | --> | E17 ex ACADEMY STREET | Academy Street [T421,T422,T44] | NAVAN |  | 53.5596 | -6.6599
MV/LV Substation BL***140 |  | 10 kV | _ | LV | 630 kVA :Building Structure | 0.63 | --> | 0.63 | 0.464 | 2.01 |  | --> | 0.598 | 0 | 0.013 | 0.5 | 0 |  | --> | C12 ex ABBEYLAND | Abbeyland [T41,T42] | NAVAN |  | 53.6632 | -6.6764
MV/LV Substation LI***140Z |  | 20 kV | _ | LV | 50 kVA :Pole Substation | 0.05 | --> | 0.05 | 0 | 0 | Constrained, otherwise capacity available =42 kVA | --> | 0.048 | 0 | 0 | 0.049 | 0 |  | --> | E11 ex ACADEMY STREET | Academy Street [T421,T422,T44] | NAVAN |  | 53.6008 | -6.5866
MV/LV Substation KE***141Z |  | 10 kV | _ | LV | 200 kVA :Kiosk Substation | 0.2 | --> | 0.2 | 0 | 0 | Constrained, otherwise capacity available =176 kVA | --> | 0.19 | 0 | 0 | 0.193 | 0 |  | --> | C30 ex ACADEMY STREET | Academy Street [T421,T422,T44] | NAVAN |  | 53.6479 | -6.6536
MV/LV Substation KI***144 |  | 20 kV | _ | LV | 50 kVA :Pole Substation | 0.05 | --> | 0.05 | 0 | 0 | Constrained, otherwise capacity available =45 kVA | --> | 0.048 | 0 | 0 | 0.048 | 0 |  | --> | E16 ex ACADEMY STREET | Academy Street [T421,T422,T44] | NAVAN |  | 53.5652 | -6.6474
MV/LV Substation TA***145Y |  | 20 kV | _ | LV | 100 kVA :Pole Substation | 0.1 | --> | 0.1 | 0 | 0 | Constrained, otherwise capacity available =19 kVA | --> | 0.095 | 0 | 0 | 0.106 | 0 |  | --> | E19 ex SLANE | Slane [T421] | DRYBRIDGE |  | 53.7413 | -6.6102
MV/LV Substation MI***148Z |  | 10 kV | _ | LV | 400 kVA :Building Structure | 0.4 | --> | 0.4 | 0 | 0 | Constrained, otherwise capacity available =307 kVA | --> | 0.38 | 0 | 0 | 0.392 | 0 |  | --> | C26 ex ACADEMY STREET | Academy Street [T421,T422,T44] | NAVAN |  | 53.656 | -6.6833
MV/LV Substation AD***149 |  | 20 kV | _ | LV | 200 kVA :Pole Substation | 0.2 | --> | 0.2 | 0.198 | 0.64 |  | --> | 0.19 | 0 | 0 | 0.19 | 0 |  | --> | E14 ex RANDALSTOWN | Randalstown [T422] | NAVAN |  | 53.7084 | -6.7402
MV/LV Substation RM***149Z |  | 20 kV | _ | LV | 200 kVA :Kiosk Substation | 0.2 | --> | 0.2 | 0 | 0 | Constrained, otherwise capacity available =185 kVA | --> | 0.19 | 0 | 0 | 0.192 | 0 |  | --> | E19 ex SLANE | Slane [T421] | DRYBRIDGE |  | 53.7502 | -6.5619
MV/LV Substation SE***152Z |  | 20 kV | _ | LV | 50 kVA :Pole Substation | 0.05 | --> | 0.05 | 0 | 0 | Constrained, otherwise capacity available =49 kVA | --> | 0.048 | 0 | 0 | 0.048 | 0 |  | --> | E16 ex ACADEMY STREET | Academy Street [T421,T422,T44] | NAVAN |  | 53.6027 | -6.6345
MV/LV Substation TO***154 |  | 10 kV | _ | LV | 400 kVA :Kiosk Substation | 0.4 | --> | 0.4 | 0.286 | 2.01 |  | --> | 0.38 | 0 | 0.007 | 0.39 | 0 |  | --> | C11 ex ABBEYLAND | Abbeyland [T41,T42] | NAVAN |  | 53.6424 | -6.6951
MV/LV Substation LI***154Z |  | 10 kV | _ | LV | 50 kVA :Pole Substation | 0.05 | --> | 0.05 | 0.05 | 2.01 |  | --> | 0.048 | 0 | 0 | 0.048 | 0 |  | --> | C18 ex ABBEYLAND | Abbeyland [T41,T42] | NAVAN |  | 53.6615 | -6.7342
MV/LV Substation BL***155Z |  | 10 kV | _ | LV | 630 kVA :Kiosk Substation | 0.63 | --> | 0.63 | 0 | 0 | Constrained, otherwise capacity available =587 kVA | --> | 0.598 | 0 | 0 | 0.5 | 0 |  | --> | C26 ex ACADEMY STREET | Academy Street [T421,T422,T44] | NAVAN |  | 53.6549 | -6.6863
MV/LV Substation BL***159Z |  | 10 kV | _ | LV | 200 kVA :Kiosk Substation | 0.2 | --> | 0.2 | 0.155 | 2.01 |  | --> | 0.19 | 0 | 0.003 | 0.194 | 0 |  | --> | C12 ex ABBEYLAND | Abbeyland [T41,T42] | NAVAN |  | 53.6554 | -6.6783
MV/LV Substation FR***160 |  | 20 kV | _ | LV | 100 kVA :Pole Substation | 0.1 | --> | 0.1 | 0 | 0 | Constrained, otherwise capacity available =78 kVA | --> | 0.095 | 0 | 0 | 0.098 | 0 |  | --> | E17 ex ACADEMY STREET | Academy Street [T421,T422,T44] | NAVAN |  | 53.6073 | -6.7726
MV/LV Substation CA***162 |  | 20 kV | _ | LV | 50 kVA :Pole Substation | 0.05 | --> | 0.05 | 0.028 | 0.64 |  | --> | 0.048 | 0 | 0.025 | 0.032 | 0 |  | --> | E14 ex RANDALSTOWN | Randalstown [T422] | NAVAN |  | 53.7811 | -6.7282
MV/LV Substation AR***163 |  | 20 kV | _ | LV | 200 kVA :Pole Substation | 0.2 | --> | 0.2 | 0 | 0 | Constrained, otherwise capacity available =117 kVA | --> | 0.19 | 0 | 0.011 | 0.19 | 0 |  | --> | E15 ex ACADEMY STREET | Academy Street [T421,T422,T44] | NAVAN |  | 53.6401 | -6.672
MV/LV Substation C ***165 |  | 20 kV | _ | LV | 100 kVA :Pole Substation | 0.1 | --> | 0.1 | 0.054 | 0.64 |  | --> | 0.095 | 0 | 0.009 | 0.094 | 0 |  | --> | E14 ex RANDALSTOWN | Randalstown [T422] | NAVAN |  | 53.7812 | -6.7139
MV/LV Substation PA***165Z |  | 10 kV | _ | LV | 630 kVA :Kiosk Substation | 0.63 | --> | 0.63 | 0 | 0 | Constrained, otherwise capacity available =625 kVA | --> | 0.598 | 0 | 0 | 0.5 | 0 |  | --> | C28 ex ACADEMY STREET | Academy Street [T421,T422,T44] | NAVAN |  | 53.6499 | -6.6956
MV/LV Substation BE***166Z |  | 10 kV | _ | LV | 400 kVA :Kiosk Substation | 0.4 | --> | 0.4 | 0.334 | 2.01 |  | --> | 0.38 | 0 | 0.009 | 0.382 | 0 |  | --> | C17 ex ABBEYLAND | Abbeyland [T41,T42] | NAVAN |  | 53.6598 | -6.6829
MV/LV Substation BO***167 |  | 10 kV | _ | LV | 400 kVA :Building Structure | 0.4 | --> | 0.4 | 0 | 0 | Constrained, otherwise capacity available =389 kVA | --> | 0.38 | 0 | 0 | 0.382 | 0 |  | --> | C30 ex ACADEMY STREET | Academy Street [T421,T422,T44] | NAVAN |  | 53.6498 | -6.6786
MV/LV Substation NE***167Z |  | 10 kV | _ | LV | 50 kVA :Pole Substation | 0.05 | --> | 0.05 | 0.02 | 2.01 |  | --> | 0.048 | 0 | 0 | 0.051 | 0 |  | --> | C18 ex ABBEYLAND | Abbeyland [T41,T42] | NAVAN |  | 53.6594 | -6.722
MV/LV Substation AB***168 |  | 10 kV | _ | LV | 400 kVA :Kiosk Substation | 0.4 | --> | 0.4 | 0.237 | 2.01 |  | --> | 0.38 | 0 | 0.044 | 0.369 | 0 |  | --> | C17 ex ABBEYLAND | Abbeyland [T41,T42] | NAVAN |  | 53.6639 | -6.6909
MV/LV Substation NA***169 |  | 10 kV | _ | LV | 400 kVA :Building Structure | 0.4 | --> | 0.4 | 0 | 0 | Constrained, otherwise capacity available =341 kVA | --> | 0.38 | 0 | 0 | 0.388 | 0 |  | --> | C28 ex ACADEMY STREET | Academy Street [T421,T422,T44] | NAVAN |  | 53.6472 | -6.6877
MV/LV Substation BE***170 |  | 10 kV | _ | LV | 400 kVA :Building Structure | 0.4 | --> | 0.4 | 0 | 0 | Constrained, otherwise capacity available =318 kVA | --> | 0.38 | 0 | 0 | 0.391 | 0 |  | --> | C32 ex ACADEMY STREET | Academy Street [T421,T422,T44] | NAVAN |  | 53.6431 | -6.6979
MV/LV Substation LA***170Y |  | 20 kV | _ | LV | 100 kVA :Pole Substation | 0.1 | --> | 0.1 | 0 | 0 | Constrained, otherwise capacity available =99 kVA | --> | 0.095 | 0 | 0 | 0.095 | 0 |  | --> | E19 ex SLANE | Slane [T421] | DRYBRIDGE |  | 53.7468 | -6.67
MV/LV Substation ED***172 |  | 20 kV | _ | LV | 50 kVA :Pole Substation | 0.05 | --> | 0.05 | 0 | 0 | Constrained, otherwise capacity available =41 kVA | --> | 0.048 | 0 | 0.005 | 0.045 | 0 |  | --> | E11 ex ACADEMY STREET | Academy Street [T421,T422,T44] | NAVAN |  | 53.5941 | -6.4959
MV/LV Substation GL***174Z |  | 20 kV | _ | LV | 50 kVA :Pole Substation | 0.05 | --> | 0.05 | 0 | 0 | Constrained, otherwise capacity available =49 kVA | --> | 0.048 | 0 | 0 | 0.048 | 0 |  | --> | E19 ex SLANE | Slane [T421] | DRYBRIDGE |  | 53.6847 | -6.6143
MV/LV Substation ED***175 |  | 20 kV | _ | LV | 100 kVA :Pole Substation | 0.1 | --> | 0.1 | 0 | 0 | Constrained, otherwise capacity available =82 kVA | --> | 0.095 | 0 | 0.01 | 0.09 | 0 |  | --> | E11 ex ACADEMY STREET | Academy Street [T421,T422,T44] | NAVAN |  | 53.5897 | -6.5011
MV/LV Substation MA***183 |  | 20 kV | _ | LV | 100 kVA :Pole Substation | 0.1 | --> | 0.1 | 0 | 0 | Constrained, otherwise capacity available =94 kVA | --> | 0.095 | 0 | 0 | 0.096 | 0 |  | --> | E11 ex ACADEMY STREET | Academy Street [T421,T422,T44] | NAVAN |  | 53.5729 | -6.4949
MV/LV Substation LO***187Z |  | 20 kV | _ | LV | 200 kVA :Kiosk Substation | 0.2 | --> | 0.2 | 0 | 0 | Constrained, otherwise capacity available =132 kVA | --> | 0.19 | 0 | 0.005 | 0.195 | 0 |  | --> | E11 ex ACADEMY STREET | Academy Street [T421,T422,T44] | NAVAN |  | 53.531 | -6.5865
MV/LV Substation KI***188Z |  | 20 kV | _ | LV | 200 kVA :Kiosk Substation | 0.2 | --> | 0.2 | 0 | 0 | Constrained, otherwise capacity available =197 kVA | --> | 0.19 | 0 | 0 | 0.19 | 0 |  | --> | E11 ex ACADEMY STREET | Academy Street [T421,T422,T44] | NAVAN |  | 53.5392 | -6.6011
MV/LV Substation KI***189Z |  | 20 kV | _ | LV | 200 kVA :Kiosk Substation | 0.2 | --> | 0.2 | 0 | 0 | Constrained, otherwise capacity available =181 kVA | --> | 0.19 | 0 | 0 | 0.193 | 0 |  | --> | E11 ex ACADEMY STREET | Academy Street [T421,T422,T44] | NAVAN |  | 53.5415 | -6.5825
MV/LV Substation MA***190 |  | 20 kV | _ | LV | 100 kVA :Pole Substation | 0.1 | --> | 0.1 | 0 | 0 | Constrained, otherwise capacity available =92 kVA | --> | 0.095 | 0 | 0.005 | 0.092 | 0 |  | --> | E14 ex BALTRASNA | Baltrasna [T121,T122] | BALTRASNA |  | 53.5656 | -6.4959
MV/LV Substation CH***196Y |  | 20 kV | _ | LV | 50 kVA :Pole Substation | 0.05 | --> | 0.05 | 0 | 0 | Constrained, otherwise capacity available =46 kVA | --> | 0.048 | 0 | 0 | 0.048 | 0 |  | --> | E19 ex SLANE | Slane [T421] | DRYBRIDGE |  | 53.7281 | -6.6555
MV/LV Substation DU***198Y |  | 20 kV | _ | LV | 200 kVA :Pole Substation | 0.2 | --> | 0.2 | 0 | 0 | Constrained, otherwise capacity available =165 kVA | --> | 0.19 | 0 | 0 | 0.195 | 0 |  | --> | E19 ex SLANE | Slane [T421] | DRYBRIDGE |  | 53.7147 | -6.6557
MV/LV Substation RA***201Z |  | 10 kV | _ | LV | 200 kVA :Kiosk Substation | 0.2 | --> | 0.2 | 0.184 | 2.01 |  | --> | 0.19 | 0 | 0.01 | 0.185 | 0 |  | --> | C17 ex ABBEYLAND | Abbeyland [T41,T42] | NAVAN |  | 53.6618 | -6.6904
MV/LV Substation CU***209Y |  | 20 kV | _ | LV | 50 kVA :Pole Substation | 0.05 | --> | 0.05 | 0 | 0 | Constrained, otherwise capacity available =50 kVA | --> | 0.048 | 0 | 0 | 0.048 | 0 |  | --> | E19 ex SLANE | Slane [T421] | DRYBRIDGE |  | 53.7124 | -6.6284
MV/LV Substation TA***210Z |  | 20 kV | _ | LV | 200 kVA :Pole Substation | 0.2 | --> | 0.2 | 0 | 0 | Constrained, otherwise capacity available =159 kVA | --> | 0.19 | 0 | 0 | 0.196 | 0 |  | --> | E16 ex ACADEMY STREET | Academy Street [T421,T422,T44] | NAVAN |  | 53.6038 | -6.6225
MV/LV Substation MO***215Z |  | 20 kV | _ | LV | 50 kVA :Pole Substation | 0.05 | --> | 0.05 | 0 | 0 | Constrained, otherwise capacity available =42 kVA | --> | 0.048 | 0 | 0 | 0.049 | 0 |  | --> | E16 ex ACADEMY STREET | Academy Street [T421,T422,T44] | NAVAN |  | 53.5894 | -6.6366
MV/LV Substation ME***216Z |  | 20 kV | _ | LV | 50 kVA :Pole Substation | 0.05 | --> | 0.05 | 0.05 | 0.64 |  | --> | 0.048 | 0 | 0 | 0.048 | 0 |  | --> | E14 ex RANDALSTOWN | Randalstown [T422] | NAVAN |  | 53.7818 | -6.716
MV/LV Substation ST***219Z |  | 20 kV | _ | LV | 50 kVA :Pole Substation | 0.05 | --> | 0.05 | 0 | 0 | Constrained, otherwise capacity available =46 kVA | --> | 0.048 | 0 | 0 | 0.048 | 0 |  | --> | E19 ex SLANE | Slane [T421] | DRYBRIDGE |  | 53.7016 | -6.6256
MV/LV Substation ST***221Z |  | 10 kV | _ | LV | 50 kVA :Pole Substation | 0.05 | --> | 0.05 | 0 | 0 | Constrained, otherwise capacity available =50 kVA | --> | 0.048 | 0 | 0 | 0.048 | 0 |  | --> | C30 ex ACADEMY STREET | Academy Street [T421,T422,T44] | NAVAN |  | 53.6487 | -6.674
MV/LV Substation FI***223Z |  | 10 kV | _ | LV | 400 kVA :Kiosk Substation | 0.4 | --> | 0.4 | 0 | 0 | Constrained, otherwise capacity available =368 kVA | --> | 0.38 | 0 | 0 | 0.384 | 0 |  | --> | C28 ex ACADEMY STREET | Academy Street [T421,T422,T44] | NAVAN |  | 53.65 | -6.6857
MV/LV Substation RA***224Z |  | 20 kV | _ | LV | 50 kVA :Pole Substation | 0.05 | --> | 0.05 | 0 | 0 | Constrained, otherwise capacity available =50 kVA | --> | 0.048 | 0 | 0 | 0.048 | 0 |  | --> | E11 ex ACADEMY STREET | Academy Street [T421,T422,T44] | NAVAN |  | 53.5996 | -6.4953
MV/LV Substation CA***232Z |  | 20 kV | _ | LV | 50 kVA :Pole Substation | 0.05 | --> | 0.05 | 0 | 0 | Constrained, otherwise capacity available =44 kVA | --> | 0.048 | 0 | 0.01 | 0.041 | 0 |  | --> | E16 ex ACADEMY STREET | Academy Street [T421,T422,T44] | NAVAN |  | 53.5923 | -6.6317
MV/LV Substation KE***233Z |  | 20 kV | _ | LV | 50 kVA :Pole Substation | 0.05 | --> | 0.05 | 0.044 | 0.64 |  | --> | 0.048 | 0 | 0 | 0.048 | 0 |  | --> | E14 ex RANDALSTOWN | Randalstown [T422] | NAVAN |  | 53.7808 | -6.7279
MV/LV Substation MA***235Z |  | 20 kV | _ | LV | 400 kVA :Kiosk Substation | 0.4 | --> | 0.4 | 0 | 0 | Constrained, otherwise capacity available =384 kVA | --> | 0.38 | 0 | 0.003 | 0.38 | 0 |  | --> | E11 ex ACADEMY STREET | Academy Street [T421,T422,T44] | NAVAN |  | 53.5364 | -6.5903
MV/LV Substation TU***237Z |  | 10 kV | _ | LV | 200 kVA :Kiosk Substation | 0.2 | --> | 0.2 | 0 | 0 | Constrained, otherwise capacity available =120 kVA | --> | 0.19 | 0 | 0.034 | 0.175 | 0 |  | --> | C30 ex ACADEMY STREET | Academy Street [T421,T422,T44] | NAVAN |  | 53.6529 | -6.6582
MV/LV Substation BO***239Y |  | 20 kV | _ | LV | 200 kVA :Pole Substation | 0.2 | --> | 0.2 | 0 | 0 | Constrained, otherwise capacity available =142 kVA | --> | 0.19 | 0 | 0 | 0.198 | 0 |  | --> | E19 ex SLANE | Slane [T421] | DRYBRIDGE |  | 53.6971 | -6.6153
MV/LV Substation MI***242Z |  | 20 kV | _ | LV | 50 kVA :Pole Substation | 0.05 | --> | 0.05 | 0.047 | 0.64 |  | --> | 0.048 | 0 | 0 | 0.048 | 0 |  | --> | E14 ex RANDALSTOWN | Randalstown [T422] | NAVAN |  | 53.7091 | -6.7472
MV/LV Substation RE***249Z |  | 20 kV | _ | LV | 50 kVA :Pole Substation | 0.05 | --> | 0.05 | 0 | 0 | Constrained, otherwise capacity available =47 kVA | --> | 0.048 | 0 | 0 | 0.048 | 0 |  | --> | E17 ex ACADEMY STREET | Academy Street [T421,T422,T44] | NAVAN |  | 53.6005 | -6.741
MV/LV Substation PU***251Z |  | 20 kV | _ | LV | 200 kVA :Kiosk Substation | 0.2 | --> | 0.2 | 0 | 0 | Constrained, otherwise capacity available =182 kVA | --> | 0.19 | 0 | 0 | 0.192 | 0 |  | --> | E15 ex ACADEMY STREET | Academy Street [T421,T422,T44] | NAVAN |  | 53.6339 | -6.6624
MV/LV Substation PU***252Z |  | 20 kV | _ | LV | 200 kVA :Kiosk Substation | 0.2 | --> | 0.2 | 0 | 0 | Constrained, otherwise capacity available =155 kVA | --> | 0.19 | 0 | 0 | 0.196 | 0 |  | --> | E12 ex ACADEMY STREET | Academy Street [T421,T422,T44] | NAVAN |  | 53.642 | -6.6707
MV/LV Substation TA***255Y |  | 20 kV | _ | LV | 100 kVA :Pole Substation | 0.1 | --> | 0.1 | 0.087 | 0.64 |  | --> | 0.095 | 0 | 0.036 | 0.07 | 0 |  | --> | E14 ex RANDALSTOWN | Randalstown [T422] | NAVAN |  | 53.7156 | -6.7077
MV/LV Substation FI***256Z |  | 10 kV | _ | LV | 200 kVA :Kiosk Substation | 0.2 | --> | 0.2 | 0.144 | 2.01 |  | --> | 0.19 | 0 | 0.053 | 0.158 | 0 |  | --> | C12 ex ABBEYLAND | Abbeyland [T41,T42] | NAVAN |  | 53.6585 | -6.6734
MV/LV Substation DU***261Z |  | 10 kV | _ | LV | 400 kVA :Kiosk Substation | 0.4 | --> | 0.4 | 0.348 | 2.01 |  | --> | 0.38 | 0 | 0 | 0.387 | 0 |  | --> | C12 ex ABBEYLAND | Abbeyland [T41,T42] | NAVAN |  | 53.6699 | -6.6983
MV/LV Substation TH***262Z |  | 20 kV | _ | LV | 200 kVA :Kiosk Substation | 0.2 | --> | 0.2 | 0 | 0 | Constrained, otherwise capacity available =195 kVA | --> | 0.19 | 0 | 0.008 | 0.185 | 0 |  | --> | E11 ex ACADEMY STREET | Academy Street [T421,T422,T44] | NAVAN |  | 53.533 | -6.5811
MV/LV Substation TH***263Z |  | 20 kV | _ | LV | 200 kVA :Kiosk Substation | 0.2 | --> | 0.2 | 0 | 0 | Constrained, otherwise capacity available =190 kVA | --> | 0.19 | 0 | 0.01 | 0.184 | 0 |  | --> | E11 ex ACADEMY STREET | Academy Street [T421,T422,T44] | NAVAN |  | 53.537 | -6.5837
MV/LV Substation LO***264Z |  | 20 kV | _ | LV | 200 kVA :Kiosk Substation | 0.2 | --> | 0.2 | 0 | 0 | Constrained, otherwise capacity available =190 kVA | --> | 0.19 | 0 | 0.005 | 0.188 | 0 |  | --> | E11 ex ACADEMY STREET | Academy Street [T421,T422,T44] | NAVAN |  | 53.5328 | -6.5869
MV/LV Substation GO***269Z |  | 20 kV | _ | LV | 400 kVA :Building Structure | 0.4 | --> | 0.4 | 0 | 0 | Constrained, otherwise capacity available =361 kVA | --> | 0.38 | 0 | 0 | 0.385 | 0 |  | --> | E11 ex ACADEMY STREET | Academy Street [T421,T422,T44] | NAVAN |  | 53.5361 | -6.597
MV/LV Substation TA***272Z |  | 20 kV | _ | LV | 50 kVA :Pole Substation | 0.05 | --> | 0.05 | 0 | 0 | Constrained, otherwise capacity available =44 kVA | --> | 0.048 | 0 | 0 | 0.048 | 0 |  | --> | E19 ex SLANE | Slane [T421] | DRYBRIDGE |  | 53.7432 | -6.5992
MV/LV Substation KI***276Z |  | 20 kV | _ | LV | 200 kVA :Kiosk Substation | 0.2 | --> | 0.2 | 0 | 0 | Constrained, otherwise capacity available =200 kVA | --> | 0.19 | 0 | 0 | 0.19 | 0 |  | --> | E11 ex ACADEMY STREET | Academy Street [T421,T422,T44] | NAVAN |  | 53.5334 | -6.5942
MV/LV Substation WI***280Y |  | 20 kV | _ | LV | 50 kVA :Pole Substation | 0.05 | --> | 0.05 | 0.036 | 0.64 |  | --> | 0.048 | 0 | 0.005 | 0.046 | 0 |  | --> | E14 ex RANDALSTOWN | Randalstown [T422] | NAVAN |  | 53.7324 | -6.7105
MV/LV Substation WI***281Y |  | 20 kV | _ | LV | 100 kVA :Pole Substation | 0.1 | --> | 0.1 | 0.064 | 0.64 |  | --> | 0.095 | 0 | 0.011 | 0.092 | 0 |  | --> | E14 ex RANDALSTOWN | Randalstown [T422] | NAVAN |  | 53.7338 | -6.712
MV/LV Substation BL***285Z |  | 20 kV | _ | LV | 50 kVA :Pole Substation | 0.05 | --> | 0.05 | 0 | 0 | Constrained, otherwise capacity available =45 kVA | --> | 0.048 | 0 | 0 | 0.048 | 0 |  | --> | E11 ex ACADEMY STREET | Academy Street [T421,T422,T44] | NAVAN |  | 53.5955 | -6.601
MV/LV Substation RE***289Z |  | 10 kV | _ | LV | 630 kVA :Kiosk Substation | 0.63 | --> | 0.63 | 0.5 | 2.01 |  | --> | 0.598 | 0 | 0 | 0.5 | 0 |  | --> | C11 ex ABBEYLAND | Abbeyland [T41,T42] | NAVAN |  | 53.6516 | -6.7097
MV/LV Substation RE***290Z |  | 10 kV | _ | LV | 630 kVA :Kiosk Substation | 0.63 | --> | 0.63 | 0.5 | 2.01 |  | --> | 0.598 | 0 | 0 | 0.5 | 0 |  | --> | C11 ex ABBEYLAND | Abbeyland [T41,T42] | NAVAN |  | 53.6517 | -6.7119
MV/LV Substation RE***291Z |  | 10 kV | _ | LV | 400 kVA :Kiosk Substation | 0.4 | --> | 0.4 | 0.4 | 2.01 |  | --> | 0.38 | 0 | 0 | 0.38 | 0 |  | --> | C11 ex ABBEYLAND | Abbeyland [T41,T42] | NAVAN |  | 53.6508 | -6.714
MV/LV Substation RO***296Z |  | 20 kV | _ | LV | 50 kVA :Pole Substation | 0.05 | --> | 0.05 | 0 | 0 | Constrained, otherwise capacity available =47 kVA | --> | 0.048 | 0 | 0 | 0.048 | 0 |  | --> | E17 ex BALTRASNA | Baltrasna [T121,T122] | BALTRASNA |  | 53.519 | -6.559
MV/LV Substation CO***298Z |  | 20 kV | _ | LV | 50 kVA :Pole Substation | 0.05 | --> | 0.05 | 0 | 0 | Constrained, otherwise capacity available =44 kVA | --> | 0.048 | 0 | 0.006 | 0.044 | 0 |  | --> | E11 ex ACADEMY STREET | Academy Street [T421,T422,T44] | NAVAN |  | 53.6098 | -6.6179
MV/LV Substation OB***300Y |  | 20 kV | _ | LV | 100 kVA :Pole Substation | 0.1 | --> | 0.1 | 0 | 0 | Constrained, otherwise capacity available =81 kVA | --> | 0.095 | 0 | 0 | 0.098 | 0 |  | --> | E11 ex ACADEMY STREET | Academy Street [T421,T422,T44] | NAVAN |  | 53.5782 | -6.5476
MV/LV Substation CA***302Z |  | 10 kV | _ | LV | 100 kVA :Pole Substation | 0.1 | --> | 0.1 | 0.074 | 1.82 |  | --> | 0.095 | 0 | 0 | 0.098 | 0 |  | --> | C15 ex RANDALSTOWN | Randalstown [T41] | NAVAN |  | 53.6719 | -6.813
MV/LV Substation MU***304Z |  | 20 kV | _ | LV | 50 kVA :Pole Substation | 0.05 | --> | 0.05 | 0 | 0 | Constrained, otherwise capacity available =42 kVA | --> | 0.048 | 0 | 0 | 0.048 | 0 |  | --> | E19 ex SLANE | Slane [T421] | DRYBRIDGE |  | 53.7255 | -6.6464
MV/LV Substation GR***305Z |  | 20 kV | _ | LV | 50 kVA :Pole Substation | 0.05 | --> | 0.05 | 0 | 0 | Constrained, otherwise capacity available =46 kVA | --> | 0.048 | 0 | 0 | 0.048 | 0 |  | --> | E19 ex SLANE | Slane [T421] | DRYBRIDGE |  | 53.7498 | -6.5598
MV/LV Substation BA***309 |  | 20 kV | _ | LV | 50 kVA :Pole Substation | 0.05 | --> | 0.05 | 0 | 0 | Constrained, otherwise capacity available =48 kVA | --> | 0.048 | 0 | 0 | 0.048 | 0 |  | --> | E17 ex ACADEMY STREET | Academy Street [T421,T422,T44] | NAVAN |  | 53.5669 | -6.6792
MV/LV Substation IR***311Z |  | 20 kV | _ | LV | 100 kVA :Pole Substation | 0.1 | --> | 0.1 | 0 | 0 | Constrained, otherwise capacity available =93 kVA | --> | 0.095 | 0 | 0 | 0.096 | 0 |  | --> | E19 ex SLANE | Slane [T421] | DRYBRIDGE |  | 53.7753 | -6.6258
MV/LV Substation RE***318Z |  | 20 kV | _ | LV | 100 kVA :Pole Substation | 0.1 | --> | 0.1 | 0 | 0 | Constrained, otherwise capacity available =73 kVA | --> | 0.095 | 0 | 0 | 0.099 | 0 |  | --> | E11 ex ACADEMY STREET | Academy Street [T421,T422,T44] | NAVAN |  | 53.6283 | -6.5922
MV/LV Substation BL***320Y |  | 10 kV | _ | LV | 200 kVA :Kiosk Substation | 0.2 | --> | 0.2 | 0.105 | 2.01 |  | --> | 0.19 | 0 | 0.009 | 0.196 | 0 |  | --> | C17 ex ABBEYLAND | Abbeyland [T41,T42] | NAVAN |  | 53.6606 | -6.6867
MV/LV Substation AN***324Z |  | 10 kV | _ | LV | 400 kVA :Building Structure | 0.4 | --> | 0.4 | 0.339 | 2.01 |  | --> | 0.38 | 0 | 0 | 0.388 | 0 |  | --> | C15 ex ABBEYLAND | Abbeyland [T41,T42] | NAVAN |  | 53.6521 | -6.6848
MV/LV Substation DU***325Y |  | 10 kV | _ | LV | 50 kVA :Pole Substation | 0.05 | --> | 0.05 | 0.035 | 1.82 |  | --> | 0.048 | 0 | 0 | 0.049 | 0 |  | --> | C15 ex RANDALSTOWN | Randalstown [T41] | NAVAN |  | 53.6665 | -6.7844
MV/LV Substation TA***326Y |  | 20 kV | _ | LV | 100 kVA :Pole Substation | 0.1 | --> | 0.1 | 0 | 0 | Constrained, otherwise capacity available =68 kVA | --> | 0.095 | 0 | 0 | 0.099 | 0 |  | --> | E11 ex ACADEMY STREET | Academy Street [T421,T422,T44] | NAVAN |  | 53.5807 | -6.6088
MV/LV Substation HE***327Z |  | 10 kV | _ | LV | 400 kVA :Building Structure | 0.4 | --> | 0.4 | 0.357 | 2.01 |  | --> | 0.38 | 0 | 0 | 0.386 | 0 |  | --> | C16 ex ABBEYLAND | Abbeyland [T41,T42] | NAVAN |  | 53.6508 | -6.7002
MV/LV Substation CL***328Y |  | 10 kV | _ | LV | 400 kVA :Kiosk Substation | 0.4 | --> | 0.4 | 0.288 | 2.01 |  | --> | 0.38 | 0 | 0 | 0.395 | 0 |  | --> | C11 ex ABBEYLAND | Abbeyland [T41,T42] | NAVAN |  | 53.6477 | -6.7011
MV/LV Substation WH***331 |  | 10 kV | _ | LV | 100 kVA :Pole Substation | 0.1 | --> | 0.1 | 0.067 | 1.82 |  | --> | 0.095 | 0 | 0.01 | 0.092 | 0 |  | --> | C15 ex RANDALSTOWN | Randalstown [T41] | NAVAN |  | 53.6748 | -6.7588
MV/LV Substation PU***331Z |  | 20 kV | _ | LV | 50 kVA :Pole Substation | 0.05 | --> | 0.05 | 0 | 0 | Constrained, otherwise capacity available =47 kVA | --> | 0.048 | 0 | 0 | 0 | 0 | Constrained, otherwise capacity available =48 kW | --> | E17 ex DULEEK | Duleek [T421,T422] | DRYBRIDGE |  | 53.6452 | -6.6086
MV/LV Substation KI***332Y |  | 20 kV | _ | LV | 50 kVA :Pole Substation | 0.05 | --> | 0.05 | 0 | 0 | Constrained, otherwise capacity available =23 kVA | --> | 0.048 | 0 | 0.01 | 0.044 | 0 |  | --> | E11 ex ACADEMY STREET | Academy Street [T421,T422,T44] | NAVAN |  | 53.5529 | -6.5834
MV/LV Substation MO***336Y |  | 20 kV | _ | LV | 50 kVA :Pole Substation | 0.05 | --> | 0.05 | 0 | 0 | Constrained, otherwise capacity available =31 kVA | --> | 0.048 | 0 | 0 | 0.05 | 0 |  | --> | E11 ex ACADEMY STREET | Academy Street [T421,T422,T44] | NAVAN |  | 53.6227 | -6.5708
MV/LV Substation WI***337Y |  | 20 kV | _ | LV | 50 kVA :Pole Substation | 0.05 | --> | 0.05 | 0.018 | 0.64 |  | --> | 0.048 | 0 | 0.011 | 0.044 | 0 |  | --> | E14 ex RANDALSTOWN | Randalstown [T422] | NAVAN |  | 53.74 | -6.715
MV/LV Substation AR***338Y |  | 20 kV | _ | LV | 200 kVA :Pole Substation | 0.2 | --> | 0.2 | 0 | 0 | Constrained, otherwise capacity available =191 kVA | --> | 0.19 | 0 | 0.003 | 0.189 | 0 |  | --> | E19 ex SLANE | Slane [T421] | DRYBRIDGE |  | 53.7502 | -6.5577
MV/LV Substation HA***340 |  | 10 kV | _ | LV | 50 kVA :Pole Substation | 0.05 | --> | 0.05 | 0.046 | 2.01 |  | --> | 0.048 | 0 | 0 | 0.048 | 0 |  | --> | C18 ex ABBEYLAND | Abbeyland [T41,T42] | NAVAN |  | 53.6296 | -6.7745
MV/LV Substation HE***340Z |  | 20 kV | _ | LV | 50 kVA :Pole Substation | 0.05 | --> | 0.05 | 0.041 | 0.64 |  | --> | 0.048 | 0 | 0 | 0.049 | 0 |  | --> | E14 ex RANDALSTOWN | Randalstown [T422] | NAVAN |  | 53.6989 | -6.6677
MV/LV Substation LE***341Y |  | 20 kV | _ | LV | 200 kVA :Pole Substation | 0.2 | --> | 0.2 | 0.13 | 0.64 |  | --> | 0.19 | 0 | 0 | 0.199 | 0 |  | --> | E14 ex RANDALSTOWN | Randalstown [T422] | NAVAN |  | 53.7572 | -6.6974
MV/LV Substation BL***342Z |  | 20 kV | _ | LV | 100 kVA :Pole Substation | 0.1 | --> | 0.1 | 0.083 | 0.64 |  | --> | 0.095 | 0 | 0 | 0.097 | 0 |  | --> | E14 ex RANDALSTOWN | Randalstown [T422] | NAVAN |  | 53.699 | -6.7161
MV/LV Substation NA***343Y |  | 10 kV | _ | LV | 400 kVA :Kiosk Substation | 0.4 | --> | 0.4 | 0.37 | 2.01 |  | --> | 0.38 | 0 | 0 | 0.384 | 0 |  | --> | C12 ex ABBEYLAND | Abbeyland [T41,T42] | NAVAN |  | 53.6833 | -6.6748
MV/LV Substation SH***348Y |  | 10 kV | _ | LV | 630 kVA :Kiosk Substation | 0.63 | --> | 0.63 | 0 | 0 | Constrained, otherwise capacity available =570 kVA | --> | 0.598 | 0 | 0 | 0.5 | 0 |  | --> | C32 ex ACADEMY STREET | Academy Street [T421,T422,T44] | NAVAN |  | 53.6445 | -6.6974
MV/LV Substation BL***349Y |  | 10 kV | _ | LV | 400 kVA :Kiosk Substation | 0.4 | --> | 0.4 | 0.317 | 2.01 |  | --> | 0.38 | 0 | 0.058 | 0.348 | 0 |  | --> | C12 ex ABBEYLAND | Abbeyland [T41,T42] | NAVAN |  | 53.6568 | -6.677
MV/LV Substation KI***350 |  | 20 kV | _ | LV | 200 kVA :Pole Substation | 0.2 | --> | 0.2 | 0 | 0 | Constrained, otherwise capacity available =156 kVA | --> | 0.19 | 0 | 0.007 | 0.191 | 0 |  | --> | E15 ex ACADEMY STREET | Academy Street [T421,T422,T44] | NAVAN |  | 53.6329 | -6.6579
MV/LV Substation SH***354Y |  | 10 kV | _ | LV | 630 kVA :Building Structure | 0.63 | --> | 0.63 | 0 | 0 | Constrained, otherwise capacity available =520 kVA | --> | 0.598 | 0 | 0 | 0.5 | 0 |  | --> | C26 ex ACADEMY STREET | Academy Street [T421,T422,T44] | NAVAN |  | 53.6537 | -6.6869
MV/LV Substation BE***358Y |  | 10 kV | _ | LV | 50 kVA :Pole Substation | 0.05 | --> | 0.05 | 0 | 0 | Constrained, otherwise capacity available =13 kVA | --> | 0.048 | 0 | 0.005 | 0.049 | 0 |  | --> | C32 ex ACADEMY STREET | Academy Street [T421,T422,T44] | NAVAN |  | 53.6448 | -6.6911
MV/LV Substation FE***360 |  | 10 kV | _ | LV | 50 kVA :Pole Substation | 0.05 | --> | 0.05 | 0 | 0 | Constrained, otherwise capacity available =47 kVA | --> | 0.048 | 0 | 0 | 0.048 | 0 |  | --> | C30 ex ACADEMY STREET | Academy Street [T421,T422,T44] | NAVAN |  | 53.659 | -6.6502
MV/LV Substation WH***366 |  | 10 kV | _ | LV | 100 kVA :Pole Substation | 0.1 | --> | 0.1 | 0.089 | 2.01 |  | --> | 0.095 | 0 | 0.025 | 0.078 | 0 |  | --> | C18 ex ABBEYLAND | Abbeyland [T41,T42] | NAVAN |  | 53.6594 | -6.7133
MV/LV Substation BA***370Y |  | 10 kV | _ | LV | 400 kVA :Kiosk Substation | 0.4 | --> | 0.4 | 0.264 | 2.01 |  | --> | 0.38 | 0 | 0.05 | 0.361 | 0 |  | --> | C11 ex ABBEYLAND | Abbeyland [T41,T42] | NAVAN |  | 53.6411 | -6.694
MV/LV Substation OL***371 |  | 10 kV | _ | LV | 100 kVA :Pole Substation | 0.1 | --> | 0.1 | 0 | 0 | Constrained, otherwise capacity available =71 kVA | --> | 0.095 | 0 | 0.04 | 0.069 | 0 |  | --> | C30 ex ACADEMY STREET | Academy Street [T421,T422,T44] | NAVAN |  | 53.6501 | -6.6611
MV/LV Substation CA***372 |  | 10 kV | _ | LV | 100 kVA :Pole Substation | 0.1 | --> | 0.1 | 0.067 | 1.82 |  | --> | 0.095 | 0 | 0 | 0.099 | 0 |  | --> | C15 ex RANDALSTOWN | Randalstown [T41] | NAVAN |  | 53.6866 | -6.7695
MV/LV Substation SP***375Y |  | 20 kV | _ | LV | 50 kVA :Pole Substation | 0.05 | --> | 0.05 | 0 | 0 | Constrained, otherwise capacity available =50 kVA | --> | 0.048 | 0 | 0 | 0.048 | 0 |  | --> | E15 ex ACADEMY STREET | Academy Street [T421,T422,T44] | NAVAN |  | 53.6455 | -6.6765
MV/LV Substation CA***381 |  | 20 kV | _ | LV | 100 kVA :Pole Substation | 0.1 | --> | 0.1 | 0 | 0 | Constrained, otherwise capacity available =98 kVA | --> | 0.095 | 0 | 0 | 0 | 0 | Constrained, otherwise capacity available =95 kW | --> | E17 ex DULEEK | Duleek [T421,T422] | DRYBRIDGE |  | 53.6577 | -6.5836
MV/LV Substation MU***383 |  | 10 kV | _ | LV | 400 kVA :Building Structure | 0.4 | --> | 0.4 | 0 | 0 | Constrained, otherwise capacity available =334 kVA | --> | 0.38 | 0 | 0 | 0.389 | 0 |  | --> | C30 ex ACADEMY STREET | Academy Street [T421,T422,T44] | NAVAN |  | 53.648 | -6.6442
MV/LV Substation ST***384 |  | 10 kV | _ | LV | 200 kVA :Pole Substation | 0.2 | --> | 0.2 | 0.2 | 2.01 |  | --> | 0.19 | 0 | 0 | 0.19 | 0 |  | --> | C17 ex ABBEYLAND | Abbeyland [T41,T42] | NAVAN |  | 53.663 | -6.6809
MV/LV Substation ON***387Y |  | 10 kV | _ | LV | 50 kVA :Pole Substation | 0.05 | --> | 0.05 | 0.049 | 2.01 |  | --> | 0.048 | 0 | 0 | 0.048 | 0 |  | --> | C18 ex ABBEYLAND | Abbeyland [T41,T42] | NAVAN |  | 53.6304 | -6.782
MV/LV Substation BA***396 |  | 20 kV | _ | LV | 200 kVA :Pole Substation | 0.2 | --> | 0.2 | 0 | 0 | Constrained, otherwise capacity available =194 kVA | --> | 0.19 | 0 | 0 | 0.191 | 0 |  | --> | E15 ex ACADEMY STREET | Academy Street [T421,T422,T44] | NAVAN |  | 53.6332 | -6.6678
MV/LV Substation AY***396Y |  | 10 kV | _ | LV | 400 kVA :Kiosk Substation | 0.4 | --> | 0.4 | 0.238 | 2.01 |  | --> | 0.38 | 0 | 0.03 | 0.379 | 0 |  | --> | C16 ex ABBEYLAND | Abbeyland [T41,T42] | NAVAN |  | 53.6524 | -6.6952
MV/LV Substation DE***399 |  | 20 kV | _ | LV | 50 kVA :Pole Substation | 0.05 | --> | 0.05 | 0 | 0 | Constrained, otherwise capacity available =50 kVA | --> | 0.048 | 0 | 0 | 0.048 | 0 |  | --> | E11 ex ACADEMY STREET | Academy Street [T421,T422,T44] | NAVAN |  | 53.6036 | -6.5817
MV/LV Substation GI***399Y |  | 20 kV | _ | LV | 50 kVA :Pole Substation | 0.05 | --> | 0.05 | 0.042 | 0.64 |  | --> | 0.048 | 0 | 0.012 | 0.04 | 0 |  | --> | E14 ex RANDALSTOWN | Randalstown [T422] | NAVAN |  | 53.7077 | -6.7334
MV/LV Substation MO***4003 |  | 20 kV | _ | LV | 50 kVA :Pole Substation | 0.05 | --> | 0.05 | 0 | 0 | Constrained, otherwise capacity available =48 kVA | --> | 0.048 | 0 | 0 | 0.048 | 0 |  | --> | E16 ex ACADEMY STREET | Academy Street [T421,T422,T44] | NAVAN |  | 53.5875 | -6.6374
MV/LV Substation BA***4014 |  | 20 kV | _ | LV | 50 kVA :Pole Substation | 0.05 | --> | 0.05 | 0 | 0 | Constrained, otherwise capacity available =44 kVA | --> | 0.048 | 0 | 0 | 0.048 | 0 |  | --> | E15 ex ACADEMY STREET | Academy Street [T421,T422,T44] | NAVAN |  | 53.6331 | -6.667
MV/LV Substation KI***4015 |  | 20 kV | _ | LV | 50 kVA :Pole Substation | 0.05 | --> | 0.05 | 0 | 0 | Constrained, otherwise capacity available =36 kVA | --> | 0.048 | 0 | 0 | 0.049 | 0 |  | --> | E16 ex ACADEMY STREET | Academy Street [T421,T422,T44] | NAVAN |  | 53.6169 | -6.6729
MV/LV Substation CH***4017 |  | 10 kV | _ | LV | 50 kVA :Pole Substation | 0.05 | --> | 0.05 | 0 | 0 | Constrained, otherwise capacity available =41 kVA | --> | 0.048 | 0 | 0.01 | 0.041 | 0 |  | --> | C32 ex ACADEMY STREET | Academy Street [T421,T422,T44] | NAVAN |  | 53.6436 | -6.6961
MV/LV Substation CA***4028 |  | 20 kV | _ | LV | 50 kVA :Pole Substation | 0.05 | --> | 0.05 | 0 | 0 | Constrained, otherwise capacity available =47 kVA | --> | 0.048 | 0 | 0 | 0 | 0 | Constrained, otherwise capacity available =48 kW | --> | E17 ex DULEEK | Duleek [T421,T422] | DRYBRIDGE |  | 53.6501 | -6.6241
MV/LV Substation GR***4033 |  | 10 kV | _ | LV | 200 kVA :Kiosk Substation | 0.2 | --> | 0.2 | 0.167 | 1.82 |  | --> | 0.19 | 0 | 0.05 | 0.157 | 0 |  | --> | C15 ex RANDALSTOWN | Randalstown [T41] | NAVAN |  | 53.6723 | -6.7742
MV/LV Substation LI***4040 |  | 10 kV | _ | LV | 200 kVA :Kiosk Substation | 0.2 | --> | 0.2 | 0 | 0 | Constrained, otherwise capacity available =116 kVA | --> | 0.19 | 0 | 0 | 0.201 | 0 |  | --> | C32 ex ACADEMY STREET | Academy Street [T421,T422,T44] | NAVAN |  | 53.6438 | -6.6872
MV/LV Substation SI***4051 |  | 20 kV | _ | LV | 100 kVA :Pole Substation | 0.1 | --> | 0.1 | 0.083 | 0.64 |  | --> | 0.095 | 0 | 0 | 0.097 | 0 |  | --> | E14 ex RANDALSTOWN | Randalstown [T422] | NAVAN |  | 53.7002 | -6.7014
MV/LV Substation CA***4054 |  | 20 kV | _ | LV | 50 kVA :Pole Substation | 0.05 | --> | 0.05 | 0 | 0 | Constrained, otherwise capacity available =50 kVA | --> | 0.048 | 0 | 0 | 0 | 0 | Constrained, otherwise capacity available =48 kW | --> | E17 ex DULEEK | Duleek [T421,T422] | DRYBRIDGE |  | 53.6527 | -6.622
MV/LV Substation AR***405Y |  | 20 kV | _ | LV | 400 kVA :Building Structure | 0.4 | --> | 0.4 | 0 | 0 | Constrained, otherwise capacity available =400 kVA | --> | 0.38 | 0 | 0 | 0.38 | 0 |  | --> | E19 ex SLANE | Slane [T421] | DRYBRIDGE |  | 53.7366 | -6.5868
MV/LV Substation SL***4063 |  | 20 kV | _ | LV | 50 kVA :Pole Substation | 0.05 | --> | 0.05 | 0 | 0 | Constrained, otherwise capacity available =35 kVA | --> | 0.048 | 0 | 0 | 0 | 0 | Constrained, otherwise capacity available =50 kW | --> | E16 ex SLANE |  |  |  | 53.7144 | -6.5834
MV/LV Substation AL***4065 |  | 10 kV | _ | LV | 400 kVA :Kiosk Substation | 0.4 | --> | 0.4 | 0 | 0 | Constrained, otherwise capacity available =203 kVA | --> | 0.38 | 0 | 0.006 | 0.402 | 0 |  | --> | C28 ex ACADEMY STREET | Academy Street [T421,T422,T44] | NAVAN |  | 53.6512 | -6.691
MV/LV Substation CO***4079 |  | 10 kV | _ | LV | 200 kVA :Kiosk Substation | 0.2 | --> | 0.2 | 0 | 0 | Constrained, otherwise capacity available =174 kVA | --> | 0.19 | 0 | 0 | 0.194 | 0 |  | --> | C30 ex ACADEMY STREET | Academy Street [T421,T422,T44] | NAVAN |  | 53.6518 | -6.6793
MV/LV Substation BO***407X |  | 20 kV | _ | LV | 50 kVA :Pole Substation | 0.05 | --> | 0.05 | 0 | 0 |  | --> | 0.048 | 0 | 0.03 | 0.033 | 0 |  | --> | E15 ex ACADEMY STREET | Academy Street [T421,T422,T44] | NAVAN |  | 53.6255 | -6.662
MV/LV Substation LA***4086 |  | 20 kV | _ | LV | 200 kVA :Building Structure | 0.2 | --> | 0.2 | 0 | 0 | Constrained, otherwise capacity available =144 kVA | --> | 0.19 | 0 | 0 | 0.198 | 0 |  | --> | E12 ex ACADEMY STREET | Academy Street [T421,T422,T44] | NAVAN |  | 53.6364 | -6.6622
MV/LV Substation 02***4089 |  | 20 kV | _ | LV | 200 kVA :Kiosk Substation | 0.2 | --> | 0.2 | 0 | 0 | Constrained, otherwise capacity available =162 kVA | --> | 0.19 | 0 | 0 | 0.195 | 0 |  | --> | E12 ex ACADEMY STREET | Academy Street [T421,T422,T44] | NAVAN |  | 53.6404 | -6.6625
MV/LV Substation WA***408X |  | 20 kV | _ | LV | 50 kVA :Pole Substation | 0.05 | --> | 0.05 | 0 | 0 | Constrained, otherwise capacity available =26 kVA | --> | 0.048 | 0 | 0 | 0.051 | 0 |  | --> | E11 ex ACADEMY STREET | Academy Street [T421,T422,T44] | NAVAN |  | 53.6182 | -6.5604
MV/LV Substation AB***4097 |  | 10 kV | _ | LV | 200 kVA :Kiosk Substation | 0.2 | --> | 0.2 | 0.145 | 2.01 |  | --> | 0.19 | 0 | 0.022 | 0.181 | 0 |  | --> | C16 ex ABBEYLAND | Abbeyland [T41,T42] | NAVAN |  | 53.6631 | -6.6943
MV/LV Substation IV***4098 |  | 20 kV | _ | LV | 50 kVA :Pole Substation | 0.05 | --> | 0.05 | 0 | 0 | Constrained, otherwise capacity available =43 kVA | --> | 0.048 | 0 | 0 | 0.048 | 0 |  | --> | E19 ex SLANE | Slane [T421] | DRYBRIDGE |  | 53.7511 | -6.5644
MV/LV Substation BR***409X |  | 20 kV | _ | LV | 100 kVA :Pole Substation | 0.1 | --> | 0.1 | 0 | 0 | Constrained, otherwise capacity available =94 kVA | --> | 0.095 | 0 | 0 | 0 | 0 | Constrained, otherwise capacity available =96 kW | --> | E17 ex DULEEK | Duleek [T421,T422] | DRYBRIDGE |  | 53.6394 | -6.5593
MV/LV Substation LI***4100 |  | 20 kV | _ | LV | 50 kVA :Pole Substation | 0.05 | --> | 0.05 | 0 | 0 | Constrained, otherwise capacity available =45 kVA | --> | 0.048 | 0 | 0 | 0.048 | 0 |  | --> | E11 ex ACADEMY STREET | Academy Street [T421,T422,T44] | NAVAN |  | 53.6044 | -6.5957
MV/LV Substation RI***410Y |  | 10 kV | _ | LV | 630 kVA :Kiosk Substation | 0.63 | --> | 0.63 | 0 | 0 | Constrained, otherwise capacity available =489 kVA | --> | 0.598 | 0 | 0 | 0.5 | 0 |  | --> | C30 ex ACADEMY STREET | Academy Street [T421,T422,T44] | NAVAN |  | 53.6533 | -6.6807
MV/LV Substation J&***4111 |  | 20 kV | _ | LV | 50 kVA :Pole Substation | 0.05 | --> | 0.05 | 0 | 0 | Constrained, otherwise capacity available =43 kVA | --> | 0.048 | 0 | 0 | 0.048 | 0 |  | --> | E16 ex ACADEMY STREET | Academy Street [T421,T422,T44] | NAVAN |  | 53.6264 | -6.7157
MV/LV Substation SP***411Y |  | 20 kV | _ | LV | 200 kVA :Kiosk Substation | 0.2 | --> | 0.2 | 0 | 0 | Constrained, otherwise capacity available =139 kVA | --> | 0.19 | 0 | 0.046 | 0.164 | 0 |  | --> | E15 ex ACADEMY STREET | Academy Street [T421,T422,T44] | NAVAN |  | 53.6415 | -6.6749
MV/LV Substation CO***4128 |  | 10 kV | _ | LV | 400 kVA :Kiosk Substation | 0.4 | --> | 0.4 | 0.379 | 2.01 |  | --> | 0.38 | 0 | 0 | 0.383 | 0 |  | --> | C16 ex ABBEYLAND | Abbeyland [T41,T42] | NAVAN |  | 53.6512 | -6.6966
MV/LV Substation SM***4133 |  | 20 kV | _ | LV | 50 kVA :Pole Substation | 0.05 | --> | 0.05 | 0 | 0 | Constrained, otherwise capacity available =50 kVA | --> | 0.048 | 0 | 0 | 0.048 | 0 |  | --> | E11 ex ACADEMY STREET | Academy Street [T421,T422,T44] | NAVAN |  | 53.5353 | -6.5755
MV/LV Substation BA***4136 |  | 20 kV | _ | LV | 50 kVA :Pole Substation | 0.05 | --> | 0.05 | 0.05 | 0.64 |  | --> | 0.048 | 0 | 0 | 0.048 | 0 |  | --> | E14 ex RANDALSTOWN | Randalstown [T422] | NAVAN |  | 53.7268 | -6.703
MV/LV Substation AR***4137 |  | 20 kV | _ | LV | 100 kVA :Pole Substation | 0.1 | --> | 0.1 | 0 | 0 | Constrained, otherwise capacity available =60 kVA | --> | 0.095 | 0 | 0 | 0.1 | 0 |  | --> | E15 ex ACADEMY STREET | Academy Street [T421,T422,T44] | NAVAN |  | 53.6388 | -6.671
MV/LV Substation QU***413Y |  | 10 kV | _ | LV | 630 kVA :Building Structure | 0.63 | --> | 0.63 | 0.5 | 2.01 |  | --> | 0.598 | 0 | 0 | 0.5 | 0 |  | --> | C15 ex ABBEYLAND | Abbeyland [T41,T42] | NAVAN |  | 53.6542 | -6.6885
MV/LV Substation MC***4140 |  | 20 kV | _ | LV | 100 kVA :Pole Substation | 0.1 | --> | 0.1 | 0 | 0 | Constrained, otherwise capacity available =74 kVA | --> | 0.095 | 0 | 0 | 0.099 | 0 |  | --> | E19 ex SLANE | Slane [T421] | DRYBRIDGE |  | 53.6885 | -6.619
MV/LV Substation CO***4141 |  | 10 kV | _ | LV | 200 kVA :Kiosk Substation | 0.2 | --> | 0.2 | 0.182 | 2.01 |  | --> | 0.19 | 0 | 0.005 | 0.189 | 0 |  | --> | C11 ex ABBEYLAND | Abbeyland [T41,T42] | NAVAN |  | 53.641 | -6.7028
MV/LV Substation CO***4142 |  | 20 kV | _ | LV | 630 kVA :Building Structure | 0.63 | --> | 0.63 | 0 | 0 | Constrained, otherwise capacity available =512 kVA | --> | 0.598 | 0 | 0 | 0.5 | 0 |  | --> | E12 ex ACADEMY STREET | Academy Street [T421,T422,T44] | NAVAN |  | 53.643 | -6.6491
MV/LV Substation LI***414X |  | 10 kV | _ | LV | 100 kVA :Pole Substation | 0.1 | --> | 0.1 | 0.078 | 2.01 |  | --> | 0.095 | 0 | 0 | 0.098 | 0 |  | --> | C18 ex ABBEYLAND | Abbeyland [T41,T42] | NAVAN |  | 53.6662 | -6.7223
MV/LV Substation RI***4150 |  | 10 kV | _ | LV | 50 kVA :Pole Substation | 0.05 | --> | 0.05 | 0 | 0 | Constrained, otherwise capacity available =49 kVA | --> | 0.048 | 0 | 0 | 0.048 | 0 |  | --> | C32 ex ACADEMY STREET | Academy Street [T421,T422,T44] | NAVAN |  | 53.6442 | -6.6946
MV/LV Substation ME***4158 |  | 20 kV | _ | LV | 200 kVA :Pole Substation | 0.2 | --> | 0.2 | 0 | 0 | Constrained, otherwise capacity available =150 kVA | --> | 0.19 | 0 | 0.1 | 0.123 | 0 |  | --> | E19 ex SLANE | Slane [T421] | DRYBRIDGE |  | 53.7875 | -6.6161
MV/LV Substation BI***415X |  | 10 kV | _ | LV | 50 kVA :Pole Substation | 0.05 | --> | 0.05 | 0.044 | 2.01 |  | --> | 0.048 | 0 | 0 | 0.048 | 0 |  | --> | C18 ex ABBEYLAND | Abbeyland [T41,T42] | NAVAN |  | 53.6535 | -6.7411
MV/LV Substation CO***415Y |  | 20 kV | _ | LV | 100 kVA :Pole Substation | 0.1 | --> | 0.1 | 0 | 0 | Constrained, otherwise capacity available =84 kVA | --> | 0.095 | 0 | 0 | 0.097 | 0 |  | --> | E11 ex ACADEMY STREET | Academy Street [T421,T422,T44] | NAVAN |  | 53.5654 | -6.5476
MV/LV Substation ME***4165 |  | 20 kV | _ | LV | 200 kVA :Kiosk Substation | 0.2 | --> | 0.2 | 0 | 0 | Constrained, otherwise capacity available =181 kVA | --> | 0.19 | 0 | 0 | 0.193 | 0 |  | --> | E17 ex ACADEMY STREET | Academy Street [T421,T422,T44] | NAVAN |  | 53.578 | -6.7244
MV/LV Substation KI***4169 |  | 20 kV | _ | LV | 50 kVA :Pole Substation | 0.05 | --> | 0.05 | 0 | 0 | Constrained, otherwise capacity available =44 kVA | --> | 0.048 | 0 | 0 | 0.048 | 0 |  | --> | E11 ex ACADEMY STREET | Academy Street [T421,T422,T44] | NAVAN |  | 53.6263 | -6.6372
MV/LV Substation BE***416Y |  | 20 kV | _ | LV | 100 kVA :Pole Substation | 0.1 | --> | 0.1 | 0.092 | 0.64 |  | --> | 0.095 | 0 | 0 | 0.096 | 0 |  | --> | E14 ex RANDALSTOWN | Randalstown [T422] | NAVAN |  | 53.7806 | -6.7018
MV/LV Substation TH***4177 |  | 20 kV | _ | LV | 200 kVA :Kiosk Substation | 0.2 | --> | 0.2 | 0 | 0 | Constrained, otherwise capacity available =177 kVA | --> | 0.19 | 0 | 0.005 | 0.189 | 0 |  | --> | E11 ex ACADEMY STREET | Academy Street [T421,T422,T44] | NAVAN |  | 53.5277 | -6.5868
MV/LV Substation FA***4181 |  | 20 kV | _ | LV | 50 kVA :Pole Substation | 0.05 | --> | 0.05 | 0 | 0 | Constrained, otherwise capacity available =50 kVA | --> | 0.048 | 0 | 0 | 0.048 | 0 |  | --> | E16 ex ACADEMY STREET | Academy Street [T421,T422,T44] | NAVAN |  | 53.5683 | -6.6362
MV/LV Substation BE***4183 |  | 20 kV | _ | LV | 50 kVA :Pole Substation | 0.05 | --> | 0.05 | 0 | 0 | Constrained, otherwise capacity available =50 kVA | --> | 0.048 | 0 | 0 | 0.048 | 0 |  | --> | E16 ex ACADEMY STREET | Academy Street [T421,T422,T44] | NAVAN |  | 53.6139 | -6.6712
MV/LV Substation WA***4184 |  | 10 kV | _ | LV | 50 kVA :Pole Substation | 0.05 | --> | 0.05 | 0 | 0 | Constrained, otherwise capacity available =35 kVA | --> | 0.048 | 0 | 0 | 0.049 | 0 |  | --> | E17 ex ACADEMY STREET | Academy Street [T421,T422,T44] | NAVAN |  | 53.6267 | -6.8581
MV/LV Substation B+***418Y |  | 20 kV | _ | LV | 200 kVA :Pole Substation | 0.2 | --> | 0.2 | 0.148 | 0.64 |  | --> | 0.19 | 0 | 0 | 0.197 | 0 |  | --> | E14 ex RANDALSTOWN | Randalstown [T422] | NAVAN |  | 53.7049 | -6.6841
MV/LV Substation PO***419Y |  | 10 kV | _ | LV | 100 kVA :Pole Substation | 0.1 | --> | 0.1 | 0 | 0 | Constrained, otherwise capacity available =28 kVA | --> | 0.095 | 0 | 0 | 0.104 | 0 |  | --> | C30 ex ACADEMY STREET | Academy Street [T421,T422,T44] | NAVAN |  | 53.6491 | -6.6454
MV/LV Substation CO***4200 |  | 20 kV | _ | LV | 400 kVA :Kiosk Substation | 0.4 | --> | 0.4 | 0 | 0 | Constrained, otherwise capacity available =294 kVA | --> | 0.38 | 0 | 0.142 | 0.289 | 0 |  | --> | E12 ex ACADEMY STREET | Academy Street [T421,T422,T44] | NAVAN |  | 53.6353 | -6.657
MV/LV Substation SW***4204 |  | 20 kV | _ | LV | 200 kVA :Pole Substation | 0.2 | --> | 0.2 | 0 | 0 | Constrained, otherwise capacity available =169 kVA | --> | 0.19 | 0 | 0 | 0.194 | 0 |  | --> | E16 ex ACADEMY STREET | Academy Street [T421,T422,T44] | NAVAN |  | 53.5553 | -6.6429
MV/LV Substation WI***420Y |  | 20 kV | _ | LV | 50 kVA :Pole Substation | 0.05 | --> | 0.05 | 0 | 0 | Constrained, otherwise capacity available =47 kVA | --> | 0.048 | 0 | 0 | 0.048 | 0 |  | --> | E17 ex ACADEMY STREET | Academy Street [T421,T422,T44] | NAVAN |  | 53.6115 | -6.6923
MV/LV Substation KI***421 |  | 20 kV | _ | LV | 100 kVA :Pole Substation | 0.1 | --> | 0.1 | 0.06 | 0.64 |  | --> | 0.095 | 0 | 0.009 | 0.094 | 0 |  | --> | E14 ex RANDALSTOWN | Randalstown [T422] | NAVAN |  | 53.7006 | -6.6803
MV/LV Substation GL***4212 |  | 20 kV | _ | LV | 50 kVA :Pole Substation | 0.05 | --> | 0.05 | 0 | 0 | Constrained, otherwise capacity available =48 kVA | --> | 0.048 | 0 | 0.01 | 0.04 | 0 |  | --> | E19 ex SLANE | Slane [T421] | DRYBRIDGE |  | 53.6866 | -6.6196
MV/LV Substation BR***4219 |  | 20 kV | _ | LV | 50 kVA :Pole Substation | 0.05 | --> | 0.05 | 0 | 0 | Constrained, otherwise capacity available =39 kVA | --> | 0.048 | 0 | 0.028 | 0.028 | 0 |  | --> | E11 ex ACADEMY STREET | Academy Street [T421,T422,T44] | NAVAN |  | 53.629 | -6.5582
MV/LV Substation AT***422 |  | 10 kV | _ | LV | 200 kVA :Kiosk Substation | 0.2 | --> | 0.2 | 0 | 0 | Constrained, otherwise capacity available =102 kVA | --> | 0.19 | 0 | 0.08 | 0.144 | 0 |  | --> | C30 ex ACADEMY STREET | Academy Street [T421,T422,T44] | NAVAN |  | 53.6509 | -6.6719
MV/LV Substation CH***4220 |  | 20 kV | _ | LV | 100 kVA :Pole Substation | 0.1 | --> | 0.1 | 0 | 0 | Constrained, otherwise capacity available =51 kVA | --> | 0.095 | 0 | 0 | 0.102 | 0 |  | --> | E17 ex ACADEMY STREET | Academy Street [T421,T422,T44] | NAVAN |  | 53.5878 | -6.7424
MV/LV Substation DU***4223 |  | 20 kV | _ | LV | 400 kVA :Kiosk Substation | 0.4 | --> | 0.4 | 0 | 0 | Constrained, otherwise capacity available =312 kVA | --> | 0.38 | 0 | 0.045 | 0.358 | 0 |  | --> | E12 ex ACADEMY STREET | Academy Street [T421,T422,T44] | NAVAN |  | 53.6453 | -6.6525
MV/LV Substation AT***423 |  | 10 kV | _ | LV | 100 kVA :Pole Substation | 0.1 | --> | 0.1 | 0 | 0 | Constrained, otherwise capacity available =98 kVA | --> | 0.095 | 0 | 0 | 0.095 | 0 |  | --> | C30 ex ACADEMY STREET | Academy Street [T421,T422,T44] | NAVAN |  | 53.6553 | -6.663
MV/LV Substation DU***4234 |  | 20 kV | _ | LV | 400 kVA :Kiosk Substation | 0.4 | --> | 0.4 | 0 | 0 | Constrained, otherwise capacity available =301 kVA | --> | 0.38 | 0 | 0.029 | 0.372 | 0 |  | --> | E12 ex ACADEMY STREET | Academy Street [T421,T422,T44] | NAVAN |  | 53.6469 | -6.6526
MV/LV Substation DU***4235 |  | 20 kV | _ | LV | 400 kVA :Kiosk Substation | 0.4 | --> | 0.4 | 0 | 0 | Constrained, otherwise capacity available =346 kVA | --> | 0.38 | 0 | 0 | 0.387 | 0 |  | --> | E12 ex ACADEMY STREET | Academy Street [T421,T422,T44] | NAVAN |  | 53.6449 | -6.6493
MV/LV Substation BE***423Y |  | 10 kV | _ | LV | 200 kVA :Kiosk Substation | 0.2 | --> | 0.2 | 0.153 | 2.01 |  | --> | 0.19 | 0 | 0.011 | 0.188 | 0 |  | --> | C17 ex ABBEYLAND | Abbeyland [T41,T42] | NAVAN |  | 53.6636 | -6.6845
MV/LV Substation SI***4247 |  | 20 kV | _ | LV | 200 kVA :Kiosk Substation | 0.2 | --> | 0.2 | 0 | 0 | Constrained, otherwise capacity available =191 kVA | --> | 0.19 | 0 | 0 | 0.191 | 0 |  | --> | E11 ex ACADEMY STREET | Academy Street [T421,T422,T44] | NAVAN |  | 53.6472 | -6.6772
MV/LV Substation BA***425 |  | 10 kV | _ | LV | 100 kVA :Pole Substation | 0.1 | --> | 0.1 | 0 | 0 | Constrained, otherwise capacity available =61 kVA | --> | 0.095 | 0 | 0.024 | 0.082 | 0 |  | --> | C30 ex ACADEMY STREET | Academy Street [T421,T422,T44] | NAVAN |  | 53.6499 | -6.656
MV/LV Substation BR***4254 |  | 10 kV | _ | LV | 50 kVA :Pole Substation | 0.05 | --> | 0.05 | 0.043 | 1.82 |  | --> | 0.048 | 0 | 0 | 0.048 | 0 |  | --> | C15 ex RANDALSTOWN | Randalstown [T41] | NAVAN |  | 53.6825 | -6.7484
MV/LV Substation AP***4257 |  | 10 kV | _ | LV | 400 kVA :Kiosk Substation | 0.4 | --> | 0.4 | 0.266 | 2.01 |  | --> | 0.38 | 0 | 0 | 0.398 | 0 |  | --> | C11 ex ABBEYLAND | Abbeyland [T41,T42] | NAVAN |  | 53.6509 | -6.7058
MV/LV Substation BA***425Y |  | 10 kV | _ | LV | 100 kVA :Pole Substation | 0.1 | --> | 0.1 | 0.076 | 2.01 |  | --> | 0.095 | 0 | 0.005 | 0.095 | 0 |  | --> | C12 ex ABBEYLAND | Abbeyland [T41,T42] | NAVAN |  | 53.6724 | -6.678
MV/LV Substation RA***4261 |  | 20 kV | _ | LV | 200 kVA :Pole Substation | 0.2 | --> | 0.2 | 0 | 0 | Constrained, otherwise capacity available =167 kVA | --> | 0.19 | 0 | 0.05 | 0.157 | 0 |  | --> | E11 ex ACADEMY STREET | Academy Street [T421,T422,T44] | NAVAN |  | 53.5866 | -6.6036
MV/LV Substation CA***4262 |  | 10 kV | _ | LV | 200 kVA :Kiosk Substation | 0.2 | --> | 0.2 | 0.155 | 2.01 |  | --> | 0.19 | 0 | 0 | 0.196 | 0 |  | --> | C12 ex ABBEYLAND | Abbeyland [T41,T42] | NAVAN |  | 53.6631 | -6.6735
MV/LV Substation CO***4263 |  | 20 kV | _ | LV | 400 kVA :Kiosk Substation | 0.4 | --> | 0.4 | 0 | 0 | Constrained, otherwise capacity available =313 kVA | --> | 0.38 | 0 | 0.151 | 0.28 | 0 |  | --> | E12 ex ACADEMY STREET | Academy Street [T421,T422,T44] | NAVAN |  | 53.6359 | -6.6543
MV/LV Substation CL***4266 |  | 10 kV | _ | LV | 400 kVA :Kiosk Substation | 0.4 | --> | 0.4 | 0.292 | 2.01 |  | --> | 0.38 | 0 | 0.142 | 0.289 | 0 |  | --> | C12 ex ABBEYLAND | Abbeyland [T41,T42] | NAVAN |  | 53.669 | -6.6896
MV/LV Substation RA***4267 |  | 20 kV | _ | LV | 50 kVA :Pole Substation | 0.05 | --> | 0.05 | 0 | 0 | Constrained, otherwise capacity available =50 kVA | --> | 0.048 | 0 | 0 | 0.048 | 0 |  | --> | E19 ex SLANE | Slane [T421] | DRYBRIDGE |  | 53.747 | -6.6373
MV/LV Substation LA***4269 |  | 20 kV | _ | LV | 200 kVA :Pole Substation | 0.2 | --> | 0.2 | 0 | 0 | Constrained, otherwise capacity available =197 kVA | --> | 0.19 | 0 | 0 | 0.19 | 0 |  | --> | E19 ex SLANE | Slane [T421] | DRYBRIDGE |  | 53.7731 | -6.625
MV/LV Substation CO***4278 |  | 20 kV | _ | LV | 200 kVA :Kiosk Substation | 0.2 | --> | 0.2 | 0 | 0 | Constrained, otherwise capacity available =158 kVA | --> | 0.19 | 0 | 0.081 | 0.136 | 0 |  | --> | E12 ex ACADEMY STREET | Academy Street [T421,T422,T44] | NAVAN |  | 53.6376 | -6.6572
MV/LV Substation BA***428X |  | 20 kV | _ | LV | 50 kVA :Pole Substation | 0.05 | --> | 0.05 | 0 | 0 | Constrained, otherwise capacity available =49 kVA | --> | 0.048 | 0 | 0 | 0.048 | 0 |  | --> | E16 ex ACADEMY STREET | Academy Street [T421,T422,T44] | NAVAN |  | 53.5955 | -6.6466
MV/LV Substation GO***4291 |  | 10 kV | _ | LV | 400 kVA :Kiosk Substation | 0.4 | --> | 0.4 | 0.316 | 2.01 |  | --> | 0.38 | 0 | 0.14 | 0.288 | 0 |  | --> | C11 ex ABBEYLAND | Abbeyland [T41,T42] | NAVAN |  | 53.6407 | -6.7047
MV/LV Substation BU***4292 |  | 20 kV | _ | LV | 50 kVA :Pole Substation | 0.05 | --> | 0.05 | 0 | 0 | Constrained, otherwise capacity available =47 kVA | --> | 0.048 | 0 | 0.005 | 0.044 | 0 |  | --> | E11 ex ACADEMY STREET | Academy Street [T421,T422,T44] | NAVAN |  | 53.5885 | -6.52
MV/LV Substation BE***4299 |  | 10 kV | _ | LV | 50 kVA :Pole Substation | 0.05 | --> | 0.05 | 0.044 | 2.01 |  | --> | 0.048 | 0 | 0 | 0.048 | 0 |  | --> | C18 ex ABBEYLAND | Abbeyland [T41,T42] | NAVAN |  | 53.6432 | -6.7644
MV/LV Substation BA***4303 |  | 20 kV | _ | LV | 50 kVA :Pole Substation | 0.05 | --> | 0.05 | 0 | 0 | Constrained, otherwise capacity available =34 kVA | --> | 0.048 | 0 | 0.006 | 0.045 | 0 |  | --> | E17 ex ACADEMY STREET | Academy Street [T421,T422,T44] | NAVAN |  | 53.5757 | -6.7029
MV/LV Substation KI***4307 |  | 20 kV | _ | LV | 50 kVA :Pole Substation | 0.05 | --> | 0.05 | 0 | 0 | Constrained, otherwise capacity available =50 kVA | --> | 0.048 | 0 | 0 | 0 | 0 | Constrained, otherwise capacity available =48 kW | --> | E17 ex DULEEK | Duleek [T421,T422] | DRYBRIDGE |  | 53.6674 | -6.6059
MV/LV Substation CL***4317 |  | 10 kV | _ | LV | 630 kVA :Kiosk Substation | 0.63 | --> | 0.63 | 0.5 | 2.01 |  | --> | 0.598 | 0 | 0.064 | 0.5 | 0 |  | --> | C12 ex ABBEYLAND | Abbeyland [T41,T42] | NAVAN |  | 53.6706 | -6.6921
MV/LV Substation AR***431X |  | 20 kV | _ | LV | 50 kVA :Pole Substation | 0.05 | --> | 0.05 | 0 | 0 | Constrained, otherwise capacity available =39 kVA | --> | 0.048 | 0 | 0 | 0.049 | 0 |  | --> | E16 ex ACADEMY STREET | Academy Street [T421,T422,T44] | NAVAN |  | 53.6074 | -6.6541
MV/LV Substation RU***4346 |  | 10 kV | _ | LV | 630 kVA :Kiosk Substation | 0.63 | --> | 0.63 | 0.5 | 2.01 |  | --> | 0.598 | 0 | 0.029 | 0.5 | 0 |  | --> | C12 ex ABBEYLAND | Abbeyland [T41,T42] | NAVAN |  | 53.6577 | -6.671
MV/LV Substation FE***4354 |  | 10 kV | _ | LV | 50 kVA :Pole Substation | 0.05 | --> | 0.05 | 0 | 0 | Constrained, otherwise capacity available =42 kVA | --> | 0.048 | 0 | 0 | 0.049 | 0 |  | --> | C30 ex ACADEMY STREET | Academy Street [T421,T422,T44] | NAVAN |  | 53.6567 | -6.6562
MV/LV Substation BE***4357 |  | 20 kV | _ | LV | 200 kVA :Kiosk Substation | 0.2 | --> | 0.2 | 0 | 0 | Constrained, otherwise capacity available =187 kVA | --> | 0.19 | 0 | 0 | 0.192 | 0 |  | --> | E16 ex ACADEMY STREET | Academy Street [T421,T422,T44] | NAVAN |  | 53.5967 | -6.6914
MV/LV Substation MU***4359 |  | 10 kV | _ | LV | 400 kVA :Kiosk Substation | 0.4 | --> | 0.4 | 0.332 | 2.01 |  | --> | 0.38 | 0 | 0 | 0.389 | 0 |  | --> | C11 ex ABBEYLAND | Abbeyland [T41,T42] | NAVAN |  | 53.648 | -6.7057
MV/LV Substation KI***435Y |  | 20 kV | _ | LV | 100 kVA :Pole Substation | 0.1 | --> | 0.1 | 0 | 0 | Constrained, otherwise capacity available =82 kVA | --> | 0.095 | 0 | 0.005 | 0.094 | 0 |  | --> | E15 ex ACADEMY STREET | Academy Street [T421,T422,T44] | NAVAN |  | 53.6318 | -6.6655
MV/LV Substation BA***436 |  | 20 kV | _ | LV | 200 kVA :Kiosk Substation | 0.2 | --> | 0.2 | 0 | 0 | Constrained, otherwise capacity available =157 kVA | --> | 0.19 | 0 | 0.031 | 0.173 | 0 |  | --> | E15 ex ACADEMY STREET | Academy Street [T421,T422,T44] | NAVAN |  | 53.635 | -6.6682
MV/LV Substation AP***4361 |  | 10 kV | _ | LV | 630 kVA :Kiosk Substation | 0.63 | --> | 0.63 | 0.444 | 2.01 |  | --> | 0.598 | 0 | 0.027 | 0.5 | 0 |  | --> | C17 ex ABBEYLAND | Abbeyland [T41,T42] | NAVAN |  | 53.6592 | -6.6809
MV/LV Substation RU***4368 |  | 10 kV | _ | LV | 630 kVA :Kiosk Substation | 0.63 | --> | 0.63 | 0.5 | 2.01 |  | --> | 0.598 | 0 | 0.005 | 0.5 | 0 |  | --> | C12 ex ABBEYLAND | Abbeyland [T41,T42] | NAVAN |  | 53.6564 | -6.6747
MV/LV Substation CL***4375 |  | 20 kV | _ | LV | 50 kVA :Pole Substation | 0.05 | --> | 0.05 | 0 | 0 | Constrained, otherwise capacity available =48 kVA | --> | 0.048 | 0 | 0 | 0.048 | 0 |  | --> | E11 ex ACADEMY STREET | Academy Street [T421,T422,T44] | NAVAN |  | 53.5909 | -6.5359
MV/LV Substation AE***4381 |  | 10 kV | _ | LV | 50 kVA :Pole Substation | 0.05 | --> | 0.05 | 0.032 | 2.01 |  | --> | 0.048 | 0 | 0 | 0.05 | 0 |  | --> | C12 ex ABBEYLAND | Abbeyland [T41,T42] | NAVAN |  | 53.6698 | -6.6868
MV/LV Substation AS***4384 |  | 20 kV | _ | LV | 200 kVA :Pole Substation | 0.2 | --> | 0.2 | 0 | 0 | Constrained, otherwise capacity available =173 kVA | --> | 0.19 | 0 | 0 | 0.194 | 0 |  | --> | E17 ex ACADEMY STREET | Academy Street [T421,T422,T44] | NAVAN |  | 53.5891 | -6.6775
MV/LV Substation BA***4387 |  | 10 kV | _ | LV | 630 kVA :Kiosk Substation | 0.63 | --> | 0.63 | 0.5 | 2.01 |  | --> | 0.598 | 0 | 0 | 0.5 | 0 |  | --> | C11 ex ABBEYLAND | Abbeyland [T41,T42] | NAVAN |  | 53.6533 | -6.7018
MV/LV Substation BR***4391 |  | 20 kV | _ | LV | 630 kVA :Kiosk Substation | 0.63 | --> | 0.63 | 0 | 0 | Constrained, otherwise capacity available =502 kVA | --> | 0.598 | 0 | 0.018 | 0.5 | 0 |  | --> | E17 ex ACADEMY STREET | Academy Street [T421,T422,T44] | NAVAN |  | 53.5645 | -6.6651
MV/LV Substation ST***4399 |  | 10 kV | _ | LV | 200 kVA :Kiosk Substation | 0.2 | --> | 0.2 | 0.135 | 2.01 |  | --> | 0.19 | 0 | 0.006 | 0.194 | 0 |  | --> | C16 ex ABBEYLAND | Abbeyland [T41,T42] | NAVAN |  | 53.6518 | -6.6986
MV/LV Substation RE***439Y |  | 20 kV | _ | LV | 630 kVA :Building Structure | 0.63 | --> | 0.63 | 0 | 0 | Constrained, otherwise capacity available =567 kVA | --> | 0.598 | 0 | 0.525 | 0.218 | 0 |  | --> | E11 ex ACADEMY STREET | Academy Street [T421,T422,T44] | NAVAN |  | 53.6191 | -6.5995
MV/LV Substation FR***4400 |  | 20 kV | _ | LV | 200 kVA :Pole Substation | 0.2 | --> | 0.2 | 0 | 0 | Constrained, otherwise capacity available =193 kVA | --> | 0.19 | 0 | 0 | 0.191 | 0 |  | --> | E16 ex ACADEMY STREET | Academy Street [T421,T422,T44] | NAVAN |  | 53.626 | -6.7146
MV/LV Substation BA***4406 |  | 20 kV | _ | LV | 630 kVA :Kiosk Substation | 0.63 | --> | 0.63 | 0 | 0 | Constrained, otherwise capacity available =580 kVA | --> | 0.598 | 0 | 0.061 | 0.5 | 0 |  | --> | E15 ex ACADEMY STREET | Academy Street [T421,T422,T44] | NAVAN |  | 53.6454 | -6.6783
MV/LV Substation BA***4407 |  | 20 kV | _ | LV | 630 kVA :Kiosk Substation | 0.63 | --> | 0.63 | 0 | 0 | Constrained, otherwise capacity available =514 kVA | --> | 0.598 | 0 | 0.156 | 0.499 | 0 |  | --> | E15 ex ACADEMY STREET | Academy Street [T421,T422,T44] | NAVAN |  | 53.6442 | -6.6784
MV/LV Substation BA***4408 |  | 20 kV | _ | LV | 630 kVA :Kiosk Substation | 0.63 | --> | 0.63 | 0 | 0 | Constrained, otherwise capacity available =522 kVA | --> | 0.598 | 0 | 0.157 | 0.497 | 0 |  | --> | E15 ex ACADEMY STREET | Academy Street [T421,T422,T44] | NAVAN |  | 53.6426 | -6.6761
MV/LV Substation BA***4409 |  | 20 kV | _ | LV | 630 kVA :Kiosk Substation | 0.63 | --> | 0.63 | 0 | 0 | Constrained, otherwise capacity available =518 kVA | --> | 0.598 | 0 | 0.137 | 0.5 | 0 |  | --> | E15 ex ACADEMY STREET | Academy Street [T421,T422,T44] | NAVAN |  | 53.644 | -6.6741
MV/LV Substation CL***440Y |  | 20 kV | _ | LV | 50 kVA :Pole Substation | 0.05 | --> | 0.05 | 0 | 0 | Constrained, otherwise capacity available =45 kVA | --> | 0.048 | 0 | 0.006 | 0.044 | 0 |  | --> | E19 ex SLANE | Slane [T421] | DRYBRIDGE |  | 53.7322 | -6.6999
MV/LV Substation BR***4419 |  | 20 kV | _ | LV | 100 kVA :Pole Substation | 0.1 | --> | 0.1 | 0 | 0 | Constrained, otherwise capacity available =95 kVA | --> | 0.095 | 0 | 0 | 0 | 0 | Constrained, otherwise capacity available =96 kW | --> | E17 ex DULEEK | Duleek [T421,T422] | DRYBRIDGE |  | 53.6316 | -6.552
MV/LV Substation AR***442 |  | 20 kV | _ | LV | 50 kVA :Pole Substation | 0.05 | --> | 0.05 | 0 | 0 | Constrained, otherwise capacity available =49 kVA | --> | 0.048 | 0 | 0 | 0.048 | 0 |  | --> | E15 ex ACADEMY STREET | Academy Street [T421,T422,T44] | NAVAN |  | 53.6148 | -6.6465
MV/LV Substation SW***4424 |  | 20 kV | _ | LV | 630 kVA :Kiosk Substation | 0.63 | --> | 0.63 | 0 | 0 | Constrained, otherwise capacity available =517 kVA | --> | 0.598 | 0 | 0 | 0.5 | 0 |  | --> | E16 ex ACADEMY STREET | Academy Street [T421,T422,T44] | NAVAN |  | 53.6414 | -6.6865
MV/LV Substation RO***4425 |  | 10 kV | _ | LV | 630 kVA :Kiosk Substation | 0.63 | --> | 0.63 | 0 | 0 | Constrained, otherwise capacity available =522 kVA | --> | 0.598 | 0 | 0.01 | 0.5 | 0 |  | --> | C30 ex ACADEMY STREET | Academy Street [T421,T422,T44] | NAVAN |  | 53.6638 | -6.6546
MV/LV Substation ME***4429 |  | 10 kV | _ | LV | 400 kVA :Kiosk Substation | 0.4 | --> | 0.4 | 0 | 0 | Constrained, otherwise capacity available =346 kVA | --> | 0.38 | 0 | 0 | 0.387 | 0 |  | --> | C30 ex ACADEMY STREET | Academy Street [T421,T422,T44] | NAVAN |  | 53.6478 | -6.6542
MV/LV Substation SM***4435 |  | 20 kV | _ | LV | 50 kVA :Pole Substation | 0.05 | --> | 0.05 | 0 | 0 | Constrained, otherwise capacity available =40 kVA | --> | 0.048 | 0 | 0 | 0.049 | 0 |  | --> | E17 ex ACADEMY STREET | Academy Street [T421,T422,T44] | NAVAN |  | 53.6061 | -6.7665
MV/LV Substation AR***4436 |  | 10 kV | _ | LV | 50 kVA :Pole Substation | 0.05 | --> | 0.05 | 0.05 | 2.01 |  | --> | 0.048 | 0 | 0 | 0.048 | 0 |  | --> | C18 ex ABBEYLAND | Abbeyland [T41,T42] | NAVAN |  | 53.6491 | -6.7523
MV/LV Substation HU***4445 |  | 20 kV | _ | LV | 200 kVA :Kiosk Substation | 0.2 | --> | 0.2 | 0 | 0 | Constrained, otherwise capacity available =187 kVA | --> | 0.19 | 0 | 0 | 0.192 | 0 |  | --> | E11 ex ACADEMY STREET | Academy Street [T421,T422,T44] | NAVAN |  | 53.538 | -6.597
MV/LV Substation WO***4446 |  | 10 kV | _ | LV | 630 kVA :Kiosk Substation | 0.63 | --> | 0.63 | 0 | 0 | Constrained, otherwise capacity available =555 kVA | --> | 0.598 | 0 | 0.003 | 0.5 | 0 |  | --> | C30 ex ACADEMY STREET | Academy Street [T421,T422,T44] | NAVAN |  | 53.6499 | -6.6531
MV/LV Substation BU***444Y |  | 10 kV | _ | LV | 630 kVA :Kiosk Substation | 0.63 | --> | 0.63 | 0.5 | 2.01 |  | --> | 0.598 | 0 | 0 | 0.5 | 0 |  | --> | C11 ex ABBEYLAND | Abbeyland [T41,T42] | NAVAN |  | 53.6448 | -6.7072
MV/LV Substation PA***4450 |  | 20 kV | _ | LV | 50 kVA :Pole Substation | 0.05 | --> | 0.05 | 0 | 0 | Constrained, otherwise capacity available =50 kVA | --> | 0.048 | 0 | 0 | 0.048 | 0 |  | --> | E21 ex SLANE | Slane [T421] | DRYBRIDGE |  | 53.6747 | -6.5545
MV/LV Substation DR***4451 |  | 10 kV | _ | LV | 50 kVA :Pole Substation | 0.05 | --> | 0.05 | 0 | 0 | Constrained, otherwise capacity available =50 kVA | --> | 0.048 | 0 | 0 | 0.048 | 0 |  | --> | E17 ex ACADEMY STREET | Academy Street [T421,T422,T44] | NAVAN |  | 53.6219 | -6.8393
MV/LV Substation GO***4452 |  | 10 kV | _ | LV | 630 kVA :Kiosk Substation | 0.63 | --> | 0.63 | 0 | 0 | Constrained, otherwise capacity available =585 kVA | --> | 0.598 | 0 | 0.068 | 0.5 | 0 |  | --> | C30 ex ACADEMY STREET | Academy Street [T421,T422,T44] | NAVAN |  | 53.654 | -6.6511
MV/LV Substation BE***4453 |  | 20 kV | _ | LV | 50 kVA :Pole Substation | 0.05 | --> | 0.05 | 0 | 0 | Constrained, otherwise capacity available =49 kVA | --> | 0.048 | 0 | 0 | 0.048 | 0 |  | --> | E17 ex ACADEMY STREET | Academy Street [T421,T422,T44] | NAVAN |  | 53.5914 | -6.7055
MV/LV Substation ED***4454 |  | 20 kV | _ | LV | 50 kVA :Pole Substation | 0.05 | --> | 0.05 | 0 | 0 | Constrained, otherwise capacity available =50 kVA | --> | 0.048 | 0 | 0 | 0.048 | 0 |  | --> | E11 ex ACADEMY STREET | Academy Street [T421,T422,T44] | NAVAN |  | 53.5894 | -6.5152
MV/LV Substation DU***4465 |  | 20 kV | _ | LV | 400 kVA :Kiosk Substation | 0.4 | --> | 0.4 | 0 | 0 | Constrained, otherwise capacity available =353 kVA | --> | 0.38 | 0 | 0 | 0.386 | 0 |  | --> | E12 ex ACADEMY STREET | Academy Street [T421,T422,T44] | NAVAN |  | 53.6445 | -6.6478
MV/LV Substation CL***4466 |  | 10 kV | _ | LV | 400 kVA :Kiosk Substation | 0.4 | --> | 0.4 | 0.337 | 2.01 |  | --> | 0.38 | 0 | 0.036 | 0.362 | 0 |  | --> | C12 ex ABBEYLAND | Abbeyland [T41,T42] | NAVAN |  | 53.6686 | -6.6902
MV/LV Substation SW***4468 |  | 20 kV | _ | LV | 630 kVA :Kiosk Substation | 0.63 | --> | 0.63 | 0 | 0 | Constrained, otherwise capacity available =589 kVA | --> | 0.598 | 0 | 0 | 0.5 | 0 |  | --> | E16 ex ACADEMY STREET | Academy Street [T421,T422,T44] | NAVAN |  | 53.6414 | -6.6852
MV/LV Substation CL***4470 |  | 10 kV | _ | LV | 400 kVA :Kiosk Substation | 0.4 | --> | 0.4 | 0.369 | 2.01 |  | --> | 0.38 | 0 | 0.037 | 0.357 | 0 |  | --> | C12 ex ABBEYLAND | Abbeyland [T41,T42] | NAVAN |  | 53.6691 | -6.6932
MV/LV Substation GE***4483 |  | 20 kV | _ | LV | 50 kVA :Pole Substation | 0.05 | --> | 0.05 | 0 | 0 | Constrained, otherwise capacity available =50 kVA | --> | 0.048 | 0 | 0 | 0.048 | 0 |  | --> | E11 ex ACADEMY STREET | Academy Street [T421,T422,T44] | NAVAN |  | 53.6262 | -6.5949
MV/LV Substation BO***4495 |  | 10 kV | _ | LV | 630 kVA :Kiosk Substation | 0.63 | --> | 0.63 | 0 | 0 | Constrained, otherwise capacity available =630 kVA | --> | 0.598 | 0 | 0 | 0.5 | 0 |  | --> | C30 ex ACADEMY STREET | Academy Street [T421,T422,T44] | NAVAN |  | 53.6553 | -6.6551
MV/LV Substation CO***449Y |  | 20 kV | _ | LV | 33 kVA :Pole Substation | 0.033 | --> | 0.033 | 0.026 | 0.64 |  | --> | 0.031 | 0 | 0 | 0.032 | 0 |  | --> | E14 ex RANDALSTOWN | Randalstown [T422] | NAVAN |  | 53.7302 | -6.7078
MV/LV Substation DE***4502 |  | 20 kV | _ | LV | 200 kVA :Pole Substation | 0.2 | --> | 0.2 | 0 | 0 | Constrained, otherwise capacity available =200 kVA | --> | 0.19 | 0 | 0 | 0 | 0 | Constrained, otherwise capacity available =190 kW | --> | E17 ex DULEEK | Duleek [T421,T422] | DRYBRIDGE |  | 53.6469 | -6.6019
MV/LV Substation OT***4508 |  | 20 kV | _ | LV | 50 kVA :Pole Substation | 0.05 | --> | 0.05 | 0 | 0 | Constrained, otherwise capacity available =50 kVA | --> | 0.048 | 0 | 0 | 0.048 | 0 |  | --> | E19 ex SLANE | Slane [T421] | DRYBRIDGE |  | 53.7302 | -6.6537
MV/LV Substation BO***4513 |  | 10 kV | _ | LV | 50 kVA :Pole Substation | 0.05 | --> | 0.05 | 0 | 0 | Constrained, otherwise capacity available =50 kVA | --> | 0.048 | 0 | 0 | 0.048 | 0 |  | --> | C30 ex ACADEMY STREET | Academy Street [T421,T422,T44] | NAVAN |  | 53.655 | -6.6575
MV/LV Substation BL***4519 |  | 10 kV | _ | LV | 50 kVA :Pole Substation | 0.05 | --> | 0.05 | 0.05 | 2.01 |  | --> | 0.048 | 0 | 0 | 0.048 | 0 |  | --> | C16 ex ABBEYLAND | Abbeyland [T41,T42] | NAVAN |  | 53.6567 | -6.6968
MV/LV Substation BL***4520 |  | 10 kV | _ | LV | 50 kVA :Pole Substation | 0.05 | --> | 0.05 | 0.05 | 2.01 |  | --> | 0.048 | 0 | 0 | 0.048 | 0 |  | --> | C11 ex ABBEYLAND | Abbeyland [T41,T42] | NAVAN |  | 53.6609 | -6.698
MV/LV Substation RO***4521 |  | 10 kV | _ | LV | 630 kVA :Kiosk Substation | 0.63 | --> | 0.63 | 0.5 | 2.01 |  | --> | 0.598 | 0 | 0 | 0.5 | 0 |  | --> | C11 ex ABBEYLAND | Abbeyland [T41,T42] | NAVAN |  | 53.6378 | -6.7048
MV/LV Substation WH***4526 |  | 10 kV | _ | LV | 100 kVA :Pole Substation | 0.1 | --> | 0.1 | 0.1 | 2.01 |  | --> | 0.095 | 0 | 0 | 0.095 | 0 |  | --> | C18 ex ABBEYLAND | Abbeyland [T41,T42] | NAVAN |  | 53.6598 | -6.7205
MV/LV Substation SP***4530 |  | 20 kV | _ | LV | 50 kVA :Pole Substation | 0.05 | --> | 0.05 | 0.05 | 0.64 |  | --> | 0.048 | 0 | 0 | 0.048 | 0 |  | --> | E14 ex RANDALSTOWN | Randalstown [T422] | NAVAN |  | 53.7232 | -6.7579
MV/LV Substation ME***458Y |  | 20 kV | _ | LV | 100 kVA :Pole Substation | 0.1 | --> | 0.1 | 0 | 0 | Constrained, otherwise capacity available =94 kVA | --> | 0.095 | 0 | 0.01 | 0.088 | 0 |  | --> | E16 ex ACADEMY STREET | Academy Street [T421,T422,T44] | NAVAN |  | 53.623 | -6.6873
MV/LV Substation BA***459Y |  | 20 kV | _ | LV | 100 kVA :Pole Substation | 0.1 | --> | 0.1 | 0 | 0 | Constrained, otherwise capacity available =100 kVA | --> | 0.095 | 0 | 0 | 0.095 | 0 |  | --> | E16 ex ACADEMY STREET | Academy Street [T421,T422,T44] | NAVAN |  | 53.6237 | -6.6889
MV/LV Substation CR***460Y |  | 10 kV | _ | LV | 50 kVA :Pole Substation | 0.05 | --> | 0.05 | 0.05 | 2.01 |  | --> | 0.048 | 0 | 0 | 0.048 | 0 |  | --> | C18 ex ABBEYLAND | Abbeyland [T41,T42] | NAVAN |  | 53.6301 | -6.7972
MV/LV Substation BR***463X |  | 20 kV | _ | LV | 50 kVA :Pole Substation | 0.05 | --> | 0.05 | 0 | 0 | Constrained, otherwise capacity available =12 kVA | --> | 0.048 | 0 | 0.027 | 0 | 0 | Constrained, otherwise capacity available =32 kW | --> | E17 ex DULEEK | Duleek [T421,T422] | DRYBRIDGE |  | 53.6446 | -6.555
MV/LV Substation VE***464 |  | 20 kV | _ | LV | 50 kVA :Pole Substation | 0.05 | --> | 0.05 | 0 | 0 | Constrained, otherwise capacity available =43 kVA | --> | 0.048 | 0 | 0.006 | 0.044 | 0 |  | --> | E11 ex ACADEMY STREET | Academy Street [T421,T422,T44] | NAVAN |  | 53.6255 | -6.55
MV/LV Substation SE***465X |  | 20 kV | _ | LV | 100 kVA :Pole Substation | 0.1 | --> | 0.1 | 0 | 0 | Constrained, otherwise capacity available =87 kVA | --> | 0.095 | 0 | 0.004 | 0 | 0 | Constrained, otherwise capacity available =94 kW | --> | E17 ex DULEEK | Duleek [T421,T422] | DRYBRIDGE |  | 53.6503 | -6.5471
MV/LV Substation WH***471X |  | 10 kV | _ | LV | 200 kVA :Pole Substation | 0.2 | --> | 0.2 | 0.143 | 2.01 |  | --> | 0.19 | 0 | 0 | 0.198 | 0 |  | --> | C18 ex ABBEYLAND | Abbeyland [T41,T42] | NAVAN |  | 53.6602 | -6.7231
MV/LV Substation CA***475 |  | 20 kV | _ | LV | 100 kVA :Pole Substation | 0.1 | --> | 0.1 | 0 | 0 | Constrained, otherwise capacity available =96 kVA | --> | 0.095 | 0 | 0.076 | 0 | 0 | Constrained, otherwise capacity available =39 kW | --> | E17 ex DULEEK | Duleek [T421,T422] | DRYBRIDGE |  | 53.6513 | -6.5783
MV/LV Substation HA***488 |  | 20 kV | _ | LV | 50 kVA :Pole Substation | 0.05 | --> | 0.05 | 0 | 0 | Constrained, otherwise capacity available =44 kVA | --> | 0.048 | 0 | 0 | 0 | 0 | Constrained, otherwise capacity available =48 kW | --> | E17 ex DULEEK | Duleek [T421,T422] | DRYBRIDGE |  | 53.6682 | -6.5994
MV/LV Substation CL***490Y |  | 20 kV | _ | LV | 50 kVA :Pole Substation | 0.05 | --> | 0.05 | 0 | 0 | Constrained, otherwise capacity available =46 kVA | --> | 0.048 | 0 | 0 | 0.048 | 0 |  | --> | E19 ex SLANE | Slane [T421] | DRYBRIDGE |  | 53.737 | -6.7014
MV/LV Substation NE***492X |  | 10 kV | _ | LV | 100 kVA :Pole Substation | 0.1 | --> | 0.1 | 0.097 | 2.01 |  | --> | 0.095 | 0 | 0 | 0.095 | 0 |  | --> | C11 ex ABBEYLAND | Abbeyland [T41,T42] | NAVAN |  | 53.6579 | -6.7101
MV/LV Substation LE***494Y |  | 20 kV | _ | LV | 50 kVA :Pole Substation | 0.05 | --> | 0.05 | 0.034 | 0.64 |  | --> | 0.048 | 0 | 0.028 | 0.029 | 0 |  | --> | E14 ex RANDALSTOWN | Randalstown [T422] | NAVAN |  | 53.7586 | -6.7151
MV/LV Substation BR***502Y |  | 20 kV | _ | LV | 200 kVA :Pole Substation | 0.2 | --> | 0.2 | 0 | 0 | Constrained, otherwise capacity available =160 kVA | --> | 0.19 | 0 | 0.006 | 0.191 | 0 |  | --> | E11 ex ACADEMY STREET | Academy Street [T421,T422,T44] | NAVAN |  | 53.6299 | -6.5557
MV/LV Substation LA***503X |  | 20 kV | _ | LV | 50 kVA :Pole Substation | 0.05 | --> | 0.05 | 0 | 0 | Constrained, otherwise capacity available =33 kVA | --> | 0.048 | 0 | 0 | 0.05 | 0 |  | --> | E17 ex ACADEMY STREET | Academy Street [T421,T422,T44] | NAVAN |  | 53.5555 | -6.6611
MV/LV Substation SW***505X |  | 20 kV | _ | LV | 100 kVA :Pole Substation | 0.1 | --> | 0.1 | 0 | 0 | Constrained, otherwise capacity available =93 kVA | --> | 0.095 | 0 | 0.015 | 0.085 | 0 |  | --> | E17 ex ACADEMY STREET | Academy Street [T421,T422,T44] | NAVAN |  | 53.5509 | -6.6506
MV/LV Substation PR***507Y |  | 10 kV | _ | LV | 630 kVA :Kiosk Substation | 0.63 | --> | 0.63 | 0.43 | 2.01 |  | --> | 0.598 | 0 | 0 | 0.5 | 0 |  | --> | C15 ex ABBEYLAND | Abbeyland [T41,T42] | NAVAN |  | 53.6531 | -6.6866
MV/LV Substation AS***508 |  | 20 kV | _ | LV | 50 kVA :Pole Substation | 0.05 | --> | 0.05 | 0 | 0 | Constrained, otherwise capacity available =24 kVA | --> | 0.048 | 0 | 0 | 0 | 0 | Constrained, otherwise capacity available =51 kW | --> | E17 ex DULEEK | Duleek [T421,T422] | DRYBRIDGE |  | 53.6593 | -6.5491
MV/LV Substation PA***509 |  | 20 kV | _ | LV | 50 kVA :Pole Substation | 0.05 | --> | 0.05 | 0 | 0 | Constrained, otherwise capacity available =44 kVA | --> | 0.048 | 0 | 0 | 0 | 0 | Constrained, otherwise capacity available =48 kW | --> | E17 ex DULEEK | Duleek [T421,T422] | DRYBRIDGE |  | 53.663 | -6.5577
MV/LV Substation CA***510X |  | 20 kV | _ | LV | 100 kVA :Pole Substation | 0.1 | --> | 0.1 | 0 | 0 | Constrained, otherwise capacity available =87 kVA | --> | 0.095 | 0 | 0 | 0 | 0 | Constrained, otherwise capacity available =97 kW | --> | E17 ex DULEEK | Duleek [T421,T422] | DRYBRIDGE |  | 53.6624 | -6.5941
MV/LV Substation Q ***510Y |  | 10 kV | _ | LV | 630 kVA :Kiosk Substation | 0.63 | --> | 0.63 | 0.478 | 2.01 |  | --> | 0.598 | 0 | 0 | 0.5 | 0 |  | --> | C15 ex ABBEYLAND | Abbeyland [T41,T42] | NAVAN |  | 53.6526 | -6.6878
MV/LV Substation MA***515Y |  | 20 kV | _ | LV | 50 kVA :Pole Substation | 0.05 | --> | 0.05 | 0 | 0 | Constrained, otherwise capacity available =47 kVA | --> | 0.048 | 0 | 0 | 0.048 | 0 |  | --> | E11 ex ACADEMY STREET | Academy Street [T421,T422,T44] | NAVAN |  | 53.5855 | -6.4976
MV/LV Substation BU***521Y |  | 20 kV | _ | LV | 50 kVA :Pole Substation | 0.05 | --> | 0.05 | 0 | 0 | Constrained, otherwise capacity available =37 kVA | --> | 0.048 | 0 | 0 | 0 | 0 | Constrained, otherwise capacity available =49 kW | --> | E17 ex DULEEK | Duleek [T421,T422] | DRYBRIDGE |  | 53.612 | -6.5056
MV/LV Substation FL***523 |  | 20 kV | _ | LV | 50 kVA :Pole Substation | 0.05 | --> | 0.05 | 0 | 0 | Constrained, otherwise capacity available =46 kVA | --> | 0.048 | 0 | 0 | 0 | 0 | Constrained, otherwise capacity available =48 kW | --> | E17 ex DULEEK | Duleek [T421,T422] | DRYBRIDGE |  | 53.6402 | -6.5187
MV/LV Substation KE***525 |  | 20 kV | _ | LV | 50 kVA :Pole Substation | 0.05 | --> | 0.05 | 0 | 0 | Constrained, otherwise capacity available =39 kVA | --> | 0.048 | 0 | 0.005 | 0 | 0 | Constrained, otherwise capacity available =45 kW | --> | E17 ex DULEEK | Duleek [T421,T422] | DRYBRIDGE |  | 53.6347 | -6.5212
MV/LV Substation CL***527X |  | 20 kV | _ | LV | 200 kVA :Kiosk Substation | 0.2 | --> | 0.2 | 0 | 0 | Constrained, otherwise capacity available =134 kVA | --> | 0.19 | 0 | 0.032 | 0.175 | 0 |  | --> | E17 ex ACADEMY STREET | Academy Street [T421,T422,T44] | NAVAN |  | 53.5929 | -6.7257
MV/LV Substation KE***528 |  | 20 kV | _ | LV | 100 kVA :Pole Substation | 0.1 | --> | 0.1 | 0 | 0 | Constrained, otherwise capacity available =71 kVA | --> | 0.095 | 0 | 0.034 | 0 | 0 | Constrained, otherwise capacity available =74 kW | --> | E17 ex DULEEK | Duleek [T421,T422] | DRYBRIDGE |  | 53.6273 | -6.5336
MV/LV Substation LO***537Y |  | 20 kV | _ | LV | 200 kVA :Pole Substation | 0.2 | --> | 0.2 | 0 | 0 | Constrained, otherwise capacity available =167 kVA | --> | 0.19 | 0 | 0.022 | 0.178 | 0 |  | --> | E19 ex SLANE | Slane [T421] | DRYBRIDGE |  | 53.7857 | -6.6466
MV/LV Substation CA***540Y |  | 20 kV | _ | LV | 400 kVA :Building Structure | 0.4 | --> | 0.4 | 0 | 0 | Constrained, otherwise capacity available =98 kVA | --> | 0.38 | 0 | 0 | 0.419 | 0 |  | --> | E12 ex ACADEMY STREET | Academy Street [T421,T422,T44] | NAVAN |  | 53.6387 | -6.6624
MV/LV Substation CO***541 |  | 20 kV | _ | LV | 200 kVA :Pole Substation | 0.2 | --> | 0.2 | 0 | 0 | Constrained, otherwise capacity available =131 kVA | --> | 0.19 | 0 | 0 | 0.199 | 0 |  | --> | E11 ex ACADEMY STREET | Academy Street [T421,T422,T44] | NAVAN |  | 53.6105 | -6.6318
MV/LV Substation NE***541Y |  | 10 kV | _ | LV | 400 kVA :Building Structure | 0.4 | --> | 0.4 | 0 | 0 | Constrained, otherwise capacity available =199 kVA | --> | 0.38 | 0 | 0.038 | 0.375 | 0 |  | --> | C26 ex ACADEMY STREET | Academy Street [T421,T422,T44] | NAVAN |  | 53.6521 | -6.6819
MV/LV Substation CO***543 |  | 20 kV | _ | LV | 50 kVA :Pole Substation | 0.05 | --> | 0.05 | 0 | 0 | Constrained, otherwise capacity available =36 kVA | --> | 0.048 | 0 | 0.006 | 0.045 | 0 |  | --> | E11 ex ACADEMY STREET | Academy Street [T421,T422,T44] | NAVAN |  | 53.6091 | -6.6174
MV/LV Substation IN***544Y |  | 10 kV | _ | LV | 400 kVA :Kiosk Substation | 0.4 | --> | 0.4 | 0 | 0 | Constrained, otherwise capacity available =400 kVA | --> | 0.38 | 0 | 0 | 0.38 | 0 |  | --> | C32 ex ACADEMY STREET | Academy Street [T421,T422,T44] | NAVAN |  | 53.6429 | -6.6965
MV/LV Substation KI***547X |  | 20 kV | _ | LV | 100 kVA :Pole Substation | 0.1 | --> | 0.1 | 0 | 0 | Constrained, otherwise capacity available =68 kVA | --> | 0.095 | 0 | 0.009 | 0.093 | 0 |  | --> | E17 ex ACADEMY STREET | Academy Street [T421,T422,T44] | NAVAN |  | 53.5563 | -6.6619
MV/LV Substation TA***550Y |  | 10 kV | _ | LV | 200 kVA :Kiosk Substation | 0.2 | --> | 0.2 | 0.133 | 2.01 |  | --> | 0.19 | 0 | 0.032 | 0.175 | 0 |  | --> | C12 ex ABBEYLAND | Abbeyland [T41,T42] | NAVAN |  | 53.6679 | -6.6813
MV/LV Substation BA***551 |  | 20 kV | _ | LV | 630 kVA :Kiosk Substation | 0.63 | --> | 0.63 | 0 | 0 | Constrained, otherwise capacity available =556 kVA | --> | 0.598 | 0 | 0 | 0.5 | 0 |  | --> | E16 ex ACADEMY STREET | Academy Street [T421,T422,T44] | NAVAN |  | 53.5986 | -6.6615
MV/LV Substation CA***551Y |  | 10 kV | _ | LV | 630 kVA :Building Structure | 0.63 | --> | 0.63 | 0 | 0 | Constrained, otherwise capacity available =511 kVA | --> | 0.598 | 0 | 0 | 0.5 | 0 |  | --> | C26 ex ACADEMY STREET | Academy Street [T421,T422,T44] | NAVAN |  | 53.6541 | -6.6858
MV/LV Substation KI***555Y |  | 10 kV | _ | LV | 400 kVA :Kiosk Substation | 0.4 | --> | 0.4 | 0.39 | 2.01 |  | --> | 0.38 | 0 | 0 | 0.381 | 0 |  | --> | C12 ex ABBEYLAND | Abbeyland [T41,T42] | NAVAN |  | 53.6724 | -6.6889
MV/LV Substation GO***556Y |  | 20 kV | _ | LV | 200 kVA :Pole Substation | 0.2 | --> | 0.2 | 0 | 0 | Constrained, otherwise capacity available =105 kVA | --> | 0.19 | 0 | 0 | 0.197 | 0 |  | --> | E11 ex ACADEMY STREET | Academy Street [T421,T422,T44] | NAVAN |  | 53.5903 | -6.5169
MV/LV Substation QM***558Y |  | 10 kV | _ | LV | 200 kVA :Pole Substation | 0.2 | --> | 0.2 | 0.145 | 1.82 |  | --> | 0.19 | 0 | 0 | 0.197 | 0 |  | --> | C15 ex RANDALSTOWN | Randalstown [T41] | NAVAN |  | 53.6737 | -6.7698
MV/LV Substation KE***560Y |  | 20 kV | _ | LV | 50 kVA :Pole Substation | 0.05 | --> | 0.05 | 0 | 0 | Constrained, otherwise capacity available =43 kVA | --> | 0.048 | 0 | 0.005 | 0.045 | 0 |  | --> | E16 ex ACADEMY STREET | Academy Street [T421,T422,T44] | NAVAN |  | 53.6226 | -6.6683
MV/LV Substation LI***562X |  | 10 kV | _ | LV | 400 kVA :Building Structure | 0.4 | --> | 0.4 | 0.198 | 1.82 |  | --> | 0.38 | 0 | 0 | 0.407 | 0 |  | --> | C15 ex RANDALSTOWN | Randalstown [T41] | NAVAN |  | 53.6688 | -6.7279
MV/LV Substation HA***564X |  | 20 kV | _ | LV | 50 kVA :Pole Substation | 0.05 | --> | 0.05 | 0 | 0 | Constrained, otherwise capacity available =37 kVA | --> | 0.048 | 0 | 0 | 0 | 0 | Constrained, otherwise capacity available =49 kW | --> | E17 ex DULEEK | Duleek [T421,T422] | DRYBRIDGE |  | 53.656 | -6.6198
MV/LV Substation LI***566X |  | 10 kV | _ | LV | 200 kVA :Pole Substation | 0.2 | --> | 0.2 | 0.159 | 1.82 |  | --> | 0.19 | 0 | 0 | 0.196 | 0 |  | --> | C15 ex RANDALSTOWN | Randalstown [T41] | NAVAN |  | 53.6714 | -6.7406
MV/LV Substation SE***566Y |  | 20 kV | _ | LV | 50 kVA :Pole Substation | 0.05 | --> | 0.05 | 0 | 0 | Constrained, otherwise capacity available =43 kVA | --> | 0.048 | 0 | 0 | 0.048 | 0 |  | --> | E21 ex SLANE | Slane [T421] | DRYBRIDGE |  | 53.6687 | -6.5644
MV/LV Substation HA***569X |  | 10 kV | _ | LV | 50 kVA :Pole Substation | 0.05 | --> | 0.05 | 0.05 | 2.01 |  | --> | 0.048 | 0 | 0 | 0.048 | 0 |  | --> | C18 ex ABBEYLAND | Abbeyland [T41,T42] | NAVAN |  | 53.6289 | -6.7724
MV/LV Substation LI***572Y |  | 20 kV | _ | LV | 100 kVA :Pole Substation | 0.1 | --> | 0.1 | 0 | 0 | Constrained, otherwise capacity available =93 kVA | --> | 0.095 | 0 | 0.005 | 0.092 | 0 |  | --> | E11 ex ACADEMY STREET | Academy Street [T421,T422,T44] | NAVAN |  | 53.6014 | -6.5905
MV/LV Substation KI***577X |  | 20 kV | _ | LV | 400 kVA :Building Structure | 0.4 | --> | 0.4 | 0 | 0 | Constrained, otherwise capacity available =244 kVA | --> | 0.38 | 0 | 0.043 | 0.369 | 0 |  | --> | E15 ex ACADEMY STREET | Academy Street [T421,T422,T44] | NAVAN |  | 53.6392 | -6.6762
MV/LV Substation KI***579X |  | 20 kV | _ | LV | 200 kVA :Pole Substation | 0.2 | --> | 0.2 | 0.186 | 0.64 |  | --> | 0.19 | 0 | 0 | 0.192 | 0 |  | --> | E14 ex RANDALSTOWN | Randalstown [T422] | NAVAN |  | 53.7038 | -6.6865
MV/LV Substation EN***580 |  | 20 kV | _ | LV | 50 kVA :Pole Substation | 0.05 | --> | 0.05 | 0 | 0 | Constrained, otherwise capacity available =49 kVA | --> | 0.048 | 0 | 0 | 0.048 | 0 |  | --> | E17 ex ACADEMY STREET | Academy Street [T421,T422,T44] | NAVAN |  | 53.5711 | -6.6843
MV/LV Substation KE***581X |  | 20 kV | _ | LV | 50 kVA :Pole Substation | 0.05 | --> | 0.05 | 0 | 0 | Constrained, otherwise capacity available =43 kVA | --> | 0.048 | 0 | 0 | 0.048 | 0 |  | --> | E16 ex ACADEMY STREET | Academy Street [T421,T422,T44] | NAVAN |  | 53.6179 | -6.6698
MV/LV Substation RO***582X |  | 20 kV | _ | LV | 100 kVA :Pole Substation | 0.1 | --> | 0.1 | 0 | 0 | Constrained, otherwise capacity available =54 kVA | --> | 0.095 | 0 | 0.01 | 0.094 | 0 |  | --> | E16 ex ACADEMY STREET | Academy Street [T421,T422,T44] | NAVAN |  | 53.5929 | -6.6345
MV/LV Substation MI***584Y |  | 10 kV | _ | LV | 200 kVA :Pole Substation | 0.2 | --> | 0.2 | 0.188 | 2.01 |  | --> | 0.19 | 0 | 0 | 0.192 | 0 |  | --> | C12 ex ABBEYLAND | Abbeyland [T41,T42] | NAVAN |  | 53.6716 | -6.6883
MV/LV Substation MA***587X |  | 20 kV | _ | LV | 50 kVA :Pole Substation | 0.05 | --> | 0.05 | 0 | 0 | Constrained, otherwise capacity available =44 kVA | --> | 0.048 | 0 | 0.005 | 0.045 | 0 |  | --> | E17 ex ACADEMY STREET | Academy Street [T421,T422,T44] | NAVAN |  | 53.6185 | -6.7114
MV/LV Substation KI***594Y |  | 20 kV | _ | LV | 50 kVA :Pole Substation | 0.05 | --> | 0.05 | 0 | 0 | Constrained, otherwise capacity available =49 kVA | --> | 0.048 | 0 | 0 | 0.048 | 0 |  | --> | E15 ex ACADEMY STREET | Academy Street [T421,T422,T44] | NAVAN |  | 53.6314 | -6.6605
MV/LV Substation BE***595 |  | 20 kV | _ | LV | 50 kVA :Pole Substation | 0.05 | --> | 0.05 | 0 | 0 | Constrained, otherwise capacity available =38 kVA | --> | 0.048 | 0 | 0.005 | 0.046 | 0 |  | --> | E17 ex ACADEMY STREET | Academy Street [T421,T422,T44] | NAVAN |  | 53.5806 | -6.7036
MV/LV Substation PU***596Y |  | 20 kV | _ | LV | 100 kVA :Pole Substation | 0.1 | --> | 0.1 | 0 | 0 | Constrained, otherwise capacity available =86 kVA | --> | 0.095 | 0 | 0.011 | 0.089 | 0 |  | --> | E11 ex ACADEMY STREET | Academy Street [T421,T422,T44] | NAVAN |  | 53.6283 | -6.5441
MV/LV Substation KI***597Y |  | 20 kV | _ | LV | 50 kVA :Pole Substation | 0.05 | --> | 0.05 | 0 | 0 | Constrained, otherwise capacity available =34 kVA | --> | 0.048 | 0 | 0 | 0.05 | 0 |  | --> | E15 ex ACADEMY STREET | Academy Street [T421,T422,T44] | NAVAN |  | 53.6307 | -6.6529
MV/LV Substation AL***598X |  | 10 kV | _ | LV | 50 kVA :Pole Substation | 0.05 | --> | 0.05 | 0 | 0 | Constrained, otherwise capacity available =44 kVA | --> | 0.048 | 0 | 0 | 0.048 | 0 |  | --> | C30 ex ACADEMY STREET | Academy Street [T421,T422,T44] | NAVAN |  | 53.647 | -6.6426
MV/LV Substation KE***598Y |  | 20 kV | _ | LV | 100 kVA :Pole Substation | 0.1 | --> | 0.1 | 0 | 0 | Constrained, otherwise capacity available =58 kVA | --> | 0.095 | 0 | 0.052 | 0 | 0 | Constrained, otherwise capacity available =62 kW | --> | E17 ex DULEEK | Duleek [T421,T422] | DRYBRIDGE |  | 53.6274 | -6.5315
MV/LV Substation LI***599 |  | 20 kV | _ | LV | 200 kVA :Pole Substation | 0.2 | --> | 0.2 | 0 | 0 | Constrained, otherwise capacity available =181 kVA | --> | 0.19 | 0 | 0.005 | 0.189 | 0 |  | --> | E11 ex ACADEMY STREET | Academy Street [T421,T422,T44] | NAVAN |  | 53.6038 | -6.5976
MV/LV Substation LI***600 |  | 20 kV | _ | LV | 100 kVA :Pole Substation | 0.1 | --> | 0.1 | 0 | 0 | Constrained, otherwise capacity available =81 kVA | --> | 0.095 | 0 | 0 | 0.098 | 0 |  | --> | E11 ex ACADEMY STREET | Academy Street [T421,T422,T44] | NAVAN |  | 53.6003 | -6.5954
MV/LV Substation LI***601 |  | 20 kV | _ | LV | 100 kVA :Pole Substation | 0.1 | --> | 0.1 | 0 | 0 | Constrained, otherwise capacity available =87 kVA | --> | 0.095 | 0 | 0.004 | 0.094 | 0 |  | --> | E11 ex ACADEMY STREET | Academy Street [T421,T422,T44] | NAVAN |  | 53.6037 | -6.5868
MV/LV Substation LI***602 |  | 20 kV | _ | LV | 200 kVA :Pole Substation | 0.2 | --> | 0.2 | 0 | 0 | Constrained, otherwise capacity available =160 kVA | --> | 0.19 | 0 | 0 | 0.195 | 0 |  | --> | E11 ex ACADEMY STREET | Academy Street [T421,T422,T44] | NAVAN |  | 53.5949 | -6.5957
MV/LV Substation DU***604X |  | 10 kV | _ | LV | 50 kVA :Pole Substation | 0.05 | --> | 0.05 | 0 | 0 | Constrained, otherwise capacity available =38 kVA | --> | 0.048 | 0 | 0 | 0.049 | 0 |  | --> | E17 ex ACADEMY STREET | Academy Street [T421,T422,T44] | NAVAN |  | 53.6068 | -6.7783
MV/LV Substation CA***608 |  | 20 kV | _ | LV | 50 kVA :Pole Substation | 0.05 | --> | 0.05 | 0 | 0 | Constrained, otherwise capacity available =47 kVA | --> | 0.048 | 0 | 0 | 0.048 | 0 |  | --> | E11 ex ACADEMY STREET | Academy Street [T421,T422,T44] | NAVAN |  | 53.5852 | -6.5928
MV/LV Substation CO***609X |  | 20 kV | _ | LV | 100 kVA :Pole Substation | 0.1 | --> | 0.1 | 0 | 0 | Constrained, otherwise capacity available =72 kVA | --> | 0.095 | 0 | 0.05 | 0.062 | 0 |  | --> | E11 ex ACADEMY STREET | Academy Street [T421,T422,T44] | NAVAN |  | 53.5662 | -6.5391
MV/LV Substation DO***611Y |  | 20 kV | _ | LV | 100 kVA :Pole Substation | 0.1 | --> | 0.1 | 0 | 0 | Constrained, otherwise capacity available =72 kVA | --> | 0.095 | 0 | 0 | 0.099 | 0 |  | --> | E11 ex ACADEMY STREET | Academy Street [T421,T422,T44] | NAVAN |  | 53.6102 | -6.6353
MV/LV Substation PH***615Y |  | 20 kV | _ | LV | 100 kVA :Pole Substation | 0.1 | --> | 0.1 | 0 | 0 | Constrained, otherwise capacity available =84 kVA | --> | 0.095 | 0 | 0 | 0.097 | 0 |  | --> | E11 ex ACADEMY STREET | Academy Street [T421,T422,T44] | NAVAN |  | 53.602 | -6.6183
MV/LV Substation CO***616 |  | 20 kV | _ | LV | 100 kVA :Pole Substation | 0.1 | --> | 0.1 | 0 | 0 | Constrained, otherwise capacity available =93 kVA | --> | 0.095 | 0 | 0.005 | 0.092 | 0 |  | --> | E11 ex ACADEMY STREET | Academy Street [T421,T422,T44] | NAVAN |  | 53.5751 | -6.5585
MV/LV Substation CO***619 |  | 20 kV | _ | LV | 200 kVA :Kiosk Substation | 0.2 | --> | 0.2 | 0 | 0 | Constrained, otherwise capacity available =191 kVA | --> | 0.19 | 0 | 0 | 0.191 | 0 |  | --> | E11 ex ACADEMY STREET | Academy Street [T421,T422,T44] | NAVAN |  | 53.5681 | -6.5317
MV/LV Substation MU***621Y |  | 10 kV | _ | LV | 400 kVA :Building Structure | 0.4 | --> | 0.4 | 0.166 | 2.01 |  | --> | 0.38 | 0 | 0.032 | 0.387 | 0 |  | --> | C11 ex ABBEYLAND | Abbeyland [T41,T42] | NAVAN |  | 53.6457 | -6.7046
MV/LV Substation ST***622Y |  | 20 kV | _ | LV | 200 kVA :Pole Substation | 0.2 | --> | 0.2 | 0 | 0 | Constrained, otherwise capacity available =131 kVA | --> | 0.19 | 0 | 0 | 0.199 | 0 |  | --> | E17 ex ACADEMY STREET | Academy Street [T421,T422,T44] | NAVAN |  | 53.5644 | -6.6671
MV/LV Substation BL***625Y |  | 10 kV | _ | LV | 400 kVA :Kiosk Substation | 0.4 | --> | 0.4 | 0 | 0 | Constrained, otherwise capacity available =338 kVA | --> | 0.38 | 0 | 0 | 0.388 | 0 |  | --> | C30 ex ACADEMY STREET | Academy Street [T421,T422,T44] | NAVAN |  | 53.6568 | -6.6691
MV/LV Substation GR***633Y |  | 10 kV | _ | LV | 50 kVA :Pole Substation | 0.05 | --> | 0.05 | 0.048 | 1.82 |  | --> | 0.048 | 0 | 0 | 0.048 | 0 |  | --> | C15 ex RANDALSTOWN | Randalstown [T41] | NAVAN |  | 53.6647 | -6.7673
MV/LV Substation GE***635X |  | 20 kV | _ | LV | 50 kVA :Pole Substation | 0.05 | --> | 0.05 | 0 | 0 | Constrained, otherwise capacity available =48 kVA | --> | 0.048 | 0 | 0 | 0.048 | 0 |  | --> | E11 ex ACADEMY STREET | Academy Street [T421,T422,T44] | NAVAN |  | 53.6235 | -6.5872
MV/LV Substation GA***639Y |  | 20 kV | _ | LV | 100 kVA :Pole Substation | 0.1 | --> | 0.1 | 0 | 0 | Constrained, otherwise capacity available =95 kVA | --> | 0.095 | 0 | 0 | 0.096 | 0 |  | --> | E11 ex ACADEMY STREET | Academy Street [T421,T422,T44] | NAVAN |  | 53.5795 | -6.5453
MV/LV Substation PA***640X |  | 20 kV | _ | LV | 400 kVA :Kiosk Substation | 0.4 | --> | 0.4 | 0 | 0 | Constrained, otherwise capacity available =333 kVA | --> | 0.38 | 0 | 0.047 | 0.354 | 0 |  | --> | E11 ex ACADEMY STREET | Academy Street [T421,T422,T44] | NAVAN |  | 53.6246 | -6.5953
MV/LV Substation BE***642 |  | 20 kV | _ | LV | 50 kVA :Pole Substation | 0.05 | --> | 0.05 | 0 | 0 | Constrained, otherwise capacity available =47 kVA | --> | 0.048 | 0 | 0 | 0.048 | 0 |  | --> | E11 ex ACADEMY STREET | Academy Street [T421,T422,T44] | NAVAN |  | 53.5805 | -6.5353
MV/LV Substation GL***644Y |  | 20 kV | _ | LV | 50 kVA :Pole Substation | 0.05 | --> | 0.05 | 0 | 0 | Constrained, otherwise capacity available =39 kVA | --> | 0.048 | 0 | 0 | 0.049 | 0 |  | --> | E17 ex ACADEMY STREET | Academy Street [T421,T422,T44] | NAVAN |  | 53.5557 | -6.6593
MV/LV Substation WA***648X |  | 20 kV | _ | LV | 50 kVA :Pole Substation | 0.05 | --> | 0.05 | 0 | 0 | Constrained, otherwise capacity available =23 kVA | --> | 0.048 | 0 | 0 | 0.051 | 0 |  | --> | E11 ex ACADEMY STREET | Academy Street [T421,T422,T44] | NAVAN |  | 53.6081 | -6.5564
MV/LV Substation FI***649Y |  | 10 kV | _ | LV | 400 kVA :Kiosk Substation | 0.4 | --> | 0.4 | 0.26 | 2.01 |  | --> | 0.38 | 0 | 0.051 | 0.361 | 0 |  | --> | C12 ex ABBEYLAND | Abbeyland [T41,T42] | NAVAN |  | 53.6594 | -6.675
MV/LV Substation RO***651 |  | 20 kV | _ | LV | 50 kVA :Pole Substation | 0.05 | --> | 0.05 | 0 | 0 | Constrained, otherwise capacity available =36 kVA | --> | 0.048 | 0 | 0 | 0.049 | 0 |  | --> | E11 ex ACADEMY STREET | Academy Street [T421,T422,T44] | NAVAN |  | 53.5697 | -6.5817
MV/LV Substation CA***656Y |  | 10 kV | _ | LV | 400 kVA :Kiosk Substation | 0.4 | --> | 0.4 | 0 | 0 | Constrained, otherwise capacity available =255 kVA | --> | 0.38 | 0 | 0.05 | 0.362 | 0 |  | --> | C30 ex ACADEMY STREET | Academy Street [T421,T422,T44] | NAVAN |  | 53.652 | -6.6664
MV/LV Substation BA***657X |  | 20 kV | _ | LV | 50 kVA :Pole Substation | 0.05 | --> | 0.05 | 0 | 0 | Constrained, otherwise capacity available =32 kVA | --> | 0.048 | 0 | 0.01 | 0.043 | 0 |  | --> | E16 ex ACADEMY STREET | Academy Street [T421,T422,T44] | NAVAN |  | 53.6277 | -6.6927
MV/LV Substation TA***657Y |  | 10 kV | _ | LV | 400 kVA :Kiosk Substation | 0.4 | --> | 0.4 | 0.277 | 2.01 |  | --> | 0.38 | 0 | 0.032 | 0.373 | 0 |  | --> | C12 ex ABBEYLAND | Abbeyland [T41,T42] | NAVAN |  | 53.6674 | -6.6865
MV/LV Substation GI***659X |  | 20 kV | _ | LV | 100 kVA :Pole Substation | 0.1 | --> | 0.1 | 0.088 | 0.64 |  | --> | 0.095 | 0 | 0 | 0.097 | 0 |  | --> | E14 ex RANDALSTOWN | Randalstown [T422] | NAVAN |  | 53.7085 | -6.7422
MV/LV Substation BE***659Y |  | 10 kV | _ | LV | 400 kVA :Kiosk Substation | 0.4 | --> | 0.4 | 0.339 | 2.01 |  | --> | 0.38 | 0 | 0.019 | 0.374 | 0 |  | --> | C17 ex ABBEYLAND | Abbeyland [T41,T42] | NAVAN |  | 53.6617 | -6.6848
MV/LV Substation HE***660Y |  | 20 kV | _ | LV | 50 kVA :Pole Substation | 0.05 | --> | 0.05 | 0 | 0 | Constrained, otherwise capacity available =49 kVA | --> | 0.048 | 0 | 0 | 0.048 | 0 |  | --> | E19 ex SLANE | Slane [T421] | DRYBRIDGE |  | 53.7669 | -6.6187
MV/LV Substation GL***664 |  | 20 kV | _ | LV | 50 kVA :Pole Substation | 0.05 | --> | 0.05 | 0 | 0 | Constrained, otherwise capacity available =40 kVA | --> | 0.048 | 0 | 0 | 0.049 | 0 |  | --> | E11 ex ACADEMY STREET | Academy Street [T421,T422,T44] | NAVAN |  | 53.5451 | -6.5774
MV/LV Substation AT***665Y |  | 10 kV | _ | LV | 400 kVA :Building Structure | 0.4 | --> | 0.4 | 0.321 | 2.01 |  | --> | 0.38 | 0 | 0 | 0.391 | 0 |  | --> | C15 ex ABBEYLAND | Abbeyland [T41,T42] | NAVAN |  | 53.6529 | -6.681
MV/LV Substation BA***671 |  | 20 kV | _ | LV | 50 kVA :Pole Substation | 0.05 | --> | 0.05 | 0 | 0 | Constrained, otherwise capacity available =37 kVA | --> | 0.048 | 0 | 0 | 0.049 | 0 |  | --> | E16 ex ACADEMY STREET | Academy Street [T421,T422,T44] | NAVAN |  | 53.6329 | -6.6885
MV/LV Substation BA***672 |  | 20 kV | _ | LV | 200 kVA :Pole Substation | 0.2 | --> | 0.2 | 0 | 0 | Constrained, otherwise capacity available =132 kVA | --> | 0.19 | 0 | 0.005 | 0.195 | 0 |  | --> | E16 ex ACADEMY STREET | Academy Street [T421,T422,T44] | NAVAN |  | 53.6284 | -6.6893
MV/LV Substation BA***675Y |  | 10 kV | _ | LV | 200 kVA :Kiosk Substation | 0.2 | --> | 0.2 | 0 | 0 | Constrained, otherwise capacity available =160 kVA | --> | 0.19 | 0 | 0.012 | 0.187 | 0 |  | --> | C30 ex ACADEMY STREET | Academy Street [T421,T422,T44] | NAVAN |  | 53.6535 | -6.6658
MV/LV Substation AT***677Y |  | 10 kV | _ | LV | 400 kVA :Kiosk Substation | 0.4 | --> | 0.4 | 0 | 0 | Constrained, otherwise capacity available =270 kVA | --> | 0.38 | 0 | 0.07 | 0.345 | 0 |  | --> | C30 ex ACADEMY STREET | Academy Street [T421,T422,T44] | NAVAN |  | 53.6492 | -6.6703
MV/LV Substation GR***681 |  | 20 kV | _ | LV | 50 kVA :Pole Substation | 0.05 | --> | 0.05 | 0 | 0 | Constrained, otherwise capacity available =32 kVA | --> | 0.048 | 0 | 0.005 | 0.046 | 0 |  | --> | E16 ex ACADEMY STREET | Academy Street [T421,T422,T44] | NAVAN |  | 53.6064 | -6.6689
MV/LV Substation LI***681Y |  | 20 kV | _ | LV | 50 kVA :Pole Substation | 0.05 | --> | 0.05 | 0 | 0 | Constrained, otherwise capacity available =50 kVA | --> | 0.048 | 0 | 0 | 0.048 | 0 |  | --> | E11 ex ACADEMY STREET | Academy Street [T421,T422,T44] | NAVAN |  | 53.6023 | -6.6015
MV/LV Substation BA***682 |  | 20 kV | _ | LV | 50 kVA :Pole Substation | 0.05 | --> | 0.05 | 0 | 0 | Constrained, otherwise capacity available =46 kVA | --> | 0.048 | 0 | 0 | 0.048 | 0 |  | --> | E16 ex ACADEMY STREET | Academy Street [T421,T422,T44] | NAVAN |  | 53.6062 | -6.6567
MV/LV Substation WI***684 |  | 20 kV | _ | LV | 50 kVA :Pole Substation | 0.05 | --> | 0.05 | 0 | 0 | Constrained, otherwise capacity available =35 kVA | --> | 0.048 | 0 | 0.023 | 0.032 | 0 |  | --> | E16 ex ACADEMY STREET | Academy Street [T421,T422,T44] | NAVAN |  | 53.6127 | -6.6754
MV/LV Substation BA***685Y |  | 20 kV | _ | LV | 400 kVA :Kiosk Substation | 0.4 | --> | 0.4 | 0 | 0 | Constrained, otherwise capacity available =221 kVA | --> | 0.38 | 0 | 0.079 | 0.345 | 0 |  | --> | E16 ex ACADEMY STREET | Academy Street [T421,T422,T44] | NAVAN |  | 53.6353 | -6.6914
MV/LV Substation BA***687 |  | 20 kV | _ | LV | 100 kVA :Pole Substation | 0.1 | --> | 0.1 | 0 | 0 | Constrained, otherwise capacity available =79 kVA | --> | 0.095 | 0 | 0.006 | 0.093 | 0 |  | --> | E16 ex ACADEMY STREET | Academy Street [T421,T422,T44] | NAVAN |  | 53.5998 | -6.6868
MV/LV Substation EN***687Y |  | 10 kV | _ | LV | 630 kVA :Kiosk Substation | 0.63 | --> | 0.63 | 0 | 0 | Constrained, otherwise capacity available =501 kVA | --> | 0.598 | 0 | 0 | 0.5 | 0 |  | --> | C32 ex ACADEMY STREET | Academy Street [T421,T422,T44] | NAVAN |  | 53.6451 | -6.6841
MV/LV Substation BA***692Y |  | 20 kV | _ | LV | 50 kVA :Pole Substation | 0.05 | --> | 0.05 | 0 | 0 | Constrained, otherwise capacity available =47 kVA | --> | 0.048 | 0 | 0 | 0.048 | 0 |  | --> | E16 ex ACADEMY STREET | Academy Street [T421,T422,T44] | NAVAN |  | 53.6284 | -6.6864
MV/LV Substation CA***695Y |  | 20 kV | _ | LV | 400 kVA :Kiosk Substation | 0.4 | --> | 0.4 | 0 | 0 | Constrained, otherwise capacity available =236 kVA | --> | 0.38 | 0 | 0.133 | 0.303 | 0 |  | --> | E12 ex ACADEMY STREET | Academy Street [T421,T422,T44] | NAVAN |  | 53.6339 | -6.6502
MV/LV Substation PE***698Y |  | 20 kV | _ | LV | 400 kVA :Building Structure | 0.4 | --> | 0.4 | 0 | 0 | Constrained, otherwise capacity available =400 kVA | --> | 0.38 | 0 | 0 | 0.38 | 0 |  | --> | E12 ex ACADEMY STREET | Academy Street [T421,T422,T44] | NAVAN |  | 53.6413 | -6.662
MV/LV Substation JO***700Y |  | 20 kV | _ | LV | 400 kVA :Kiosk Substation | 0.4 | --> | 0.4 | 0 | 0 | Constrained, otherwise capacity available =318 kVA | --> | 0.38 | 0 | 0.012 | 0.382 | 0 |  | --> | E12 ex ACADEMY STREET | Academy Street [T421,T422,T44] | NAVAN |  | 53.6428 | -6.6545
MV/LV Substation BA***701Y |  | 10 kV | _ | LV | 400 kVA :Kiosk Substation | 0.4 | --> | 0.4 | 0 | 0 | Constrained, otherwise capacity available =292 kVA | --> | 0.38 | 0 | 0.015 | 0.383 | 0 |  | --> | C30 ex ACADEMY STREET | Academy Street [T421,T422,T44] | NAVAN |  | 53.6457 | -6.6586
MV/LV Substation BL***702Y |  | 10 kV | _ | LV | 400 kVA :Kiosk Substation | 0.4 | --> | 0.4 | 0.236 | 2.01 |  | --> | 0.38 | 0 | 0.009 | 0.395 | 0 |  | --> | C17 ex ABBEYLAND | Abbeyland [T41,T42] | NAVAN |  | 53.6562 | -6.682
MV/LV Substation RO***703 |  | 20 kV | _ | LV | 100 kVA :Pole Substation | 0.1 | --> | 0.1 | 0 | 0 | Constrained, otherwise capacity available =59 kVA | --> | 0.095 | 0 | 0.005 | 0.097 | 0 |  | --> | E17 ex ACADEMY STREET | Academy Street [T421,T422,T44] | NAVAN |  | 53.5944 | -6.7284
MV/LV Substation KE***703Y |  | 20 kV | _ | LV | 50 kVA :Pole Substation | 0.05 | --> | 0.05 | 0 | 0 | Constrained, otherwise capacity available =47 kVA | --> | 0.048 | 0 | 0 | 0.048 | 0 |  | --> | E16 ex ACADEMY STREET | Academy Street [T421,T422,T44] | NAVAN |  | 53.6196 | -6.6692
MV/LV Substation RU***705Y |  | 10 kV | _ | LV | 200 kVA :Kiosk Substation | 0.2 | --> | 0.2 | 0.182 | 2.01 |  | --> | 0.19 | 0 | 0 | 0.192 | 0 |  | --> | C17 ex ABBEYLAND | Abbeyland [T41,T42] | NAVAN |  | 53.6636 | -6.6814
MV/LV Substation CL***707X |  | 20 kV | _ | LV | 50 kVA :Pole Substation | 0.05 | --> | 0.05 | 0 | 0 | Constrained, otherwise capacity available =42 kVA | --> | 0.048 | 0 | 0 | 0.048 | 0 |  | --> | E11 ex ACADEMY STREET | Academy Street [T421,T422,T44] | NAVAN |  | 53.5583 | -6.57
MV/LV Substation CA***708X |  | 10 kV | _ | LV | 50 kVA :Pole Substation | 0.05 | --> | 0.05 | 0.047 | 1.82 |  | --> | 0.048 | 0 | 0 | 0.048 | 0 |  | --> | C15 ex RANDALSTOWN | Randalstown [T41] | NAVAN |  | 53.6869 | -6.7711
MV/LV Substation DU***710 |  | 20 kV | _ | LV | 50 kVA :Pole Substation | 0.05 | --> | 0.05 | 0 | 0 | Constrained, otherwise capacity available =22 kVA | --> | 0.048 | 0 | 0.019 | 0.037 | 0 |  | --> | E17 ex ACADEMY STREET | Academy Street [T421,T422,T44] | NAVAN |  | 53.6072 | -6.7734
MV/LV Substation BA***711Y |  | 20 kV | _ | LV | 200 kVA :Kiosk Substation | 0.2 | --> | 0.2 | 0 | 0 | Constrained, otherwise capacity available =118 kVA | --> | 0.19 | 0 | 0.04 | 0.171 | 0 |  | --> | E15 ex ACADEMY STREET | Academy Street [T421,T422,T44] | NAVAN |  | 53.6357 | -6.6714
MV/LV Substation CA***714Y |  | 20 kV | _ | LV | 200 kVA :Kiosk Substation | 0.2 | --> | 0.2 | 0 | 0 | Constrained, otherwise capacity available =54 kVA | --> | 0.19 | 0 | 0.018 | 0.196 | 0 |  | --> | E16 ex ACADEMY STREET | Academy Street [T421,T422,T44] | NAVAN |  | 53.6382 | -6.6899
MV/LV Substation BA***721 |  | 10 kV | _ | LV | 100 kVA :Pole Substation | 0.1 | --> | 0.1 | 0 | 0 | Constrained, otherwise capacity available =88 kVA | --> | 0.095 | 0 | 0.005 | 0.093 | 0 |  | --> | E17 ex ACADEMY STREET | Academy Street [T421,T422,T44] | NAVAN |  | 53.6046 | -6.7874
MV/LV Substation SP***722Y |  | 20 kV | _ | LV | 200 kVA :Pole Substation | 0.2 | --> | 0.2 | 0.108 | 0.64 |  | --> | 0.19 | 0 | 0.05 | 0.165 | 0 |  | --> | E14 ex RANDALSTOWN | Randalstown [T422] | NAVAN |  | 53.722 | -6.7582
MV/LV Substation RO***726Y |  | 10 kV | _ | LV | 200 kVA :Kiosk Substation | 0.2 | --> | 0.2 | 0.134 | 2.01 |  | --> | 0.19 | 0 | 0.01 | 0.191 | 0 |  | --> | C11 ex ABBEYLAND | Abbeyland [T41,T42] | NAVAN |  | 53.64 | -6.7031
MV/LV Substation ED***728Y |  | 20 kV | _ | LV | 400 kVA :Kiosk Substation | 0.4 | --> | 0.4 | 0 | 0 | Constrained, otherwise capacity available =397 kVA | --> | 0.38 | 0 | 0.011 | 0.372 | 0 |  | --> | E12 ex ACADEMY STREET | Academy Street [T421,T422,T44] | NAVAN |  | 53.6406 | -6.6634
MV/LV Substation RU***730Y |  | 20 kV | _ | LV | 100 kVA :Pole Substation | 0.1 | --> | 0.1 | 0 | 0 | Constrained, otherwise capacity available =76 kVA | --> | 0.095 | 0 | 0 | 0.098 | 0 |  | --> | E15 ex ACADEMY STREET | Academy Street [T421,T422,T44] | NAVAN |  | 53.6391 | -6.6703
MV/LV Substation SK***731Y |  | 20 kV | _ | LV | 50 kVA :Pole Substation | 0.05 | --> | 0.05 | 0 | 0 | Constrained, otherwise capacity available =45 kVA | --> | 0.048 | 0 | 0 | 0.048 | 0 |  | --> | E11 ex ACADEMY STREET | Academy Street [T421,T422,T44] | NAVAN |  | 53.5853 | -6.5513
MV/LV Substation DE***733Y |  | 20 kV | _ | LV | 50 kVA :Pole Substation | 0.05 | --> | 0.05 | 0 | 0 | Constrained, otherwise capacity available =44 kVA | --> | 0.048 | 0 | 0.005 | 0 | 0 | Constrained, otherwise capacity available =45 kW | --> | E17 ex DULEEK | Duleek [T421,T422] | DRYBRIDGE |  | 53.6538 | -6.5787
MV/LV Substation TH***734Y |  | 10 kV | _ | LV | 400 kVA :Kiosk Substation | 0.4 | --> | 0.4 | 0.318 | 2.01 |  | --> | 0.38 | 0 | 0.035 | 0.365 | 0 |  | --> | C12 ex ABBEYLAND | Abbeyland [T41,T42] | NAVAN |  | 53.6692 | -6.6835
MV/LV Substation BO***736Y |  | 20 kV | _ | LV | 200 kVA :Kiosk Substation | 0.2 | --> | 0.2 | 0 | 0 | Constrained, otherwise capacity available =98 kVA | --> | 0.19 | 0 | 0.023 | 0.186 | 0 |  | --> | E12 ex ACADEMY STREET | Academy Street [T421,T422,T44] | NAVAN |  | 53.6386 | -6.6563
MV/LV Substation TH***738Y |  | 20 kV | _ | LV | 200 kVA :Kiosk Substation | 0.2 | --> | 0.2 | 0 | 0 | Constrained, otherwise capacity available =73 kVA | --> | 0.19 | 0 | 0.014 | 0.196 | 0 |  | --> | E12 ex ACADEMY STREET | Academy Street [T421,T422,T44] | NAVAN |  | 53.6412 | -6.6574
MV/LV Substation KI***741X |  | 20 kV | _ | LV | 50 kVA :Pole Substation | 0.05 | --> | 0.05 | 0 | 0 | Constrained, otherwise capacity available =29 kVA | --> | 0.048 | 0 | 0 | 0.05 | 0 |  | --> | E17 ex ACADEMY STREET | Academy Street [T421,T422,T44] | NAVAN |  | 53.5583 | -6.6567
MV/LV Substation NA***744Y |  | 10 kV | _ | LV | 630 kVA :Kiosk Substation | 0.63 | --> | 0.63 | 0.497 | 2.01 |  | --> | 0.598 | 0 | 0.086 | 0.5 | 0 |  | --> | C12 ex ABBEYLAND | Abbeyland [T41,T42] | NAVAN |  | 53.6656 | -6.6959
MV/LV Substation SH***746X |  | 10 kV | _ | LV | 1000 kVA :Building Structure | 1 | --> | 1 | 0.5 | 2.01 |  | --> | 0.95 | 0 | 0.05 | 0.5 | 0 |  | --> | C15 ex ABBEYLAND | Abbeyland [T41,T42] | NAVAN |  | 53.6542 | -6.6882
MV/LV Substation MI***746Y |  | 20 kV | _ | LV | 630 kVA :Kiosk Substation | 0.63 | --> | 0.63 | 0 | 0 | Constrained, otherwise capacity available =499 kVA | --> | 0.598 | 0 | 0.007 | 0.5 | 0 |  | --> | E12 ex ACADEMY STREET | Academy Street [T421,T422,T44] | NAVAN |  | 53.6407 | -6.6545
MV/LV Substation AT***749Y |  | 10 kV | _ | LV | 400 kVA :Kiosk Substation | 0.4 | --> | 0.4 | 0 | 0 | Constrained, otherwise capacity available =274 kVA | --> | 0.38 | 0 | 0.034 | 0.372 | 0 |  | --> | C30 ex ACADEMY STREET | Academy Street [T421,T422,T44] | NAVAN |  | 53.6458 | -6.6631
MV/LV Substation DE***753 |  | 10 kV | _ | LV | 50 kVA :Pole Substation | 0.05 | --> | 0.05 | 0.032 | 2.01 |  | --> | 0.048 | 0 | 0 | 0.05 | 0 |  | --> | C18 ex ABBEYLAND | Abbeyland [T41,T42] | NAVAN |  | 53.6203 | -6.8237
MV/LV Substation WI***753X |  | 10 kV | _ | LV | 50 kVA :Pole Substation | 0.05 | --> | 0.05 | 0.039 | 1.82 |  | --> | 0.048 | 0 | 0.004 | 0.046 | 0 |  | --> | C17 ex RANDALSTOWN | Randalstown [T41] | NAVAN |  | 53.6703 | -6.7039
MV/LV Substation KE***753Y |  | 20 kV | _ | LV | 50 kVA :Pole Substation | 0.05 | --> | 0.05 | 0 | 0 | Constrained, otherwise capacity available =28 kVA | --> | 0.048 | 0 | 0 | 0 | 0 | Constrained, otherwise capacity available =50 kW | --> | E17 ex DULEEK | Duleek [T421,T422] | DRYBRIDGE |  | 53.6257 | -6.5279
MV/LV Substation SH***756Y |  | 10 kV | _ | LV | 630 kVA :Kiosk Substation | 0.63 | --> | 0.63 | 0.461 | 2.01 |  | --> | 0.598 | 0 | 0 | 0.5 | 0 |  | --> | C15 ex ABBEYLAND | Abbeyland [T41,T42] | NAVAN |  | 53.6528 | -6.6892
MV/LV Substation BA***758Y |  | 10 kV | _ | LV | 50 kVA :Pole Substation | 0.05 | --> | 0.05 | 0 | 0 | Constrained, otherwise capacity available =50 kVA | --> | 0.048 | 0 | 0 | 0.048 | 0 |  | --> | C30 ex ACADEMY STREET | Academy Street [T421,T422,T44] | NAVAN |  | 53.6484 | -6.6542
MV/LV Substation LO***759Y |  | 10 kV | _ | LV | 400 kVA :Building Structure | 0.4 | --> | 0.4 | 0 | 0 | Constrained, otherwise capacity available =278 kVA | --> | 0.38 | 0 | 0 | 0.396 | 0 |  | --> | C32 ex ACADEMY STREET | Academy Street [T421,T422,T44] | NAVAN |  | 53.6429 | -6.6898
MV/LV Substation WE***762X |  | 10 kV | _ | LV | 100 kVA :Pole Substation | 0.1 | --> | 0.1 | 0.082 | 2.01 |  | --> | 0.095 | 0 | 0 | 0.098 | 0 |  | --> | C16 ex ABBEYLAND | Abbeyland [T41,T42] | NAVAN |  | 53.6553 | -6.696
MV/LV Substation KI***767X |  | 20 kV | _ | LV | 50 kVA :Pole Substation | 0.05 | --> | 0.05 | 0.038 | 0.64 |  | --> | 0.048 | 0 | 0 | 0.049 | 0 |  | --> | E14 ex RANDALSTOWN | Randalstown [T422] | NAVAN |  | 53.7046 | -6.6894
MV/LV Substation HE***771X |  | 10 kV | _ | LV | 50 kVA :Pole Substation | 0.05 | --> | 0.05 | 0 | 0 | Constrained, otherwise capacity available =36 kVA | --> | 0.048 | 0 | 0.006 | 0.045 | 0 |  | --> | C32 ex ACADEMY STREET | Academy Street [T421,T422,T44] | NAVAN |  | 53.6448 | -6.6914
MV/LV Substation I.***772X |  | 10 kV | _ | LV | 200 kVA :Pole Substation | 0.2 | --> | 0.2 | 0.129 | 2.01 |  | --> | 0.19 | 0 | 0 | 0.2 | 0 |  | --> | C11 ex ABBEYLAND | Abbeyland [T41,T42] | NAVAN |  | 53.6469 | -6.7067
MV/LV Substation CA***772Y |  | 20 kV | _ | LV | 400 kVA :Kiosk Substation | 0.4 | --> | 0.4 | 0 | 0 | Constrained, otherwise capacity available =356 kVA | --> | 0.38 | 0 | 0.014 | 0.376 | 0 |  | --> | E16 ex ACADEMY STREET | Academy Street [T421,T422,T44] | NAVAN |  | 53.6382 | -6.6928
MV/LV Substation RI***773X |  | 20 kV | _ | LV | 50 kVA :Pole Substation | 0.05 | --> | 0.05 | 0 | 0 | Constrained, otherwise capacity available =44 kVA | --> | 0.048 | 0 | 0 | 0.048 | 0 |  | --> | E16 ex ACADEMY STREET | Academy Street [T421,T422,T44] | NAVAN |  | 53.5692 | -6.6484
MV/LV Substation AT***774Y |  | 10 kV | _ | LV | 200 kVA :Kiosk Substation | 0.2 | --> | 0.2 | 0 | 0 | Constrained, otherwise capacity available =157 kVA | --> | 0.19 | 0 | 0.004 | 0.193 | 0 |  | --> | C30 ex ACADEMY STREET | Academy Street [T421,T422,T44] | NAVAN |  | 53.649 | -6.6669
MV/LV Substation AT***775Y |  | 10 kV | _ | LV | 400 kVA :Kiosk Substation | 0.4 | --> | 0.4 | 0 | 0 | Constrained, otherwise capacity available =309 kVA | --> | 0.38 | 0 | 0.009 | 0.386 | 0 |  | --> | C30 ex ACADEMY STREET | Academy Street [T421,T422,T44] | NAVAN |  | 53.647 | -6.6688
MV/LV Substation AT***776Y |  | 10 kV | _ | LV | 400 kVA :Kiosk Substation | 0.4 | --> | 0.4 | 0 | 0 | Constrained, otherwise capacity available =215 kVA | --> | 0.38 | 0 | 0.039 | 0.376 | 0 |  | --> | C30 ex ACADEMY STREET | Academy Street [T421,T422,T44] | NAVAN |  | 53.6452 | -6.6665
MV/LV Substation CC***777Y |  | 10 kV | _ | LV | 400 kVA :Kiosk Substation | 0.4 | --> | 0.4 | 0.317 | 2.01 |  | --> | 0.38 | 0 | 0 | 0.391 | 0 |  | --> | C11 ex ABBEYLAND | Abbeyland [T41,T42] | NAVAN |  | 53.6442 | -6.7051
MV/LV Substation KE***778Y |  | 10 kV | _ | LV | 630 kVA :Kiosk Substation | 0.63 | --> | 0.63 | 0 | 0 | Constrained, otherwise capacity available =470 kVA | --> | 0.598 | 0 | 0 | 0.5 | 0 |  | --> | C26 ex ACADEMY STREET | Academy Street [T421,T422,T44] | NAVAN |  | 53.6535 | -6.686
MV/LV Substation LE***783X |  | 20 kV | _ | LV | 50 kVA :Pole Substation | 0.05 | --> | 0.05 | 0.049 | 0.64 |  | --> | 0.048 | 0 | 0 | 0.048 | 0 |  | --> | E14 ex RANDALSTOWN | Randalstown [T422] | NAVAN |  | 53.7633 | -6.7244
MV/LV Substation OA***783Y |  | 20 kV | _ | LV | 400 kVA :Kiosk Substation | 0.4 | --> | 0.4 | 0 | 0 | Constrained, otherwise capacity available =292 kVA | --> | 0.38 | 0 | 0.026 | 0.375 | 0 |  | --> | E15 ex ACADEMY STREET | Academy Street [T421,T422,T44] | NAVAN |  | 53.638 | -6.6698
MV/LV Substation SK***784Y |  | 20 kV | _ | LV | 50 kVA :Pole Substation | 0.05 | --> | 0.05 | 0 | 0 | Constrained, otherwise capacity available =50 kVA | --> | 0.048 | 0 | 0 | 0.048 | 0 |  | --> | E11 ex ACADEMY STREET | Academy Street [T421,T422,T44] | NAVAN |  | 53.5835 | -6.5466
MV/LV Substation JO***785Y |  | 20 kV | _ | LV | 400 kVA :Kiosk Substation | 0.4 | --> | 0.4 | 0 | 0 | Constrained, otherwise capacity available =308 kVA | --> | 0.38 | 0 | 0.034 | 0.367 | 0 |  | --> | E12 ex ACADEMY STREET | Academy Street [T421,T422,T44] | NAVAN |  | 53.6445 | -6.6551
MV/LV Substation BA***789X |  | 10 kV | _ | LV | 50 kVA :Pole Substation | 0.05 | --> | 0.05 | 0.038 | 2.01 |  | --> | 0.048 | 0 | 0 | 0.049 | 0 |  | --> | C12 ex ABBEYLAND | Abbeyland [T41,T42] | NAVAN |  | 53.6701 | -6.6787
MV/LV Substation WO***790X |  | 10 kV | _ | LV | 400 kVA :Kiosk Substation | 0.4 | --> | 0.4 | 0 | 0 | Constrained, otherwise capacity available =348 kVA | --> | 0.38 | 0 | 0.005 | 0.383 | 0 |  | --> | C32 ex ACADEMY STREET | Academy Street [T421,T422,T44] | NAVAN |  | 53.646 | -6.6831
MV/LV Substation DU***791Y |  | 10 kV | _ | LV | 50 kVA :Pole Substation | 0.05 | --> | 0.05 | 0.041 | 1.82 |  | --> | 0.048 | 0 | 0.005 | 0.045 | 0 |  | --> | C15 ex RANDALSTOWN | Randalstown [T41] | NAVAN |  | 53.6672 | -6.7865
MV/LV Substation BE***792X |  | 20 kV | _ | LV | 400 kVA :Kiosk Substation | 0.4 | --> | 0.4 | 0 | 0 | Constrained, otherwise capacity available =312 kVA | --> | 0.38 | 0 | 0.01 | 0.384 | 0 |  | --> | E16 ex ACADEMY STREET | Academy Street [T421,T422,T44] | NAVAN |  | 53.6442 | -6.6834
MV/LV Substation MU***792Y |  | 10 kV | _ | LV | 400 kVA :Building Structure | 0.4 | --> | 0.4 | 0.283 | 2.01 |  | --> | 0.38 | 0 | 0.01 | 0.388 | 0 |  | --> | C11 ex ABBEYLAND | Abbeyland [T41,T42] | NAVAN |  | 53.6437 | -6.7106
MV/LV Substation WE***793Y |  | 20 kV | _ | LV | 400 kVA :Kiosk Substation | 0.4 | --> | 0.4 | 0 | 0 | Constrained, otherwise capacity available =381 kVA | --> | 0.38 | 0 | 0 | 0.383 | 0 |  | --> | E12 ex ACADEMY STREET | Academy Street [T421,T422,T44] | NAVAN |  | 53.6417 | -6.662
MV/LV Substation CL***794X |  | 10 kV | _ | LV | 200 kVA :Pole Substation | 0.2 | --> | 0.2 | 0.185 | 2.01 |  | --> | 0.19 | 0 | 0 | 0.192 | 0 |  | --> | C12 ex ABBEYLAND | Abbeyland [T41,T42] | NAVAN |  | 53.6705 | -6.6818
MV/LV Substation FE***795X |  | 10 kV | _ | LV | 400 kVA :Kiosk Substation | 0.4 | --> | 0.4 | 0.272 | 2.01 |  | --> | 0.38 | 0 | 0.062 | 0.351 | 0 |  | --> | C17 ex ABBEYLAND | Abbeyland [T41,T42] | NAVAN |  | 53.6636 | -6.6875
MV/LV Substation BL***795Y |  | 10 kV | _ | LV | 630 kVA :Kiosk Substation | 0.63 | --> | 0.63 | 0.495 | 2.01 |  | --> | 0.598 | 0 | 0.072 | 0.5 | 0 |  | --> | C12 ex ABBEYLAND | Abbeyland [T41,T42] | NAVAN |  | 53.6605 | -6.6718
MV/LV Substation CA***797Y |  | 20 kV | _ | LV | 50 kVA :Pole Substation | 0.05 | --> | 0.05 | 0 | 0 | Constrained, otherwise capacity available =47 kVA | --> | 0.048 | 0 | 0 | 0.048 | 0 |  | --> | E16 ex ACADEMY STREET | Academy Street [T421,T422,T44] | NAVAN |  | 53.5785 | -6.6259
MV/LV Substation SK***800X |  | 20 kV | _ | LV | 50 kVA :Pole Substation | 0.05 | --> | 0.05 | 0 | 0 | Constrained, otherwise capacity available =30 kVA | --> | 0.048 | 0 | 0 | 0.05 | 0 |  | --> | E11 ex ACADEMY STREET | Academy Street [T421,T422,T44] | NAVAN |  | 53.5769 | -6.5516
MV/LV Substation CL***801 |  | 20 kV | _ | LV | 50 kVA :Pole Substation | 0.05 | --> | 0.05 | 0 | 0 | Constrained, otherwise capacity available =42 kVA | --> | 0.048 | 0 | 0 | 0.049 | 0 |  | --> | E11 ex ACADEMY STREET | Academy Street [T421,T422,T44] | NAVAN |  | 53.5263 | -6.5742
MV/LV Substation LE***802Y |  | 10 kV | _ | LV | 400 kVA :Kiosk Substation | 0.4 | --> | 0.4 | 0.296 | 2.01 |  | --> | 0.38 | 0 | 0.011 | 0.386 | 0 |  | --> | C11 ex ABBEYLAND | Abbeyland [T41,T42] | NAVAN |  | 53.6424 | -6.7023
MV/LV Substation RO***806Y |  | 20 kV | _ | LV | 50 kVA :Pole Substation | 0.05 | --> | 0.05 | 0 | 0 | Constrained, otherwise capacity available =43 kVA | --> | 0.048 | 0 | 0 | 0.048 | 0 |  | --> | E17 ex ACADEMY STREET | Academy Street [T421,T422,T44] | NAVAN |  | 53.589 | -6.7183
MV/LV Substation KI***807Y |  | 20 kV | _ | LV | 100 kVA :Pole Substation | 0.1 | --> | 0.1 | 0.085 | 0.64 |  | --> | 0.095 | 0 | 0.025 | 0.078 | 0 |  | --> | E14 ex RANDALSTOWN | Randalstown [T422] | NAVAN |  | 53.6983 | -6.6746
MV/LV Substation SH***809X |  | 20 kV | _ | LV | 100 kVA :Pole Substation | 0.1 | --> | 0.1 | 0 | 0 | Constrained, otherwise capacity available =98 kVA | --> | 0.095 | 0 | 0 | 0.095 | 0 |  | --> | E17 ex ACADEMY STREET | Academy Street [T421,T422,T44] | NAVAN |  | 53.6061 | -6.7217
MV/LV Substation AT***809Y |  | 10 kV | _ | LV | 400 kVA :Kiosk Substation | 0.4 | --> | 0.4 | 0 | 0 | Constrained, otherwise capacity available =328 kVA | --> | 0.38 | 0 | 0.022 | 0.374 | 0 |  | --> | C30 ex ACADEMY STREET | Academy Street [T421,T422,T44] | NAVAN |  | 53.6477 | -6.6558
MV/LV Substation KI***810X |  | 10 kV | _ | LV | 200 kVA :Pole Substation | 0.2 | --> | 0.2 | 0.182 | 2.01 |  | --> | 0.19 | 0 | 0 | 0.192 | 0 |  | --> | C12 ex ABBEYLAND | Abbeyland [T41,T42] | NAVAN |  | 53.6807 | -6.675
MV/LV Substation OA***811Y |  | 20 kV | _ | LV | 50 kVA :Pole Substation | 0.05 | --> | 0.05 | 0 | 0 | Constrained, otherwise capacity available =39 kVA | --> | 0.048 | 0 | 0.004 | 0.046 | 0 |  | --> | E17 ex ACADEMY STREET | Academy Street [T421,T422,T44] | NAVAN |  | 53.6065 | -6.7692
MV/LV Substation RA***812Y |  | 10 kV | _ | LV | 630 kVA :Kiosk Substation | 0.63 | --> | 0.63 | 0.484 | 2.01 |  | --> | 0.598 | 0 | 0.005 | 0.5 | 0 |  | --> | C15 ex ABBEYLAND | Abbeyland [T41,T42] | NAVAN |  | 53.6512 | -6.6871
MV/LV Substation MO***813 |  | 10 kV | _ | LV | 200 kVA :Kiosk Substation | 0.2 | --> | 0.2 | 0.174 | 2.01 |  | --> | 0.19 | 0 | 0.004 | 0.191 | 0 |  | --> | C11 ex ABBEYLAND | Abbeyland [T41,T42] | NAVAN |  | 53.6496 | -6.7027
MV/LV Substation SI***813X |  | 10 kV | _ | LV | 200 kVA :Pole Substation | 0.2 | --> | 0.2 | 0.184 | 2.01 |  | --> | 0.19 | 0 | 0 | 0.192 | 0 |  | --> | C12 ex ABBEYLAND | Abbeyland [T41,T42] | NAVAN |  | 53.6718 | -6.6811
MV/LV Substation BE***813Y |  | 10 kV | _ | LV | 400 kVA :Kiosk Substation | 0.4 | --> | 0.4 | 0.27 | 2.01 |  | --> | 0.38 | 0 | 0.033 | 0.373 | 0 |  | --> | C17 ex ABBEYLAND | Abbeyland [T41,T42] | NAVAN |  | 53.6622 | -6.6809
MV/LV Substation BU***815X |  | 20 kV | _ | LV | 200 kVA :Pole Substation | 0.2 | --> | 0.2 | 0 | 0 | Constrained, otherwise capacity available =155 kVA | --> | 0.19 | 0 | 0 | 0 | 0 | Constrained, otherwise capacity available =196 kW | --> | E17 ex DULEEK | Duleek [T421,T422] | DRYBRIDGE |  | 53.6222 | -6.5087
MV/LV Substation BA***816Y |  | 20 kV | _ | LV | 100 kVA :Pole Substation | 0.1 | --> | 0.1 | 0 | 0 | Constrained, otherwise capacity available =77 kVA | --> | 0.095 | 0 | 0 | 0.098 | 0 |  | --> | E17 ex ACADEMY STREET | Academy Street [T421,T422,T44] | NAVAN |  | 53.6002 | -6.6984
MV/LV Substation BA***819X |  | 20 kV | _ | LV | 50 kVA :Pole Substation | 0.05 | --> | 0.05 | 0 | 0 | Constrained, otherwise capacity available =42 kVA | --> | 0.048 | 0 | 0 | 0.048 | 0 |  | --> | E16 ex ACADEMY STREET | Academy Street [T421,T422,T44] | NAVAN |  | 53.5943 | -6.6755
MV/LV Substation CR***823Y |  | 10 kV | _ | LV | 400 kVA :Kiosk Substation | 0.4 | --> | 0.4 | 0.326 | 2.01 |  | --> | 0.38 | 0 | 0.1 | 0.316 | 0 |  | --> | C11 ex ABBEYLAND | Abbeyland [T41,T42] | NAVAN |  | 53.643 | -6.7084
MV/LV Substation GR***824X |  | 20 kV | _ | LV | 50 kVA :Pole Substation | 0.05 | --> | 0.05 | 0 | 0 | Constrained, otherwise capacity available =45 kVA | --> | 0.048 | 0 | 0 | 0.048 | 0 |  | --> | E16 ex ACADEMY STREET | Academy Street [T421,T422,T44] | NAVAN |  | 53.6071 | -6.6762
MV/LV Substation BO***824Y |  | 20 kV | _ | LV | 630 kVA :Kiosk Substation | 0.63 | --> | 0.63 | 0 | 0 | Constrained, otherwise capacity available =494 kVA | --> | 0.598 | 0 | 0.039 | 0.5 | 0 |  | --> | E12 ex ACADEMY STREET | Academy Street [T421,T422,T44] | NAVAN |  | 53.6375 | -6.6519
MV/LV Substation KI***826X |  | 20 kV | _ | LV | 50 kVA :Pole Substation | 0.05 | --> | 0.05 | 0 | 0 | Constrained, otherwise capacity available =46 kVA | --> | 0.048 | 0 | 0.02 | 0.033 | 0 |  | --> | E11 ex ACADEMY STREET | Academy Street [T421,T422,T44] | NAVAN |  | 53.5435 | -6.5993
MV/LV Substation TR***826Y |  | 20 kV | _ | LV | 50 kVA :Pole Substation | 0.05 | --> | 0.05 | 0 | 0 | Constrained, otherwise capacity available =22 kVA | --> | 0.048 | 0 | 0 | 0.051 | 0 |  | --> | E17 ex ACADEMY STREET | Academy Street [T421,T422,T44] | NAVAN |  | 53.5747 | -6.717
MV/LV Substation WO***827X |  | 10 kV | _ | LV | 200 kVA :Kiosk Substation | 0.2 | --> | 0.2 | 0 | 0 | Constrained, otherwise capacity available =130 kVA | --> | 0.19 | 0 | 0.038 | 0.171 | 0 |  | --> | C28 ex ACADEMY STREET | Academy Street [T421,T422,T44] | NAVAN |  | 53.6485 | -6.6813
MV/LV Substation KE***827Y |  | 10 kV | _ | LV | 50 kVA :Pole Substation | 0.05 | --> | 0.05 | 0 | 0 | Constrained, otherwise capacity available =50 kVA | --> | 0.048 | 0 | 0 | 0.048 | 0 |  | --> | E17 ex ACADEMY STREET | Academy Street [T421,T422,T44] | NAVAN |  | 53.6249 | -6.8567
MV/LV Substation GI***830X |  | 20 kV | _ | LV | 50 kVA :Pole Substation | 0.05 | --> | 0.05 | 0.046 | 0.64 |  | --> | 0.048 | 0 | 0.01 | 0.041 | 0 |  | --> | E14 ex RANDALSTOWN | Randalstown [T422] | NAVAN |  | 53.7088 | -6.7595
MV/LV Substation LI***835Y |  | 20 kV | _ | LV | 400 kVA :Kiosk Substation | 0.4 | --> | 0.4 | 0 | 0 | Constrained, otherwise capacity available =290 kVA | --> | 0.38 | 0 | 0.033 | 0.37 | 0 |  | --> | E17 ex ACADEMY STREET | Academy Street [T421,T422,T44] | NAVAN |  | 53.6435 | -6.6808
MV/LV Substation AR***837 |  | 10 kV | _ | LV | 50 kVA :Pole Substation | 0.05 | --> | 0.05 | 0.023 | 2.01 |  | --> | 0.048 | 0 | 0.01 | 0.044 | 0 |  | --> | C18 ex ABBEYLAND | Abbeyland [T41,T42] | NAVAN |  | 53.6682 | -6.7555
MV/LV Substation BU***837X |  | 20 kV | _ | LV | 50 kVA :Pole Substation | 0.05 | --> | 0.05 | 0.05 | 0.64 |  | --> | 0.048 | 0 | 0 | 0.048 | 0 |  | --> | E14 ex RANDALSTOWN | Randalstown [T422] | NAVAN |  | 53.7043 | -6.7575
MV/LV Substation AR***839 |  | 10 kV | _ | LV | 100 kVA :Pole Substation | 0.1 | --> | 0.1 | 0.091 | 2.01 |  | --> | 0.095 | 0 | 0 | 0.096 | 0 |  | --> | C18 ex ABBEYLAND | Abbeyland [T41,T42] | NAVAN |  | 53.663 | -6.7488
MV/LV Substation CH***841Y |  | 20 kV | _ | LV | 200 kVA :Kiosk Substation | 0.2 | --> | 0.2 | 0 | 0 | Constrained, otherwise capacity available =123 kVA | --> | 0.19 | 0 | 0.014 | 0 | 0 | Constrained, otherwise capacity available =190 kW | --> | E17 ex DULEEK | Duleek [T421,T422] | DRYBRIDGE |  | 53.628 | -6.5297
MV/LV Substation AR***845 |  | 10 kV | _ | LV | 50 kVA :Pole Substation | 0.05 | --> | 0.05 | 0.039 | 2.01 |  | --> | 0.048 | 0 | 0 | 0.049 | 0 |  | --> | C18 ex ABBEYLAND | Abbeyland [T41,T42] | NAVAN |  | 53.646 | -6.7518
MV/LV Substation BA***845X |  | 20 kV | _ | LV | 50 kVA :Pole Substation | 0.05 | --> | 0.05 | 0 | 0 | Constrained, otherwise capacity available =47 kVA | --> | 0.048 | 0 | 0.004 | 0.045 | 0 |  | --> | E16 ex ACADEMY STREET | Academy Street [T421,T422,T44] | NAVAN |  | 53.6294 | -6.6783
MV/LV Substation BE***846 |  | 10 kV | _ | LV | 100 kVA :Pole Substation | 0.1 | --> | 0.1 | 0.086 | 2.01 |  | --> | 0.095 | 0 | 0.005 | 0.093 | 0 |  | --> | C18 ex ABBEYLAND | Abbeyland [T41,T42] | NAVAN |  | 53.6392 | -6.7533
MV/LV Substation BL***847X |  | 10 kV | _ | LV | 200 kVA :Building Structure | 0.2 | --> | 0.2 | 0.2 | 2.01 |  | --> | 0.19 | 0 | 0 | 0.19 | 0 |  | --> | C16 ex ABBEYLAND | Abbeyland [T41,T42] | NAVAN |  | 53.656 | -6.6956
MV/LV Substation IR***850 |  | 10 kV | _ | LV | 100 kVA :Pole Substation | 0.1 | --> | 0.1 | 0.084 | 2.01 |  | --> | 0.095 | 0 | 0 | 0.097 | 0 |  | --> | C18 ex ABBEYLAND | Abbeyland [T41,T42] | NAVAN |  | 53.6336 | -6.77
MV/LV Substation CH***852Y |  | 20 kV | _ | LV | 400 kVA :Kiosk Substation | 0.4 | --> | 0.4 | 0 | 0 | Constrained, otherwise capacity available =304 kVA | --> | 0.38 | 0 | 0.007 | 0.388 | 0 |  | --> | E12 ex ACADEMY STREET | Academy Street [T421,T422,T44] | NAVAN |  | 53.6357 | -6.6495
MV/LV Substation HA***856Y |  | 20 kV | _ | LV | 100 kVA :Pole Substation | 0.1 | --> | 0.1 | 0 | 0 | Constrained, otherwise capacity available =87 kVA | --> | 0.095 | 0 | 0 | 0 | 0 | Constrained, otherwise capacity available =97 kW | --> | E16 ex SLANE |  |  |  | 53.7155 | -6.5733
MV/LV Substation RE***858X |  | 10 kV | _ | LV | 200 kVA :Pole Substation | 0.2 | --> | 0.2 | 0.117 | 2.01 |  | --> | 0.19 | 0 | 0.005 | 0.197 | 0 |  | --> | C11 ex ABBEYLAND | Abbeyland [T41,T42] | NAVAN |  | 53.6408 | -6.6996
MV/LV Substation NE***863Y |  | 10 kV | _ | LV | 50 kVA :Pole Substation | 0.05 | --> | 0.05 | 0.044 | 2.01 |  | --> | 0.048 | 0 | 0 | 0.048 | 0 |  | --> | C18 ex ABBEYLAND | Abbeyland [T41,T42] | NAVAN |  | 53.6461 | -6.7659
MV/LV Substation BL***865Y |  | 10 kV | _ | LV | 100 kVA :Pole Substation | 0.1 | --> | 0.1 | 0 | 0 | Constrained, otherwise capacity available =98 kVA | --> | 0.095 | 0 | 0 | 0.095 | 0 |  | --> | C30 ex ACADEMY STREET | Academy Street [T421,T422,T44] | NAVAN |  | 53.6609 | -6.6662
MV/LV Substation CL***879Y |  | 10 kV | _ | LV | 400 kVA :Kiosk Substation | 0.4 | --> | 0.4 | 0.281 | 2.01 |  | --> | 0.38 | 0 | 0.025 | 0.377 | 0 |  | --> | C12 ex ABBEYLAND | Abbeyland [T41,T42] | NAVAN |  | 53.6661 | -6.6903
MV/LV Substation CL***884Y |  | 10 kV | _ | LV | 200 kVA :Pole Substation | 0.2 | --> | 0.2 | 0.185 | 2.01 |  | --> | 0.19 | 0 | 0 | 0.192 | 0 |  | --> | C12 ex ABBEYLAND | Abbeyland [T41,T42] | NAVAN |  | 53.6713 | -6.6821
MV/LV Substation JO***885Y |  | 20 kV | _ | LV | 400 kVA :Kiosk Substation | 0.4 | --> | 0.4 | 0 | 0 | Constrained, otherwise capacity available =304 kVA | --> | 0.38 | 0 | 0.022 | 0.377 | 0 |  | --> | E12 ex ACADEMY STREET | Academy Street [T421,T422,T44] | NAVAN |  | 53.6441 | -6.6579
MV/LV Substation MI***886Y |  | 20 kV | _ | LV | 200 kVA :Kiosk Substation | 0.2 | --> | 0.2 | 0 | 0 | Constrained, otherwise capacity available =132 kVA | --> | 0.19 | 0 | 0.003 | 0.197 | 0 |  | --> | E12 ex ACADEMY STREET | Academy Street [T421,T422,T44] | NAVAN |  | 53.6401 | -6.6526
MV/LV Substation WI***887Y |  | 10 kV | _ | LV | 200 kVA :Kiosk Substation | 0.2 | --> | 0.2 | 0.108 | 2.01 |  | --> | 0.19 | 0 | 0.003 | 0.2 | 0 |  | --> | C12 ex ABBEYLAND | Abbeyland [T41,T42] | NAVAN |  | 53.6666 | -6.699
MV/LV Substation WI***888Y |  | 10 kV | _ | LV | 400 kVA :Kiosk Substation | 0.4 | --> | 0.4 | 0.333 | 2.01 |  | --> | 0.38 | 0 | 0.005 | 0.385 | 0 |  | --> | C12 ex ABBEYLAND | Abbeyland [T41,T42] | NAVAN |  | 53.6686 | -6.6956
MV/LV Substation GA***891X |  | 20 kV | _ | LV | 50 kVA :Pole Substation | 0.05 | --> | 0.05 | 0 | 0 | Constrained, otherwise capacity available =34 kVA | --> | 0.048 | 0 | 0.005 | 0.046 | 0 |  | --> | E16 ex ACADEMY STREET | Academy Street [T421,T422,T44] | NAVAN |  | 53.6237 | -6.71
MV/LV Substation FA***896X |  | 20 kV | _ | LV | 100 kVA :Pole Substation | 0.1 | --> | 0.1 | 0 | 0 | Constrained, otherwise capacity available =92 kVA | --> | 0.095 | 0 | 0 | 0.096 | 0 |  | --> | E17 ex ACADEMY STREET | Academy Street [T421,T422,T44] | NAVAN |  | 53.6112 | -6.6959
MV/LV Substation ME***896Y |  | 10 kV | _ | LV | 50 kVA :Pole Substation | 0.05 | --> | 0.05 | 0 | 0 | Constrained, otherwise capacity available =50 kVA | --> | 0.048 | 0 | 0 | 0.048 | 0 |  | --> | E17 ex ACADEMY STREET | Academy Street [T421,T422,T44] | NAVAN |  | 53.6107 | -6.7978
MV/LV Substation DO***898X |  | 20 kV | _ | LV | 50 kVA :Pole Substation | 0.05 | --> | 0.05 | 0 | 0 | Constrained, otherwise capacity available =45 kVA | --> | 0.048 | 0 | 0 | 0.048 | 0 |  | --> | E16 ex ACADEMY STREET | Academy Street [T421,T422,T44] | NAVAN |  | 53.606 | -6.6374
MV/LV Substation CA***900X |  | 20 kV | _ | LV | 50 kVA :Pole Substation | 0.05 | --> | 0.05 | 0.031 | 0.64 |  | --> | 0.048 | 0 | 0.014 | 0.04 | 0 |  | --> | E14 ex RANDALSTOWN | Randalstown [T422] | NAVAN |  | 53.779 | -6.7182
MV/LV Substation KE***902X |  | 20 kV | _ | LV | 200 kVA :Pole Substation | 0.2 | --> | 0.2 | 0 | 0 | Constrained, otherwise capacity available =142 kVA | --> | 0.19 | 0 | 0 | 0.198 | 0 |  | --> | E11 ex ACADEMY STREET | Academy Street [T421,T422,T44] | NAVAN |  | 53.6077 | -6.5369
MV/LV Substation DE***907Y |  | 20 kV | _ | LV | 200 kVA :Pole Substation | 0.2 | --> | 0.2 | 0.124 | 0.64 |  | --> | 0.19 | 0 | 0 | 0.2 | 0 |  | --> | E14 ex RANDALSTOWN | Randalstown [T422] | NAVAN |  | 53.721 | -6.6879
MV/LV Substation KI***909Y |  | 20 kV | _ | LV | 400 kVA :Building Structure | 0.4 | --> | 0.4 | 0 | 0 | Constrained, otherwise capacity available =325 kVA | --> | 0.38 | 0 | 0 | 0.39 | 0 |  | --> | E15 ex ACADEMY STREET | Academy Street [T421,T422,T44] | NAVAN |  | 53.6288 | -6.6596
MV/LV Substation SH***921Y |  | 20 kV | _ | LV | 50 kVA :Pole Substation | 0.05 | --> | 0.05 | 0 | 0 | Constrained, otherwise capacity available =47 kVA | --> | 0.048 | 0 | 0 | 0.048 | 0 |  | --> | E15 ex ACADEMY STREET | Academy Street [T421,T422,T44] | NAVAN |  | 53.6338 | -6.6689
MV/LV Substation CL***924Y |  | 20 kV | _ | LV | 200 kVA :Kiosk Substation | 0.2 | --> | 0.2 | 0 | 0 | Constrained, otherwise capacity available =167 kVA | --> | 0.19 | 0 | 0.004 | 0.192 | 0 |  | --> | E12 ex ACADEMY STREET | Academy Street [T421,T422,T44] | NAVAN |  | 53.6463 | -6.6539
MV/LV Substation MU***927Y |  | 10 kV | _ | LV | 50 kVA :Pole Substation | 0.05 | --> | 0.05 | 0 | 0 | Constrained, otherwise capacity available =26 kVA | --> | 0.048 | 0 | 0 | 0.051 | 0 |  | --> | E17 ex ACADEMY STREET | Academy Street [T421,T422,T44] | NAVAN |  | 53.6106 | -6.789
MV/LV Substation DR***930 |  | 20 kV | _ | LV | 50 kVA :Pole Substation | 0.05 | --> | 0.05 | 0.046 | 0.64 |  | --> | 0.048 | 0 | 0 | 0.048 | 0 |  | --> | E14 ex RANDALSTOWN | Randalstown [T422] | NAVAN |  | 53.773 | -6.7238
MV/LV Substation YE***931Y |  | 10 kV | _ | LV | 200 kVA :Kiosk Substation | 0.2 | --> | 0.2 | 0 | 0 | Constrained, otherwise capacity available =131 kVA | --> | 0.19 | 0 | 0 | 0.199 | 0 |  | --> | C32 ex ACADEMY STREET | Academy Street [T421,T422,T44] | NAVAN |  | 53.6456 | -6.699
MV/LV Substation RA***933 |  | 20 kV | _ | LV | 50 kVA :Pole Substation | 0.05 | --> | 0.05 | 0.045 | 0.64 |  | --> | 0.048 | 0 | 0 | 0.048 | 0 |  | --> | E14 ex RANDALSTOWN | Randalstown [T422] | NAVAN |  | 53.7841 | -6.7483
MV/LV Substation ON***933Y |  | 10 kV | _ | LV | 100 kVA :Pole Substation | 0.1 | --> | 0.1 | 0.1 | 2.01 |  | --> | 0.095 | 0 | 0 | 0.095 | 0 |  | --> | C18 ex ABBEYLAND | Abbeyland [T41,T42] | NAVAN |  | 53.6302 | -6.7834
MV/LV Substation BA***935X |  | 10 kV | _ | LV | 50 kVA :Pole Substation | 0.05 | --> | 0.05 | 0 | 0 | Constrained, otherwise capacity available =50 kVA | --> | 0.048 | 0 | 0 | 0.048 | 0 |  | --> | C30 ex ACADEMY STREET | Academy Street [T421,T422,T44] | NAVAN |  | 53.6508 | -6.6553
MV/LV Substation CL***939 |  | 20 kV | _ | LV | 50 kVA :Pole Substation | 0.05 | --> | 0.05 | 0.02 | 0.64 |  | --> | 0.048 | 0 | 0 | 0.052 | 0 |  | --> | E14 ex RANDALSTOWN | Randalstown [T422] | NAVAN |  | 53.7875 | -6.7637
MV/LV Substation DE***939X |  | 20 kV | _ | LV | 50 kVA :Pole Substation | 0.05 | --> | 0.05 | 0 | 0 | Constrained, otherwise capacity available =40 kVA | --> | 0.048 | 0 | 0 | 0 | 0 | Constrained, otherwise capacity available =49 kW | --> | E17 ex DULEEK | Duleek [T421,T422] | DRYBRIDGE |  | 53.6565 | -6.5825
MV/LV Substation BE***942Y |  | 10 kV | _ | LV | 50 kVA :Pole Substation | 0.05 | --> | 0.05 | 0.049 | 2.01 |  | --> | 0.048 | 0 | 0 | 0.048 | 0 |  | --> | C18 ex ABBEYLAND | Abbeyland [T41,T42] | NAVAN |  | 53.6529 | -6.7544
MV/LV Substation CI***944Y |  | 20 kV | _ | LV | 400 kVA :Kiosk Substation | 0.4 | --> | 0.4 | 0 | 0 | Constrained, otherwise capacity available =235 kVA | --> | 0.38 | 0 | 0.031 | 0.379 | 0 |  | --> | E12 ex ACADEMY STREET | Academy Street [T421,T422,T44] | NAVAN |  | 53.6352 | -6.6458
MV/LV Substation ME***945 |  | 20 kV | _ | LV | 50 kVA :Pole Substation | 0.05 | --> | 0.05 | 0.041 | 0.64 |  | --> | 0.048 | 0 | 0 | 0.049 | 0 |  | --> | E14 ex RANDALSTOWN | Randalstown [T422] | NAVAN |  | 53.7808 | -6.6981
MV/LV Substation BR***948Y |  | 20 kV | _ | LV | 50 kVA :Pole Substation | 0.05 | --> | 0.05 | 0 | 0 | Constrained, otherwise capacity available =50 kVA | --> | 0.048 | 0 | 0 | 0 | 0 | Constrained, otherwise capacity available =48 kW | --> | E17 ex DULEEK | Duleek [T421,T422] | DRYBRIDGE |  | 53.6339 | -6.5626
MV/LV Substation KE***949 |  | 20 kV | _ | LV | 200 kVA :Pole Substation | 0.2 | --> | 0.2 | 0 | 0 | Constrained, otherwise capacity available =134 kVA | --> | 0.19 | 0 | 0.041 | 0.168 | 0 |  | --> | E11 ex ACADEMY STREET | Academy Street [T421,T422,T44] | NAVAN |  | 53.6278 | -6.5396
MV/LV Substation LO***951X |  | 20 kV | _ | LV | 50 kVA :Pole Substation | 0.05 | --> | 0.05 | 0 | 0 | Constrained, otherwise capacity available =47 kVA | --> | 0.048 | 0 | 0 | 0.048 | 0 |  | --> | E11 ex ACADEMY STREET | Academy Street [T421,T422,T44] | NAVAN |  | 53.5991 | -6.4999
MV/LV Substation HA***952 |  | 20 kV | _ | LV | 50 kVA :Pole Substation | 0.05 | --> | 0.05 | 0 | 0 | Constrained, otherwise capacity available =35 kVA | --> | 0.048 | 0 | 0 | 0.05 | 0 |  | --> | E19 ex SLANE | Slane [T421] | DRYBRIDGE |  | 53.6712 | -6.5968
MV/LV Substation BE***953Y |  | 10 kV | _ | LV | 200 kVA :Kiosk Substation | 0.2 | --> | 0.2 | 0.17 | 2.01 |  | --> | 0.19 | 0 | 0 | 0.194 | 0 |  | --> | C17 ex ABBEYLAND | Abbeyland [T41,T42] | NAVAN |  | 53.6578 | -6.6829
MV/LV Substation GA***954 |  | 20 kV | _ | LV | 50 kVA :Pole Substation | 0.05 | --> | 0.05 | 0 | 0 | Constrained, otherwise capacity available =39 kVA | --> | 0.048 | 0 | 0 | 0.049 | 0 |  | --> | E16 ex ACADEMY STREET | Academy Street [T421,T422,T44] | NAVAN |  | 53.6246 | -6.7044
MV/LV Substation BA***954Y |  | 20 kV | _ | LV | 50 kVA :Pole Substation | 0.05 | --> | 0.05 | 0 | 0 | Constrained, otherwise capacity available =50 kVA | --> | 0.048 | 0 | 0 | 0.048 | 0 |  | --> | E16 ex ACADEMY STREET | Academy Street [T421,T422,T44] | NAVAN |  | 53.6202 | -6.6908
MV/LV Substation CL***962Y |  | 20 kV | _ | LV | 100 kVA :Pole Substation | 0.1 | --> | 0.1 | 0 | 0 | Constrained, otherwise capacity available =99 kVA | --> | 0.095 | 0 | 0 | 0.095 | 0 |  | --> | E17 ex ACADEMY STREET | Academy Street [T421,T422,T44] | NAVAN |  | 53.6143 | -6.716
MV/LV Substation LO***963Y |  | 20 kV | _ | LV | 200 kVA :Pole Substation | 0.2 | --> | 0.2 | 0 | 0 | Constrained, otherwise capacity available =184 kVA | --> | 0.19 | 0 | 0 | 0.192 | 0 |  | --> | E19 ex SLANE | Slane [T421] | DRYBRIDGE |  | 53.7846 | -6.6475
MV/LV Substation LI***965Y |  | 10 kV | _ | LV | 50 kVA :Pole Substation | 0.05 | --> | 0.05 | 0.046 | 2.01 |  | --> | 0.048 | 0 | 0.005 | 0.044 | 0 |  | --> | C18 ex ABBEYLAND | Abbeyland [T41,T42] | NAVAN |  | 53.6621 | -6.7436
MV/LV Substation ON***967X |  | 10 kV | _ | LV | 50 kVA :Pole Substation | 0.05 | --> | 0.05 | 0.042 | 2.01 |  | --> | 0.048 | 0 | 0.005 | 0.045 | 0 |  | --> | C18 ex ABBEYLAND | Abbeyland [T41,T42] | NAVAN |  | 53.6385 | -6.7662
MV/LV Substation LI***969X |  | 10 kV | _ | LV | 50 kVA :Pole Substation | 0.05 | --> | 0.05 | 0.002 | 1.82 |  | --> | 0.048 | 0 | 0 | 0.054 | 0 |  | --> | C15 ex RANDALSTOWN | Randalstown [T41] | NAVAN |  | 53.6696 | -6.7586
MV/LV Substation WI***974 |  | 20 kV | _ | LV | 100 kVA :Pole Substation | 0.1 | --> | 0.1 | 0.098 | 0.64 |  | --> | 0.095 | 0 | 0 | 0.095 | 0 |  | --> | E14 ex RANDALSTOWN | Randalstown [T422] | NAVAN |  | 53.7387 | -6.7183
MV/LV Substation HA***975X |  | 10 kV | _ | LV | 50 kVA :Pole Substation | 0.05 | --> | 0.05 | 0.031 | 2.01 |  | --> | 0.048 | 0 | 0 | 0.05 | 0 |  | --> | C11 ex ABBEYLAND | Abbeyland [T41,T42] | NAVAN |  | 53.6495 | -6.7068
MV/LV Substation AR***978X |  | 20 kV | _ | LV | 200 kVA :Pole Substation | 0.2 | --> | 0.2 | 0.2 | 0.64 |  | --> | 0.19 | 0 | 0 | 0.19 | 0 |  | --> | E14 ex RANDALSTOWN | Randalstown [T422] | NAVAN |  | 53.7115 | -6.7267
MV/LV Substation CR***978Y |  | 20 kV | _ | LV | 50 kVA :Pole Substation | 0.05 | --> | 0.05 | 0 | 0 | Constrained, otherwise capacity available =39 kVA | --> | 0.048 | 0 | 0 | 0 | 0 | Constrained, otherwise capacity available =49 kW | --> | E17 ex DULEEK | Duleek [T421,T422] | DRYBRIDGE |  | 53.6455 | -6.6059
MV/LV Substation HA***979Y |  | 20 kV | _ | LV | 200 kVA :Pole Substation | 0.2 | --> | 0.2 | 0 | 0 | Constrained, otherwise capacity available =196 kVA | --> | 0.19 | 0 | 0.005 | 0 | 0 | Constrained, otherwise capacity available =187 kW | --> | E17 ex DULEEK | Duleek [T421,T422] | DRYBRIDGE |  | 53.6577 | -6.6225
MV/LV Substation BR***984X |  | 20 kV | _ | LV | 200 kVA :Pole Substation | 0.2 | --> | 0.2 | 0 | 0 | Constrained, otherwise capacity available =190 kVA | --> | 0.19 | 0 | 0 | 0.191 | 0 |  | --> | E11 ex ACADEMY STREET | Academy Street [T421,T422,T44] | NAVAN |  | 53.6298 | -6.5512
MV/LV Substation VE***985 |  | 20 kV | _ | LV | 50 kVA :Pole Substation | 0.05 | --> | 0.05 | 0 | 0 | Constrained, otherwise capacity available =41 kVA | --> | 0.048 | 0 | 0.008 | 0 | 0 | Constrained, otherwise capacity available =43 kW | --> | E17 ex DULEEK | Duleek [T421,T422] | DRYBRIDGE |  | 53.6314 | -6.5484
MV/LV Substation CU***987 |  | 20 kV | _ | LV | 50 kVA :Pole Substation | 0.05 | --> | 0.05 | 0 | 0 | Constrained, otherwise capacity available =38 kVA | --> | 0.048 | 0 | 0.005 | 0 | 0 | Constrained, otherwise capacity available =45 kW | --> | E17 ex DULEEK | Duleek [T421,T422] | DRYBRIDGE |  | 53.6448 | -6.551
MV/LV Substation WA***992Y |  | 20 kV | _ | LV | 50 kVA :Pole Substation | 0.05 | --> | 0.05 | 0 | 0 | Constrained, otherwise capacity available =38 kVA | --> | 0.048 | 0 | 0 | 0.049 | 0 |  | --> | E11 ex ACADEMY STREET | Academy Street [T421,T422,T44] | NAVAN |  | 53.6252 | -6.6104
MV/LV Substation AQ***997X |  | 20 kV | _ | LV | 50 kVA :Pole Substation | 0.05 | --> | 0.05 | 0.05 | 0.64 |  | --> | 0.048 | 0 | 0 | 0.048 | 0 |  | --> | E14 ex RANDALSTOWN | Randalstown [T422] | NAVAN |  | 53.7542 | -6.7445
MV/LV Substation CL***997Y |  | 10 kV | _ | LV | 200 kVA :Kiosk Substation | 0.2 | --> | 0.2 | 0.167 | 2.01 |  | --> | 0.19 | 0 | 0.013 | 0.185 | 0 |  | --> | C12 ex ABBEYLAND | Abbeyland [T41,T42] | NAVAN |  | 53.6674 | -6.6934
MV/LV Substation RA***999 |  | 10 kV | _ | LV | 400 kVA :Building Structure | 0.4 | --> | 0.4 | 0 | 0 | Constrained, otherwise capacity available =314 kVA | --> | 0.38 | 0 | 0.029 | 0.37 | 0 |  | --> | E17 ex ACADEMY STREET | Academy Street [T421,T422,T44] | NAVAN |  | 53.6238 | -6.8562
MV/LV Substation F ***999X |  | 20 kV | _ | LV | 50 kVA :Pole Substation | 0.05 | --> | 0.05 | 0.05 | 0.64 |  | --> | 0.048 | 0 | 0 | 0.048 | 0 |  | --> | E14 ex RANDALSTOWN | Randalstown [T422] | NAVAN |  | 53.7578 | -6.7384
MV/LV Substation TO***017 |  | 10 kV | _ | LV | 630 kVA :Building Structure | 0.63 | --> | 0.63 | 0 | 0 | Constrained, otherwise capacity available =624 kVA | --> | 0.598 | 0 | 0 | 0.5 | 0 |  | --> | C18 ex KILCOLGAN | Kilcolgan [T42,T421] | GALWAY 110KV |  | 53.2487 | -8.8871
MV/LV Substation KI***018X |  | 20 kV | _ | LV | 50 kVA :Pole Substation | 0.05 | --> | 0.05 | 0 | 0 | Constrained, otherwise capacity available =41 kVA | --> | 0.048 | 0 | 0.006 | 0.044 | 0 |  | --> | E17 ex KILCOLGAN | Kilcolgan [T42,T421] | GALWAY 110KV |  | 53.2096 | -8.8479
MV/LV Substation MO***040 |  | 20 kV | _ | LV | 50 kVA :Pole Substation | 0.05 | --> | 0.05 | 0 | 0 | Constrained, otherwise capacity available =47 kVA | --> | 0.048 | 0 | 0 | 0.048 | 0 |  | --> | E11 ex KILCOLGAN | Kilcolgan [T42,T421] | GALWAY 110KV |  | 53.1463 | -9.0702
MV/LV Substation TH***049X |  | 10 kV | _ | LV | 200 kVA :Kiosk Substation | 0.2 | --> | 0.2 | 0 | 0 | Constrained, otherwise capacity available =162 kVA | --> | 0.19 | 0 | 0.017 | 0.182 | 0 |  | --> | C18 ex KILCOLGAN | Kilcolgan [T42,T421] | GALWAY 110KV |  | 53.2311 | -8.8907
MV/LV Substation AR***054X |  | 20 kV | _ | LV | 200 kVA :Kiosk Substation | 0.2 | --> | 0.2 | 0 | 0 | Constrained, otherwise capacity available =174 kVA | --> | 0.19 | 0 | 0.006 | 0.189 | 0 |  | --> | E11 ex KILCOLGAN | Kilcolgan [T42,T421] | GALWAY 110KV |  | 53.1381 | -8.9395
MV/LV Substation GU***057X |  | 10 kV | _ | LV | 50 kVA :Pole Substation | 0.05 | --> | 0.05 | 0 | 0 | Constrained, otherwise capacity available =45 kVA | --> | 0.048 | 0 | 0.02 | 0.033 | 0 |  | --> | C18 ex KILCOLGAN | Kilcolgan [T42,T421] | GALWAY 110KV |  | 53.2273 | -8.9377
MV/LV Substation TA***058 |  | 20 kV | _ | LV | 50 kVA :Pole Substation | 0.05 | --> | 0.05 | 0 | 0 | Constrained, otherwise capacity available =48 kVA | --> | 0.048 | 0 | 0 | 0.048 | 0 |  | --> | E11 ex KILCOLGAN | Kilcolgan [T42,T421] | GALWAY 110KV |  | 53.1651 | -8.9327
MV/LV Substation MU***071 |  | 20 kV | _ | LV | 50 kVA :Pole Substation | 0.05 | --> | 0.05 | 0 | 0 | Constrained, otherwise capacity available =48 kVA | --> | 0.048 | 0 | 0.011 | 0.04 | 0 |  | --> | E11 ex KILCOLGAN | Kilcolgan [T42,T421] | GALWAY 110KV |  | 53.1505 | -9.0639
MV/LV Substation BA***107X |  | 20 kV | _ | LV | 100 kVA :Pole Substation | 0.1 | --> | 0.1 | 0 | 0 | Constrained, otherwise capacity available =83 kVA | --> | 0.095 | 0 | 0.04 | 0.068 | 0 |  | --> | E11 ex KILCOLGAN | Kilcolgan [T42,T421] | GALWAY 110KV |  | 53.1896 | -8.9114
MV/LV Substation CA***128X |  | 10 kV | _ | LV | 200 kVA :Kiosk Substation | 0.2 | --> | 0.2 | 0 | 0 | Constrained, otherwise capacity available =141 kVA | --> | 0.19 | 0 | 0.047 | 0.163 | 0 |  | --> | C18 ex KILCOLGAN | Kilcolgan [T42,T421] | GALWAY 110KV |  | 53.2249 | -8.8805
MV/LV Substation BA***134X |  | 20 kV | _ | LV | 100 kVA :Pole Substation | 0.1 | --> | 0.1 | 0 | 0 | Constrained, otherwise capacity available =51 kVA | --> | 0.095 | 0 | 0.054 | 0.062 | 0 |  | --> | E11 ex KILCOLGAN | Kilcolgan [T42,T421] | GALWAY 110KV |  | 53.1847 | -8.9132
MV/LV Substation KI***169X |  | 20 kV | _ | LV | 50 kVA :Pole Substation | 0.05 | --> | 0.05 | 0 | 0 | Constrained, otherwise capacity available =38 kVA | --> | 0.048 | 0 | 0.015 | 0.038 | 0 |  | --> | E11 ex KILCOLGAN | Kilcolgan [T42,T421] | GALWAY 110KV |  | 53.1402 | -8.9436
MV/LV Substation PA***212X |  | 20 kV | _ | LV | 50 kVA :Pole Substation | 0.05 | --> | 0.05 | 0 | 0 | Constrained, otherwise capacity available =50 kVA | --> | 0.048 | 0 | 0 | 0.048 | 0 |  | --> | E11 ex KILCOLGAN | Kilcolgan [T42,T421] | GALWAY 110KV |  | 53.1507 | -9.0742
MV/LV Substation DU***217X |  | 20 kV | _ | LV | 50 kVA :Pole Substation | 0.05 | --> | 0.05 | 0 | 0 | Constrained, otherwise capacity available =40 kVA | --> | 0.048 | 0 | 0.005 | 0.045 | 0 |  | --> | E11 ex KILCOLGAN | Kilcolgan [T42,T421] | GALWAY 110KV |  | 53.1151 | -9.0693
MV/LV Substation KI***271 |  | 20 kV | _ | LV | 100 kVA :Pole Substation | 0.1 | --> | 0.1 | 0 | 0 | Constrained, otherwise capacity available =74 kVA | --> | 0.095 | 0 | 0 | 0.098 | 0 |  | --> | E17 ex KILCOLGAN | Kilcolgan [T42,T421] | GALWAY 110KV |  | 53.2108 | -8.858
MV/LV Substation BA***299X |  | 10 kV | _ | LV | 200 kVA :Pole Substation | 0.2 | --> | 0.2 | 0 | 0 | Constrained, otherwise capacity available =164 kVA | --> | 0.19 | 0 | 0 | 0.195 | 0 |  | --> | C18 ex KILCOLGAN | Kilcolgan [T42,T421] | GALWAY 110KV |  | 53.2351 | -8.8239
MV/LV Substation FE***305X |  | 20 kV | _ | LV | 50 kVA :Pole Substation | 0.05 | --> | 0.05 | 0 | 0 | Constrained, otherwise capacity available =50 kVA | --> | 0.048 | 0 | 0 | 0.048 | 0 |  | --> | E11 ex KILCOLGAN | Kilcolgan [T42,T421] | GALWAY 110KV |  | 53.1335 | -8.9514
MV/LV Substation CL***330X |  | 20 kV | _ | LV | 50 kVA :Pole Substation | 0.05 | --> | 0.05 | 0 | 0 | Constrained, otherwise capacity available =45 kVA | --> | 0.048 | 0 | 0 | 0.048 | 0 |  | --> | E11 ex KILCOLGAN | Kilcolgan [T42,T421] | GALWAY 110KV |  | 53.1585 | -9.0109
MV/LV Substation KI***333X |  | 20 kV | _ | LV | 50 kVA :Pole Substation | 0.05 | --> | 0.05 | 0 | 0 | Constrained, otherwise capacity available =48 kVA | --> | 0.048 | 0 | 0 | 0.048 | 0 |  | --> | E17 ex KILCOLGAN | Kilcolgan [T42,T421] | GALWAY 110KV |  | 53.2251 | -8.7979
MV/LV Substation RI***338X |  | 20 kV | _ | LV | 50 kVA :Pole Substation | 0.05 | --> | 0.05 | 0 | 0 | Constrained, otherwise capacity available =44 kVA | --> | 0.048 | 0 | 0 | 0.048 | 0 |  | --> | E17 ex KILCOLGAN | Kilcolgan [T42,T421] | GALWAY 110KV |  | 53.2119 | -8.8231
MV/LV Substation CL***344X |  | 10 kV | _ | LV | 400 kVA :Kiosk Substation | 0.4 | --> | 0.4 | 0 | 0 | Constrained, otherwise capacity available =355 kVA | --> | 0.38 | 0 | 0 | 0.386 | 0 |  | --> | C18 ex KILCOLGAN | Kilcolgan [T42,T421] | GALWAY 110KV |  | 53.2271 | -8.8809
MV/LV Substation CR***361X |  | 20 kV | _ | LV | 50 kVA :Pole Substation | 0.05 | --> | 0.05 | 0 | 0 | Constrained, otherwise capacity available =44 kVA | --> | 0.048 | 0 | 0.003 | 0.046 | 0 |  | --> | E11 ex KILCOLGAN | Kilcolgan [T42,T421] | GALWAY 110KV |  | 53.1834 | -8.9043
MV/LV Substation KI***379X |  | 20 kV | _ | LV | 50 kVA :Pole Substation | 0.05 | --> | 0.05 | 0 | 0 | Constrained, otherwise capacity available =49 kVA | --> | 0.048 | 0 | 0 | 0.048 | 0 |  | --> | E17 ex KILCOLGAN | Kilcolgan [T42,T421] | GALWAY 110KV |  | 53.2126 | -8.8641
MV/LV Substation CR***380X |  | 20 kV | _ | LV | 200 kVA :Kiosk Substation | 0.2 | --> | 0.2 | 0 | 0 | Constrained, otherwise capacity available =190 kVA | --> | 0.19 | 0 | 0 | 0.191 | 0 |  | --> | E17 ex KILCOLGAN | Kilcolgan [T42,T421] | GALWAY 110KV |  | 53.2356 | -8.7484
MV/LV Substation BO***4007 |  | 20 kV | _ | LV | 400 kVA :Kiosk Substation | 0.4 | --> | 0.4 | 0 | 0 | Constrained, otherwise capacity available =359 kVA | --> | 0.38 | 0 | 0.029 | 0.364 | 0 |  | --> | E11 ex KILCOLGAN | Kilcolgan [T42,T421] | GALWAY 110KV |  | 53.1386 | -8.9265
MV/LV Substation KI***4008 |  | 20 kV | _ | LV | 400 kVA :Kiosk Substation | 0.4 | --> | 0.4 | 0 | 0 | Constrained, otherwise capacity available =391 kVA | --> | 0.38 | 0 | 0 | 0.381 | 0 |  | --> | E11 ex KILCOLGAN | Kilcolgan [T42,T421] | GALWAY 110KV |  | 53.2096 | -8.8692
MV/LV Substation TH***4013 |  | 20 kV | _ | LV | 50 kVA :Pole Substation | 0.05 | --> | 0.05 | 0 | 0 | Constrained, otherwise capacity available =31 kVA | --> | 0.048 | 0 | 0 | 0.05 | 0 |  | --> | E11 ex KILCOLGAN | Kilcolgan [T42,T421] | GALWAY 110KV |  | 53.2012 | -8.8686
MV/LV Substation CR***4014 |  | 20 kV | _ | LV | 50 kVA :Pole Substation | 0.05 | --> | 0.05 | 0 | 0 | Constrained, otherwise capacity available =32 kVA | --> | 0.048 | 0 | 0.015 | 0.039 | 0 |  | --> | E17 ex KILCOLGAN | Kilcolgan [T42,T421] | GALWAY 110KV |  | 53.2357 | -8.7507
MV/LV Substation CA***4030 |  | 10 kV | _ | LV | 50 kVA :Pole Substation | 0.05 | --> | 0.05 | 0 | 0 | Constrained, otherwise capacity available =50 kVA | --> | 0.048 | 0 | 0 | 0.048 | 0 |  | --> | C18 ex KILCOLGAN | Kilcolgan [T42,T421] | GALWAY 110KV |  | 53.2488 | -8.9037
MV/LV Substation KI***4041 |  | 20 kV | _ | LV | 50 kVA :Pole Substation | 0.05 | --> | 0.05 | 0 | 0 | Constrained, otherwise capacity available =40 kVA | --> | 0.048 | 0 | 0 | 0.049 | 0 |  | --> | E11 ex KILCOLGAN | Kilcolgan [T42,T421] | GALWAY 110KV |  | 53.1983 | -8.8729
MV/LV Substation KI***4042 |  | 20 kV | _ | LV | 100 kVA :Pole Substation | 0.1 | --> | 0.1 | 0 | 0 | Constrained, otherwise capacity available =73 kVA | --> | 0.095 | 0 | 0 | 0.099 | 0 |  | --> | E17 ex KILCOLGAN | Kilcolgan [T42,T421] | GALWAY 110KV |  | 53.1765 | -8.8421
MV/LV Substation CL***405 |  | 10 kV | _ | LV | 200 kVA :Pole Substation | 0.2 | --> | 0.2 | 0 | 0 | Constrained, otherwise capacity available =66 kVA | --> | 0.19 | 0 | 0.006 | 0.203 | 0 |  | --> | C18 ex KILCOLGAN | Kilcolgan [T42,T421] | GALWAY 110KV |  | 53.2279 | -8.8808
MV/LV Substation KI***406 |  | 10 kV | _ | LV | 200 kVA :Pole Substation | 0.2 | --> | 0.2 | 0 | 0 | Constrained, otherwise capacity available =151 kVA | --> | 0.19 | 0 | 0.011 | 0.188 | 0 |  | --> | C18 ex KILCOLGAN | Kilcolgan [T42,T421] | GALWAY 110KV |  | 53.2325 | -8.8623
MV/LV Substation KI***4072 |  | 10 kV | _ | LV | 200 kVA :Kiosk Substation | 0.2 | --> | 0.2 | 0 | 0 | Constrained, otherwise capacity available =200 kVA | --> | 0.19 | 0 | 0 | 0 | 0 | Constrained, otherwise capacity available =190 kW | --> | C14 ex KILCOLGAN |  |  |  | 53.2116 | -8.8701
MV/LV Substation BA***4076 |  | 20 kV | _ | LV | 50 kVA :Pole Substation | 0.05 | --> | 0.05 | 0 | 0 | Constrained, otherwise capacity available =44 kVA | --> | 0.048 | 0 | 0 | 0.048 | 0 |  | --> | E17 ex KILCOLGAN | Kilcolgan [T42,T421] | GALWAY 110KV |  | 53.2035 | -8.8311
MV/LV Substation TA***4083 |  | 20 kV | _ | LV | 50 kVA :Pole Substation | 0.05 | --> | 0.05 | 0 | 0 | Constrained, otherwise capacity available =46 kVA | --> | 0.048 | 0 | 0.016 | 0.036 | 0 |  | --> | E11 ex KILCOLGAN | Kilcolgan [T42,T421] | GALWAY 110KV |  | 53.1675 | -8.9411
MV/LV Substation LA***4084 |  | 20 kV | _ | LV | 50 kVA :Pole Substation | 0.05 | --> | 0.05 | 0 | 0 | Constrained, otherwise capacity available =50 kVA | --> | 0.048 | 0 | 0 | 0.048 | 0 |  | --> | E17 ex KILCOLGAN | Kilcolgan [T42,T421] | GALWAY 110KV |  | 53.1789 | -8.8333
MV/LV Substation KI***408X |  | 20 kV | _ | LV | 200 kVA :Pole Substation | 0.2 | --> | 0.2 | 0 | 0 | Constrained, otherwise capacity available =151 kVA | --> | 0.19 | 0 | 0.016 | 0.185 | 0 |  | --> | E11 ex KILCOLGAN | Kilcolgan [T42,T421] | GALWAY 110KV |  | 53.1383 | -8.9464
MV/LV Substation WA***4093 |  | 20 kV | _ | LV | 400 kVA :Building Structure | 0.4 | --> | 0.4 | 0 | 0 | Constrained, otherwise capacity available =354 kVA | --> | 0.38 | 0 | 0.005 | 0.382 | 0 |  | --> | E11 ex KILCOLGAN | Kilcolgan [T42,T421] | GALWAY 110KV |  | 53.1437 | -8.9446
MV/LV Substation KI***4100 |  | 20 kV | _ | LV | 50 kVA :Pole Substation | 0.05 | --> | 0.05 | 0 | 0 | Constrained, otherwise capacity available =42 kVA | --> | 0.048 | 0 | 0 | 0.049 | 0 |  | --> | E17 ex KILCOLGAN | Kilcolgan [T42,T421] | GALWAY 110KV |  | 53.1771 | -8.8361
MV/LV Substation CL***4104 |  | 10 kV | _ | LV | 50 kVA :Pole Substation | 0.05 | --> | 0.05 | 0 | 0 | Constrained, otherwise capacity available =50 kVA | --> | 0.048 | 0 | 0 | 0.048 | 0 |  | --> | C18 ex KILCOLGAN | Kilcolgan [T42,T421] | GALWAY 110KV |  | 53.2485 | -8.8715
MV/LV Substation BA***411X |  | 20 kV | _ | LV | 200 kVA :Pole Substation | 0.2 | --> | 0.2 | 0 | 0 | Constrained, otherwise capacity available =166 kVA | --> | 0.19 | 0 | 0 | 0.195 | 0 |  | --> | E11 ex KILCOLGAN | Kilcolgan [T42,T421] | GALWAY 110KV |  | 53.1844 | -8.9099
MV/LV Substation WE***4158 |  | 20 kV | _ | LV | 100 kVA :Pole Substation | 0.1 | --> | 0.1 | 0 | 0 | Constrained, otherwise capacity available =100 kVA | --> | 0.095 | 0 | 0 | 0.095 | 0 |  | --> | E11 ex KILCOLGAN | Kilcolgan [T42,T421] | GALWAY 110KV |  | 53.1401 | -8.9239
MV/LV Substation PA***4167 |  | 10 kV | _ | LV | 50 kVA :Pole Substation | 0.05 | --> | 0.05 | 0 | 0 | Constrained, otherwise capacity available =50 kVA | --> | 0.048 | 0 | 0 | 0.048 | 0 |  | --> | C18 ex KILCOLGAN | Kilcolgan [T42,T421] | GALWAY 110KV |  | 53.2506 | -8.9083
MV/LV Substation CA***4184 |  | 20 kV | _ | LV | 400 kVA :Kiosk Substation | 0.4 | --> | 0.4 | 0 | 0 | Constrained, otherwise capacity available =400 kVA | --> | 0.38 | 0 | 0 | 0.38 | 0 |  | --> | E11 ex KILCOLGAN | Kilcolgan [T42,T421] | GALWAY 110KV |  | 53.1375 | -8.9335
MV/LV Substation SL***419 |  | 10 kV | _ | LV | 50 kVA :Pole Substation | 0.05 | --> | 0.05 | 0 | 0 | Constrained, otherwise capacity available =30 kVA | --> | 0.048 | 0 | 0.015 | 0.039 | 0 |  | --> | C18 ex KILCOLGAN | Kilcolgan [T42,T421] | GALWAY 110KV |  | 53.2357 | -8.8801
MV/LV Substation KI***435 |  | 20 kV | _ | LV | 50 kVA :Pole Substation | 0.05 | --> | 0.05 | 0 | 0 | Constrained, otherwise capacity available =33 kVA | --> | 0.048 | 0 | 0 | 0.05 | 0 |  | --> | E11 ex KILCOLGAN | Kilcolgan [T42,T421] | GALWAY 110KV |  | 53.2111 | -8.8707
MV/LV Substation KI***437 |  | 20 kV | _ | LV | 200 kVA :Pole Substation | 0.2 | --> | 0.2 | 0 | 0 |  | --> | 0.19 | 0 | 0.006 | 0.213 | 0 |  | --> | E11 ex KILCOLGAN | Kilcolgan [T42,T421] | GALWAY 110KV |  | 53.2087 | -8.8698
MV/LV Substation RI***457 |  | 20 kV | _ | LV | 50 kVA :Pole Substation | 0.05 | --> | 0.05 | 0 | 0 | Constrained, otherwise capacity available =38 kVA | --> | 0.048 | 0 | 0 | 0.049 | 0 |  | --> | E17 ex KILCOLGAN | Kilcolgan [T42,T421] | GALWAY 110KV |  | 53.2124 | -8.8174
MV/LV Substation KI***464 |  | 20 kV | _ | LV | 50 kVA :Pole Substation | 0.05 | --> | 0.05 | 0 | 0 | Constrained, otherwise capacity available =34 kVA | --> | 0.048 | 0 | 0 | 0.05 | 0 |  | --> | E17 ex KILCOLGAN | Kilcolgan [T42,T421] | GALWAY 110KV |  | 53.2208 | -8.8067
MV/LV Substation KI***466 |  | 20 kV | _ | LV | 50 kVA :Pole Substation | 0.05 | --> | 0.05 | 0 | 0 | Constrained, otherwise capacity available =44 kVA | --> | 0.048 | 0 | 0 | 0.048 | 0 |  | --> | E17 ex KILCOLGAN | Kilcolgan [T42,T421] | GALWAY 110KV |  | 53.226 | -8.7961
MV/LV Substation BA***497 |  | 20 kV | _ | LV | 50 kVA :Pole Substation | 0.05 | --> | 0.05 | 0 | 0 | Constrained, otherwise capacity available =13 kVA | --> | 0.048 | 0 | 0.009 | 0.046 | 0 |  | --> | E11 ex KILCOLGAN | Kilcolgan [T42,T421] | GALWAY 110KV |  | 53.1854 | -8.9094
MV/LV Substation KI***508 |  | 20 kV | _ | LV | 400 kVA :Kiosk Substation | 0.4 | --> | 0.4 | 0 | 0 | Constrained, otherwise capacity available =271 kVA | --> | 0.38 | 0 | 0.03 | 0.375 | 0 |  | --> | E11 ex KILCOLGAN | Kilcolgan [T42,T421] | GALWAY 110KV |  | 53.1379 | -8.9352
MV/LV Substation ST***509 |  | 20 kV | _ | LV | 100 kVA :Pole Substation | 0.1 | --> | 0.1 | 0 | 0 | Constrained, otherwise capacity available =57 kVA | --> | 0.095 | 0 | 0.016 | 0.089 | 0 |  | --> | E11 ex KILCOLGAN | Kilcolgan [T42,T421] | GALWAY 110KV |  | 53.1393 | -8.955
MV/LV Substation NE***537 |  | 20 kV | _ | LV | 50 kVA :Pole Substation | 0.05 | --> | 0.05 | 0 | 0 | Constrained, otherwise capacity available =50 kVA | --> | 0.048 | 0 | 0 | 0.048 | 0 |  | --> | E11 ex KILCOLGAN | Kilcolgan [T42,T421] | GALWAY 110KV |  | 53.1385 | -9.0657
MV/LV Substation DO***539 |  | 20 kV | _ | LV | 50 kVA :Pole Substation | 0.05 | --> | 0.05 | 0 | 0 | Constrained, otherwise capacity available =45 kVA | --> | 0.048 | 0 | 0.005 | 0.044 | 0 |  | --> | E11 ex KILCOLGAN | Kilcolgan [T42,T421] | GALWAY 110KV |  | 53.1309 | -9.067
MV/LV Substation AB***543 |  | 20 kV | _ | LV | 50 kVA :Pole Substation | 0.05 | --> | 0.05 | 0 | 0 | Constrained, otherwise capacity available =24 kVA | --> | 0.048 | 0 | 0 | 0.051 | 0 |  | --> | E11 ex KILCOLGAN | Kilcolgan [T42,T421] | GALWAY 110KV |  | 53.1191 | -9.0695
MV/LV Substation RI***569 |  | 20 kV | _ | LV | 50 kVA :Pole Substation | 0.05 | --> | 0.05 | 0 | 0 | Constrained, otherwise capacity available =41 kVA | --> | 0.048 | 0 | 0 | 0.049 | 0 |  | --> | E11 ex KILCOLGAN | Kilcolgan [T42,T421] | GALWAY 110KV |  | 53.1495 | -9.1186
MV/LV Substation KI***570 |  | 20 kV | _ | LV | 400 kVA :Kiosk Substation | 0.4 | --> | 0.4 | 0 | 0 | Constrained, otherwise capacity available =275 kVA | --> | 0.38 | 0 | 0.047 | 0.362 | 0 |  | --> | E11 ex KILCOLGAN | Kilcolgan [T42,T421] | GALWAY 110KV |  | 53.1394 | -8.9399
MV/LV Substation AF***579 |  | 20 kV | _ | LV | 200 kVA :Pole Substation | 0.2 | --> | 0.2 | 0 | 0 | Constrained, otherwise capacity available =164 kVA | --> | 0.19 | 0 | 0 | 0.195 | 0 |  | --> | E11 ex KILCOLGAN | Kilcolgan [T42,T421] | GALWAY 110KV |  | 53.1749 | -8.9026
MV/LV Substation KI***580 |  | 10 kV | _ | LV | 200 kVA :Pole Substation | 0.2 | --> | 0.2 | 0 | 0 | Constrained, otherwise capacity available =200 kVA | --> | 0.19 | 0 | 0 | 0.19 | 0 |  | --> | C18 ex KILCOLGAN | Kilcolgan [T42,T421] | GALWAY 110KV |  | 53.2222 | -8.8601
MV/LV Substation A.***597 |  | 10 kV | _ | LV | 50 kVA :Pole Substation | 0.05 | --> | 0.05 | 0 | 0 | Constrained, otherwise capacity available =48 kVA | --> | 0.048 | 0 | 0 | 0.048 | 0 |  | --> | C18 ex KILCOLGAN | Kilcolgan [T42,T421] | GALWAY 110KV |  | 53.2497 | -8.9085
MV/LV Substation SL***600 |  | 10 kV | _ | LV | 100 kVA :Pole Substation | 0.1 | --> | 0.1 | 0 | 0 | Constrained, otherwise capacity available =91 kVA | --> | 0.095 | 0 | 0 | 0.096 | 0 |  | --> | C18 ex KILCOLGAN | Kilcolgan [T42,T421] | GALWAY 110KV |  | 53.2369 | -8.8726
MV/LV Substation KI***609 |  | 10 kV | _ | LV | 50 kVA :Pole Substation | 0.05 | --> | 0.05 | 0 | 0 | Constrained, otherwise capacity available =43 kVA | --> | 0.048 | 0 | 0 | 0.048 | 0 |  | --> | C18 ex KILCOLGAN | Kilcolgan [T42,T421] | GALWAY 110KV |  | 53.2321 | -8.8512
MV/LV Substation TO***632 |  | 10 kV | _ | LV | 400 kVA :Building Structure | 0.4 | --> | 0.4 | 0 | 0 | Constrained, otherwise capacity available =390 kVA | --> | 0.38 | 0 | 0 | 0.381 | 0 |  | --> | C18 ex KILCOLGAN | Kilcolgan [T42,T421] | GALWAY 110KV |  | 53.2495 | -8.8896
MV/LV Substation G ***639 |  | 20 kV | _ | LV | 50 kVA :Pole Substation | 0.05 | --> | 0.05 | 0 | 0 | Constrained, otherwise capacity available =45 kVA | --> | 0.048 | 0 | 0.01 | 0.041 | 0 |  | --> | E11 ex KILCOLGAN | Kilcolgan [T42,T421] | GALWAY 110KV |  | 53.184 | -8.9079
MV/LV Substation CA***645 |  | 20 kV | _ | LV | 50 kVA :Pole Substation | 0.05 | --> | 0.05 | 0 | 0 | Constrained, otherwise capacity available =50 kVA | --> | 0.048 | 0 | 0 | 0.048 | 0 |  | --> | E11 ex KILCOLGAN | Kilcolgan [T42,T421] | GALWAY 110KV |  | 53.1468 | -8.9181
MV/LV Substation CL***687 |  | 10 kV | _ | LV | 200 kVA :Pole Substation | 0.2 | --> | 0.2 | 0 | 0 | Constrained, otherwise capacity available =181 kVA | --> | 0.19 | 0 | 0 | 0.193 | 0 |  | --> | C18 ex KILCOLGAN | Kilcolgan [T42,T421] | GALWAY 110KV |  | 53.2394 | -8.8923
MV/LV Substation CA***689 |  | 20 kV | _ | LV | 50 kVA :Pole Substation | 0.05 | --> | 0.05 | 0 | 0 | Constrained, otherwise capacity available =49 kVA | --> | 0.048 | 0 | 0 | 0.048 | 0 |  | --> | E11 ex KILCOLGAN | Kilcolgan [T42,T421] | GALWAY 110KV |  | 53.1996 | -8.8614
MV/LV Substation KI***743 |  | 20 kV | _ | LV | 50 kVA :Pole Substation | 0.05 | --> | 0.05 | 0 | 0 | Constrained, otherwise capacity available =31 kVA | --> | 0.048 | 0 | 0.005 | 0.046 | 0 |  | --> | E17 ex KILCOLGAN | Kilcolgan [T42,T421] | GALWAY 110KV |  | 53.2246 | -8.8003
MV/LV Substation ST***787 |  | 10 kV | _ | LV | 200 kVA :Pole Substation | 0.2 | --> | 0.2 | 0 | 0 | Constrained, otherwise capacity available =123 kVA | --> | 0.19 | 0 | 0.004 | 0.197 | 0 |  | --> | C18 ex KILCOLGAN | Kilcolgan [T42,T421] | GALWAY 110KV |  | 53.2182 | -8.8722
MV/LV Substation KI***798 |  | 20 kV | _ | LV | 50 kVA :Pole Substation | 0.05 | --> | 0.05 | 0 | 0 | Constrained, otherwise capacity available =40 kVA | --> | 0.048 | 0 | 0 | 0.049 | 0 |  | --> | E17 ex KILCOLGAN | Kilcolgan [T42,T421] | GALWAY 110KV |  | 53.178 | -8.8437
MV/LV Substation BE***821 |  | 20 kV | _ | LV | 50 kVA :Pole Substation | 0.05 | --> | 0.05 | 0 | 0 | Constrained, otherwise capacity available =42 kVA | --> | 0.048 | 0 | 0.01 | 0.041 | 0 |  | --> | E11 ex KILCOLGAN | Kilcolgan [T42,T421] | GALWAY 110KV |  | 53.1232 | -9.0701
MV/LV Substation KI***862 |  | 20 kV | _ | LV | 50 kVA :Pole Substation | 0.05 | --> | 0.05 | 0 | 0 | Constrained, otherwise capacity available =20 kVA | --> | 0.048 | 0 | 0.016 | 0.04 | 0 |  | --> | E11 ex KILCOLGAN | Kilcolgan [T42,T421] | GALWAY 110KV |  | 53.1383 | -8.9424
MV/LV Substation RI***865 |  | 20 kV | _ | LV | 50 kVA :Pole Substation | 0.05 | --> | 0.05 | 0 | 0 | Constrained, otherwise capacity available =48 kVA | --> | 0.048 | 0 | 0 | 0.048 | 0 |  | --> | E11 ex KILCOLGAN | Kilcolgan [T42,T421] | GALWAY 110KV |  | 53.1486 | -9.1195
MV/LV Substation KI***873 |  | 20 kV | _ | LV | 630 kVA :Kiosk Substation | 0.63 | --> | 0.63 | 0 | 0 | Constrained, otherwise capacity available =474 kVA | --> | 0.598 | 0 | 0.015 | 0.5 | 0 |  | --> | E11 ex KILCOLGAN | Kilcolgan [T42,T421] | GALWAY 110KV |  | 53.1383 | -8.9383
MV/LV Substation RE***877 |  | 20 kV | _ | LV | 100 kVA :Pole Substation | 0.1 | --> | 0.1 | 0 | 0 | Constrained, otherwise capacity available =95 kVA | --> | 0.095 | 0 | 0 | 0.096 | 0 |  | --> | E11 ex KILCOLGAN | Kilcolgan [T42,T421] | GALWAY 110KV |  | 53.156 | -9.0774
MV/LV Substation DU***883 |  | 20 kV | _ | LV | 100 kVA :Pole Substation | 0.1 | --> | 0.1 | 0 | 0 | Constrained, otherwise capacity available =72 kVA | --> | 0.095 | 0 | 0.009 | 0.092 | 0 |  | --> | E11 ex KILCOLGAN | Kilcolgan [T42,T421] | GALWAY 110KV |  | 53.1391 | -8.9301
MV/LV Substation NE***886 |  | 20 kV | _ | LV | 50 kVA :Pole Substation | 0.05 | --> | 0.05 | 0 | 0 | Constrained, otherwise capacity available =46 kVA | --> | 0.048 | 0 | 0.006 | 0.044 | 0 |  | --> | E11 ex KILCOLGAN | Kilcolgan [T42,T421] | GALWAY 110KV |  | 53.2017 | -8.8782
MV/LV Substation MA***895 |  | 20 kV | _ | LV | 100 kVA :Pole Substation | 0.1 | --> | 0.1 | 0 | 0 | Constrained, otherwise capacity available =84 kVA | --> | 0.095 | 0 | 0 | 0.097 | 0 |  | --> | E17 ex KILCOLGAN | Kilcolgan [T42,T421] | GALWAY 110KV |  | 53.2112 | -8.8329
MV/LV Substation BA***897 |  | 20 kV | _ | LV | 50 kVA :Pole Substation | 0.05 | --> | 0.05 | 0 | 0 | Constrained, otherwise capacity available =49 kVA | --> | 0.048 | 0 | 0 | 0.048 | 0 |  | --> | E11 ex KILCOLGAN | Kilcolgan [T42,T421] | GALWAY 110KV |  | 53.1828 | -8.9087
MV/LV Substation TU***901 |  | 20 kV | _ | LV | 50 kVA :Pole Substation | 0.05 | --> | 0.05 | 0 | 0 | Constrained, otherwise capacity available =24 kVA | --> | 0.048 | 0 | 0 | 0.051 | 0 |  | --> | E11 ex KILCOLGAN | Kilcolgan [T42,T421] | GALWAY 110KV |  | 53.1009 | -9.0621
MV/LV Substation JA***907 |  | 20 kV | _ | LV | 100 kVA :Pole Substation | 0.1 | --> | 0.1 | 0 | 0 | Constrained, otherwise capacity available =92 kVA | --> | 0.095 | 0 | 0 | 0.096 | 0 |  | --> | E11 ex KILCOLGAN | Kilcolgan [T42,T421] | GALWAY 110KV |  | 53.1551 | -9.0673
MV/LV Substation CL***908 |  | 10 kV | _ | LV | 100 kVA :Pole Substation | 0.1 | --> | 0.1 | 0 | 0 | Constrained, otherwise capacity available =67 kVA | --> | 0.095 | 0 | 0.019 | 0.085 | 0 |  | --> | C18 ex KILCOLGAN | Kilcolgan [T42,T421] | GALWAY 110KV |  | 53.2304 | -8.877
MV/LV Substation KI***931 |  | 10 kV | _ | LV | 50 kVA :Pole Substation | 0.05 | --> | 0.05 | 0 | 0 | Constrained, otherwise capacity available =42 kVA | --> | 0.048 | 0 | 0 | 0.049 | 0 |  | --> | C18 ex KILCOLGAN | Kilcolgan [T42,T421] | GALWAY 110KV |  | 53.2209 | -8.8569
MV/LV Substation WE***940 |  | 10 kV | _ | LV | 100 kVA :Pole Substation | 0.1 | --> | 0.1 | 0 | 0 | Constrained, otherwise capacity available =59 kVA | --> | 0.095 | 0 | 0.006 | 0.096 | 0 |  | --> | C18 ex KILCOLGAN | Kilcolgan [T42,T421] | GALWAY 110KV |  | 53.2119 | -8.8963
MV/LV Substation GO***957 |  | 20 kV | _ | LV | 50 kVA :Pole Substation | 0.05 | --> | 0.05 | 0 | 0 | Constrained, otherwise capacity available =26 kVA | --> | 0.048 | 0 | 0.016 | 0.039 | 0 |  | --> | E11 ex KILCOLGAN | Kilcolgan [T42,T421] | GALWAY 110KV |  | 53.1806 | -8.9073
MV/LV Substation BR***973 |  | 10 kV | _ | LV | 50 kVA :Pole Substation | 0.05 | --> | 0.05 | 0 | 0 | Constrained, otherwise capacity available =35 kVA | --> | 0.048 | 0 | 0.007 | 0.044 | 0 |  | --> | C18 ex KILCOLGAN | Kilcolgan [T42,T421] | GALWAY 110KV |  | 53.2268 | -8.8754
MV/LV Substation CL***983 |  | 10 kV | _ | LV | 200 kVA :Pole Substation | 0.2 | --> | 0.2 | 0 | 0 | Constrained, otherwise capacity available =145 kVA | --> | 0.19 | 0 | 0.035 | 0.172 | 0 |  | --> | C18 ex KILCOLGAN | Kilcolgan [T42,T421] | GALWAY 110KV |  | 53.2317 | -8.8777
MV/LV Substation CU***986 |  | 20 kV | _ | LV | 100 kVA :Pole Substation | 0.1 | --> | 0.1 | 0 | 0 | Constrained, otherwise capacity available =88 kVA | --> | 0.095 | 0 | 0 | 0.097 | 0 |  | --> | E11 ex KILCOLGAN | Kilcolgan [T42,T421] | GALWAY 110KV |  | 53.117 | -9.0691
MV/LV Substation CA***001 |  | 10 kV | _ | LV | 200 kVA :Building Structure | 0.2 | --> | 0.2 | 0.013 | 9.1 |  | --> | 0.19 | 0 | 0.015 | 0.203 | 0 |  | --> | C14 ex ARDNAREE | Ardnaree [T42,T421] | MOY |  | 54.1137 | -9.1499
MV/LV Substation MA***002 |  | 10 kV | _ | LV | 630 kVA :Building Structure | 0.63 | --> | 0.63 | 0.047 | 9.1 |  | --> | 0.598 | 0 | 0.01 | 0.5 | 0 |  | --> | C14 ex ARDNAREE | Ardnaree [T42,T421] | MOY |  | 54.1146 | -9.1557
MV/LV Substation AS***002X |  | 10 kV | _ | LV | 200 kVA :Pole Substation | 0.2 | --> | 0.2 | 0.138 | 2.33 |  | --> | 0.19 | 0 | 0.021 | 0.183 | 0 |  | --> | E18 ex MOY | Moy [T421,T422] | MOY |  | 54.1288 | -9.1605
MV/LV Substation BU***003 |  | 20 kV | _ | LV | 400 kVA :Kiosk Substation | 0.4 | --> | 0.4 | 0.343 | 9.1 |  | --> | 0.38 | 0 | 0 | 0.388 | 0 |  | --> | E17 ex ARDNAREE | Ardnaree [T42,T421] | MOY |  | 54.1137 | -9.1412
MV/LV Substation TH***003X |  | 10 kV | _ | LV | 50 kVA :Pole Substation | 0.05 | --> | 0.05 | 0.031 | 0.74 |  | --> | 0.048 | 0 | 0.026 | 0.031 | 0 |  | --> | C16 ex RAHANS | Rahans [T41] | MOY |  | 54.106 | -9.1527
MV/LV Substation DO***004 |  | 20 kV | _ | LV | 400 kVA :Kiosk Substation | 0.4 | --> | 0.4 | 0.337 | 9.1 |  | --> | 0.38 | 0 | 0 | 0.388 | 0 |  | --> | E19 ex ARDNAREE | Ardnaree [T42,T421] | MOY |  | 54.1171 | -9.1344
MV/LV Substation AQ***004X |  | 20 kV | _ | LV | 200 kVA :Kiosk Substation | 0.2 | --> | 0.2 | 0.168 | 3.56 |  | --> | 0.19 | 0 | 0 | 0.051 | 0 | Constrained, otherwise capacity available =194 kW | --> | E20 ex ENNISCRONE | Enniscrone [T421,T422] | MOY |  | 54.2177 | -9.0903
MV/LV Substation EM***005 |  | 10 kV | _ | LV | 630 kVA :Kiosk Substation | 0.63 | --> | 0.63 | 0.5 | 9.1 |  | --> | 0.598 | 0 | 0.006 | 0.5 | 0 |  | --> | C14 ex ARDNAREE | Ardnaree [T42,T421] | MOY |  | 54.1134 | -9.1544
MV/LV Substation BU***006 |  | 20 kV | _ | LV | 400 kVA :Kiosk Substation | 0.4 | --> | 0.4 | 0.233 | 9.1 |  | --> | 0.38 | 0 | 0.066 | 0.353 | 0 |  | --> | E17 ex ARDNAREE | Ardnaree [T42,T421] | MOY |  | 54.1156 | -9.1387
MV/LV Substation AM***007 |  | 10 kV | _ | LV | 200 kVA :Pole Substation | 0.2 | --> | 0.2 | 0.161 | 0.74 |  | --> | 0.19 | 0 | 0 | 0.195 | 0 |  | --> | C16 ex RAHANS | Rahans [T41] | MOY |  | 54.11 | -9.1493
MV/LV Substation PO***008 |  | 10 kV | _ | LV | 200 kVA :Building Structure | 0.2 | --> | 0.2 | 0.096 | 0.74 |  | --> | 0.19 | 0 | 0 | 0.204 | 0 |  | --> | C16 ex RAHANS | Rahans [T41] | MOY |  | 54.1105 | -9.1586
MV/LV Substation IN***009 |  | 20 kV | _ | LV | 200 kVA :Kiosk Substation | 0.2 | --> | 0.2 | 0.05 | 3.56 |  | --> | 0.19 | 0 | 0.01 | 0.051 | 0 | Constrained, otherwise capacity available =202 kW | --> | E20 ex ENNISCRONE | Enniscrone [T421,T422] | MOY |  | 54.2126 | -9.0927
MV/LV Substation BU***010 |  | 20 kV | _ | LV | 630 kVA :Building Structure | 0.63 | --> | 0.63 | 0.5 | 9.1 |  | --> | 0.598 | 0 | 0.05 | 0.5 | 0 |  | --> | E19 ex ARDNAREE | Ardnaree [T42,T421] | MOY |  | 54.1135 | -9.1379
MV/LV Substation CA***010X |  | 20 kV | _ | LV | 630 kVA :Kiosk Substation | 0.63 | --> | 0.63 | 0.493 | 3.56 |  | --> | 0.598 | 0 | 0.019 | 0.051 | 0 | Constrained, otherwise capacity available =603 kW | --> | E20 ex ENNISCRONE | Enniscrone [T421,T422] | MOY |  | 54.214 | -9.0854
MV/LV Substation FL***011 |  | 20 kV | _ | LV | 630 kVA :Kiosk Substation | 0.63 | --> | 0.63 | 0.5 | 9.1 |  | --> | 0.598 | 0 | 0 | 0.5 | 0 |  | --> | E19 ex ARDNAREE | Ardnaree [T42,T421] | MOY |  | 54.1205 | -9.1298
MV/LV Substation IN***011X |  | 20 kV | _ | LV | 400 kVA :Kiosk Substation | 0.4 | --> | 0.4 | 0.338 | 3.56 |  | --> | 0.38 | 0 | 0.016 | 0.051 | 0 | Constrained, otherwise capacity available =376 kW | --> | E20 ex ENNISCRONE | Enniscrone [T421,T422] | MOY |  | 54.2135 | -9.0911
MV/LV Substation MU***013 |  | 20 kV | _ | LV | 200 kVA :Pole Substation | 0.2 | --> | 0.2 | 0.198 | 9.1 |  | --> | 0.19 | 0 | 0 | 0.19 | 0 |  | --> | E17 ex ARDNAREE | Ardnaree [T42,T421] | MOY |  | 54.1179 | -9.1406
MV/LV Substation BU***014 |  | 20 kV | _ | LV | 200 kVA :Kiosk Substation | 0.2 | --> | 0.2 | 0.176 | 9.1 |  | --> | 0.19 | 0 | 0 | 0.193 | 0 |  | --> | E19 ex ARDNAREE | Ardnaree [T42,T421] | MOY |  | 54.1141 | -9.1353
MV/LV Substation KN***014X |  | 20 kV | _ | LV | 400 kVA :Kiosk Substation | 0.4 | --> | 0.4 | 0.294 | 9.1 |  | --> | 0.38 | 0 | 0.009 | 0.388 | 0 |  | --> | E19 ex ARDNAREE | Ardnaree [T42,T421] | MOY |  | 54.1188 | -9.1339
MV/LV Substation BA***015 |  | 10 kV | _ | LV | 400 kVA :Building Structure | 0.4 | --> | 0.4 | 0.277 | 2.33 |  | --> | 0.38 | 0 | 0.011 | 0.388 | 0 |  | --> | E18 ex MOY | Moy [T421,T422] | MOY |  | 54.1162 | -9.1491
MV/LV Substation SE***016 |  | 10 kV | _ | LV | 630 kVA :Building Structure | 0.63 | --> | 0.63 | 0.5 | 2.33 |  | --> | 0.598 | 0 | 0 | 0.5 | 0 |  | --> | E18 ex MOY | Moy [T421,T422] | MOY |  | 54.1253 | -9.1461
MV/LV Substation MO***016X |  | 20 kV | _ | LV | 200 kVA :Kiosk Substation | 0.2 | --> | 0.2 | 0.156 | 9.1 |  | --> | 0.19 | 0 | 0.015 | 0.185 | 0 |  | --> | E21 ex ARDNAREE | Ardnaree [T42,T421] | MOY |  | 54.1082 | -9.1342
MV/LV Substation AR***017 |  | 10 kV | _ | LV | 630 kVA :Kiosk Substation | 0.63 | --> | 0.63 | 0.414 | 9.1 |  | --> | 0.598 | 0 | 0.04 | 0.5 | 0 |  | --> | C18 ex ARDNAREE | Ardnaree [T42,T421] | MOY |  | 54.1103 | -9.1419
MV/LV Substation BA***018 |  | 10 kV | _ | LV | 50 kVA :Pole Substation | 0.05 | --> | 0.05 | 0.049 | 2.33 |  | --> | 0.048 | 0 | 0 | 0.048 | 0 |  | --> | E18 ex MOY | Moy [T421,T422] | MOY |  | 54.1227 | -9.1451
MV/LV Substation LI***019X |  | 10 kV | _ | LV | 630 kVA :Kiosk Substation | 0.63 | --> | 0.63 | 0.5 | 9.1 |  | --> | 0.598 | 0 | 0 | 0.5 | 0 |  | --> | C14 ex ARDNAREE | Ardnaree [T42,T421] | MOY |  | 54.1132 | -9.1532
MV/LV Substation GL***020 |  | 10 kV | _ | LV | 200 kVA :Kiosk Substation | 0.2 | --> | 0.2 | 0.164 | 0.74 |  | --> | 0.19 | 0 | 0.01 | 0.188 | 0 |  | --> | C16 ex RAHANS | Rahans [T41] | MOY |  | 54.1073 | -9.1557
MV/LV Substation TH***021X |  | 20 kV | _ | LV | 400 kVA :Kiosk Substation | 0.4 | --> | 0.4 | 0.349 | 3.56 |  | --> | 0.38 | 0 | 0.009 | 0.051 | 0 | Constrained, otherwise capacity available =380 kW | --> | E20 ex ENNISCRONE | Enniscrone [T421,T422] | MOY |  | 54.2127 | -9.0857
MV/LV Substation FL***027 |  | 10 kV | _ | LV | 400 kVA :Building Structure | 0.4 | --> | 0.4 | 0.209 | 0.74 |  | --> | 0.38 | 0 | 0.02 | 0.39 | 0 |  | --> | C16 ex RAHANS | Rahans [T41] | MOY |  | 54.1102 | -9.1549
MV/LV Substation BA***028 |  | 10 kV | _ | LV | 400 kVA :Kiosk Substation | 0.4 | --> | 0.4 | 0.209 | 9.1 |  | --> | 0.38 | 0 | 0.021 | 0.39 | 0 |  | --> | C14 ex ARDNAREE | Ardnaree [T42,T421] | MOY |  | 54.1127 | -9.1564
MV/LV Substation CA***029 |  | 10 kV | _ | LV | 200 kVA :Pole Substation | 0.2 | --> | 0.2 | 0.144 | 2.33 |  | --> | 0.19 | 0 | 0.016 | 0.186 | 0 |  | --> | E18 ex MOY | Moy [T421,T422] | MOY |  | 54.1195 | -9.1465
MV/LV Substation MA***034 |  | 10 kV | _ | LV | 200 kVA :Kiosk Substation | 0.2 | --> | 0.2 | 0.05 | 2.33 |  | --> | 0.19 | 0 | 0.047 | 0.175 | 0 |  | --> | E18 ex MOY | Moy [T421,T422] | MOY |  | 54.1196 | -9.1573
MV/LV Substation ST***035 |  | 10 kV | _ | LV | 400 kVA :Kiosk Substation | 0.4 | --> | 0.4 | 0.315 | 9.1 |  | --> | 0.38 | 0 | 0 | 0.391 | 0 |  | --> | C14 ex ARDNAREE | Ardnaree [T42,T421] | MOY |  | 54.1153 | -9.1448
MV/LV Substation MA***039 |  | 10 kV | _ | LV | 400 kVA :Building Structure | 0.4 | --> | 0.4 | 0.321 | 2.33 |  | --> | 0.38 | 0 | 0 | 0.391 | 0 |  | --> | E18 ex MOY | Moy [T421,T422] | MOY |  | 54.1218 | -9.1449
MV/LV Substation BA***040 |  | 10 kV | _ | LV | 630 kVA :Kiosk Substation | 0.63 | --> | 0.63 | 0.5 | 0.74 |  | --> | 0.598 | 0 | 0 | 0.5 | 0 |  | --> | C16 ex RAHANS | Rahans [T41] | MOY |  | 54.1108 | -9.1563
MV/LV Substation TE***042 |  | 10 kV | _ | LV | 630 kVA :Building Structure | 0.63 | --> | 0.63 | 0.458 | 9.1 |  | --> | 0.598 | 0 | 0.006 | 0.5 | 0 |  | --> | C14 ex ARDNAREE | Ardnaree [T42,T421] | MOY |  | 54.1138 | -9.1581
MV/LV Substation AL***043 |  | 20 kV | _ | LV | 630 kVA :Kiosk Substation | 0.63 | --> | 0.63 | 0.452 | 3.56 |  | --> | 0.598 | 0 | 0.026 | 0.051 | 0 | Constrained, otherwise capacity available =603 kW | --> | E20 ex ENNISCRONE | Enniscrone [T421,T422] | MOY |  | 54.2167 | -9.0923
MV/LV Substation LI***046 |  | 10 kV | _ | LV | 400 kVA :Kiosk Substation | 0.4 | --> | 0.4 | 0.346 | 2.33 |  | --> | 0.38 | 0 | 0.024 | 0.37 | 0 |  | --> | E18 ex MOY | Moy [T421,T422] | MOY |  | 54.1204 | -9.1608
MV/LV Substation LR***049 |  | 20 kV | _ | LV | 200 kVA :Kiosk Substation | 0.2 | --> | 0.2 | 0.101 | 3.56 |  | --> | 0.19 | 0 | 0.02 | 0.051 | 0 | Constrained, otherwise capacity available =188 kW | --> | E20 ex ENNISCRONE | Enniscrone [T421,T422] | MOY |  | 54.2111 | -9.096
MV/LV Substation DU***050 |  | 10 kV | _ | LV | 630 kVA :Building Structure | 0.63 | --> | 0.63 | 0.263 | 2.33 |  | --> | 0.598 | 0 | 0.03 | 0.5 | 0 |  | --> | E18 ex MOY | Moy [T421,T422] | MOY |  | 54.116 | -9.153
MV/LV Substation RI***053 |  | 10 kV | _ | LV | 1000 kVA :Building Structure | 1 | --> | 1 | 0.5 | 9.1 |  | --> | 0.95 | 0 | 0.032 | 0.5 | 0 |  | --> | C14 ex ARDNAREE | Ardnaree [T42,T421] | MOY |  | 54.112 | -9.1539
MV/LV Substation MA***053X |  | 20 kV | _ | LV | 400 kVA :Kiosk Substation | 0.4 | --> | 0.4 | 0.399 | 3.56 |  | --> | 0.38 | 0 | 0 | 0.051 | 0 | Constrained, otherwise capacity available =380 kW | --> | E20 ex ENNISCRONE | Enniscrone [T421,T422] | MOY |  | 54.2147 | -9.0938
MV/LV Substation LA***054X |  | 10 kV | _ | LV | 400 kVA :Kiosk Substation | 0.4 | --> | 0.4 | 0.384 | 2.33 |  | --> | 0.38 | 0 | 0 | 0.382 | 0 |  | --> | E18 ex MOY | Moy [T421,T422] | MOY |  | 54.1198 | -9.1538
MV/LV Substation SH***055 |  | 20 kV | _ | LV | 400 kVA :Building Structure | 0.4 | --> | 0.4 | 0.384 | 9.1 |  | --> | 0.38 | 0 | 0 | 0.382 | 0 |  | --> | E17 ex ARDNAREE | Ardnaree [T42,T421] | MOY |  | 54.1143 | -9.1424
MV/LV Substation VO***057 |  | 10 kV | _ | LV | 200 kVA :Pole Substation | 0.2 | --> | 0.2 | 0.125 | 9.1 |  | --> | 0.19 | 0 | 0 | 0.2 | 0 |  | --> | C14 ex ARDNAREE | Ardnaree [T42,T421] | MOY |  | 54.1133 | -9.1481
MV/LV Substation CA***058 |  | 10 kV | _ | LV | 200 kVA :Pole Substation | 0.2 | --> | 0.2 | 0.17 | 2.33 |  | --> | 0.19 | 0 | 0.013 | 0.184 | 0 |  | --> | E18 ex MOY | Moy [T421,T422] | MOY |  | 54.1186 | -9.1515
MV/LV Substation MC***062 |  | 10 kV | _ | LV | 400 kVA :Kiosk Substation | 0.4 | --> | 0.4 | 0.378 | 2.33 |  | --> | 0.38 | 0 | 0 | 0.383 | 0 |  | --> | E17 ex MOY | Moy [T421,T422] | MOY |  | 54.1156 | -9.1613
MV/LV Substation CO***063 |  | 10 kV | _ | LV | 200 kVA :Kiosk Substation | 0.2 | --> | 0.2 | 0.129 | 2.33 |  | --> | 0.19 | 0 | 0.01 | 0.192 | 0 |  | --> | E17 ex MOY | Moy [T421,T422] | MOY |  | 54.1169 | -9.1606
MV/LV Substation DO***067X |  | 20 kV | _ | LV | 50 kVA :Pole Substation | 0.05 | --> | 0.05 | 0.049 | 3.56 |  | --> | 0.048 | 0 | 0 | 0.048 | 0 |  | --> | E20 ex ENNISCRONE | Enniscrone [T421,T422] | MOY |  | 54.1856 | -9.1156
MV/LV Substation CA***071X |  | 20 kV | _ | LV | 100 kVA :Pole Substation | 0.1 | --> | 0.1 | 0.087 | 3.56 |  | --> | 0.095 | 0 | 0 | 0.051 | 0 | Constrained, otherwise capacity available =97 kW | --> | E22 ex ENNISCRONE | Enniscrone [T421,T422] | MOY |  | 54.2652 | -8.9313
MV/LV Substation CO***078X |  | 10 kV | _ | LV | 100 kVA :Pole Substation | 0.1 | --> | 0.1 | 0.065 | 2.33 |  | --> | 0.095 | 0 | 0 | 0.1 | 0 |  | --> | E18 ex MOY | Moy [T421,T422] | MOY |  | 54.1246 | -9.1613
MV/LV Substation FR***082X |  | 20 kV | _ | LV | 200 kVA :Kiosk Substation | 0.2 | --> | 0.2 | 0.18 | 3.56 |  | --> | 0.19 | 0 | 0.006 | 0.051 | 0 | Constrained, otherwise capacity available =188 kW | --> | E20 ex ENNISCRONE | Enniscrone [T421,T422] | MOY |  | 54.2138 | -9.0797
MV/LV Substation SO***087X |  | 20 kV | _ | LV | 50 kVA :Pole Substation | 0.05 | --> | 0.05 | 0.041 | 3.56 |  | --> | 0.048 | 0 | 0.005 | 0.045 | 0 |  | --> | E20 ex ENNISCRONE | Enniscrone [T421,T422] | MOY |  | 54.2219 | -9.0815
MV/LV Substation WE***089X |  | 20 kV | _ | LV | 400 kVA :Kiosk Substation | 0.4 | --> | 0.4 | 0.396 | 9.1 |  | --> | 0.38 | 0 | 0 | 0.38 | 0 |  | --> | E19 ex ARDNAREE | Ardnaree [T42,T421] | MOY |  | 54.1193 | -9.13
MV/LV Substation MO***096X |  | 20 kV | _ | LV | 400 kVA :Kiosk Substation | 0.4 | --> | 0.4 | 0.308 | 9.1 |  | --> | 0.38 | 0 | 0.02 | 0.378 | 0 |  | --> | E17 ex ARDNAREE | Ardnaree [T42,T421] | MOY |  | 54.1222 | -9.1358
MV/LV Substation DE***099X |  | 10 kV | _ | LV | 100 kVA :Pole Substation | 0.1 | --> | 0.1 | 0.086 | 2.33 |  | --> | 0.095 | 0 | 0.011 | 0.089 | 0 |  | --> | E18 ex MOY | Moy [T421,T422] | MOY |  | 54.1305 | -9.1611
MV/LV Substation TH***100X |  | 10 kV | _ | LV | 400 kVA :Kiosk Substation | 0.4 | --> | 0.4 | 0.362 | 0.74 |  | --> | 0.38 | 0 | 0.011 | 0.377 | 0 |  | --> | C16 ex RAHANS | Rahans [T41] | MOY |  | 54.1075 | -9.1478
MV/LV Substation PO***102X |  | 10 kV | _ | LV | 630 kVA :Kiosk Substation | 0.63 | --> | 0.63 | 0.5 | 2.33 |  | --> | 0.598 | 0 | 0 | 0.5 | 0 |  | --> | E18 ex MOY | Moy [T421,T422] | MOY |  | 54.1162 | -9.1576
MV/LV Substation IN***103 |  | 20 kV | _ | LV | 400 kVA :Kiosk Substation | 0.4 | --> | 0.4 | 0.143 | 3.56 |  | --> | 0.38 | 0 | 0 | 0.051 | 0 | Constrained, otherwise capacity available =409 kW | --> | E22 ex ENNISCRONE | Enniscrone [T421,T422] | MOY |  | 54.225 | -9.0682
MV/LV Substation KN***105X |  | 20 kV | _ | LV | 400 kVA :Kiosk Substation | 0.4 | --> | 0.4 | 0.363 | 9.1 |  | --> | 0.38 | 0 | 0 | 0.385 | 0 |  | --> | E19 ex ARDNAREE | Ardnaree [T42,T421] | MOY |  | 54.1178 | -9.1335
MV/LV Substation AB***106X |  | 10 kV | _ | LV | 630 kVA :Kiosk Substation | 0.63 | --> | 0.63 | 0.5 | 9.1 |  | --> | 0.598 | 0 | 0.01 | 0.5 | 0 |  | --> | C14 ex ARDNAREE | Ardnaree [T42,T421] | MOY |  | 54.1117 | -9.1493
MV/LV Substation KE***125X |  | 20 kV | _ | LV | 400 kVA :Kiosk Substation | 0.4 | --> | 0.4 | 0.368 | 3.56 |  | --> | 0.38 | 0 | 0.004 | 0.051 | 0 | Constrained, otherwise capacity available =381 kW | --> | E20 ex ENNISCRONE | Enniscrone [T421,T422] | MOY |  | 54.2085 | -9.1014
MV/LV Substation CU***126X |  | 10 kV | _ | LV | 630 kVA :Kiosk Substation | 0.63 | --> | 0.63 | 0.5 | 9.1 |  | --> | 0.598 | 0 | 0.012 | 0.5 | 0 |  | --> | C14 ex ARDNAREE | Ardnaree [T42,T421] | MOY |  | 54.1143 | -9.1594
MV/LV Substation MA***127X |  | 10 kV | _ | LV | 630 kVA :Kiosk Substation | 0.63 | --> | 0.63 | 0.5 | 2.33 |  | --> | 0.598 | 0 | 0 | 0.5 | 0 |  | --> | E18 ex MOY | Moy [T421,T422] | MOY |  | 54.1159 | -9.1553
MV/LV Substation BU***128X |  | 10 kV | _ | LV | 630 kVA :Kiosk Substation | 0.63 | --> | 0.63 | 0.5 | 9.1 |  | --> | 0.598 | 0 | 0 | 0.5 | 0 |  | --> | C14 ex ARDNAREE | Ardnaree [T42,T421] | MOY |  | 54.1126 | -9.1585
MV/LV Substation FA***147X |  | 20 kV | _ | LV | 200 kVA :Kiosk Substation | 0.2 | --> | 0.2 | 0.153 | 3.56 |  | --> | 0.19 | 0 | 0.006 | 0.051 | 0 | Constrained, otherwise capacity available =192 kW | --> | E22 ex ENNISCRONE | Enniscrone [T421,T422] | MOY |  | 54.249 | -8.878
MV/LV Substation TU***164X |  | 20 kV | _ | LV | 50 kVA :Pole Substation | 0.05 | --> | 0.05 | 0.05 | 9.1 |  | --> | 0.048 | 0 | 0 | 0.048 | 0 |  | --> | E21 ex ARDNAREE | Ardnaree [T42,T421] | MOY |  | 54.0822 | -9.1051
MV/LV Substation TO***165X |  | 10 kV | _ | LV | 630 kVA :Kiosk Substation | 0.63 | --> | 0.63 | 0.5 | 9.1 |  | --> | 0.598 | 0 | 0 | 0.5 | 0 |  | --> | C14 ex ARDNAREE | Ardnaree [T42,T421] | MOY |  | 54.1135 | -9.1567
MV/LV Substation ST***169X |  | 10 kV | _ | LV | 400 kVA :Kiosk Substation | 0.4 | --> | 0.4 | 0.368 | 2.33 |  | --> | 0.38 | 0 | 0 | 0.384 | 0 |  | --> | E17 ex MOY | Moy [T421,T422] | MOY |  | 54.1152 | -9.1631
MV/LV Substation BA***174X |  | 20 kV | _ | LV | 50 kVA :Pole Substation | 0.05 | --> | 0.05 | 0.048 | 3.56 |  | --> | 0.048 | 0 | 0.01 | 0.04 | 0 |  | --> | E22 ex ENNISCRONE | Enniscrone [T421,T422] | MOY |  | 54.2409 | -8.7988
MV/LV Substation AR***175X |  | 10 kV | _ | LV | 630 kVA :Building Structure | 0.63 | --> | 0.63 | 0.5 | 2.33 |  | --> | 0.598 | 0 | 0 | 0.5 | 0 |  | --> | E18 ex MOY | Moy [T421,T422] | MOY |  | 54.1157 | -9.1514
MV/LV Substation CO***178X |  | 20 kV | _ | LV | 100 kVA :Pole Substation | 0.1 | --> | 0.1 | 0.09 | 3.56 |  | --> | 0.095 | 0 | 0 | 0.051 | 0 | Constrained, otherwise capacity available =96 kW | --> | E22 ex ENNISCRONE | Enniscrone [T421,T422] | MOY |  | 54.2329 | -9.0717
MV/LV Substation WH***181X |  | 20 kV | _ | LV | 50 kVA :Pole Substation | 0.05 | --> | 0.05 | 0.039 | 9.1 |  | --> | 0.048 | 0 | 0 | 0.049 | 0 |  | --> | E11 ex ARDNAREE | Ardnaree [T42,T421] | MOY |  | 54.1072 | -9.0681
MV/LV Substation SC***184X |  | 20 kV | _ | LV | 50 kVA :Pole Substation | 0.05 | --> | 0.05 | 0.043 | 3.56 |  | --> | 0.048 | 0 | 0.01 | 0.041 | 0 |  | --> | E20 ex ENNISCRONE | Enniscrone [T421,T422] | MOY |  | 54.1945 | -9.1172
MV/LV Substation CH***190X |  | 10 kV | _ | LV | 200 kVA :Kiosk Substation | 0.2 | --> | 0.2 | 0.175 | 0.74 |  | --> | 0.19 | 0 | 0 | 0.194 | 0 |  | --> | C16 ex RAHANS | Rahans [T41] | MOY |  | 54.1091 | -9.1484
MV/LV Substation GO***199 |  | 20 kV | _ | LV | 100 kVA :Pole Substation | 0.1 | --> | 0.1 | 0.012 | 3.56 |  | --> | 0.095 | 0 | 0.06 | 0.051 | 0 | Constrained, otherwise capacity available =62 kW | --> | E20 ex ENNISCRONE | Enniscrone [T421,T422] | MOY |  | 54.2074 | -9.1054
MV/LV Substation FA***200X |  | 20 kV | _ | LV | 200 kVA :Kiosk Substation | 0.2 | --> | 0.2 | 0.18 | 9.1 |  | --> | 0.19 | 0 | 0.03 | 0.17 | 0 |  | --> | E21 ex ARDNAREE | Ardnaree [T42,T421] | MOY |  | 54.107 | -9.1359
MV/LV Substation BR***202X |  | 10 kV | _ | LV | 400 kVA :Kiosk Substation | 0.4 | --> | 0.4 | 0.368 | 9.1 |  | --> | 0.38 | 0 | 0.016 | 0.372 | 0 |  | --> | C18 ex ARDNAREE | Ardnaree [T42,T421] | MOY |  | 54.1102 | -9.1386
MV/LV Substation ME***207X |  | 10 kV | _ | LV | 400 kVA :Kiosk Substation | 0.4 | --> | 0.4 | 0.366 | 2.33 |  | --> | 0.38 | 0 | 0 | 0.385 | 0 |  | --> | E18 ex MOY | Moy [T421,T422] | MOY |  | 54.1299 | -9.163
MV/LV Substation TE***212X |  | 10 kV | _ | LV | 630 kVA :Building Structure | 0.63 | --> | 0.63 | 0.5 | 9.1 |  | --> | 0.598 | 0 | 0 | 0.5 | 0 |  | --> | C14 ex ARDNAREE | Ardnaree [T42,T421] | MOY |  | 54.1132 | -9.1592
MV/LV Substation DE***213X |  | 20 kV | _ | LV | 50 kVA :Pole Substation | 0.05 | --> | 0.05 | 0.049 | 9.1 |  | --> | 0.048 | 0 | 0 | 0.048 | 0 |  | --> | E11 ex ARDNAREE | Ardnaree [T42,T421] | MOY |  | 54.1107 | -9.0722
MV/LV Substation CA***216 |  | 20 kV | _ | LV | 50 kVA :Pole Substation | 0.05 | --> | 0.05 | 0.05 | 3.56 |  | --> | 0.048 | 0 | 0 | 0.048 | 0 |  | --> | E20 ex ENNISCRONE | Enniscrone [T421,T422] | MOY |  | 54.1773 | -9.0871
MV/LV Substation MO***220X |  | 20 kV | _ | LV | 400 kVA :Kiosk Substation | 0.4 | --> | 0.4 | 0.294 | 9.1 |  | --> | 0.38 | 0 | 0 | 0.394 | 0 |  | --> | E17 ex ARDNAREE | Ardnaree [T42,T421] | MOY |  | 54.1155 | -9.1404
MV/LV Substation BA***224 |  | 20 kV | _ | LV | 50 kVA :Pole Substation | 0.05 | --> | 0.05 | 0.038 | 9.1 |  | --> | 0.048 | 0 | 0 | 0.049 | 0 |  | --> | E11 ex ARDNAREE | Ardnaree [T42,T421] | MOY |  | 54.1192 | -9.1142
MV/LV Substation RI***224X |  | 20 kV | _ | LV | 400 kVA :Kiosk Substation | 0.4 | --> | 0.4 | 0.388 | 3.56 |  | --> | 0.38 | 0 | 0 | 0.051 | 0 | Constrained, otherwise capacity available =382 kW | --> | E22 ex ENNISCRONE | Enniscrone [T421,T422] | MOY |  | 54.2864 | -8.96
MV/LV Substation RA***226 |  | 20 kV | _ | LV | 200 kVA :Kiosk Substation | 0.2 | --> | 0.2 | 0.068 | 9.1 |  | --> | 0.19 | 0 | 0.05 | 0.17 | 0 |  | --> | E19 ex ARDNAREE | Ardnaree [T42,T421] | MOY |  | 54.1322 | -9.1352
MV/LV Substation RU***235 |  | 20 kV | _ | LV | 100 kVA :Pole Substation | 0.1 | --> | 0.1 | 0.086 | 9.1 |  | --> | 0.095 | 0 | 0.01 | 0.09 | 0 |  | --> | E19 ex ARDNAREE | Ardnaree [T42,T421] | MOY |  | 54.1306 | -9.1303
MV/LV Substation TH***236X |  | 20 kV | _ | LV | 200 kVA :Kiosk Substation | 0.2 | --> | 0.2 | 0.175 | 3.56 |  | --> | 0.19 | 0 | 0.01 | 0.051 | 0 | Constrained, otherwise capacity available =186 kW | --> | E20 ex ENNISCRONE | Enniscrone [T421,T422] | MOY |  | 54.2129 | -9.0802
MV/LV Substation CO***247X |  | 20 kV | _ | LV | 200 kVA :Pole Substation | 0.2 | --> | 0.2 | 0.176 | 9.1 |  | --> | 0.19 | 0 | 0.017 | 0.181 | 0 |  | --> | E11 ex ARDNAREE | Ardnaree [T42,T421] | MOY |  | 54.1109 | -9.0305
MV/LV Substation RI***248X |  | 20 kV | _ | LV | 200 kVA :Kiosk Substation | 0.2 | --> | 0.2 | 0.196 | 9.1 |  | --> | 0.19 | 0 | 0.003 | 0.188 | 0 |  | --> | E19 ex ARDNAREE | Ardnaree [T42,T421] | MOY |  | 54.1244 | -9.136
MV/LV Substation HA***250X |  | 10 kV | _ | LV | 200 kVA :Kiosk Substation | 0.2 | --> | 0.2 | 0.166 | 2.33 |  | --> | 0.19 | 0 | 0.01 | 0.187 | 0 |  | --> | E18 ex MOY | Moy [T421,T422] | MOY |  | 54.1271 | -9.1648
MV/LV Substation MO***253X |  | 10 kV | _ | LV | 1000 kVA :Building Structure | 1 | --> | 1 | 0.5 | 2.33 |  | --> | 0.95 | 0 | 0.006 | 0.5 | 0 |  | --> | E18 ex MOY | Moy [T421,T422] | MOY |  | 54.1141 | -9.1537
MV/LV Substation TH***262X |  | 10 kV | _ | LV | 50 kVA :Pole Substation | 0.05 | --> | 0.05 | 0.043 | 9.1 |  | --> | 0.048 | 0 | 0 | 0.048 | 0 |  | --> | C18 ex ARDNAREE | Ardnaree [T42,T421] | MOY |  | 54.103 | -9.1433
MV/LV Substation RO***275X |  | 10 kV | _ | LV | 400 kVA :Kiosk Substation | 0.4 | --> | 0.4 | 0.331 | 2.33 |  | --> | 0.38 | 0 | 0.097 | 0.317 | 0 |  | --> | E18 ex MOY | Moy [T421,T422] | MOY |  | 54.1211 | -9.1655
MV/LV Substation CA***278X |  | 20 kV | _ | LV | 200 kVA :Kiosk Substation | 0.2 | --> | 0.2 | 0.173 | 3.56 |  | --> | 0.19 | 0 | 0.013 | 0.051 | 0 | Constrained, otherwise capacity available =184 kW | --> | E20 ex ENNISCRONE | Enniscrone [T421,T422] | MOY |  | 54.2213 | -9.0917
MV/LV Substation TU***282 |  | 20 kV | _ | LV | 200 kVA :Pole Substation | 0.2 | --> | 0.2 | 0.2 | 3.56 |  | --> | 0.19 | 0 | 0 | 0.051 | 0 | Constrained, otherwise capacity available =190 kW | --> | E20 ex ENNISCRONE | Enniscrone [T421,T422] | MOY |  | 54.2086 | -9.092
MV/LV Substation FR***282X |  | 10 kV | _ | LV | 400 kVA :Kiosk Substation | 0.4 | --> | 0.4 | 0.373 | 2.33 |  | --> | 0.38 | 0 | 0 | 0.384 | 0 |  | --> | E18 ex MOY | Moy [T421,T422] | MOY |  | 54.1265 | -9.1664
MV/LV Substation BE***289 |  | 20 kV | _ | LV | 50 kVA :Pole Substation | 0.05 | --> | 0.05 | 0.042 | 9.1 |  | --> | 0.048 | 0 | 0.01 | 0.041 | 0 |  | --> | E11 ex ARDNAREE | Ardnaree [T42,T421] | MOY |  | 54.1168 | -9.0951
MV/LV Substation QU***292X |  | 20 kV | _ | LV | 200 kVA :Kiosk Substation | 0.2 | --> | 0.2 | 0.175 | 9.1 |  | --> | 0.19 | 0 | 0.026 | 0.174 | 0 |  | --> | E19 ex ARDNAREE | Ardnaree [T42,T421] | MOY |  | 54.1211 | -9.1326
MV/LV Substation GA***294X |  | 10 kV | _ | LV | 630 kVA :Kiosk Substation | 0.63 | --> | 0.63 | 0.5 | 9.1 |  | --> | 0.598 | 0 | 0 | 0.5 | 0 |  | --> | C14 ex ARDNAREE | Ardnaree [T42,T421] | MOY |  | 54.1143 | -9.1577
MV/LV Substation DA***300X |  | 20 kV | _ | LV | 200 kVA :Pole Substation | 0.2 | --> | 0.2 | 0.183 | 9.1 |  | --> | 0.19 | 0 | 0 | 0.192 | 0 |  | --> | E11 ex ARDNAREE | Ardnaree [T42,T421] | MOY |  | 54.1196 | -9.1213
MV/LV Substation GL***306X |  | 10 kV | _ | LV | 200 kVA :Kiosk Substation | 0.2 | --> | 0.2 | 0.167 | 9.1 |  | --> | 0.19 | 0 | 0.015 | 0.183 | 0 |  | --> | C18 ex ARDNAREE | Ardnaree [T42,T421] | MOY |  | 54.1073 | -9.1379
MV/LV Substation BU***310X |  | 10 kV | _ | LV | 630 kVA :Building Structure | 0.63 | --> | 0.63 | 0.5 | 9.1 |  | --> | 0.598 | 0 | 0 | 0.5 | 0 |  | --> | C14 ex ARDNAREE | Ardnaree [T42,T421] | MOY |  | 54.1131 | -9.1566
MV/LV Substation PE***321X |  | 10 kV | _ | LV | 1000 kVA :Building Structure | 1 | --> | 1 | 0.5 | 2.33 |  | --> | 0.95 | 0 | 0 | 0.5 | 0 |  | --> | E18 ex MOY | Moy [T421,T422] | MOY |  | 54.1145 | -9.1548
MV/LV Substation SL***323 |  | 20 kV | _ | LV | 200 kVA :Pole Substation | 0.2 | --> | 0.2 | 0.135 | 9.1 |  | --> | 0.19 | 0 | 0.045 | 0.165 | 0 |  | --> | E17 ex ARDNAREE | Ardnaree [T42,T421] | MOY |  | 54.1203 | -9.1365
MV/LV Substation DI***323X |  | 20 kV | _ | LV | 630 kVA :Building Structure | 0.63 | --> | 0.63 | 0.5 | 3.56 |  | --> | 0.598 | 0 | 0 | 0.051 | 0 | Constrained, otherwise capacity available =599 kW | --> | E20 ex ENNISCRONE | Enniscrone [T421,T422] | MOY |  | 54.2052 | -9.1036
MV/LV Substation SE***328X |  | 20 kV | _ | LV | 200 kVA :Pole Substation | 0.2 | --> | 0.2 | 0.189 | 3.56 |  | --> | 0.19 | 0 | 0 | 0.051 | 0 | Constrained, otherwise capacity available =191 kW | --> | E22 ex ENNISCRONE | Enniscrone [T421,T422] | MOY |  | 54.2488 | -8.8707
MV/LV Substation OL***335X |  | 10 kV | _ | LV | 200 kVA :Kiosk Substation | 0.2 | --> | 0.2 | 0.174 | 2.33 |  | --> | 0.19 | 0 | 0.005 | 0.19 | 0 |  | --> | E18 ex MOY | Moy [T421,T422] | MOY |  | 54.1228 | -9.1601
MV/LV Substation TA***339 |  | 20 kV | _ | LV | 50 kVA :Pole Substation | 0.05 | --> | 0.05 | 0.05 | 3.56 |  | --> | 0.048 | 0 | 0 | 0.048 | 0 |  | --> | E22 ex ENNISCRONE | Enniscrone [T421,T422] | MOY |  | 54.2638 | -8.9305
MV/LV Substation CA***340 |  | 10 kV | _ | LV | 100 kVA :Pole Substation | 0.1 | --> | 0.1 | 0.093 | 9.1 |  | --> | 0.095 | 0 | 0.015 | 0.085 | 0 |  | --> | C18 ex ARDNAREE | Ardnaree [T42,T421] | MOY |  | 54.1038 | -9.1443
MV/LV Substation TR***347X |  | 20 kV | _ | LV | 50 kVA :Pole Substation | 0.05 | --> | 0.05 | 0.047 | 9.1 |  | --> | 0.048 | 0 | 0 | 0.048 | 0 |  | --> | E21 ex ARDNAREE | Ardnaree [T42,T421] | MOY |  | 54.0705 | -9.1078
MV/LV Substation CO***355 |  | 20 kV | _ | LV | 100 kVA :Pole Substation | 0.1 | --> | 0.1 | 0 | 0 | Constrained, otherwise capacity available =75 kVA | --> | 0.095 | 0 | 0 | 0 | 0 | Constrained, otherwise capacity available =98 kW | --> | E20 ex COLLOONEY | Collooney [T421,T422] | SLIGO |  | 54.2615 | -8.7694
MV/LV Substation DE***363 |  | 20 kV | _ | LV | 200 kVA :Kiosk Substation | 0.2 | --> | 0.2 | 0.172 | 3.56 |  | --> | 0.19 | 0 | 0 | 0.051 | 0 | Constrained, otherwise capacity available =194 kW | --> | E22 ex ENNISCRONE | Enniscrone [T421,T422] | MOY |  | 54.25 | -8.8808
MV/LV Substation OC***363X |  | 20 kV | _ | LV | 630 kVA :Kiosk Substation | 0.63 | --> | 0.63 | 0.5 | 3.56 |  | --> | 0.598 | 0 | 0 | 0.051 | 0 | Constrained, otherwise capacity available =602 kW | --> | E20 ex ENNISCRONE | Enniscrone [T421,T422] | MOY |  | 54.2129 | -9.0948
MV/LV Substation CR***364X |  | 20 kV | _ | LV | 200 kVA :Kiosk Substation | 0.2 | --> | 0.2 | 0.197 | 9.1 |  | --> | 0.19 | 0 | 0 | 0.19 | 0 |  | --> | E19 ex ARDNAREE | Ardnaree [T42,T421] | MOY |  | 54.1344 | -9.1364
MV/LV Substation IC***370X |  | 20 kV | _ | LV | 400 kVA :Kiosk Substation | 0.4 | --> | 0.4 | 0.393 | 9.1 |  | --> | 0.38 | 0 | 0 | 0.381 | 0 |  | --> | E19 ex ARDNAREE | Ardnaree [T42,T421] | MOY |  | 54.127 | -9.1405
MV/LV Substation LU***376X |  | 20 kV | _ | LV | 400 kVA :Kiosk Substation | 0.4 | --> | 0.4 | 0.385 | 9.1 |  | --> | 0.38 | 0 | 0 | 0.382 | 0 |  | --> | E21 ex ARDNAREE | Ardnaree [T42,T421] | MOY |  | 54.0795 | -9.1069
MV/LV Substation KI***382 |  | 10 kV | _ | LV | 200 kVA :Kiosk Substation | 0.2 | --> | 0.2 | 0.157 | 2.33 |  | --> | 0.19 | 0 | 0.018 | 0.182 | 0 |  | --> | E18 ex MOY | Moy [T421,T422] | MOY |  | 54.1218 | -9.1583
MV/LV Substation BE***386X |  | 10 kV | _ | LV | 50 kVA :Pole Substation | 0.05 | --> | 0.05 | 0.048 | 2.33 |  | --> | 0.048 | 0 | 0 | 0.048 | 0 |  | --> | E18 ex MOY | Moy [T421,T422] | MOY |  | 54.1297 | -9.1474
MV/LV Substation TH***391X |  | 10 kV | _ | LV | 630 kVA :Building Structure | 0.63 | --> | 0.63 | 0.5 | 2.33 |  | --> | 0.598 | 0 | 0 | 0.5 | 0 |  | --> | E18 ex MOY | Moy [T421,T422] | MOY |  | 54.115 | -9.1519
MV/LV Substation GE***398X |  | 10 kV | _ | LV | 630 kVA :Building Structure | 0.63 | --> | 0.63 | 0.5 | 2.33 |  | --> | 0.598 | 0 | 0 | 0.5 | 0 |  | --> | E17 ex MOY | Moy [T421,T422] | MOY |  | 54.1156 | -9.1575
MV/LV Substation BE***4002 |  | 10 kV | _ | LV | 100 kVA :Pole Substation | 0.1 | --> | 0.1 | 0.065 | 2.33 |  | --> | 0.095 | 0 | 0.014 | 0.089 | 0 |  | --> | E18 ex MOY | Moy [T421,T422] | MOY |  | 54.1221 | -9.1486
MV/LV Substation RU***4003 |  | 20 kV | _ | LV | 50 kVA :Pole Substation | 0.05 | --> | 0.05 | 0.045 | 3.56 |  | --> | 0.048 | 0 | 0 | 0.048 | 0 |  | --> | E22 ex ENNISCRONE | Enniscrone [T421,T422] | MOY |  | 54.2329 | -8.8352
MV/LV Substation BA***4007 |  | 20 kV | _ | LV | 50 kVA :Pole Substation | 0.05 | --> | 0.05 | 0.05 | 9.1 |  | --> | 0.048 | 0 | 0 | 0.048 | 0 |  | --> | E11 ex ARDNAREE | Ardnaree [T42,T421] | MOY |  | 54.1122 | -9.125
MV/LV Substation LW***4008 |  | 10 kV | _ | LV | 400 kVA :Building Structure | 0.4 | --> | 0.4 | 0.339 | 9.1 |  | --> | 0.38 | 0 | 0 | 0.388 | 0 |  | --> | C14 ex ARDNAREE | Ardnaree [T42,T421] | MOY |  | 54.1119 | -9.1505
MV/LV Substation CA***4022 |  | 20 kV | _ | LV | 50 kVA :Pole Substation | 0.05 | --> | 0.05 | 0.05 | 3.56 |  | --> | 0.048 | 0 | 0 | 0.048 | 0 |  | --> | E22 ex ENNISCRONE | Enniscrone [T421,T422] | MOY |  | 54.2505 | -9.0613
MV/LV Substation ST***402X |  | 10 kV | _ | LV | 400 kVA :Kiosk Substation | 0.4 | --> | 0.4 | 0.384 | 2.33 |  | --> | 0.38 | 0 | 0.01 | 0.375 | 0 |  | --> | E17 ex MOY | Moy [T421,T422] | MOY |  | 54.1171 | -9.1672
MV/LV Substation AR***4059 |  | 10 kV | _ | LV | 630 kVA :Kiosk Substation | 0.63 | --> | 0.63 | 0.5 | 9.1 |  | --> | 0.598 | 0 | 0.025 | 0.5 | 0 |  | --> | C14 ex ARDNAREE | Ardnaree [T42,T421] | MOY |  | 54.1113 | -9.1552
MV/LV Substation NA***408X |  | 20 kV | _ | LV | 100 kVA :Pole Substation | 0.1 | --> | 0.1 | 0.094 | 3.56 |  | --> | 0.095 | 0 | 0.011 | 0.051 | 0 | Constrained, otherwise capacity available =88 kW | --> | E22 ex ENNISCRONE | Enniscrone [T421,T422] | MOY |  | 54.2407 | -8.8839
MV/LV Substation SU***4091 |  | 20 kV | _ | LV | 400 kVA :Building Structure | 0.4 | --> | 0.4 | 0.397 | 9.1 |  | --> | 0.38 | 0 | 0 | 0.38 | 0 |  | --> | E17 ex ARDNAREE | Ardnaree [T42,T421] | MOY |  | 54.1152 | -9.1411
MV/LV Substation EA***4092 |  | 20 kV | _ | LV | 100 kVA :Pole Substation | 0.1 | --> | 0.1 | 0.1 | 3.56 |  | --> | 0.095 | 0 | 0 | 0.051 | 0 | Constrained, otherwise capacity available =95 kW | --> | E22 ex ENNISCRONE | Enniscrone [T421,T422] | MOY |  | 54.2856 | -8.9629
MV/LV Substation TU***4109 |  | 20 kV | _ | LV | 630 kVA :Kiosk Substation | 0.63 | --> | 0.63 | 0.5 | 3.56 |  | --> | 0.598 | 0 | 0.01 | 0.051 | 0 | Constrained, otherwise capacity available =595 kW | --> | E20 ex ENNISCRONE | Enniscrone [T421,T422] | MOY |  | 54.2083 | -9.0979
MV/LV Substation LI***4112 |  | 10 kV | _ | LV | 400 kVA :Kiosk Substation | 0.4 | --> | 0.4 | 0.4 | 2.33 |  | --> | 0.38 | 0 | 0 | 0.38 | 0 |  | --> | E18 ex MOY | Moy [T421,T422] | MOY |  | 54.1171 | -9.1527
MV/LV Substation DU***4136 |  | 20 kV | _ | LV | 50 kVA :Pole Substation | 0.05 | --> | 0.05 | 0.05 | 3.56 |  | --> | 0.048 | 0 | 0 | 0.048 | 0 |  | --> | E22 ex ENNISCRONE | Enniscrone [T421,T422] | MOY |  | 54.2843 | -8.9676
MV/LV Substation FR***4179 |  | 20 kV | _ | LV | 33 kVA :Pole Substation | 0.033 | --> | 0.033 | 0.031 | 3.56 |  | --> | 0.031 | 0 | 0 | 0.032 | 0 |  | --> | E22 ex ENNISCRONE | Enniscrone [T421,T422] | MOY |  | 54.2127 | -9.0779
MV/LV Substation FE***4183 |  | 20 kV | _ | LV | 50 kVA :Pole Substation | 0.05 | --> | 0.05 | 0.05 | 3.56 |  | --> | 0.048 | 0 | 0 | 0.048 | 0 |  | --> | E20 ex ENNISCRONE | Enniscrone [T421,T422] | MOY |  | 54.1957 | -9.1174
MV/LV Substation ST***4195 |  | 10 kV | _ | LV | 400 kVA :Building Structure | 0.4 | --> | 0.4 | 0.345 | 2.33 |  | --> | 0.38 | 0 | 0.03 | 0.365 | 0 |  | --> | E18 ex MOY | Moy [T421,T422] | MOY |  | 54.1186 | -9.1669
MV/LV Substation AL***4197 |  | 10 kV | _ | LV | 630 kVA :Building Structure | 0.63 | --> | 0.63 | 0.5 | 9.1 |  | --> | 0.598 | 0 | 0 | 0.5 | 0 |  | --> | C14 ex ARDNAREE | Ardnaree [T42,T421] | MOY |  | 54.1136 | -9.1581
MV/LV Substation GA***4225 |  | 20 kV | _ | LV | 50 kVA :Pole Substation | 0.05 | --> | 0.05 | 0.05 | 3.56 |  | --> | 0.048 | 0 | 0 | 0.048 | 0 |  | --> | E22 ex ENNISCRONE | Enniscrone [T421,T422] | MOY |  | 54.2379 | -9.0547
MV/LV Substation KI***4231 |  | 20 kV | _ | LV | 50 kVA :Pole Substation | 0.05 | --> | 0.05 | 0.05 | 3.56 |  | --> | 0.048 | 0 | 0 | 0.048 | 0 |  | --> | E22 ex ENNISCRONE | Enniscrone [T421,T422] | MOY |  | 54.273 | -8.924
MV/LV Substation HI***424 |  | 20 kV | _ | LV | 50 kVA :Pole Substation | 0.05 | --> | 0.05 | 0.006 | 3.56 |  | --> | 0.048 | 0 | 0 | 0.051 | 0 | Constrained, otherwise capacity available =53 kW | --> | E22 ex ENNISCRONE | Enniscrone [T421,T422] | MOY |  | 54.2137 | -8.989
MV/LV Substation RA***4243 |  | 20 kV | _ | LV | 50 kVA :Pole Substation | 0.05 | --> | 0.05 | 0.05 | 3.56 |  | --> | 0.048 | 0 | 0 | 0.048 | 0 |  | --> | E20 ex ENNISCRONE | Enniscrone [T421,T422] | MOY |  | 54.2164 | -9.0805
MV/LV Substation CO***4248 |  | 10 kV | _ | LV | 630 kVA :Building Structure | 0.63 | --> | 0.63 | 0.5 | 2.33 |  | --> | 0.598 | 0 | 0 | 0.5 | 0 |  | --> | E18 ex MOY | Moy [T421,T422] | MOY |  | 54.1258 | -9.1607
MV/LV Substation TC***4251 |  | 20 kV | _ | LV | 50 kVA :Pole Substation | 0.05 | --> | 0.05 | 0.047 | 3.56 |  | --> | 0.048 | 0 | 0 | 0.048 | 0 |  | --> | E22 ex ENNISCRONE | Enniscrone [T421,T422] | MOY |  | 54.2607 | -8.8857
MV/LV Substation JA***429 |  | 20 kV | _ | LV | 100 kVA :Pole Substation | 0.1 | --> | 0.1 | 0.089 | 3.56 |  | --> | 0.095 | 0 | 0 | 0.051 | 0 | Constrained, otherwise capacity available =96 kW | --> | E22 ex ENNISCRONE | Enniscrone [T421,T422] | MOY |  | 54.2427 | -9.0539
MV/LV Substation EA***458 |  | 20 kV | _ | LV | 100 kVA :Pole Substation | 0.1 | --> | 0.1 | 0.095 | 3.56 |  | --> | 0.095 | 0 | 0 | 0.051 | 0 | Constrained, otherwise capacity available =96 kW | --> | E22 ex ENNISCRONE | Enniscrone [T421,T422] | MOY |  | 54.2883 | -8.9829
MV/LV Substation CL***473 |  | 20 kV | _ | LV | 400 kVA :Kiosk Substation | 0.4 | --> | 0.4 | 0.323 | 3.56 |  | --> | 0.38 | 0 | 0.02 | 0.051 | 0 | Constrained, otherwise capacity available =376 kW | --> | E20 ex ENNISCRONE | Enniscrone [T421,T422] | MOY |  | 54.2249 | -9.0935
MV/LV Substation EA***475 |  | 20 kV | _ | LV | 100 kVA :Pole Substation | 0.1 | --> | 0.1 | 0.006 | 3.56 |  | --> | 0.095 | 0 | 0.006 | 0.051 | 0 | Constrained, otherwise capacity available =102 kW | --> | E22 ex ENNISCRONE | Enniscrone [T421,T422] | MOY |  | 54.2861 | -8.9636
MV/LV Substation DR***490 |  | 20 kV | _ | LV | 200 kVA :Pole Substation | 0.2 | --> | 0.2 | 0.128 | 3.56 |  | --> | 0.19 | 0 | 0.016 | 0.051 | 0 | Constrained, otherwise capacity available =188 kW | --> | E22 ex ENNISCRONE | Enniscrone [T421,T422] | MOY |  | 54.2504 | -8.8764
MV/LV Substation CA***522 |  | 20 kV | _ | LV | 50 kVA :Pole Substation | 0.05 | --> | 0.05 | 0.05 | 3.56 |  | --> | 0.048 | 0 | 0 | 0.048 | 0 |  | --> | E22 ex ENNISCRONE | Enniscrone [T421,T422] | MOY |  | 54.2429 | -8.8192
MV/LV Substation SC***561 |  | 20 kV | _ | LV | 50 kVA :Pole Substation | 0.05 | --> | 0.05 | 0.046 | 3.56 |  | --> | 0.048 | 0 | 0 | 0.048 | 0 |  | --> | E20 ex ENNISCRONE | Enniscrone [T421,T422] | MOY |  | 54.1888 | -9.1127
MV/LV Substation IN***617 |  | 20 kV | _ | LV | 50 kVA :Pole Substation | 0.05 | --> | 0.05 | 0.019 | 3.56 |  | --> | 0.048 | 0 | 0.01 | 0.044 | 0 |  | --> | E20 ex ENNISCRONE | Enniscrone [T421,T422] | MOY |  | 54.22 | -9.0952
MV/LV Substation EA***623 |  | 20 kV | _ | LV | 200 kVA :Kiosk Substation | 0.2 | --> | 0.2 | 0.149 | 3.56 |  | --> | 0.19 | 0 | 0 | 0.051 | 0 | Constrained, otherwise capacity available =197 kW | --> | E22 ex ENNISCRONE | Enniscrone [T421,T422] | MOY |  | 54.2854 | -8.9555
MV/LV Substation ID***624 |  | 20 kV | _ | LV | 100 kVA :Pole Substation | 0.1 | --> | 0.1 | 0.068 | 3.56 |  | --> | 0.095 | 0 | 0 | 0.051 | 0 | Constrained, otherwise capacity available =99 kW | --> | E22 ex ENNISCRONE | Enniscrone [T421,T422] | MOY |  | 54.2848 | -8.9519
MV/LV Substation QU***625 |  | 20 kV | _ | LV | 100 kVA :Pole Substation | 0.1 | --> | 0.1 | 0.087 | 9.1 |  | --> | 0.095 | 0 | 0.004 | 0.094 | 0 |  | --> | E17 ex ARDNAREE | Ardnaree [T42,T421] | MOY |  | 54.1226 | -9.1294
MV/LV Substation BU***649 |  | 20 kV | _ | LV | 100 kVA :Pole Substation | 0.1 | --> | 0.1 | 0.038 | 9.1 |  | --> | 0.095 | 0 | 0.005 | 0.099 | 0 |  | --> | E11 ex ARDNAREE | Ardnaree [T42,T421] | MOY |  | 54.1102 | -9.0264
MV/LV Substation CA***687 |  | 20 kV | _ | LV | 50 kVA :Pole Substation | 0.05 | --> | 0.05 | 0.048 | 9.1 |  | --> | 0.048 | 0 | 0 | 0.048 | 0 |  | --> | E21 ex ARDNAREE | Ardnaree [T42,T421] | MOY |  | 54.0845 | -9.0707
MV/LV Substation BE***707 |  | 10 kV | _ | LV | 50 kVA :Pole Substation | 0.05 | --> | 0.05 | 0.007 | 2.33 |  | --> | 0.048 | 0 | 0 | 0.053 | 0 |  | --> | E18 ex MOY | Moy [T421,T422] | MOY |  | 54.133 | -9.1459
MV/LV Substation TH***708 |  | 20 kV | _ | LV | 200 kVA :Pole Substation | 0.2 | --> | 0.2 | 0.059 | 9.1 |  | --> | 0.19 | 0 | 0.05 | 0.171 | 0 |  | --> | E19 ex ARDNAREE | Ardnaree [T42,T421] | MOY |  | 54.1267 | -9.139
MV/LV Substation DA***736 |  | 10 kV | _ | LV | 400 kVA :Building Structure | 0.4 | --> | 0.4 | 0.39 | 2.33 |  | --> | 0.38 | 0 | 0 | 0.381 | 0 |  | --> | E18 ex MOY | Moy [T421,T422] | MOY |  | 54.118 | -9.1473
MV/LV Substation QU***739 |  | 20 kV | _ | LV | 100 kVA :Pole Substation | 0.1 | --> | 0.1 | 0.077 | 9.1 |  | --> | 0.095 | 0 | 0.01 | 0.091 | 0 |  | --> | E19 ex ARDNAREE | Ardnaree [T42,T421] | MOY |  | 54.129 | -9.1365
MV/LV Substation CA***749 |  | 10 kV | _ | LV | 200 kVA :Pole Substation | 0.2 | --> | 0.2 | 0.138 | 2.33 |  | --> | 0.19 | 0 | 0.008 | 0.192 | 0 |  | --> | E18 ex MOY | Moy [T421,T422] | MOY |  | 54.1256 | -9.1587
MV/LV Substation DR***759 |  | 20 kV | _ | LV | 50 kVA :Pole Substation | 0.05 | --> | 0.05 | 0.047 | 3.56 |  | --> | 0.048 | 0 | 0 | 0.048 | 0 |  | --> | E22 ex ENNISCRONE | Enniscrone [T421,T422] | MOY |  | 54.235 | -9.0348
MV/LV Substation LO***770 |  | 20 kV | _ | LV | 50 kVA :Pole Substation | 0.05 | --> | 0.05 | 0.031 | 3.56 |  | --> | 0.048 | 0 | 0 | 0.05 | 0 |  | --> | E22 ex ENNISCRONE | Enniscrone [T421,T422] | MOY |  | 54.2079 | -8.8674
MV/LV Substation HE***889 |  | 10 kV | _ | LV | 400 kVA :Kiosk Substation | 0.4 | --> | 0.4 | 0.384 | 9.1 |  | --> | 0.38 | 0 | 0 | 0.382 | 0 |  | --> | C18 ex ARDNAREE | Ardnaree [T42,T421] | MOY |  | 54.1107 | -9.1462
MV/LV Substation O ***940 |  | 20 kV | _ | LV | 630 kVA :Kiosk Substation | 0.63 | --> | 0.63 | 0.5 | 3.56 |  | --> | 0.598 | 0 | 0.049 | 0.051 | 0 | Constrained, otherwise capacity available =576 kW | --> | E20 ex ENNISCRONE | Enniscrone [T421,T422] | MOY |  | 54.2196 | -9.0913
MV/LV Substation SH***945 |  | 10 kV | _ | LV | 630 kVA :Kiosk Substation | 0.63 | --> | 0.63 | 0.5 | 9.1 |  | --> | 0.598 | 0 | 0.01 | 0.5 | 0 |  | --> | C18 ex ARDNAREE | Ardnaree [T42,T421] | MOY |  | 54.1091 | -9.1441
MV/LV Substation PA***986 |  | 20 kV | _ | LV | 50 kVA :Pole Substation | 0.05 | --> | 0.05 | 0.046 | 9.1 |  | --> | 0.048 | 0 | 0 | 0.048 | 0 |  | --> | E11 ex ARDNAREE | Ardnaree [T42,T421] | MOY |  | 54.1024 | -9.0315
MV/LV Substation RI***999 |  | 10 kV | _ | LV | 400 kVA :Kiosk Substation | 0.4 | --> | 0.4 | 0.262 | 2.33 |  | --> | 0.38 | 0 | 0.075 | 0.343 | 0 |  | --> | E18 ex MOY | Moy [T421,T422] | MOY |  | 54.1233 | -9.1394
MV/LV Substation EN***001 |  | 10 kV | _ | LV | 200 kVA :Pole Substation | 0.2 | --> | 0.2 | 0.13 | 3.16 |  | --> | 0.19 | 0 | 0.005 | 0 | 0 | Constrained, otherwise capacity available =196 kW | --> | C22 ex ENNISKEANE | Enniskeane [T41,T42] | BANDON |  | 51.7384 | -8.9327
MV/LV Substation BA***002 |  | 10 kV | _ | LV | 200 kVA :Pole Substation | 0.2 | --> | 0.2 | 0.085 | 3.16 |  | --> | 0.19 | 0 | 0.006 | 0 | 0 | Constrained, otherwise capacity available =201 kW | --> | C22 ex ENNISKEANE | Enniskeane [T41,T42] | BANDON |  | 51.7365 | -8.9475
MV/LV Substation CO***007 |  | 10 kV | _ | LV | 200 kVA :Pole Substation | 0.2 | --> | 0.2 | 0.175 | 3.16 |  | --> | 0.19 | 0 | 0 | 0 | 0 | Constrained, otherwise capacity available =193 kW | --> | C22 ex ENNISKEANE | Enniskeane [T41,T42] | BANDON |  | 51.7378 | -8.9406
MV/LV Substation AG***193 |  | 10 kV | _ | LV | 50 kVA :Pole Substation | 0.05 | --> | 0.05 | 0.028 | 3.16 |  | --> | 0.048 | 0 | 0.005 | 0 | 0 | Constrained, otherwise capacity available =47 kW | --> | C22 ex ENNISKEANE | Enniskeane [T41,T42] | BANDON |  | 51.7485 | -8.9785
MV/LV Substation KI***234 |  | 10 kV | _ | LV | 50 kVA :Pole Substation | 0.05 | --> | 0.05 | 0.043 | 3.16 |  | --> | 0.048 | 0 | 0.01 | 0 | 0 | Constrained, otherwise capacity available =41 kW | --> | C22 ex ENNISKEANE | Enniskeane [T41,T42] | BANDON |  | 51.6932 | -8.9764
MV/LV Substation SH***251 |  | 10 kV | _ | LV | 50 kVA :Pole Substation | 0.05 | --> | 0.05 | 0.038 | 3.16 |  | --> | 0.048 | 0 | 0 | 0 | 0 | Constrained, otherwise capacity available =49 kW | --> | C22 ex ENNISKEANE | Enniskeane [T41,T42] | BANDON |  | 51.7147 | -8.9729
MV/LV Substation CA***377X |  | 10 kV | _ | LV | 100 kVA :Pole Substation | 0.1 | --> | 0.1 | 0.097 | 3.16 |  | --> | 0.095 | 0 | 0 | 0 | 0 | Constrained, otherwise capacity available =95 kW | --> | C22 ex ENNISKEANE | Enniskeane [T41,T42] | BANDON |  | 51.7509 | -8.9953
MV/LV Substation CA***383X |  | 10 kV | _ | LV | 50 kVA :Pole Substation | 0.05 | --> | 0.05 | 0.038 | 3.16 |  | --> | 0.048 | 0 | 0 | 0 | 0 | Constrained, otherwise capacity available =49 kW | --> | C22 ex ENNISKEANE | Enniskeane [T41,T42] | BANDON |  | 51.6872 | -8.9806
MV/LV Substation CE***4005 |  | 10 kV | _ | LV | 400 kVA :Building Structure | 0.4 | --> | 0.4 | 0.349 | 3.16 |  | --> | 0.38 | 0 | 0 | 0 | 0 | Constrained, otherwise capacity available =387 kW | --> | C13 ex ENNISKEANE | Enniskeane [T41,T42] | BANDON |  | 51.7374 | -8.9311
MV/LV Substation SL***4006 |  | 10 kV | _ | LV | 200 kVA :Pole Substation | 0.2 | --> | 0.2 | 0.128 | 3.16 |  | --> | 0.19 | 0 | 0 | 0 | 0 | Constrained, otherwise capacity available =200 kW | --> | C20 ex ENNISKEANE | Enniskeane [T41,T42] | BANDON |  | 51.7672 | -8.9689
MV/LV Substation PA***4015 |  | 10 kV | _ | LV | 50 kVA :Pole Substation | 0.05 | --> | 0.05 | 0.05 | 3.16 |  | --> | 0.048 | 0 | 0 | 0 | 0 | Constrained, otherwise capacity available =48 kW | --> | C20 ex ENNISKEANE | Enniskeane [T41,T42] | BANDON |  | 51.7435 | -8.9006
MV/LV Substation CR***4023 |  | 10 kV | _ | LV | 50 kVA :Pole Substation | 0.05 | --> | 0.05 | 0.05 | 3.16 |  | --> | 0.048 | 0 | 0 | 0 | 0 | Constrained, otherwise capacity available =48 kW | --> | C22 ex ENNISKEANE | Enniskeane [T41,T42] | BANDON |  | 51.7476 | -8.9932
MV/LV Substation KI***4033 |  | 10 kV | _ | LV | 50 kVA :Pole Substation | 0.05 | --> | 0.05 | 0.05 | 3.16 |  | --> | 0.048 | 0 | 0 | 0 | 0 | Constrained, otherwise capacity available =48 kW | --> | C20 ex ENNISKEANE | Enniskeane [T41,T42] | BANDON |  | 51.7045 | -8.916
MV/LV Substation BR***404X |  | 10 kV | _ | LV | 50 kVA :Pole Substation | 0.05 | --> | 0.05 | 0.048 | 3.16 |  | --> | 0.048 | 0 | 0 | 0 | 0 | Constrained, otherwise capacity available =48 kW | --> | C20 ex ENNISKEANE | Enniskeane [T41,T42] | BANDON |  | 51.7247 | -8.8903
MV/LV Substation CA***405 |  | 10 kV | _ | LV | 50 kVA :Pole Substation | 0.05 | --> | 0.05 | 0.036 | 3.16 |  | --> | 0.048 | 0 | 0 | 0 | 0 | Constrained, otherwise capacity available =49 kW | --> | C20 ex ENNISKEANE | Enniskeane [T41,T42] | BANDON |  | 51.7474 | -8.9368
MV/LV Substation GI***4058 |  | 10 kV | _ | LV | 100 kVA :Pole Substation | 0.1 | --> | 0.1 | 0.075 | 3.16 |  | --> | 0.095 | 0 | 0 | 0 | 0 | Constrained, otherwise capacity available =98 kW | --> | C22 ex ENNISKEANE | Enniskeane [T41,T42] | BANDON |  | 51.7161 | -9.0051
MV/LV Substation CA***4072 |  | 10 kV | _ | LV | 50 kVA :Pole Substation | 0.05 | --> | 0.05 | 0.05 | 3.16 |  | --> | 0.048 | 0 | 0 | 0 | 0 | Constrained, otherwise capacity available =48 kW | --> | C20 ex ENNISKEANE | Enniskeane [T41,T42] | BANDON |  | 51.7009 | -8.9198
MV/LV Substation MO***413X |  | 20 kV | _ | LV | 50 kVA :Pole Substation | 0.05 | --> | 0.05 | 0 | 0 | Constrained, otherwise capacity available =33 kVA | --> | 0.048 | 0 | 0 | 0.05 | 0 |  | --> | E22 ex BEALNABLATH | Bealnablath [T421] | BANDON |  | 51.7964 | -8.9499
MV/LV Substation MO***414X |  | 10 kV | _ | LV | 100 kVA :Pole Substation | 0.1 | --> | 0.1 | 0.1 | 3.16 |  | --> | 0.095 | 0 | 0 | 0 | 0 | Constrained, otherwise capacity available =95 kW | --> | C20 ex ENNISKEANE | Enniskeane [T41,T42] | BANDON |  | 51.787 | -8.954
MV/LV Substation RO***451X |  | 10 kV | _ | LV | 50 kVA :Pole Substation | 0.05 | --> | 0.05 | 0.038 | 3.16 |  | --> | 0.048 | 0 | 0 | 0 | 0 | Constrained, otherwise capacity available =49 kW | --> | C20 ex ENNISKEANE | Enniskeane [T41,T42] | BANDON |  | 51.7462 | -8.9508
MV/LV Substation DE***459 |  | 10 kV | _ | LV | 50 kVA :Pole Substation | 0.05 | --> | 0.05 | 0.032 | 3.16 |  | --> | 0.048 | 0 | 0 | 0 | 0 | Constrained, otherwise capacity available =50 kW | --> | C20 ex ENNISKEANE | Enniskeane [T41,T42] | BANDON |  | 51.7202 | -8.922
MV/LV Substation FL***834 |  | 10 kV | _ | LV | 200 kVA :Pole Substation | 0.2 | --> | 0.2 | 0.146 | 3.16 |  | --> | 0.19 | 0 | 0.027 | 0 | 0 | Constrained, otherwise capacity available =177 kW | --> | C22 ex ENNISKEANE | Enniskeane [T41,T42] | BANDON |  | 51.7369 | -8.94
MV/LV Substation BE***836 |  | 20 kV | _ | LV | 50 kVA :Pole Substation | 0.05 | --> | 0.05 | 0 | 0 | Constrained, otherwise capacity available =47 kVA | --> | 0.048 | 0 | 0 | 0.048 | 0 |  | --> | E22 ex BEALNABLATH | Bealnablath [T421] | BANDON |  | 51.7977 | -8.9333
MV/LV Substation DR***842 |  | 10 kV | _ | LV | 100 kVA :Pole Substation | 0.1 | --> | 0.1 | 0.07 | 3.16 |  | --> | 0.095 | 0 | 0 | 0 | 0 | Constrained, otherwise capacity available =99 kW | --> | C20 ex ENNISKEANE | Enniskeane [T41,T42] | BANDON |  | 51.7413 | -8.8814
MV/LV Substation MU***843 |  | 10 kV | _ | LV | 100 kVA :Pole Substation | 0.1 | --> | 0.1 | 0.084 | 3.16 |  | --> | 0.095 | 0 | 0.01 | 0 | 0 | Constrained, otherwise capacity available =90 kW | --> | C20 ex ENNISKEANE | Enniskeane [T41,T42] | BANDON |  | 51.742 | -8.8886
MV/LV Substation GR***845 |  | 10 kV | _ | LV | 200 kVA :Pole Substation | 0.2 | --> | 0.2 | 0.121 | 3.16 |  | --> | 0.19 | 0 | 0 | 0 | 0 | Constrained, otherwise capacity available =201 kW | --> | C20 ex ENNISKEANE | Enniskeane [T41,T42] | BANDON |  | 51.74 | -8.9299
MV/LV Substation MU***885 |  | 10 kV | _ | LV | 100 kVA :Pole Substation | 0.1 | --> | 0.1 | 0.097 | 3.16 |  | --> | 0.095 | 0 | 0 | 0 | 0 | Constrained, otherwise capacity available =95 kW | --> | C20 ex ENNISKEANE | Enniskeane [T41,T42] | BANDON |  | 51.7388 | -8.8931
MV/LV Substation DE***904 |  | 10 kV | _ | LV | 50 kVA :Pole Substation | 0.05 | --> | 0.05 | 0.046 | 3.16 |  | --> | 0.048 | 0 | 0 | 0 | 0 | Constrained, otherwise capacity available =48 kW | --> | C20 ex ENNISKEANE | Enniskeane [T41,T42] | BANDON |  | 51.7124 | -8.933
MV/LV Substation DE***929 |  | 10 kV | _ | LV | 50 kVA :Pole Substation | 0.05 | --> | 0.05 | 0.048 | 3.16 |  | --> | 0.048 | 0 | 0 | 0 | 0 | Constrained, otherwise capacity available =48 kW | --> | C22 ex ENNISKEANE | Enniskeane [T41,T42] | BANDON |  | 51.7351 | -8.9671
MV/LV Substation DE***958 |  | 10 kV | _ | LV | 50 kVA :Pole Substation | 0.05 | --> | 0.05 | 0.018 | 3.16 |  | --> | 0.048 | 0 | 0 | 0 | 0 | Constrained, otherwise capacity available =52 kW | --> | C20 ex ENNISKEANE | Enniskeane [T41,T42] | BANDON |  | 51.7173 | -8.9222
MV/LV Substation EN***959 |  | 10 kV | _ | LV | 100 kVA :Pole Substation | 0.1 | --> | 0.1 | 0.099 | 3.16 |  | --> | 0.095 | 0 | 0 | 0 | 0 | Constrained, otherwise capacity available =95 kW | --> | C20 ex ENNISKEANE | Enniskeane [T41,T42] | BANDON |  | 51.7393 | -8.9299
MV/LV Substation BA***964 |  | 10 kV | _ | LV | 200 kVA :Pole Substation | 0.2 | --> | 0.2 | 0.158 | 3.16 |  | --> | 0.19 | 0 | 0 | 0 | 0 | Constrained, otherwise capacity available =196 kW | --> | C22 ex ENNISKEANE | Enniskeane [T41,T42] | BANDON |  | 51.7347 | -8.9519
MV/LV Substation KN***976 |  | 10 kV | _ | LV | 50 kVA :Pole Substation | 0.05 | --> | 0.05 | 0.048 | 3.16 |  | --> | 0.048 | 0 | 0 | 0 | 0 | Constrained, otherwise capacity available =48 kW | --> | C22 ex ENNISKEANE | Enniskeane [T41,T42] | BANDON |  | 51.7257 | -8.9583
MV/LV Substation EN***977 |  | 10 kV | _ | LV | 200 kVA :Pole Substation | 0.2 | --> | 0.2 | 0.186 | 3.16 |  | --> | 0.19 | 0 | 0.011 | 0 | 0 | Constrained, otherwise capacity available =184 kW | --> | C20 ex ENNISKEANE | Enniskeane [T41,T42] | BANDON |  | 51.7398 | -8.9271
MV/LV Substation AR***001 |  | 10 kV | _ | LV | 630 kVA :Building Structure | 0.63 | --> | 0.63 | 0 | 0 | Constrained, otherwise capacity available =608 kVA | --> | 0.598 | 0 | 0 | 0.5 | 0 |  | --> | C16 ex HOWTH JUNCTION | Howth Junction [T41,T42] | GRANGE (DR) |  | 53.3903 | -6.1551
MV/LV Substation BE***001X |  | 10 kV | _ | LV | 630 kVA :Kiosk Substation | 0.63 | --> | 0.63 | 0 | 0 | Constrained, otherwise capacity available =566 kVA | --> | 0.598 | 0 | 0.006 | 0.5 | 0 |  | --> | C12 ex MERVILLE | Merville [T41,T42] | FINGLAS |  | 53.3821 | -6.3082
MV/LV Substation FI***002 |  | 10 kV | _ | LV | 630 kVA :Building Structure | 0.63 | --> | 0.63 | 0 | 0 | Constrained, otherwise capacity available =184 kVA | --> | 0.598 | 0 | 0.032 | 0.5 | 0 |  | --> | C20 ex MERVILLE | Merville [T41,T42] | FINGLAS |  | 53.3907 | -6.3129
MV/LV Substation BE***002X |  | 10 kV | _ | LV | 630 kVA :Kiosk Substation | 0.63 | --> | 0.63 | 0 | 0 | Constrained, otherwise capacity available =574 kVA | --> | 0.598 | 0 | 0 | 0.5 | 0 |  | --> | C12 ex MERVILLE | Merville [T41,T42] | FINGLAS |  | 53.3821 | -6.3095
MV/LV Substation WO***002Z |  | 10 kV | _ | LV | 630 kVA :Building Structure | 0.63 | --> | 0.63 | 0 | 0 | Constrained, otherwise capacity available =520 kVA | --> | 0.598 | 0 | 0 | 0.5 | 0 |  | --> | C19 ex KILMORE | Kilmore [T101,T102,T103] | FINGLAS |  | 53.4095 | -6.2361
MV/LV Substation ST***003 |  | 10 kV | _ | LV | 200 kVA :Kiosk Substation | 0.2 | --> | 0.2 | 0 | 0 | Constrained, otherwise capacity available =141 kVA | --> | 0.19 | 0 | 0.011 | 0.19 | 0 |  | --> | C12 ex MERVILLE | Merville [T41,T42] | FINGLAS |  | 53.3821 | -6.3001
MV/LV Substation GL***003Y |  | 10 kV | _ | LV | 400 kVA :Building Structure | 0.4 | --> | 0.4 | 0 | 0 | Constrained, otherwise capacity available =239 kVA | --> | 0.38 | 0 | 0.08 | 0.342 | 0 |  | --> | C21 ex POPPINTREE | Poppintree [T101,T102] | FINGLAS |  | 53.4026 | -6.2859
MV/LV Substation QU***003Z |  | 10 kV | _ | LV | 200 kVA :Pole Substation | 0.2 | --> | 0.2 | 0 | 0 |  | --> | 0.19 | 0 | 0 | 0.228 | 0 |  | --> | C17 ex BALLYCOOLIN | Ballycoolin [T41,T42,T43] | FINGLAS |  | 53.4028 | -6.3329
MV/LV Substation CA***004X |  | 10 kV | _ | LV | 630 kVA :Kiosk Substation | 0.63 | --> | 0.63 | 0 | 0 | Constrained, otherwise capacity available =486 kVA | --> | 0.598 | 0 | 0.013 | 0.5 | 0 |  | --> | C20 ex POPPINTREE | Poppintree [T101,T102] | FINGLAS |  | 53.4014 | -6.2752
MV/LV Substation DA***005X |  | 10 kV | _ | LV | 630 kVA :Kiosk Substation | 0.63 | --> | 0.63 | 0 | 0 | Constrained, otherwise capacity available =495 kVA | --> | 0.598 | 0 | 0.015 | 0.5 | 0 |  | --> | C20 ex POPPINTREE | Poppintree [T101,T102] | FINGLAS |  | 53.3997 | -6.2723
MV/LV Substation BE***005Y |  | 10 kV | _ | LV | 630 kVA :Building Structure | 0.63 | --> | 0.63 | 0.5 | 5.82 |  | --> | 0.598 | 0 | 0 | 0.5 | 0 |  | --> | C11 ex COOLOCK | Coolock [T41,T42] | FINGLAS |  | 53.3974 | -6.1899
MV/LV Substation CA***005Z |  | 10 kV | _ | LV | 50 kVA :Pole Substation | 0.05 | --> | 0.05 | 0 | 0 | Constrained, otherwise capacity available =24 kVA | --> | 0.048 | 0 | 0 | 0.051 | 0 |  | --> | C17 ex BALLYCOOLIN | Ballycoolin [T41,T42,T43] | FINGLAS |  | 53.3999 | -6.3343
MV/LV Substation FI***006 |  | 10 kV | _ | LV | 1000 kVA :Building Structure | 1 | --> | 1 | 0 | 0 | Constrained, otherwise capacity available =777 kVA | --> | 0.95 | 0 | 0 | 0.5 | 0 |  | --> | C20 ex MERVILLE | Merville [T41,T42] | FINGLAS |  | 53.3888 | -6.2994
MV/LV Substation CR***006X |  | 10 kV | _ | LV | 400 kVA :Kiosk Substation | 0.4 | --> | 0.4 | 0 | 0 | Constrained, otherwise capacity available =309 kVA | --> | 0.38 | 0 | 0.009 | 0.386 | 0 |  | --> | C20 ex POPPINTREE | Poppintree [T101,T102] | FINGLAS |  | 53.4033 | -6.2786
MV/LV Substation CA***006Z |  | 10 kV | _ | LV | 50 kVA :Pole Substation | 0.05 | --> | 0.05 | 0 | 0 | Constrained, otherwise capacity available =41 kVA | --> | 0.048 | 0 | 0 | 0.049 | 0 |  | --> | C17 ex BALLYCOOLIN | Ballycoolin [T41,T42,T43] | FINGLAS |  | 53.4021 | -6.3372
MV/LV Substation BA***007 |  | 10 kV | _ | LV | 400 kVA :Building Structure | 0.4 | --> | 0.4 | 0 | 0 | Constrained, otherwise capacity available =207 kVA | --> | 0.38 | 0 | 0.022 | 0.389 | 0 |  | --> | C16 ex MERVILLE | Merville [T41,T42] | FINGLAS |  | 53.3868 | -6.2935
MV/LV Substation WH***007X |  | 10 kV | _ | LV | 400 kVA :Kiosk Substation | 0.4 | --> | 0.4 | 0.288 | 12.96 |  | --> | 0.38 | 0 | 0.041 | 0.365 | 0 |  | --> | C20 ex ARTANE | Artane [T101,T102] | FINGLAS |  | 53.3835 | -6.2219
MV/LV Substation GR***010 |  | 10 kV | _ | LV | 400 kVA :Building Structure | 0.4 | --> | 0.4 | 0.083 | 2.86 |  | --> | 0.38 | 0 | 0.076 | 0.365 | 0 |  | --> | C18 ex BALLYMUN | Ballymun [T41,T42] | FINGLAS |  | 53.3838 | -6.2852
MV/LV Substation FU***010Z |  | 10 kV | _ | LV | 400 kVA :Kiosk Substation | 0.4 | --> | 0.4 | 0 | 0 | Constrained, otherwise capacity available =390 kVA | --> | 0.38 | 0 | 0 | 0.381 | 0 |  | --> | C20 ex MERVILLE | Merville [T41,T42] | FINGLAS |  | 53.3896 | -6.2988
MV/LV Substation DR***011 |  | 10 kV | _ | LV | 400 kVA :Building Structure | 0.4 | --> | 0.4 | 0.202 | 2.86 |  | --> | 0.38 | 0 | 0.077 | 0.349 | 0 |  | --> | C18 ex BALLYMUN | Ballymun [T41,T42] | FINGLAS |  | 53.386 | -6.2735
MV/LV Substation MC***011Y |  | 10 kV | _ | LV | 400 kVA :Building Structure | 0.4 | --> | 0.4 | 0 | 0 | Constrained, otherwise capacity available =316 kVA | --> | 0.38 | 0 | 0 | 0.391 | 0 |  | --> | C19 ex KILMORE | Kilmore [T101,T102,T103] | FINGLAS |  | 53.4074 | -6.2209
MV/LV Substation ST***012 |  | 10 kV | _ | LV | 1000 kVA :Building Structure | 1 | --> | 1 | 0.5 | 2.86 |  | --> | 0.95 | 0 | 0.127 | 0.5 | 0 |  | --> | C18 ex BALLYMUN | Ballymun [T41,T42] | FINGLAS |  | 53.3864 | -6.2665
MV/LV Substation AB***012Y |  | 10 kV | _ | LV | 400 kVA :Building Structure | 0.4 | --> | 0.4 | 0 | 0 | Constrained, otherwise capacity available =375 kVA | --> | 0.38 | 0 | 0 | 0.383 | 0 |  | --> | C11 ex GRANGE (DR) | Grange (dr) [T41,T42] | GRANGE (DR) |  | 53.3927 | -6.1438
MV/LV Substation WI***013 |  | 10 kV | _ | LV | 630 kVA :Kiosk Substation | 0.63 | --> | 0.63 | 0.483 | 2.86 |  | --> | 0.598 | 0 | 0.035 | 0.5 | 0 |  | --> | C17 ex BALLYMUN | Ballymun [T41,T42] | FINGLAS |  | 53.3903 | -6.2695
MV/LV Substation OM***013Y |  | 10 kV | _ | LV | 1000 kVA :Kiosk Substation | 1 | --> | 1 | 0 | 0 | Constrained, otherwise capacity available =665 kVA | --> | 0.95 | 0 | 0 | 0.5 | 0 |  | --> | C12 ex SANTRY | Santry [T41,T42] | FINGLAS |  | 53.3921 | -6.2501
MV/LV Substation BE***013Z |  | 10 kV | _ | LV | 400 kVA :Building Structure | 0.4 | --> | 0.4 | 0.06 | 5.82 |  | --> | 0.38 | 0 | 0 | 0.424 | 0 |  | --> | C21 ex COOLOCK | Coolock [T41,T42] | FINGLAS |  | 53.3943 | -6.1964
MV/LV Substation BA***014 |  | 10 kV | _ | LV | 400 kVA :Kiosk Substation | 0.4 | --> | 0.4 | 0 | 0 | Constrained, otherwise capacity available =279 kVA | --> | 0.38 | 0 | 0.028 | 0.375 | 0 |  | --> | C22 ex POPPINTREE | Poppintree [T101,T102] | FINGLAS |  | 53.3883 | -6.2788
MV/LV Substation TR***014Z |  | 10 kV | _ | LV | 400 kVA :Kiosk Substation | 0.4 | --> | 0.4 | 0.252 | 12.96 |  | --> | 0.38 | 0 | 0.035 | 0.374 | 0 |  | --> | C22 ex ARTANE | Artane [T101,T102] | FINGLAS |  | 53.3928 | -6.2126
MV/LV Substation FI***015 |  | 10 kV | _ | LV | 400 kVA :Building Structure | 0.4 | --> | 0.4 | 0 | 0 | Constrained, otherwise capacity available =191 kVA | --> | 0.38 | 0 | 0.046 | 0.374 | 0 |  | --> | C22 ex POPPINTREE | Poppintree [T101,T102] | FINGLAS |  | 53.392 | -6.289
MV/LV Substation TO***015Z |  | 10 kV | _ | LV | 400 kVA :Building Structure | 0.4 | --> | 0.4 | 0 | 0 | Constrained, otherwise capacity available =275 kVA | --> | 0.38 | 0 | 0 | 0.397 | 0 |  | --> | C13 ex GRANGE (DR) | Grange (dr) [T41,T42] | GRANGE (DR) |  | 53.4024 | -6.1788
MV/LV Substation CL***016 |  | 10 kV | _ | LV | 400 kVA :Building Structure | 0.4 | --> | 0.4 | 0 | 0 | Constrained, otherwise capacity available =189 kVA | --> | 0.38 | 0 | 0.077 | 0.351 | 0 |  | --> | C22 ex POPPINTREE | Poppintree [T101,T102] | FINGLAS |  | 53.3929 | -6.2926
MV/LV Substation JA***017 |  | 10 kV | _ | LV | 630 kVA :Building Structure | 0.63 | --> | 0.63 | 0 | 0 | Constrained, otherwise capacity available =543 kVA | --> | 0.598 | 0 | 0.022 | 0.5 | 0 |  | --> | C22 ex POPPINTREE | Poppintree [T101,T102] | FINGLAS |  | 53.3934 | -6.2958
MV/LV Substation BE***017Z |  | 10 kV | _ | LV | 200 kVA :Kiosk Substation | 0.2 | --> | 0.2 | 0.144 | 12.96 |  | --> | 0.19 | 0 | 0 | 0.198 | 0 |  | --> | C24 ex ARTANE | Artane [T101,T102] | FINGLAS |  | 53.3863 | -6.2295
MV/LV Substation BE***018Z |  | 10 kV | _ | LV | 200 kVA :Kiosk Substation | 0.2 | --> | 0.2 | 0.127 | 12.96 |  | --> | 0.19 | 0 | 0.01 | 0.192 | 0 |  | --> | C24 ex ARTANE | Artane [T101,T102] | FINGLAS |  | 53.3881 | -6.2291
MV/LV Substation GA***019 |  | 10 kV | _ | LV | 630 kVA :Building Structure | 0.63 | --> | 0.63 | 0 | 0 | Constrained, otherwise capacity available =594 kVA | --> | 0.598 | 0 | 0.003 | 0.5 | 0 |  | --> | C24 ex UNIDARE | Unidare [T41,T42] | FINGLAS |  | 53.396 | -6.3019
MV/LV Substation JO***019Z |  | 10 kV | _ | LV | 400 kVA :Kiosk Substation | 0.4 | --> | 0.4 | 0 | 0 | Constrained, otherwise capacity available =304 kVA | --> | 0.38 | 0 | 0.006 | 0.388 | 0 |  | --> | C20 ex MERVILLE | Merville [T41,T42] | FINGLAS |  | 53.3872 | -6.3008
MV/LV Substation KI***020Y |  | 10 kV | _ | LV | 200 kVA :Building Structure | 0.2 | --> | 0.2 | 0 | 0 | Constrained, otherwise capacity available =150 kVA | --> | 0.19 | 0 | 0 | 0.197 | 0 |  | --> | C11 ex GRANGE (DR) | Grange (dr) [T41,T42] | GRANGE (DR) |  | 53.3903 | -6.154
MV/LV Substation TR***020Z |  | 10 kV | _ | LV | 400 kVA :Building Structure | 0.4 | --> | 0.4 | 0 | 0 | Constrained, otherwise capacity available =379 kVA | --> | 0.38 | 0 | 0 | 0.383 | 0 |  | --> | C20 ex SANTRY | Santry [T41,T42] | FINGLAS |  | 53.3998 | -6.2546
MV/LV Substation BA***021 |  | 10 kV | _ | LV | 100 kVA :Pole Substation | 0.1 | --> | 0.1 | 0 | 0 | Constrained, otherwise capacity available =80 kVA | --> | 0.095 | 0 | 0 | 0.098 | 0 |  | --> | C13 ex POPPINTREE | Poppintree [T101,T102] | FINGLAS |  | 53.4085 | -6.2642
MV/LV Substation RO***021Y |  | 10 kV | _ | LV | 400 kVA :Kiosk Substation | 0.4 | --> | 0.4 | 0 | 0 | Constrained, otherwise capacity available =385 kVA | --> | 0.38 | 0 | 0 | 0.382 | 0 |  | --> | C11 ex GRANGE (DR) | Grange (dr) [T41,T42] | GRANGE (DR) |  | 53.3934 | -6.1489
MV/LV Substation FI***021Z |  | 10 kV | _ | LV | 630 kVA :Building Structure | 0.63 | --> | 0.63 | 0 | 0 | Constrained, otherwise capacity available =466 kVA | --> | 0.598 | 0 | 0 | 0.5 | 0 |  | --> | C20 ex UNIDARE | Unidare [T41,T42] | FINGLAS |  | 53.3999 | -6.2936
MV/LV Substation FU***022Y |  | 10 kV | _ | LV | 400 kVA :Kiosk Substation | 0.4 | --> | 0.4 | 0 | 0 | Constrained, otherwise capacity available =361 kVA | --> | 0.38 | 0 | 0 | 0.385 | 0 |  | --> | C11 ex GRANGE (DR) | Grange (dr) [T41,T42] | GRANGE (DR) |  | 53.3927 | -6.1458
MV/LV Substation AR***023Y |  | 10 kV | _ | LV | 400 kVA :Building Structure | 0.4 | --> | 0.4 | 0.292 | 12.96 |  | --> | 0.38 | 0 | 0.02 | 0.38 | 0 |  | --> | C23 ex ARTANE | Artane [T101,T102] | FINGLAS |  | 53.3827 | -6.2145
MV/LV Substation SH***024 |  | 10 kV | _ | LV | 630 kVA :Building Structure | 0.63 | --> | 0.63 | 0.5 | 2.86 |  | --> | 0.598 | 0 | 0.034 | 0.5 | 0 |  | --> | C20 ex BALLYMUN | Ballymun [T41,T42] | FINGLAS |  | 53.3888 | -6.2557
MV/LV Substation EU***024Y |  | 10 kV | _ | LV | 200 kVA :Building Structure | 0.2 | --> | 0.2 | 0 | 0 | Constrained, otherwise capacity available =166 kVA | --> | 0.19 | 0 | 0 | 0.195 | 0 |  | --> | C17 ex KILMORE | Kilmore [T101,T102,T103] | FINGLAS |  | 53.4038 | -6.217
MV/LV Substation GL***024Z |  | 10 kV | _ | LV | 200 kVA :Building Structure | 0.2 | --> | 0.2 | 0 | 0 | Constrained, otherwise capacity available =200 kVA | --> | 0.19 | 0 | 0 | 0.19 | 0 |  | --> | C21 ex POPPINTREE | Poppintree [T101,T102] | FINGLAS |  | 53.4016 | -6.2878
MV/LV Substation RE***025Z |  | 10 kV | _ | LV | 400 kVA :Kiosk Substation | 0.4 | --> | 0.4 | 0 | 0 | Constrained, otherwise capacity available =223 kVA | --> | 0.38 | 0 | 0.021 | 0.388 | 0 |  | --> | C17 ex HOWTH JUNCTION | Howth Junction [T41,T42] | GRANGE (DR) |  | 53.389 | -6.159
MV/LV Substation WH***026 |  | 10 kV | _ | LV | 630 kVA :Building Structure | 0.63 | --> | 0.63 | 0.485 | 2.86 |  | --> | 0.598 | 0 | 0.039 | 0.5 | 0 |  | --> | C20 ex BALLYMUN | Ballymun [T41,T42] | FINGLAS |  | 53.3899 | -6.2502
MV/LV Substation SH***027 |  | 10 kV | _ | LV | 400 kVA :Kiosk Substation | 0.4 | --> | 0.4 | 0.235 | 2.86 |  | --> | 0.38 | 0 | 0.05 | 0.365 | 0 |  | --> | C20 ex BALLYMUN | Ballymun [T41,T42] | FINGLAS |  | 53.3888 | -6.2467
MV/LV Substation SA***030 |  | 10 kV | _ | LV | 1000 kVA :Building Structure | 1 | --> | 1 | 0 | 0 | Constrained, otherwise capacity available =804 kVA | --> | 0.95 | 0 | 0.02 | 0.5 | 0 |  | --> | C20 ex SANTRY | Santry [T41,T42] | FINGLAS |  | 53.3979 | -6.2487
MV/LV Substation AR***030Z |  | 10 kV | _ | LV | 400 kVA :Building Structure | 0.4 | --> | 0.4 | 0 | 0 | Constrained, otherwise capacity available =394 kVA | --> | 0.38 | 0 | 0.015 | 0.37 | 0 |  | --> | C21 ex POPPINTREE | Poppintree [T101,T102] | FINGLAS |  | 53.4021 | -6.2863
MV/LV Substation RO***031 |  | 10 kV | _ | LV | 100 kVA :Pole Substation | 0.1 | --> | 0.1 | 0 | 0 | Constrained, otherwise capacity available =95 kVA | --> | 0.095 | 0 | 0 | 0.096 | 0 |  | --> | C16 ex SANTRY | Santry [T41,T42] | FINGLAS |  | 53.3981 | -6.2398
MV/LV Substation DU***031Y |  | 10 kV | _ | LV | 400 kVA :Kiosk Substation | 0.4 | --> | 0.4 | 0 | 0 | Constrained, otherwise capacity available =321 kVA | --> | 0.38 | 0 | 0 | 0.391 | 0 |  | --> | C11 ex SUTTON | Sutton [T41,T42] | GRANGE (DR) |  | 53.3878 | -6.0704
MV/LV Substation SH***032 |  | 10 kV | _ | LV | 630 kVA :Building Structure | 0.63 | --> | 0.63 | 0 | 0 | Constrained, otherwise capacity available =370 kVA | --> | 0.598 | 0 | 0.097 | 0.5 | 0 |  | --> | C11 ex SANTRY | Santry [T41,T42] | FINGLAS |  | 53.3901 | -6.2428
MV/LV Substation ST***032Y |  | 10 kV | _ | LV | 400 kVA :Kiosk Substation | 0.4 | --> | 0.4 | 0 | 0 | Constrained, otherwise capacity available =240 kVA | --> | 0.38 | 0 | 0.014 | 0.391 | 0 |  | --> | C22 ex UNIDARE | Unidare [T41,T42] | FINGLAS |  | 53.3894 | -6.3061
MV/LV Substation OM***033Y |  | 10 kV | _ | LV | 630 kVA :Kiosk Substation | 0.63 | --> | 0.63 | 0 | 0 | Constrained, otherwise capacity available =424 kVA | --> | 0.598 | 0 | 0 | 0.5 | 0 |  | --> | C12 ex SANTRY | Santry [T41,T42] | FINGLAS |  | 53.3937 | -6.2501
MV/LV Substation CO***033Z |  | 10 kV | _ | LV | 400 kVA :Kiosk Substation | 0.4 | --> | 0.4 | 0 | 0 | Constrained, otherwise capacity available =256 kVA | --> | 0.38 | 0 | 0 | 0.399 | 0 |  | --> | C14 ex MERVILLE | Merville [T41,T42] | FINGLAS |  | 53.378 | -6.2879
MV/LV Substation T.***034Y |  | 10 kV | _ | LV | 400 kVA :Kiosk Substation | 0.4 | --> | 0.4 | 0 | 0 | Constrained, otherwise capacity available =297 kVA | --> | 0.38 | 0 | 0.01 | 0.386 | 0 |  | --> | C11 ex GRANGE (DR) | Grange (dr) [T41,T42] | GRANGE (DR) |  | 53.3968 | -6.1502
MV/LV Substation MO***035Z |  | 10 kV | _ | LV | 200 kVA :Kiosk Substation | 0.2 | --> | 0.2 | 0 | 0 | Constrained, otherwise capacity available =99 kVA | --> | 0.19 | 0 | 0.004 | 0.2 | 0 |  | --> | C22 ex UNIDARE | Unidare [T41,T42] | FINGLAS |  | 53.3903 | -6.3211
MV/LV Substation GL***036Y |  | 10 kV | _ | LV | 400 kVA :Kiosk Substation | 0.4 | --> | 0.4 | 0 | 0 | Constrained, otherwise capacity available =321 kVA | --> | 0.38 | 0 | 0.008 | 0.385 | 0 |  | --> | C14 ex MERVILLE | Merville [T41,T42] | FINGLAS |  | 53.3765 | -6.289
MV/LV Substation DU***036Z |  | 10 kV | _ | LV | 200 kVA :Kiosk Substation | 0.2 | --> | 0.2 | 0 | 0 | Constrained, otherwise capacity available =132 kVA | --> | 0.19 | 0 | 0 | 0.199 | 0 |  | --> | C22 ex UNIDARE | Unidare [T41,T42] | FINGLAS |  | 53.3904 | -6.3232
MV/LV Substation SU***037Y |  | 10 kV | _ | LV | 400 kVA :Building Structure | 0.4 | --> | 0.4 | 0 | 0 | Constrained, otherwise capacity available =349 kVA | --> | 0.38 | 0 | 0 | 0.387 | 0 |  | --> | C20 ex SUTTON | Sutton [T41,T42] | GRANGE (DR) |  | 53.3721 | -6.094
MV/LV Substation NO***037Z |  | 10 kV | _ | LV | 400 kVA :Building Structure | 0.4 | --> | 0.4 | 0 | 0 | Constrained, otherwise capacity available =400 kVA | --> | 0.38 | 0 | 0 | 0.38 | 0 |  | --> | C19 ex KILMORE | Kilmore [T101,T102,T103] | FINGLAS |  | 53.4089 | -6.2515
MV/LV Substation GO***038Y |  | 10 kV | _ | LV | 200 kVA :Building Structure | 0.2 | --> | 0.2 | 0 | 0 | Constrained, otherwise capacity available =142 kVA | --> | 0.19 | 0 | 0 | 0.198 | 0 |  | --> | C17 ex KILMORE | Kilmore [T101,T102,T103] | FINGLAS |  | 53.4038 | -6.2152
MV/LV Substation NO***038Z |  | 10 kV | _ | LV | 400 kVA :Building Structure | 0.4 | --> | 0.4 | 0 | 0 | Constrained, otherwise capacity available =244 kVA | --> | 0.38 | 0 | 0 | 0.401 | 0 |  | --> | C19 ex KILMORE | Kilmore [T101,T102,T103] | FINGLAS |  | 53.409 | -6.2467
MV/LV Substation SA***040Y |  | 10 kV | _ | LV | 400 kVA :Kiosk Substation | 0.4 | --> | 0.4 | 0 | 0 | Constrained, otherwise capacity available =366 kVA | --> | 0.38 | 0 | 0.01 | 0.377 | 0 |  | --> | C16 ex SANTRY | Santry [T41,T42] | FINGLAS |  | 53.3977 | -6.2353
MV/LV Substation CO***040Z |  | 10 kV | _ | LV | 200 kVA :Building Structure | 0.2 | --> | 0.2 | 0.074 | 12.96 |  | --> | 0.19 | 0 | 0.005 | 0.203 | 0 |  | --> | C19 ex ARTANE | Artane [T101,T102] | FINGLAS |  | 53.3937 | -6.2029
MV/LV Substation WA***041Y |  | 10 kV | _ | LV | 400 kVA :Kiosk Substation | 0.4 | --> | 0.4 | 0 | 0 | Constrained, otherwise capacity available =338 kVA | --> | 0.38 | 0 | 0.023 | 0.371 | 0 |  | --> | C18 ex SUTTON | Sutton [T41,T42] | GRANGE (DR) |  | 53.3943 | -6.1239
MV/LV Substation BE***042Z |  | 10 kV | _ | LV | 400 kVA :Kiosk Substation | 0.4 | --> | 0.4 | 0 | 0 | Constrained, otherwise capacity available =314 kVA | --> | 0.38 | 0 | 0.009 | 0.385 | 0 |  | --> | C14 ex SANTRY | Santry [T41,T42] | FINGLAS |  | 53.391 | -6.229
MV/LV Substation WO***043Y |  | 10 kV | _ | LV | 400 kVA :Kiosk Substation | 0.4 | --> | 0.4 | 0 | 0 | Constrained, otherwise capacity available =246 kVA | --> | 0.38 | 0 | 0.007 | 0.395 | 0 |  | --> | C16 ex SANTRY | Santry [T41,T42] | FINGLAS |  | 53.399 | -6.2309
MV/LV Substation BE***043Z |  | 10 kV | _ | LV | 200 kVA :Kiosk Substation | 0.2 | --> | 0.2 | 0 | 0 | Constrained, otherwise capacity available =142 kVA | --> | 0.19 | 0 | 0.033 | 0.173 | 0 |  | --> | C14 ex SANTRY | Santry [T41,T42] | FINGLAS |  | 53.3907 | -6.2316
MV/LV Substation CO***044 |  | 10 kV | _ | LV | 400 kVA :Kiosk Substation | 0.4 | --> | 0.4 | 0.246 | 12.96 |  | --> | 0.38 | 0 | 0.033 | 0.376 | 0 |  | --> | C24 ex ARTANE | Artane [T101,T102] | FINGLAS |  | 53.3852 | -6.227
MV/LV Substation WO***044Y |  | 10 kV | _ | LV | 400 kVA :Kiosk Substation | 0.4 | --> | 0.4 | 0 | 0 | Constrained, otherwise capacity available =254 kVA | --> | 0.38 | 0 | 0.01 | 0.392 | 0 |  | --> | C16 ex SANTRY | Santry [T41,T42] | FINGLAS |  | 53.4011 | -6.2308
MV/LV Substation CO***045 |  | 10 kV | _ | LV | 630 kVA :Kiosk Substation | 0.63 | --> | 0.63 | 0.401 | 12.96 |  | --> | 0.598 | 0 | 0.042 | 0.5 | 0 |  | --> | C24 ex ARTANE | Artane [T101,T102] | FINGLAS |  | 53.3859 | -6.2326
MV/LV Substation AR***046 |  | 10 kV | _ | LV | 630 kVA :Building Structure | 0.63 | --> | 0.63 | 0.5 | 12.96 |  | --> | 0.598 | 0 | 0 | 0.5 | 0 |  | --> | C23 ex ARTANE | Artane [T101,T102] | FINGLAS |  | 53.3841 | -6.2136
MV/LV Substation RE***046Y |  | 10 kV | _ | LV | 630 kVA :Building Structure | 0.63 | --> | 0.63 | 0.43 | 12.96 |  | --> | 0.598 | 0 | 0.018 | 0.5 | 0 |  | --> | C17 ex ARTANE | Artane [T101,T102] | FINGLAS |  | 53.3805 | -6.1857
MV/LV Substation CO***047 |  | 10 kV | _ | LV | 100 kVA :Pole Substation | 0.1 | --> | 0.1 | 0 | 0 | Constrained, otherwise capacity available =87 kVA | --> | 0.095 | 0 | 0 | 0.097 | 0 |  | --> | C13 ex POPPINTREE | Poppintree [T101,T102] | FINGLAS |  | 53.4181 | -6.2633
MV/LV Substation CO***048 |  | 10 kV | _ | LV | 630 kVA :Kiosk Substation | 0.63 | --> | 0.63 | 0.367 | 12.96 |  | --> | 0.598 | 0 | 0.1 | 0.5 | 0 |  | --> | C28 ex ARTANE | Artane [T101,T102] | FINGLAS |  | 53.385 | -6.2036
MV/LV Substation GE***048Y |  | 10 kV | _ | LV | 630 kVA :Building Structure | 0.63 | --> | 0.63 | 0 | 0 | Constrained, otherwise capacity available =612 kVA | --> | 0.598 | 0 | 0 | 0.5 | 0 |  | --> | C11 ex GRANGE (DR) | Grange (dr) [T41,T42] | GRANGE (DR) |  | 53.3939 | -6.1498
MV/LV Substation ST***049 |  | 10 kV | _ | LV | 630 kVA :Kiosk Substation | 0.63 | --> | 0.63 | 0.402 | 12.96 |  | --> | 0.598 | 0 | 0.118 | 0.5 | 0 |  | --> | C28 ex ARTANE | Artane [T101,T102] | FINGLAS |  | 53.3802 | -6.2052
MV/LV Substation EL***049Y |  | 10 kV | _ | LV | 200 kVA :Kiosk Substation | 0.2 | --> | 0.2 | 0.17 | 7.91 |  | --> | 0.19 | 0 | 0 | 0.194 | 0 |  | --> | C26 ex PELLETSTOWN | Pelletstown [T101,T102] | FINGLAS |  | 53.3872 | -6.3488
MV/LV Substation BR***050 |  | 10 kV | _ | LV | 400 kVA :Kiosk Substation | 0.4 | --> | 0.4 | 0.227 | 12.96 |  | --> | 0.38 | 0 | 0.066 | 0.354 | 0 |  | --> | C30 ex ARTANE | Artane [T101,T102] | FINGLAS |  | 53.3805 | -6.1999
MV/LV Substation SH***052 |  | 10 kV | _ | LV | 400 kVA :Kiosk Substation | 0.4 | --> | 0.4 | 0 | 0 | Constrained, otherwise capacity available =272 kVA | --> | 0.38 | 0 | 0.05 | 0.36 | 0 |  | --> | C11 ex SANTRY | Santry [T41,T42] | FINGLAS |  | 53.3897 | -6.2363
MV/LV Substation OL***052Y |  | 10 kV | _ | LV | 400 kVA :Kiosk Substation | 0.4 | --> | 0.4 | 0.393 | 5.82 |  | --> | 0.38 | 0 | 0 | 0.381 | 0 |  | --> | C11 ex COOLOCK | Coolock [T41,T42] | FINGLAS |  | 53.3971 | -6.1908
MV/LV Substation ST***053 |  | 10 kV | _ | LV | 400 kVA :Kiosk Substation | 0.4 | --> | 0.4 | 0.177 | 12.96 |  | --> | 0.38 | 0 | 0.054 | 0.369 | 0 |  | --> | C17 ex ARTANE | Artane [T101,T102] | FINGLAS |  | 53.3863 | -6.1992
MV/LV Substation MA***053Y |  | 10 kV | _ | LV | 400 kVA :Kiosk Substation | 0.4 | --> | 0.4 | 0 | 0 | Constrained, otherwise capacity available =346 kVA | --> | 0.38 | 0 | 0.045 | 0.354 | 0 |  | --> | C20 ex SUTTON | Sutton [T41,T42] | GRANGE (DR) |  | 53.38 | -6.0553
MV/LV Substation LI***053Z |  | 10 kV | _ | LV | 400 kVA :Building Structure | 0.4 | --> | 0.4 | 0 | 0 | Constrained, otherwise capacity available =322 kVA | --> | 0.38 | 0 | 0 | 0.39 | 0 |  | --> | C24 ex UNIDARE | Unidare [T41,T42] | FINGLAS |  | 53.4002 | -6.3025
MV/LV Substation SH***054 |  | 10 kV | _ | LV | 400 kVA :Kiosk Substation | 0.4 | --> | 0.4 | 0.28 | 2.86 |  | --> | 0.38 | 0 | 0.055 | 0.355 | 0 |  | --> | C20 ex BALLYMUN | Ballymun [T41,T42] | FINGLAS |  | 53.39 | -6.2616
MV/LV Substation GR***054Z |  | 10 kV | _ | LV | 200 kVA :Kiosk Substation | 0.2 | --> | 0.2 | 0 | 0 | Constrained, otherwise capacity available =179 kVA | --> | 0.19 | 0 | 0.02 | 0.178 | 0 |  | --> | C20 ex SUTTON | Sutton [T41,T42] | GRANGE (DR) |  | 53.3777 | -6.0612
MV/LV Substation CE***055Z |  | 10 kV | _ | LV | 630 kVA :Building Structure | 0.63 | --> | 0.63 | 0 | 0 | Constrained, otherwise capacity available =455 kVA | --> | 0.598 | 0 | 0.015 | 0.5 | 0 |  | --> | C17 ex UNIDARE | Unidare [T41,T42] | FINGLAS |  | 53.4023 | -6.3008
MV/LV Substation AB***056 |  | 10 kV | _ | LV | 630 kVA :Building Structure | 0.63 | --> | 0.63 | 0 | 0 | Constrained, otherwise capacity available =399 kVA | --> | 0.598 | 0 | 0.01 | 0.5 | 0 |  | --> | C22 ex UNIDARE | Unidare [T41,T42] | FINGLAS |  | 53.3883 | -6.3177
MV/LV Substation SM***056Y |  | 10 kV | _ | LV | 400 kVA :Building Structure | 0.4 | --> | 0.4 | 0 | 0 | Constrained, otherwise capacity available =379 kVA | --> | 0.38 | 0 | 0 | 0.383 | 0 |  | --> | C19 ex KILMORE | Kilmore [T101,T102,T103] | FINGLAS |  | 53.4061 | -6.2191
MV/LV Substation CE***056Z |  | 10 kV | _ | LV | 630 kVA :Building Structure | 0.63 | --> | 0.63 | 0 | 0 | Constrained, otherwise capacity available =587 kVA | --> | 0.598 | 0 | 0 | 0.5 | 0 |  | --> | C24 ex POPPINTREE | Poppintree [T101,T102] | FINGLAS |  | 53.4019 | -6.299
MV/LV Substation SH***057 |  | 10 kV | _ | LV | 400 kVA :Kiosk Substation | 0.4 | --> | 0.4 | 0.237 | 2.86 |  | --> | 0.38 | 0 | 0.029 | 0.38 | 0 |  | --> | C24 ex BALLYMUN | Ballymun [T41,T42] | FINGLAS |  | 53.3913 | -6.2573
MV/LV Substation IS***057Y |  | 10 kV | _ | LV | 400 kVA :Kiosk Substation | 0.4 | --> | 0.4 | 0 | 0 | Constrained, otherwise capacity available =316 kVA | --> | 0.38 | 0 | 0 | 0.391 | 0 |  | --> | C11 ex SUTTON | Sutton [T41,T42] | GRANGE (DR) |  | 53.3877 | -6.0677
MV/LV Substation NO***057Z |  | 10 kV | _ | LV | 400 kVA :Kiosk Substation | 0.4 | --> | 0.4 | 0 | 0 | Constrained, otherwise capacity available =272 kVA | --> | 0.38 | 0 | 0.004 | 0.394 | 0 |  | --> | C16 ex SANTRY | Santry [T41,T42] | FINGLAS |  | 53.3951 | -6.2122
MV/LV Substation AR***058 |  | 10 kV | _ | LV | 630 kVA :Kiosk Substation | 0.63 | --> | 0.63 | 0.36 | 12.96 |  | --> | 0.598 | 0 | 0.043 | 0.5 | 0 |  | --> | C19 ex ARTANE | Artane [T101,T102] | FINGLAS |  | 53.3843 | -6.208
MV/LV Substation ST***058Y |  | 10 kV | _ | LV | 200 kVA :Kiosk Substation | 0.2 | --> | 0.2 | 0 | 0 | Constrained, otherwise capacity available =121 kVA | --> | 0.19 | 0 | 0 | 0.2 | 0 |  | --> | C17 ex HOWTH JUNCTION | Howth Junction [T41,T42] | GRANGE (DR) |  | 53.3846 | -6.1752
MV/LV Substation CO***058Z |  | 10 kV | _ | LV | 630 kVA :Kiosk Substation | 0.63 | --> | 0.63 | 0 | 0 | Constrained, otherwise capacity available =508 kVA | --> | 0.598 | 0 | 0.008 | 0.5 | 0 |  | --> | C14 ex SANTRY | Santry [T41,T42] | FINGLAS |  | 53.3923 | -6.2271
MV/LV Substation HA***059 |  | 10 kV | _ | LV | 400 kVA :Kiosk Substation | 0.4 | --> | 0.4 | 0.203 | 12.96 |  | --> | 0.38 | 0 | 0.067 | 0.356 | 0 |  | --> | C30 ex ARTANE | Artane [T101,T102] | FINGLAS |  | 53.3779 | -6.1946
MV/LV Substation GR***061 |  | 10 kV | _ | LV | 630 kVA :Building Structure | 0.63 | --> | 0.63 | 0 | 0 | Constrained, otherwise capacity available =402 kVA | --> | 0.598 | 0 | 0.059 | 0.5 | 0 |  | --> | C22 ex POPPINTREE | Poppintree [T101,T102] | FINGLAS |  | 53.3919 | -6.2856
MV/LV Substation OM***061Y |  | 10 kV | _ | LV | 630 kVA :Kiosk Substation | 0.63 | --> | 0.63 | 0 | 0 | Constrained, otherwise capacity available =412 kVA | --> | 0.598 | 0 | 0 | 0.5 | 0 |  | --> | C12 ex SANTRY | Santry [T41,T42] | FINGLAS |  | 53.3937 | -6.2475
MV/LV Substation CA***061Z |  | 10 kV | _ | LV | 400 kVA :Kiosk Substation | 0.4 | --> | 0.4 | 0 | 0 | Constrained, otherwise capacity available =318 kVA | --> | 0.38 | 0 | 0.003 | 0.389 | 0 |  | --> | C16 ex SANTRY | Santry [T41,T42] | FINGLAS |  | 53.3943 | -6.1987
MV/LV Substation MA***062 |  | 10 kV | _ | LV | 400 kVA :Kiosk Substation | 0.4 | --> | 0.4 | 0.217 | 12.96 |  | --> | 0.38 | 0 | 0.035 | 0.378 | 0 |  | --> | C24 ex ARTANE | Artane [T101,T102] | FINGLAS |  | 53.3865 | -6.2145
MV/LV Substation WE***063 |  | 10 kV | _ | LV | 400 kVA :Building Structure | 0.4 | --> | 0.4 | 0 | 0 | Constrained, otherwise capacity available =224 kVA | --> | 0.38 | 0 | 0.03 | 0.381 | 0 |  | --> | C12 ex MERVILLE | Merville [T41,T42] | FINGLAS |  | 53.3853 | -6.3097
MV/LV Substation HO***063Y |  | 10 kV | _ | LV | 400 kVA :Kiosk Substation | 0.4 | --> | 0.4 | 0 | 0 | Constrained, otherwise capacity available =348 kVA | --> | 0.38 | 0 | 0 | 0.387 | 0 |  | --> | C11 ex SUTTON | Sutton [T41,T42] | GRANGE (DR) |  | 53.388 | -6.0654
MV/LV Substation CO***063Z |  | 10 kV | _ | LV | 200 kVA :Kiosk Substation | 0.2 | --> | 0.2 | 0 | 0 | Constrained, otherwise capacity available =155 kVA | --> | 0.19 | 0 | 0 | 0.196 | 0 |  | --> | C14 ex SANTRY | Santry [T41,T42] | FINGLAS |  | 53.3931 | -6.2296
MV/LV Substation TE***064Y |  | 10 kV | _ | LV | 400 kVA :Kiosk Substation | 0.4 | --> | 0.4 | 0 | 0 | Constrained, otherwise capacity available =311 kVA | --> | 0.38 | 0 | 0.021 | 0.376 | 0 |  | --> | C13 ex GRANGE (DR) | Grange (dr) [T41,T42] | GRANGE (DR) |  | 53.4011 | -6.1753
MV/LV Substation CO***064Z |  | 10 kV | _ | LV | 400 kVA :Kiosk Substation | 0.4 | --> | 0.4 | 0 | 0 | Constrained, otherwise capacity available =292 kVA | --> | 0.38 | 0 | 0.005 | 0.391 | 0 |  | --> | C14 ex SANTRY | Santry [T41,T42] | FINGLAS |  | 53.3922 | -6.2282
MV/LV Substation BA***065 |  | 10 kV | _ | LV | 630 kVA :Building Structure | 0.63 | --> | 0.63 | 0 | 0 | Constrained, otherwise capacity available =355 kVA | --> | 0.598 | 0 | 0.042 | 0.5 | 0 |  | --> | C20 ex MERVILLE | Merville [T41,T42] | FINGLAS |  | 53.395 | -6.3071
MV/LV Substation TE***065Y |  | 10 kV | _ | LV | 400 kVA :Kiosk Substation | 0.4 | --> | 0.4 | 0 | 0 | Constrained, otherwise capacity available =138 kVA | --> | 0.38 | 0 | 0.094 | 0.344 | 0 |  | --> | C13 ex GRANGE (DR) | Grange (dr) [T41,T42] | GRANGE (DR) |  | 53.3992 | -6.1781
MV/LV Substation MA***065Z |  | 10 kV | _ | LV | 400 kVA :Building Structure | 0.4 | --> | 0.4 | 0 | 0 | Constrained, otherwise capacity available =353 kVA | --> | 0.38 | 0 | 0 | 0.386 | 0 |  | --> | C14 ex MERVILLE | Merville [T41,T42] | FINGLAS |  | 53.3785 | -6.2892
MV/LV Substation PL***066 |  | 10 kV | _ | LV | 400 kVA :Building Structure | 0.4 | --> | 0.4 | 0 | 0 | Constrained, otherwise capacity available =228 kVA | --> | 0.38 | 0 | 0.016 | 0.391 | 0 |  | --> | C20 ex MERVILLE | Merville [T41,T42] | FINGLAS |  | 53.3974 | -6.3133
MV/LV Substation TE***066Y |  | 10 kV | _ | LV | 400 kVA :Kiosk Substation | 0.4 | --> | 0.4 | 0 | 0 | Constrained, otherwise capacity available =186 kVA | --> | 0.38 | 0 | 0.048 | 0.372 | 0 |  | --> | C13 ex GRANGE (DR) | Grange (dr) [T41,T42] | GRANGE (DR) |  | 53.4003 | -6.1723
MV/LV Substation MA***066Z |  | 10 kV | _ | LV | 400 kVA :Building Structure | 0.4 | --> | 0.4 | 0 | 0 | Constrained, otherwise capacity available =375 kVA | --> | 0.38 | 0 | 0.01 | 0.376 | 0 |  | --> | C14 ex MERVILLE | Merville [T41,T42] | FINGLAS |  | 53.3791 | -6.2906
MV/LV Substation WH***067 |  | 10 kV | _ | LV | 400 kVA :Building Structure | 0.4 | --> | 0.4 | 0 | 0 | Constrained, otherwise capacity available =298 kVA | --> | 0.38 | 0 | 0.015 | 0.383 | 0 |  | --> | C22 ex POPPINTREE | Poppintree [T101,T102] | FINGLAS |  | 53.3974 | -6.2928
MV/LV Substation FI***067Z |  | 10 kV | _ | LV | 630 kVA :Building Structure | 0.63 | --> | 0.63 | 0 | 0 | Constrained, otherwise capacity available =456 kVA | --> | 0.598 | 0 | 0.015 | 0.5 | 0 |  | --> | C22 ex POPPINTREE | Poppintree [T101,T102] | FINGLAS |  | 53.3982 | -6.294
MV/LV Substation TH***068Z |  | 10 kV | _ | LV | 400 kVA :Kiosk Substation | 0.4 | --> | 0.4 | 0.296 | 5.82 |  | --> | 0.38 | 0 | 0 | 0.394 | 0 |  | --> | C22 ex COOLOCK | Coolock [T41,T42] | FINGLAS |  | 53.3887 | -6.1791
MV/LV Substation CA***069Y |  | 10 kV | _ | LV | 400 kVA :Kiosk Substation | 0.4 | --> | 0.4 | 0.358 | 12.96 |  | --> | 0.38 | 0 | 0.031 | 0.363 | 0 |  | --> | C23 ex ARTANE | Artane [T101,T102] | FINGLAS |  | 53.3793 | -6.2141
MV/LV Substation SA***070Y |  | 10 kV | _ | LV | 200 kVA :Building Structure | 0.2 | --> | 0.2 | 0 | 0 | Constrained, otherwise capacity available =195 kVA | --> | 0.19 | 0 | 0 | 0.191 | 0 |  | --> | C17 ex SANTRY | Santry [T41,T42] | FINGLAS |  | 53.4009 | -6.2441
MV/LV Substation DA***070Z |  | 10 kV | _ | LV | 200 kVA :Building Structure | 0.2 | --> | 0.2 | 0 | 0 | Constrained, otherwise capacity available =109 kVA | --> | 0.19 | 0 | 0.01 | 0.195 | 0 |  | --> | C22 ex GRANGE (DR) | Grange (dr) [T41,T42] | GRANGE (DR) |  | 53.4018 | -6.1945
MV/LV Substation EN***071 |  | 10 kV | _ | LV | 400 kVA :Kiosk Substation | 0.4 | --> | 0.4 | 0.286 | 12.96 |  | --> | 0.38 | 0 | 0.052 | 0.357 | 0 |  | --> | C30 ex ARTANE | Artane [T101,T102] | FINGLAS |  | 53.3781 | -6.1867
MV/LV Substation CI***071Y |  | 10 kV | _ | LV | 630 kVA :Kiosk Substation | 0.63 | --> | 0.63 | 0 | 0 | Constrained, otherwise capacity available =615 kVA | --> | 0.598 | 0 | 0 | 0.5 | 0 |  | --> | C19 ex KILMORE | Kilmore [T101,T102,T103] | FINGLAS |  | 53.4075 | -6.2477
MV/LV Substation BO***072 |  | 10 kV | _ | LV | 400 kVA :Building Structure | 0.4 | --> | 0.4 | 0.196 | 12.96 |  | --> | 0.38 | 0 | 0.035 | 0.381 | 0 |  | --> | C17 ex ARTANE | Artane [T101,T102] | FINGLAS |  | 53.3819 | -6.1885
MV/LV Substation N ***072Z |  | 10 kV | _ | LV | 630 kVA :Building Structure | 0.63 | --> | 0.63 | 0 | 0 | Constrained, otherwise capacity available =317 kVA | --> | 0.598 | 0 | 0 | 0.5 | 0 |  | --> | C20 ex CLONSHAUGH | Clonshaugh [T41,T42] | FINGLAS |  | 53.4056 | -6.2184
MV/LV Substation CE***073 |  | 10 kV | _ | LV | 400 kVA :Building Structure | 0.4 | --> | 0.4 | 0.241 | 12.96 |  | --> | 0.38 | 0 | 0.046 | 0.367 | 0 |  | --> | C17 ex ARTANE | Artane [T101,T102] | FINGLAS |  | 53.3854 | -6.1951
MV/LV Substation EA***073Y |  | 10 kV | _ | LV | 400 kVA :Building Structure | 0.4 | --> | 0.4 | 0 | 0 | Constrained, otherwise capacity available =319 kVA | --> | 0.38 | 0 | 0 | 0.39 | 0 |  | --> | C20 ex CLONSHAUGH | Clonshaugh [T41,T42] | FINGLAS |  | 53.4069 | -6.2174
MV/LV Substation FI***073Z |  | 10 kV | _ | LV | 400 kVA :Kiosk Substation | 0.4 | --> | 0.4 | 0 | 0 | Constrained, otherwise capacity available =338 kVA | --> | 0.38 | 0 | 0.015 | 0.377 | 0 |  | --> | C27 ex POPPINTREE | Poppintree [T101,T102] | FINGLAS |  | 53.4005 | -6.3081
MV/LV Substation WI***074 |  | 10 kV | _ | LV | 400 kVA :Kiosk Substation | 0.4 | --> | 0.4 | 0 | 0 | Constrained, otherwise capacity available =221 kVA | --> | 0.38 | 0 | 0.056 | 0.362 | 0 |  | --> | C22 ex POPPINTREE | Poppintree [T101,T102] | FINGLAS |  | 53.3922 | -6.2787
MV/LV Substation WO***074Z |  | 10 kV | _ | LV | 630 kVA :Building Structure | 0.63 | --> | 0.63 | 0 | 0 | Constrained, otherwise capacity available =507 kVA | --> | 0.598 | 0 | 0 | 0.5 | 0 |  | --> | C19 ex KILMORE | Kilmore [T101,T102,T103] | FINGLAS |  | 53.4085 | -6.2363
MV/LV Substation CA***076Y |  | 10 kV | _ | LV | 400 kVA :Kiosk Substation | 0.4 | --> | 0.4 | 0 | 0 | Constrained, otherwise capacity available =299 kVA | --> | 0.38 | 0 | 0.039 | 0.365 | 0 |  | --> | C18 ex SUTTON | Sutton [T41,T42] | GRANGE (DR) |  | 53.4001 | -6.1387
MV/LV Substation LO***077Z |  | 10 kV | _ | LV | 400 kVA :Kiosk Substation | 0.4 | --> | 0.4 | 0 | 0 | Constrained, otherwise capacity available =236 kVA | --> | 0.38 | 0 | 0 | 0.402 | 0 |  | --> | C18 ex POPPINTREE | Poppintree [T101,T102] | FINGLAS |  | 53.3969 | -6.2587
MV/LV Substation CE***078 |  | 10 kV | _ | LV | 400 kVA :Kiosk Substation | 0.4 | --> | 0.4 | 0 | 0 | Constrained, otherwise capacity available =323 kVA | --> | 0.38 | 0 | 0.043 | 0.358 | 0 |  | --> | C20 ex UNIDARE | Unidare [T41,T42] | FINGLAS |  | 53.3953 | -6.2846
MV/LV Substation EL***078Y |  | 10 kV | _ | LV | 50 kVA :Pole Substation | 0.05 | --> | 0.05 | 0.047 | 7.91 |  | --> | 0.048 | 0 | 0 | 0.048 | 0 |  | --> | C26 ex PELLETSTOWN | Pelletstown [T101,T102] | FINGLAS |  | 53.3847 | -6.3452
MV/LV Substation CO***078Z |  | 10 kV | _ | LV | 400 kVA :Kiosk Substation | 0.4 | --> | 0.4 | 0 | 0 | Constrained, otherwise capacity available =324 kVA | --> | 0.38 | 0 | 0 | 0.39 | 0 |  | --> | C18 ex POPPINTREE | Poppintree [T101,T102] | FINGLAS |  | 53.3959 | -6.2572
MV/LV Substation ST***079X |  | 10 kV | _ | LV | 400 kVA :Kiosk Substation | 0.4 | --> | 0.4 | 0.287 | 12.96 |  | --> | 0.38 | 0 | 0.048 | 0.36 | 0 |  | --> | C28 ex ARTANE | Artane [T101,T102] | FINGLAS |  | 53.3799 | -6.2067
MV/LV Substation SA***079Z |  | 10 kV | _ | LV | 200 kVA :Pole Substation | 0.2 | --> | 0.2 | 0 | 0 | Constrained, otherwise capacity available =174 kVA | --> | 0.19 | 0 | 0.029 | 0.172 | 0 |  | --> | C13 ex POPPINTREE | Poppintree [T101,T102] | FINGLAS |  | 53.4286 | -6.3016
MV/LV Substation SH***080 |  | 10 kV | _ | LV | 400 kVA :Kiosk Substation | 0.4 | --> | 0.4 | 0 | 0 | Constrained, otherwise capacity available =234 kVA | --> | 0.38 | 0 | 0.073 | 0.348 | 0 |  | --> | C18 ex POPPINTREE | Poppintree [T101,T102] | FINGLAS |  | 53.3937 | -6.2513
MV/LV Substation WA***080Y |  | 10 kV | _ | LV | 630 kVA :Kiosk Substation | 0.63 | --> | 0.63 | 0.466 | 5.82 |  | --> | 0.598 | 0 | 0 | 0.5 | 0 |  | --> | C21 ex COOLOCK | Coolock [T41,T42] | FINGLAS |  | 53.3962 | -6.1955
MV/LV Substation RE***080Z |  | 10 kV | _ | LV | 200 kVA :Kiosk Substation | 0.2 | --> | 0.2 | 0 | 0 | Constrained, otherwise capacity available =165 kVA | --> | 0.19 | 0 | 0 | 0.195 | 0 |  | --> | C12 ex SUTTON | Sutton [T41,T42] | GRANGE (DR) |  | 53.3974 | -6.1389
MV/LV Substation GR***081Z |  | 10 kV | _ | LV | 400 kVA :Kiosk Substation | 0.4 | --> | 0.4 | 0 | 0 | Constrained, otherwise capacity available =296 kVA | --> | 0.38 | 0 | 0 | 0.394 | 0 |  | --> | C13 ex GRANGE (DR) | Grange (dr) [T41,T42] | GRANGE (DR) |  | 53.4011 | -6.1636
MV/LV Substation DU***082Y |  | 10 kV | _ | LV | 400 kVA :Kiosk Substation | 0.4 | --> | 0.4 | 0 | 0 | Constrained, otherwise capacity available =275 kVA | --> | 0.38 | 0 | 0.037 | 0.369 | 0 |  | --> | C18 ex SUTTON | Sutton [T41,T42] | GRANGE (DR) |  | 53.3965 | -6.1267
MV/LV Substation BR***082Z |  | 10 kV | _ | LV | 100 kVA :Pole Substation | 0.1 | --> | 0.1 | 0 | 0 | Constrained, otherwise capacity available =22 kVA | --> | 0.095 | 0 | 0 | 0.105 | 0 |  | --> | E11 ex ASHBOURNE | Ashbourne [T421,T422] | FINGLAS |  | 53.4326 | -6.3295
MV/LV Substation MA***084Y |  | 10 kV | _ | LV | 630 kVA :Building Structure | 0.63 | --> | 0.63 | 0 | 0 | Constrained, otherwise capacity available =385 kVA | --> | 0.598 | 0 | 0 | 0.5 | 0 |  | --> | C21 ex POPPINTREE | Poppintree [T101,T102] | FINGLAS |  | 53.403 | -6.288
MV/LV Substation OA***085 |  | 10 kV | _ | LV | 400 kVA :Kiosk Substation | 0.4 | --> | 0.4 | 0 | 0 | Constrained, otherwise capacity available =211 kVA | --> | 0.38 | 0 | 0.037 | 0.378 | 0 |  | --> | C21 ex UNIDARE | Unidare [T41,T42] | FINGLAS |  | 53.3959 | -6.2892
MV/LV Substation HE***085Z |  | 10 kV | _ | LV | 630 kVA :Kiosk Substation | 0.63 | --> | 0.63 | 0 | 0 | Constrained, otherwise capacity available =532 kVA | --> | 0.598 | 0 | 0.009 | 0.5 | 0 |  | --> | C22 ex UNIDARE | Unidare [T41,T42] | FINGLAS |  | 53.3935 | -6.3009
MV/LV Substation EL***086 |  | 10 kV | _ | LV | 400 kVA :Kiosk Substation | 0.4 | --> | 0.4 | 0.278 | 12.96 |  | --> | 0.38 | 0 | 0.041 | 0.366 | 0 |  | --> | C20 ex ARTANE | Artane [T101,T102] | FINGLAS |  | 53.3813 | -6.2272
MV/LV Substation WR***086Y |  | 10 kV | _ | LV | 630 kVA :Building Structure | 0.63 | --> | 0.63 | 0 | 0 | Constrained, otherwise capacity available =461 kVA | --> | 0.598 | 0 | 0 | 0.5 | 0 |  | --> | C11 ex SUTTON | Sutton [T41,T42] | GRANGE (DR) |  | 53.3896 | -6.0746
MV/LV Substation CH***087 |  | 10 kV | _ | LV | 400 kVA :Kiosk Substation | 0.4 | --> | 0.4 | 0.257 | 12.96 |  | --> | 0.38 | 0 | 0.049 | 0.363 | 0 |  | --> | C19 ex ARTANE | Artane [T101,T102] | FINGLAS |  | 53.388 | -6.2099
MV/LV Substation PJ***088Z |  | 10 kV | _ | LV | 400 kVA :Building Structure | 0.4 | --> | 0.4 | 0 | 0 | Constrained, otherwise capacity available =371 kVA | --> | 0.38 | 0 | 0 | 0.384 | 0 |  | --> | C22 ex GRANGE (DR) | Grange (dr) [T41,T42] | GRANGE (DR) |  | 53.4052 | -6.182
MV/LV Substation FI***089 |  | 10 kV | _ | LV | 400 kVA :Kiosk Substation | 0.4 | --> | 0.4 | 0 | 0 | Constrained, otherwise capacity available =324 kVA | --> | 0.38 | 0 | 0 | 0.39 | 0 |  | --> | C20 ex MERVILLE | Merville [T41,T42] | FINGLAS |  | 53.3901 | -6.2955
MV/LV Substation CO***089Z |  | 10 kV | _ | LV | 630 kVA :Kiosk Substation | 0.63 | --> | 0.63 | 0 | 0 | Constrained, otherwise capacity available =565 kVA | --> | 0.598 | 0 | 0 | 0.5 | 0 |  | --> | C11 ex SUTTON | Sutton [T41,T42] | GRANGE (DR) |  | 53.3904 | -6.0942
MV/LV Substation PI***090 |  | 10 kV | _ | LV | 400 kVA :Kiosk Substation | 0.4 | --> | 0.4 | 0.242 | 2.86 |  | --> | 0.38 | 0 | 0.071 | 0.348 | 0 |  | --> | C19 ex BALLYMUN | Ballymun [T41,T42] | FINGLAS |  | 53.3932 | -6.273
MV/LV Substation AS***092 |  | 10 kV | _ | LV | 100 kVA :Pole Substation | 0.1 | --> | 0.1 | 0.084 | 7.91 |  | --> | 0.095 | 0 | 0 | 0.097 | 0 |  | --> | C26 ex PELLETSTOWN | Pelletstown [T101,T102] | FINGLAS |  | 53.3816 | -6.3459
MV/LV Substation FU***092Z |  | 10 kV | _ | LV | 400 kVA :Building Structure | 0.4 | --> | 0.4 | 0 | 0 | Constrained, otherwise capacity available =298 kVA | --> | 0.38 | 0 | 0.029 | 0.372 | 0 |  | --> | C17 ex SANTRY | Santry [T41,T42] | FINGLAS |  | 53.407 | -6.2408
MV/LV Substation DU***093 |  | 10 kV | _ | LV | 400 kVA :Kiosk Substation | 0.4 | --> | 0.4 | 0.38 | 7.91 |  | --> | 0.38 | 0 | 0 | 0.383 | 0 |  | --> | C26 ex PELLETSTOWN | Pelletstown [T101,T102] | FINGLAS |  | 53.3823 | -6.3379
MV/LV Substation FU***093Z |  | 10 kV | _ | LV | 400 kVA :Building Structure | 0.4 | --> | 0.4 | 0 | 0 | Constrained, otherwise capacity available =340 kVA | --> | 0.38 | 0 | 0 | 0.388 | 0 |  | --> | C17 ex SANTRY | Santry [T41,T42] | FINGLAS |  | 53.4058 | -6.2415
MV/LV Substation DU***094 |  | 10 kV | _ | LV | 100 kVA :Pole Substation | 0.1 | --> | 0.1 | 0.071 | 7.91 |  | --> | 0.095 | 0 | 0 | 0.099 | 0 |  | --> | C26 ex PELLETSTOWN | Pelletstown [T101,T102] | FINGLAS |  | 53.3855 | -6.3381
MV/LV Substation AE***094Z |  | 10 kV | _ | LV | 200 kVA :Kiosk Substation | 0.2 | --> | 0.2 | 0 | 0 | Constrained, otherwise capacity available =137 kVA | --> | 0.19 | 0 | 0 | 0.198 | 0 |  | --> | C13 ex POPPINTREE | Poppintree [T101,T102] | FINGLAS |  | 53.4187 | -6.2735
MV/LV Substation CA***095 |  | 10 kV | _ | LV | 1000 kVA :Building Structure | 1 | --> | 1 | 0 | 0 | Constrained, otherwise capacity available =613 kVA | --> | 0.95 | 0 | 0 | 0.5 | 0 |  | --> | C17 ex BALLYCOOLIN | Ballycoolin [T41,T42,T43] | FINGLAS |  | 53.3949 | -6.3281
MV/LV Substation NO***095Z |  | 10 kV | _ | LV | 630 kVA :Building Structure | 0.63 | --> | 0.63 | 0 | 0 | Constrained, otherwise capacity available =460 kVA | --> | 0.598 | 0 | 0 | 0.5 | 0 |  | --> | C31 ex CLONSHAUGH | Clonshaugh [T41,T42] | FINGLAS |  | 53.396 | -6.2125
MV/LV Substation LO***097 |  | 10 kV | _ | LV | 400 kVA :Kiosk Substation | 0.4 | --> | 0.4 | 0 | 0 | Constrained, otherwise capacity available =294 kVA | --> | 0.38 | 0 | 0.039 | 0.365 | 0 |  | --> | C14 ex SANTRY | Santry [T41,T42] | FINGLAS |  | 53.3938 | -6.2325
MV/LV Substation JA***098 |  | 10 kV | _ | LV | 400 kVA :Kiosk Substation | 0.4 | --> | 0.4 | 0 | 0 | Constrained, otherwise capacity available =324 kVA | --> | 0.38 | 0 | 0 | 0.39 | 0 |  | --> | C16 ex MERVILLE | Merville [T41,T42] | FINGLAS |  | 53.3827 | -6.2942
MV/LV Substation BA***098Y |  | 10 kV | _ | LV | 400 kVA :Kiosk Substation | 0.4 | --> | 0.4 | 0 | 0 | Constrained, otherwise capacity available =321 kVA | --> | 0.38 | 0 | 0 | 0.391 | 0 |  | --> | C20 ex MERVILLE | Merville [T41,T42] | FINGLAS |  | 53.3954 | -6.312
MV/LV Substation WA***099Y |  | 10 kV | _ | LV | 630 kVA :Building Structure | 0.63 | --> | 0.63 | 0 | 0 | Constrained, otherwise capacity available =628 kVA | --> | 0.598 | 0 | 0 | 0.5 | 0 |  | --> | C21 ex POPPINTREE | Poppintree [T101,T102] | FINGLAS |  | 53.4027 | -6.29
MV/LV Substation TE***100 |  | 10 kV | _ | LV | 400 kVA :Kiosk Substation | 0.4 | --> | 0.4 | 0.262 | 12.96 |  | --> | 0.38 | 0 | 0.052 | 0.36 | 0 |  | --> | C30 ex ARTANE | Artane [T101,T102] | FINGLAS |  | 53.3819 | -6.1982
MV/LV Substation WO***100Y |  | 10 kV | _ | LV | 200 kVA :Kiosk Substation | 0.2 | --> | 0.2 | 0.142 | 5.82 |  | --> | 0.19 | 0 | 0.05 | 0.161 | 0 |  | --> | C11 ex COOLOCK | Coolock [T41,T42] | FINGLAS |  | 53.3956 | -6.1911
MV/LV Substation CO***100Z |  | 10 kV | _ | LV | 50 kVA :Pole Substation | 0.05 | --> | 0.05 | 0 | 0 | Constrained, otherwise capacity available =50 kVA | --> | 0.048 | 0 | 0 | 0.048 | 0 |  | --> | C13 ex POPPINTREE | Poppintree [T101,T102] | FINGLAS |  | 53.416 | -6.2537
MV/LV Substation NO***101Z |  | 10 kV | _ | LV | 400 kVA :Building Structure | 0.4 | --> | 0.4 | 0 | 0 | Constrained, otherwise capacity available =323 kVA | --> | 0.38 | 0 | 0 | 0.39 | 0 |  | --> | C20 ex MERVILLE | Merville [T41,T42] | FINGLAS |  | 53.396 | -6.317
MV/LV Substation SH***102 |  | 10 kV | _ | LV | 400 kVA :Kiosk Substation | 0.4 | --> | 0.4 | 0 | 0 | Constrained, otherwise capacity available =298 kVA | --> | 0.38 | 0 | 0.019 | 0.38 | 0 |  | --> | C20 ex SANTRY | Santry [T41,T42] | FINGLAS |  | 53.3979 | -6.2522
MV/LV Substation NO***102Z |  | 10 kV | _ | LV | 630 kVA :Building Structure | 0.63 | --> | 0.63 | 0 | 0 | Constrained, otherwise capacity available =541 kVA | --> | 0.598 | 0 | 0.01 | 0.5 | 0 |  | --> | C20 ex MERVILLE | Merville [T41,T42] | FINGLAS |  | 53.3971 | -6.3169
MV/LV Substation CA***103 |  | 10 kV | _ | LV | 400 kVA :Kiosk Substation | 0.4 | --> | 0.4 | 0 | 0 | Constrained, otherwise capacity available =194 kVA | --> | 0.38 | 0 | 0.008 | 0.401 | 0 |  | --> | C20 ex MERVILLE | Merville [T41,T42] | FINGLAS |  | 53.3916 | -6.308
MV/LV Substation EL***103Y |  | 10 kV | _ | LV | 400 kVA :Kiosk Substation | 0.4 | --> | 0.4 | 0 | 0 | Constrained, otherwise capacity available =224 kVA | --> | 0.38 | 0 | 0.02 | 0.388 | 0 |  | --> | C19 ex GRANGE (DR) | Grange (dr) [T41,T42] | GRANGE (DR) |  | 53.3994 | -6.1701
MV/LV Substation NO***103Z |  | 10 kV | _ | LV | 400 kVA :Building Structure | 0.4 | --> | 0.4 | 0 | 0 | Constrained, otherwise capacity available =226 kVA | --> | 0.38 | 0 | 0 | 0.403 | 0 |  | --> | C20 ex MERVILLE | Merville [T41,T42] | FINGLAS |  | 53.3993 | -6.3175
MV/LV Substation WE***104Y |  | 10 kV | _ | LV | 400 kVA :Kiosk Substation | 0.4 | --> | 0.4 | 0 | 0 | Constrained, otherwise capacity available =253 kVA | --> | 0.38 | 0 | 0.03 | 0.377 | 0 |  | --> | C19 ex GRANGE (DR) | Grange (dr) [T41,T42] | GRANGE (DR) |  | 53.399 | -6.1648
MV/LV Substation NO***104Z |  | 10 kV | _ | LV | 630 kVA :Building Structure | 0.63 | --> | 0.63 | 0 | 0 | Constrained, otherwise capacity available =509 kVA | --> | 0.598 | 0 | 0 | 0.5 | 0 |  | --> | C20 ex MERVILLE | Merville [T41,T42] | FINGLAS |  | 53.3986 | -6.3157
MV/LV Substation SA***105Y |  | 10 kV | _ | LV | 400 kVA :Kiosk Substation | 0.4 | --> | 0.4 | 0 | 0 | Constrained, otherwise capacity available =382 kVA | --> | 0.38 | 0 | 0.028 | 0.362 | 0 |  | --> | C20 ex SUTTON | Sutton [T41,T42] | GRANGE (DR) |  | 53.3856 | -6.1015
MV/LV Substation FU***106Y |  | 10 kV | _ | LV | 400 kVA :Building Structure | 0.4 | --> | 0.4 | 0 | 0 |  | --> | 0.38 | 0 | 0 | 0.411 | 0 |  | --> | C17 ex SANTRY | Santry [T41,T42] | FINGLAS |  | 53.4065 | -6.2451
MV/LV Substation PL***108 |  | 10 kV | _ | LV | 400 kVA :Kiosk Substation | 0.4 | --> | 0.4 | 0 | 0 | Constrained, otherwise capacity available =212 kVA | --> | 0.38 | 0 | 0.035 | 0.379 | 0 |  | --> | C27 ex POPPINTREE | Poppintree [T101,T102] | FINGLAS |  | 53.3988 | -6.3097
MV/LV Substation NO***108Y |  | 10 kV | _ | LV | 630 kVA :Building Structure | 0.63 | --> | 0.63 | 0 | 0 | Constrained, otherwise capacity available =478 kVA | --> | 0.598 | 0 | 0 | 0.5 | 0 |  | --> | C24 ex UNIDARE | Unidare [T41,T42] | FINGLAS |  | 53.4011 | -6.3014
MV/LV Substation BR***109 |  | 10 kV | _ | LV | 400 kVA :Building Structure | 0.4 | --> | 0.4 | 0.134 | 12.96 |  | --> | 0.38 | 0 | 0.125 | 0.322 | 0 |  | --> | C30 ex ARTANE | Artane [T101,T102] | FINGLAS |  | 53.379 | -6.1977
MV/LV Substation AW***109Z |  | 10 kV | _ | LV | 200 kVA :Kiosk Substation | 0.2 | --> | 0.2 | 0 | 0 | Constrained, otherwise capacity available =180 kVA | --> | 0.19 | 0 | 0 | 0.193 | 0 |  | --> | C20 ex MERVILLE | Merville [T41,T42] | FINGLAS |  | 53.3879 | -6.3035
MV/LV Substation GR***110 |  | 10 kV | _ | LV | 400 kVA :Building Structure | 0.4 | --> | 0.4 | 0 | 0 | Constrained, otherwise capacity available =198 kVA | --> | 0.38 | 0 | 0.033 | 0.382 | 0 |  | --> | C16 ex SANTRY | Santry [T41,T42] | FINGLAS |  | 53.3951 | -6.1991
MV/LV Substation CL***111Z |  | 10 kV | _ | LV | 200 kVA :Kiosk Substation | 0.2 | --> | 0.2 | 0 | 0 | Constrained, otherwise capacity available =168 kVA | --> | 0.19 | 0 | 0.012 | 0.186 | 0 |  | --> | C31 ex CLONSHAUGH | Clonshaugh [T41,T42] | FINGLAS |  | 53.4022 | -6.2067
MV/LV Substation FE***112 |  | 10 kV | _ | LV | 400 kVA :Building Structure | 0.4 | --> | 0.4 | 0 | 0 | Constrained, otherwise capacity available =150 kVA | --> | 0.38 | 0 | 0.037 | 0.385 | 0 |  | --> | C16 ex SANTRY | Santry [T41,T42] | FINGLAS |  | 53.3988 | -6.2005
MV/LV Substation SA***112Z |  | 10 kV | _ | LV | 200 kVA :Kiosk Substation | 0.2 | --> | 0.2 | 0 | 0 | Constrained, otherwise capacity available =137 kVA | --> | 0.19 | 0 | 0 | 0.198 | 0 |  | --> | C20 ex SANTRY | Santry [T41,T42] | FINGLAS |  | 53.399 | -6.2536
MV/LV Substation GL***113 |  | 10 kV | _ | LV | 400 kVA :Building Structure | 0.4 | --> | 0.4 | 0 | 0 | Constrained, otherwise capacity available =183 kVA | --> | 0.38 | 0 | 0.026 | 0.389 | 0 |  | --> | C16 ex SANTRY | Santry [T41,T42] | FINGLAS |  | 53.3989 | -6.2067
MV/LV Substation BU***114 |  | 10 kV | _ | LV | 400 kVA :Building Structure | 0.4 | --> | 0.4 | 0.248 | 12.96 |  | --> | 0.38 | 0 | 0.025 | 0.382 | 0 |  | --> | C19 ex ARTANE | Artane [T101,T102] | FINGLAS |  | 53.3932 | -6.2048
MV/LV Substation AD***115 |  | 10 kV | _ | LV | 400 kVA :Building Structure | 0.4 | --> | 0.4 | 0.238 | 12.96 |  | --> | 0.38 | 0 | 0.01 | 0.394 | 0 |  | --> | C22 ex ARTANE | Artane [T101,T102] | FINGLAS |  | 53.395 | -6.2098
MV/LV Substation ST***115Z |  | 10 kV | _ | LV | 400 kVA :Kiosk Substation | 0.4 | --> | 0.4 | 0 | 0 | Constrained, otherwise capacity available =400 kVA | --> | 0.38 | 0 | 0 | 0.38 | 0 |  | --> | C19 ex SUTTON | Sutton [T41,T42] | GRANGE (DR) |  | 53.3903 | -6.1174
MV/LV Substation ST***116 |  | 10 kV | _ | LV | 400 kVA :Kiosk Substation | 0.4 | --> | 0.4 | 0 | 0 | Constrained, otherwise capacity available =238 kVA | --> | 0.38 | 0 | 0.018 | 0.388 | 0 |  | --> | C20 ex MERVILLE | Merville [T41,T42] | FINGLAS |  | 53.3877 | -6.3064
MV/LV Substation RE***116Z |  | 10 kV | _ | LV | 630 kVA :Building Structure | 0.63 | --> | 0.63 | 0 | 0 | Constrained, otherwise capacity available =602 kVA | --> | 0.598 | 0 | 0 | 0.5 | 0 |  | --> | C23 ex KILMORE | Kilmore [T101,T102,T103] | FINGLAS |  | 53.4021 | -6.2255
MV/LV Substation BA***117 |  | 10 kV | _ | LV | 400 kVA :Kiosk Substation | 0.4 | --> | 0.4 | 0.244 | 2.86 |  | --> | 0.38 | 0 | 0.073 | 0.347 | 0 |  | --> | C17 ex BALLYMUN | Ballymun [T41,T42] | FINGLAS |  | 53.3896 | -6.2746
MV/LV Substation MU***118 |  | 10 kV | _ | LV | 200 kVA :Building Structure | 0.2 | --> | 0.2 | 0 | 0 | Constrained, otherwise capacity available =122 kVA | --> | 0.19 | 0 | 0.04 | 0.171 | 0 |  | --> | C19 ex POPPINTREE | Poppintree [T101,T102] | FINGLAS |  | 53.4029 | -6.2711
MV/LV Substation CA***118Y |  | 10 kV | _ | LV | 200 kVA :Kiosk Substation | 0.2 | --> | 0.2 | 0 | 0 | Constrained, otherwise capacity available =173 kVA | --> | 0.19 | 0 | 0 | 0.194 | 0 |  | --> | C22 ex GRANGE (DR) | Grange (dr) [T41,T42] | GRANGE (DR) |  | 53.406 | -6.2017
MV/LV Substation WH***118Z |  | 10 kV | _ | LV | 630 kVA :Kiosk Substation | 0.63 | --> | 0.63 | 0 | 0 | Constrained, otherwise capacity available =515 kVA | --> | 0.598 | 0 | 0 | 0.5 | 0 |  | --> | C18 ex POPPINTREE | Poppintree [T101,T102] | FINGLAS |  | 53.392 | -6.255
MV/LV Substation CR***119 |  | 10 kV | _ | LV | 400 kVA :Kiosk Substation | 0.4 | --> | 0.4 | 0 | 0 | Constrained, otherwise capacity available =282 kVA | --> | 0.38 | 0 | 0.007 | 0.391 | 0 |  | --> | C16 ex SANTRY | Santry [T41,T42] | FINGLAS |  | 53.3948 | -6.2169
MV/LV Substation DU***119Y |  | 10 kV | _ | LV | 400 kVA :Building Structure | 0.4 | --> | 0.4 | 0 | 0 | Constrained, otherwise capacity available =299 kVA | --> | 0.38 | 0 | 0 | 0.394 | 0 |  | --> | C24 ex UNIDARE | Unidare [T41,T42] | FINGLAS |  | 53.399 | -6.3018
MV/LV Substation CH***119Z |  | 10 kV | _ | LV | 400 kVA :Kiosk Substation | 0.4 | --> | 0.4 | 0.296 | 2.86 |  | --> | 0.38 | 0 | 0.041 | 0.364 | 0 |  | --> | C18 ex BALLYMUN | Ballymun [T41,T42] | FINGLAS |  | 53.3864 | -6.2646
MV/LV Substation KI***120 |  | 10 kV | _ | LV | 400 kVA :Kiosk Substation | 0.4 | --> | 0.4 | 0 | 0 | Constrained, otherwise capacity available =352 kVA | --> | 0.38 | 0 | 0.009 | 0.38 | 0 |  | --> | C16 ex SANTRY | Santry [T41,T42] | FINGLAS |  | 53.3964 | -6.2234
MV/LV Substation FI***120Z |  | 10 kV | _ | LV | 630 kVA :Building Structure | 0.63 | --> | 0.63 | 0 | 0 | Constrained, otherwise capacity available =594 kVA | --> | 0.598 | 0 | 0 | 0.5 | 0 |  | --> | C22 ex POPPINTREE | Poppintree [T101,T102] | FINGLAS |  | 53.399 | -6.2969
MV/LV Substation KI***121 |  | 10 kV | _ | LV | 630 kVA :Building Structure | 0.63 | --> | 0.63 | 0.415 | 12.96 |  | --> | 0.598 | 0 | 0.053 | 0.5 | 0 |  | --> | C22 ex ARTANE | Artane [T101,T102] | FINGLAS |  | 53.3925 | -6.2197
MV/LV Substation FU***121Y |  | 10 kV | _ | LV | 200 kVA :Building Structure | 0.2 | --> | 0.2 | 0 | 0 | Constrained, otherwise capacity available =117 kVA | --> | 0.19 | 0 | 0 | 0.201 | 0 |  | --> | C17 ex SANTRY | Santry [T41,T42] | FINGLAS |  | 53.4071 | -6.2433
MV/LV Substation MA***121Z |  | 10 kV | _ | LV | 400 kVA :Building Structure | 0.4 | --> | 0.4 | 0 | 0 | Constrained, otherwise capacity available =305 kVA | --> | 0.38 | 0 | 0.005 | 0.389 | 0 |  | --> | C20 ex POPPINTREE | Poppintree [T101,T102] | FINGLAS |  | 53.3977 | -6.2759
MV/LV Substation DU***122 |  | 10 kV | _ | LV | 400 kVA :Kiosk Substation | 0.4 | --> | 0.4 | 0 | 0 | Constrained, otherwise capacity available =3 kVA | --> | 0.38 | 0 | 0.035 | 0.405 | 0 |  | --> | C13 ex KILMORE | Kilmore [T101,T102,T103] | FINGLAS |  | 53.3941 | -6.2257
MV/LV Substation CL***122Y |  | 10 kV | _ | LV | 400 kVA :Kiosk Substation | 0.4 | --> | 0.4 | 0 | 0 | Constrained, otherwise capacity available =357 kVA | --> | 0.38 | 0 | 0 | 0.386 | 0 |  | --> | C19 ex KILMORE | Kilmore [T101,T102,T103] | FINGLAS |  | 53.4106 | -6.2386
MV/LV Substation CA***123 |  | 10 kV | _ | LV | 400 kVA :Building Structure | 0.4 | --> | 0.4 | 0 | 0 | Constrained, otherwise capacity available =290 kVA | --> | 0.38 | 0 | 0.016 | 0.383 | 0 |  | --> | C13 ex KILMORE | Kilmore [T101,T102,T103] | FINGLAS |  | 53.3955 | -6.2306
MV/LV Substation SU***124 |  | 10 kV | _ | LV | 630 kVA :Kiosk Substation | 0.63 | --> | 0.63 | 0 | 0 | Constrained, otherwise capacity available =304 kVA | --> | 0.598 | 0 | 0.026 | 0.5 | 0 |  | --> | C23 ex UNIDARE | Unidare [T41,T42] | FINGLAS |  | 53.3909 | -6.2991
MV/LV Substation FI***124Y |  | 10 kV | _ | LV | 400 kVA :Kiosk Substation | 0.4 | --> | 0.4 | 0 | 0 | Constrained, otherwise capacity available =265 kVA | --> | 0.38 | 0 | 0.026 | 0.379 | 0 |  | --> | C20 ex MERVILLE | Merville [T41,T42] | FINGLAS |  | 53.3861 | -6.2985
MV/LV Substation GR***125Y |  | 10 kV | _ | LV | 630 kVA :Kiosk Substation | 0.63 | --> | 0.63 | 0 | 0 | Constrained, otherwise capacity available =349 kVA | --> | 0.598 | 0 | 0.024 | 0.5 | 0 |  | --> | C13 ex GRANGE (DR) | Grange (dr) [T41,T42] | GRANGE (DR) |  | 53.3975 | -6.1788
MV/LV Substation BA***125Z |  | 10 kV | _ | LV | 400 kVA :Kiosk Substation | 0.4 | --> | 0.4 | 0 | 0 | Constrained, otherwise capacity available =351 kVA | --> | 0.38 | 0 | 0 | 0.387 | 0 |  | --> | C20 ex POPPINTREE | Poppintree [T101,T102] | FINGLAS |  | 53.3982 | -6.2741
MV/LV Substation MC***126 |  | 10 kV | _ | LV | 400 kVA :Kiosk Substation | 0.4 | --> | 0.4 | 0 | 0 | Constrained, otherwise capacity available =293 kVA | --> | 0.38 | 0 | 0.025 | 0.376 | 0 |  | --> | C22 ex UNIDARE | Unidare [T41,T42] | FINGLAS |  | 53.3933 | -6.3015
MV/LV Substation PU***126Z |  | 10 kV | _ | LV | 50 kVA :Pole Substation | 0.05 | --> | 0.05 | 0.006 | 7.91 |  | --> | 0.048 | 0 | 0 | 0.053 | 0 |  | --> | C26 ex PELLETSTOWN | Pelletstown [T101,T102] | FINGLAS |  | 53.3948 | -6.341
MV/LV Substation DU***127Z |  | 10 kV | _ | LV | 100 kVA :Pole Substation | 0.1 | --> | 0.1 | 0 | 0 | Constrained, otherwise capacity available =82 kVA | --> | 0.095 | 0 | 0 | 0.097 | 0 |  | --> | E11 ex ASHBOURNE | Ashbourne [T421,T422] | FINGLAS |  | 53.4262 | -6.328
MV/LV Substation ST***128Z |  | 10 kV | _ | LV | 400 kVA :Building Structure | 0.4 | --> | 0.4 | 0 | 0 | Constrained, otherwise capacity available =344 kVA | --> | 0.38 | 0 | 0.02 | 0.373 | 0 |  | --> | C17 ex BALLYCOOLIN | Ballycoolin [T41,T42,T43] | FINGLAS |  | 53.3985 | -6.3402
MV/LV Substation LO***130Y |  | 10 kV | _ | LV | 400 kVA :Kiosk Substation | 0.4 | --> | 0.4 | 0 | 0 | Constrained, otherwise capacity available =227 kVA | --> | 0.38 | 0 | 0.045 | 0.37 | 0 |  | --> | C14 ex SANTRY | Santry [T41,T42] | FINGLAS |  | 53.3921 | -6.2351
MV/LV Substation GR***131Y |  | 10 kV | _ | LV | 400 kVA :Kiosk Substation | 0.4 | --> | 0.4 | 0 | 0 | Constrained, otherwise capacity available =247 kVA | --> | 0.38 | 0 | 0.023 | 0.383 | 0 |  | --> | C13 ex GRANGE (DR) | Grange (dr) [T41,T42] | GRANGE (DR) |  | 53.4012 | -6.1673
MV/LV Substation ST***131Z |  | 10 kV | _ | LV | 400 kVA :Building Structure | 0.4 | --> | 0.4 | 0 | 0 | Constrained, otherwise capacity available =340 kVA | --> | 0.38 | 0 | 0.08 | 0.329 | 0 |  | --> | C17 ex BALLYCOOLIN | Ballycoolin [T41,T42,T43] | FINGLAS |  | 53.4014 | -6.3391
MV/LV Substation BE***133X |  | 10 kV | _ | LV | 400 kVA :Kiosk Substation | 0.4 | --> | 0.4 | 0 | 0 | Constrained, otherwise capacity available =283 kVA | --> | 0.38 | 0 | 0.033 | 0.371 | 0 |  | --> | C22 ex HOWTH JUNCTION | Howth Junction [T41,T42] | GRANGE (DR) |  | 53.3849 | -6.1693
MV/LV Substation MA***134Y |  | 10 kV | _ | LV | 400 kVA :Kiosk Substation | 0.4 | --> | 0.4 | 0 | 0 | Constrained, otherwise capacity available =289 kVA | --> | 0.38 | 0 | 0.031 | 0.372 | 0 |  | --> | C11 ex SANTRY | Santry [T41,T42] | FINGLAS |  | 53.3933 | -6.2446
MV/LV Substation DU***135Z |  | 10 kV | _ | LV | 100 kVA :Pole Substation | 0.1 | --> | 0.1 | 0 | 0 | Constrained, otherwise capacity available =86 kVA | --> | 0.095 | 0 | 0 | 0.097 | 0 |  | --> | C25 ex POPPINTREE | Poppintree [T101,T102] | FINGLAS |  | 53.4159 | -6.3068
MV/LV Substation ST***138Z |  | 10 kV | _ | LV | 630 kVA :Building Structure | 0.63 | --> | 0.63 | 0 | 0 | Constrained, otherwise capacity available =496 kVA | --> | 0.598 | 0 | 0.033 | 0.5 | 0 |  | --> | C17 ex BALLYCOOLIN | Ballycoolin [T41,T42,T43] | FINGLAS |  | 53.4002 | -6.3412
MV/LV Substation DE***140Y |  | 10 kV | _ | LV | 100 kVA :Pole Substation | 0.1 | --> | 0.1 | 0 | 0 | Constrained, otherwise capacity available =21 kVA | --> | 0.095 | 0 | 0 | 0.105 | 0 |  | --> | C20 ex SUTTON | Sutton [T41,T42] | GRANGE (DR) |  | 53.3802 | -6.0773
MV/LV Substation BU***140Z |  | 10 kV | _ | LV | 200 kVA :Kiosk Substation | 0.2 | --> | 0.2 | 0 | 0 | Constrained, otherwise capacity available =12 kVA | --> | 0.19 | 0 | 0.016 | 0.202 | 0 |  | --> | C16 ex SANTRY | Santry [T41,T42] | FINGLAS |  | 53.396 | -6.2432
MV/LV Substation M.***141Y |  | 10 kV | _ | LV | 200 kVA :Pole Substation | 0.2 | --> | 0.2 | 0.143 | 5.82 |  | --> | 0.19 | 0 | 0.009 | 0.191 | 0 |  | --> | C22 ex COOLOCK | Coolock [T41,T42] | FINGLAS |  | 53.3891 | -6.1776
MV/LV Substation NO***141Z |  | 10 kV | _ | LV | 630 kVA :Building Structure | 0.63 | --> | 0.63 | 0 | 0 | Constrained, otherwise capacity available =248 kVA | --> | 0.598 | 0 | 0.02 | 0.5 | 0 |  | --> | C27 ex POPPINTREE | Poppintree [T101,T102] | FINGLAS |  | 53.401 | -6.3139
MV/LV Substation NO***142Z |  | 10 kV | _ | LV | 630 kVA :Building Structure | 0.63 | --> | 0.63 | 0 | 0 | Constrained, otherwise capacity available =609 kVA | --> | 0.598 | 0 | 0.066 | 0.5 | 0 |  | --> | C27 ex POPPINTREE | Poppintree [T101,T102] | FINGLAS |  | 53.401 | -6.3174
MV/LV Substation NO***143Z |  | 10 kV | _ | LV | 630 kVA :Building Structure | 0.63 | --> | 0.63 | 0 | 0 | Constrained, otherwise capacity available =621 kVA | --> | 0.598 | 0 | 0 | 0.5 | 0 |  | --> | C27 ex POPPINTREE | Poppintree [T101,T102] | FINGLAS |  | 53.4015 | -6.3149
MV/LV Substation GR***146Y |  | 10 kV | _ | LV | 400 kVA :Kiosk Substation | 0.4 | --> | 0.4 | 0 | 0 | Constrained, otherwise capacity available =271 kVA | --> | 0.38 | 0 | 0.013 | 0.388 | 0 |  | --> | C13 ex GRANGE (DR) | Grange (dr) [T41,T42] | GRANGE (DR) |  | 53.3982 | -6.1741
MV/LV Substation SU***150Z |  | 10 kV | _ | LV | 400 kVA :Building Structure | 0.4 | --> | 0.4 | 0 | 0 | Constrained, otherwise capacity available =292 kVA | --> | 0.38 | 0 | 0.005 | 0.391 | 0 |  | --> | C20 ex SUTTON | Sutton [T41,T42] | GRANGE (DR) |  | 53.376 | -6.0944
MV/LV Substation NO***151Y |  | 10 kV | _ | LV | 200 kVA :Building Structure | 0.2 | --> | 0.2 | 0 | 0 | Constrained, otherwise capacity available =198 kVA | --> | 0.19 | 0 | 0 | 0.19 | 0 |  | --> | C19 ex KILMORE | Kilmore [T101,T102,T103] | FINGLAS |  | 53.4097 | -6.2398
MV/LV Substation BE***151Z |  | 10 kV | _ | LV | 200 kVA :Kiosk Substation | 0.2 | --> | 0.2 | 0 | 0 | Constrained, otherwise capacity available =174 kVA | --> | 0.19 | 0 | 0.008 | 0.188 | 0 |  | --> | C22 ex HOWTH JUNCTION | Howth Junction [T41,T42] | GRANGE (DR) |  | 53.3844 | -6.1713
MV/LV Substation NO***152Y |  | 10 kV | _ | LV | 400 kVA :Building Structure | 0.4 | --> | 0.4 | 0 | 0 | Constrained, otherwise capacity available =311 kVA | --> | 0.38 | 0 | 0 | 0.392 | 0 |  | --> | C19 ex KILMORE | Kilmore [T101,T102,T103] | FINGLAS |  | 53.4093 | -6.2424
MV/LV Substation MA***153Z |  | 10 kV | _ | LV | 400 kVA :Building Structure | 0.4 | --> | 0.4 | 0 | 0 | Constrained, otherwise capacity available =320 kVA | --> | 0.38 | 0 | 0 | 0.391 | 0 |  | --> | C24 ex UNIDARE | Unidare [T41,T42] | FINGLAS |  | 53.3985 | -6.3039
MV/LV Substation SA***154Z |  | 10 kV | _ | LV | 400 kVA :Kiosk Substation | 0.4 | --> | 0.4 | 0 | 0 | Constrained, otherwise capacity available =328 kVA | --> | 0.38 | 0 | 0 | 0.39 | 0 |  | --> | C17 ex SANTRY | Santry [T41,T42] | FINGLAS |  | 53.4054 | -6.247
MV/LV Substation SA***155Z |  | 10 kV | _ | LV | 400 kVA :Kiosk Substation | 0.4 | --> | 0.4 | 0 | 0 | Constrained, otherwise capacity available =311 kVA | --> | 0.38 | 0 | 0 | 0.392 | 0 |  | --> | C17 ex SANTRY | Santry [T41,T42] | FINGLAS |  | 53.4067 | -6.2477
MV/LV Substation FI***157Z |  | 10 kV | _ | LV | 630 kVA :Building Structure | 0.63 | --> | 0.63 | 0 | 0 | Constrained, otherwise capacity available =564 kVA | --> | 0.598 | 0 | 0.016 | 0.5 | 0 |  | --> | C22 ex POPPINTREE | Poppintree [T101,T102] | FINGLAS |  | 53.3975 | -6.296
MV/LV Substation LE***158Y |  | 10 kV | _ | LV | 630 kVA :Building Structure | 0.63 | --> | 0.63 | 0.395 | 5.82 |  | --> | 0.598 | 0 | 0 | 0.5 | 0 |  | --> | C22 ex COOLOCK | Coolock [T41,T42] | FINGLAS |  | 53.3912 | -6.1921
MV/LV Substation DU***159 |  | 10 kV | _ | LV | 400 kVA :Building Structure | 0.4 | --> | 0.4 | 0.281 | 5.82 |  | --> | 0.38 | 0 | 0.03 | 0.374 | 0 |  | --> | C19 ex COOLOCK | Coolock [T41,T42] | FINGLAS |  | 53.3896 | -6.1967
MV/LV Substation CO***159Z |  | 10 kV | _ | LV | 400 kVA :Building Structure | 0.4 | --> | 0.4 | 0.15 | 5.82 |  | --> | 0.38 | 0 | 0.03 | 0.39 | 0 |  | --> | C11 ex COOLOCK | Coolock [T41,T42] | FINGLAS |  | 53.3963 | -6.1892
MV/LV Substation MO***160 |  | 10 kV | _ | LV | 400 kVA :Kiosk Substation | 0.4 | --> | 0.4 | 0.154 | 5.82 |  | --> | 0.38 | 0 | 0.083 | 0.351 | 0 |  | --> | C19 ex COOLOCK | Coolock [T41,T42] | FINGLAS |  | 53.389 | -6.1928
MV/LV Substation DU***162Z |  | 10 kV | _ | LV | 400 kVA :Kiosk Substation | 0.4 | --> | 0.4 | 0 | 0 | Constrained, otherwise capacity available =256 kVA | --> | 0.38 | 0 | 0.01 | 0.392 | 0 |  | --> | E11 ex ASHBOURNE | Ashbourne [T421,T422] | FINGLAS |  | 53.4261 | -6.3289
MV/LV Substation TO***163 |  | 10 kV | _ | LV | 400 kVA :Kiosk Substation | 0.4 | --> | 0.4 | 0.194 | 5.82 |  | --> | 0.38 | 0 | 0.063 | 0.36 | 0 |  | --> | C19 ex COOLOCK | Coolock [T41,T42] | FINGLAS |  | 53.3903 | -6.1837
MV/LV Substation CO***163Z |  | 10 kV | _ | LV | 400 kVA :Building Structure | 0.4 | --> | 0.4 | 0.384 | 12.96 |  | --> | 0.38 | 0 | 0 | 0.382 | 0 |  | --> | C19 ex ARTANE | Artane [T101,T102] | FINGLAS |  | 53.394 | -6.2059
MV/LV Substation GL***164 |  | 10 kV | _ | LV | 400 kVA :Kiosk Substation | 0.4 | --> | 0.4 | 0.254 | 5.82 |  | --> | 0.38 | 0 | 0.023 | 0.382 | 0 |  | --> | C19 ex COOLOCK | Coolock [T41,T42] | FINGLAS |  | 53.3899 | -6.1897
MV/LV Substation TE***164Z |  | 10 kV | _ | LV | 400 kVA :Building Structure | 0.4 | --> | 0.4 | 0 | 0 | Constrained, otherwise capacity available =217 kVA | --> | 0.38 | 0 | 0.016 | 0.392 | 0 |  | --> | C18 ex GRANGE (DR) | Grange (dr) [T41,T42] | GRANGE (DR) |  | 53.3889 | -6.1667
MV/LV Substation OW***166Z |  | 10 kV | _ | LV | 400 kVA :Kiosk Substation | 0.4 | --> | 0.4 | 0.339 | 2.86 |  | --> | 0.38 | 0 | 0 | 0.388 | 0 |  | --> | C19 ex BALLYMUN | Ballymun [T41,T42] | FINGLAS |  | 53.3923 | -6.2681
MV/LV Substation SE***167 |  | 10 kV | _ | LV | 1000 kVA :Building Structure | 1 | --> | 1 | 0 | 0 | Constrained, otherwise capacity available =871 kVA | --> | 0.95 | 0 | 0.045 | 0.5 | 0 |  | --> | C27 ex POPPINTREE | Poppintree [T101,T102] | FINGLAS |  | 53.4011 | -6.3065
MV/LV Substation DU***167Z |  | 10 kV | _ | LV | 200 kVA :Kiosk Substation | 0.2 | --> | 0.2 | 0 | 0 | Constrained, otherwise capacity available =190 kVA | --> | 0.19 | 0 | 0 | 0.191 | 0 |  | --> | C25 ex POPPINTREE | Poppintree [T101,T102] | FINGLAS |  | 53.4113 | -6.2995
MV/LV Substation TU***168Z |  | 10 kV | _ | LV | 1000 kVA :Kiosk Substation | 1 | --> | 1 | 0 | 0 | Constrained, otherwise capacity available =778 kVA | --> | 0.95 | 0 | 0 | 0.5 | 0 |  | --> | C26 ex POPPINTREE | Poppintree [T101,T102] | FINGLAS |  | 53.418 | -6.293
MV/LV Substation DO***169 |  | 10 kV | _ | LV | 1000 kVA :Building Structure | 1 | --> | 1 | 0.5 | 12.96 |  | --> | 0.95 | 0 | 0.006 | 0.5 | 0 |  | --> | C23 ex ARTANE | Artane [T101,T102] | FINGLAS |  | 53.3811 | -6.2098
MV/LV Substation TU***169Z |  | 10 kV | _ | LV | 400 kVA :Kiosk Substation | 0.4 | --> | 0.4 | 0 | 0 | Constrained, otherwise capacity available =304 kVA | --> | 0.38 | 0 | 0 | 0.393 | 0 |  | --> | C13 ex POPPINTREE | Poppintree [T101,T102] | FINGLAS |  | 53.418 | -6.2862
MV/LV Substation CH***171Z |  | 10 kV | _ | LV | 630 kVA :Kiosk Substation | 0.63 | --> | 0.63 | 0 | 0 | Constrained, otherwise capacity available =466 kVA | --> | 0.598 | 0 | 0.025 | 0.5 | 0 |  | --> | C24 ex POPPINTREE | Poppintree [T101,T102] | FINGLAS |  | 53.404 | -6.2995
MV/LV Substation DU***172 |  | 10 kV | _ | LV | 50 kVA :Pole Substation | 0.05 | --> | 0.05 | 0.043 | 7.91 |  | --> | 0.048 | 0 | 0 | 0.048 | 0 |  | --> | C26 ex PELLETSTOWN | Pelletstown [T101,T102] | FINGLAS |  | 53.3865 | -6.3225
MV/LV Substation O ***172Z |  | 10 kV | _ | LV | 200 kVA :Kiosk Substation | 0.2 | --> | 0.2 | 0 | 0 | Constrained, otherwise capacity available =179 kVA | --> | 0.19 | 0 | 0 | 0.193 | 0 |  | --> | C13 ex GRANGE (DR) | Grange (dr) [T41,T42] | GRANGE (DR) |  | 53.3968 | -6.183
MV/LV Substation DU***173 |  | 10 kV | _ | LV | 400 kVA :Kiosk Substation | 0.4 | --> | 0.4 | 0 | 0 | Constrained, otherwise capacity available =200 kVA | --> | 0.38 | 0 | 0.015 | 0.395 | 0 |  | --> | C12 ex MERVILLE | Merville [T41,T42] | FINGLAS |  | 53.3829 | -6.3057
MV/LV Substation BA***175 |  | 10 kV | _ | LV | 400 kVA :Kiosk Substation | 0.4 | --> | 0.4 | 0 | 0 | Constrained, otherwise capacity available =206 kVA | --> | 0.38 | 0 | 0.019 | 0.392 | 0 |  | --> | C20 ex MERVILLE | Merville [T41,T42] | FINGLAS |  | 53.3944 | -6.3124
MV/LV Substation RA***175Z |  | 10 kV | _ | LV | 1000 kVA :Building Structure | 1 | --> | 1 | 0.493 | 5.82 |  | --> | 0.95 | 0 | 0 | 0.5 | 0 |  | --> | C19 ex COOLOCK | Coolock [T41,T42] | FINGLAS |  | 53.3808 | -6.1781
MV/LV Substation DE***176 |  | 10 kV | _ | LV | 400 kVA :Kiosk Substation | 0.4 | --> | 0.4 | 0.246 | 7.91 |  | --> | 0.38 | 0 | 0.028 | 0.38 | 0 |  | --> | C20 ex PELLETSTOWN | Pelletstown [T101,T102] | FINGLAS |  | 53.3856 | -6.3171
MV/LV Substation KI***176Z |  | 10 kV | _ | LV | 400 kVA :Building Structure | 0.4 | --> | 0.4 | 0 | 0 | Constrained, otherwise capacity available =278 kVA | --> | 0.38 | 0 | 0 | 0.396 | 0 |  | --> | C18 ex GRANGE (DR) | Grange (dr) [T41,T42] | GRANGE (DR) |  | 53.3889 | -6.1666
MV/LV Substation TA***177 |  | 10 kV | _ | LV | 630 kVA :Kiosk Substation | 0.63 | --> | 0.63 | 0.5 | 5.82 |  | --> | 0.598 | 0 | 0 | 0.5 | 0 |  | --> | C22 ex COOLOCK | Coolock [T41,T42] | FINGLAS |  | 53.3926 | -6.1959
MV/LV Substation AR***177Z |  | 10 kV | _ | LV | 400 kVA :Building Structure | 0.4 | --> | 0.4 | 0 | 0 | Constrained, otherwise capacity available =306 kVA | --> | 0.38 | 0 | 0 | 0.393 | 0 |  | --> | C18 ex POPPINTREE | Poppintree [T101,T102] | FINGLAS |  | 53.3957 | -6.2623
MV/LV Substation SA***178 |  | 10 kV | _ | LV | 400 kVA :Kiosk Substation | 0.4 | --> | 0.4 | 0 | 0 | Constrained, otherwise capacity available =135 kVA | --> | 0.38 | 0 | 0.046 | 0.38 | 0 |  | --> | C17 ex SANTRY | Santry [T41,T42] | FINGLAS |  | 53.4007 | -6.2415
MV/LV Substation CO***179 |  | 10 kV | _ | LV | 400 kVA :Building Structure | 0.4 | --> | 0.4 | 0.227 | 12.96 |  | --> | 0.38 | 0 | 0.062 | 0.357 | 0 |  | --> | C19 ex ARTANE | Artane [T101,T102] | FINGLAS |  | 53.391 | -6.2072
MV/LV Substation KI***180 |  | 10 kV | _ | LV | 200 kVA :Building Structure | 0.2 | --> | 0.2 | 0.12 | 12.96 |  | --> | 0.19 | 0 | 0.032 | 0.177 | 0 |  | --> | C19 ex ARTANE | Artane [T101,T102] | FINGLAS |  | 53.3913 | -6.2097
MV/LV Substation JA***180Z |  | 10 kV | _ | LV | 630 kVA :Kiosk Substation | 0.63 | --> | 0.63 | 0 | 0 | Constrained, otherwise capacity available =486 kVA | --> | 0.598 | 0 | 0 | 0.5 | 0 |  | --> | C16 ex MERVILLE | Merville [T41,T42] | FINGLAS |  | 53.3835 | -6.2963
MV/LV Substation KI***181 |  | 10 kV | _ | LV | 400 kVA :Kiosk Substation | 0.4 | --> | 0.4 | 0.3 | 12.96 |  | --> | 0.38 | 0 | 0.04 | 0.364 | 0 |  | --> | C22 ex ARTANE | Artane [T101,T102] | FINGLAS |  | 53.3905 | -6.213
MV/LV Substation PR***181Z |  | 10 kV | _ | LV | 400 kVA :Kiosk Substation | 0.4 | --> | 0.4 | 0 | 0 | Constrained, otherwise capacity available =323 kVA | --> | 0.38 | 0 | 0 | 0.39 | 0 |  | --> | C13 ex MERVILLE | Merville [T41,T42] | FINGLAS |  | 53.3815 | -6.29
MV/LV Substation PR***182Z |  | 10 kV | _ | LV | 400 kVA :Kiosk Substation | 0.4 | --> | 0.4 | 0 | 0 | Constrained, otherwise capacity available =292 kVA | --> | 0.38 | 0 | 0 | 0.394 | 0 |  | --> | C13 ex MERVILLE | Merville [T41,T42] | FINGLAS |  | 53.3812 | -6.2882
MV/LV Substation PR***183Z |  | 10 kV | _ | LV | 630 kVA :Kiosk Substation | 0.63 | --> | 0.63 | 0 | 0 | Constrained, otherwise capacity available =509 kVA | --> | 0.598 | 0 | 0 | 0.5 | 0 |  | --> | C13 ex MERVILLE | Merville [T41,T42] | FINGLAS |  | 53.3816 | -6.2886
MV/LV Substation PR***184Z |  | 10 kV | _ | LV | 630 kVA :Kiosk Substation | 0.63 | --> | 0.63 | 0 | 0 | Constrained, otherwise capacity available =500 kVA | --> | 0.598 | 0 | 0 | 0.5 | 0 |  | --> | C13 ex MERVILLE | Merville [T41,T42] | FINGLAS |  | 53.3827 | -6.2906
MV/LV Substation MI***185Z |  | 10 kV | _ | LV | 630 kVA :Building Structure | 0.63 | --> | 0.63 | 0 | 0 | Constrained, otherwise capacity available =500 kVA | --> | 0.598 | 0 | 0 | 0.5 | 0 |  | --> | C25 ex BALLYCOOLIN | Ballycoolin [T41,T42,T43] | FINGLAS |  | 53.4096 | -6.3444
MV/LV Substation PO***186 |  | 10 kV | _ | LV | 630 kVA :Building Structure | 0.63 | --> | 0.63 | 0.5 | 5.82 |  | --> | 0.598 | 0 | 0 | 0.5 | 0 |  | --> | C21 ex COOLOCK | Coolock [T41,T42] | FINGLAS |  | 53.3936 | -6.1966
MV/LV Substation CL***187 |  | 10 kV | _ | LV | 400 kVA :Building Structure | 0.4 | --> | 0.4 | 0.303 | 2.86 |  | --> | 0.38 | 0 | 0.052 | 0.354 | 0 |  | --> | C18 ex BALLYMUN | Ballymun [T41,T42] | FINGLAS |  | 53.3885 | -6.2713
MV/LV Substation WI***189 |  | 10 kV | _ | LV | 400 kVA :Kiosk Substation | 0.4 | --> | 0.4 | 0 | 0 | Constrained, otherwise capacity available =255 kVA | --> | 0.38 | 0 | 0.059 | 0.356 | 0 |  | --> | C20 ex UNIDARE | Unidare [T41,T42] | FINGLAS |  | 53.3939 | -6.2825
MV/LV Substation CA***190 |  | 10 kV | _ | LV | 400 kVA :Kiosk Substation | 0.4 | --> | 0.4 | 0 | 0 | Constrained, otherwise capacity available =203 kVA | --> | 0.38 | 0 | 0.015 | 0.395 | 0 |  | --> | C12 ex MERVILLE | Merville [T41,T42] | FINGLAS |  | 53.3867 | -6.3125
MV/LV Substation AL***190Z |  | 10 kV | _ | LV | 400 kVA :Kiosk Substation | 0.4 | --> | 0.4 | 0.332 | 2.86 |  | --> | 0.38 | 0 | 0.025 | 0.371 | 0 |  | --> | C13 ex BALLYMUN | Ballymun [T41,T42] | FINGLAS |  | 53.3878 | -6.2617
MV/LV Substation RI***191 |  | 10 kV | _ | LV | 400 kVA :Building Structure | 0.4 | --> | 0.4 | 0 | 0 | Constrained, otherwise capacity available =315 kVA | --> | 0.38 | 0 | 0.014 | 0.381 | 0 |  | --> | C31 ex CLONSHAUGH | Clonshaugh [T41,T42] | FINGLAS |  | 53.3996 | -6.214
MV/LV Substation RI***192 |  | 10 kV | _ | LV | 400 kVA :Kiosk Substation | 0.4 | --> | 0.4 | 0 | 0 | Constrained, otherwise capacity available =297 kVA | --> | 0.38 | 0 | 0.019 | 0.38 | 0 |  | --> | C31 ex CLONSHAUGH | Clonshaugh [T41,T42] | FINGLAS |  | 53.4004 | -6.2112
MV/LV Substation RI***193 |  | 10 kV | _ | LV | 400 kVA :Kiosk Substation | 0.4 | --> | 0.4 | 0 | 0 | Constrained, otherwise capacity available =327 kVA | --> | 0.38 | 0 | 0.035 | 0.364 | 0 |  | --> | C31 ex CLONSHAUGH | Clonshaugh [T41,T42] | FINGLAS |  | 53.3981 | -6.2124
MV/LV Substation LA***193Z |  | 10 kV | _ | LV | 630 kVA :Kiosk Substation | 0.63 | --> | 0.63 | 0 | 0 | Constrained, otherwise capacity available =447 kVA | --> | 0.598 | 0 | 0 | 0.5 | 0 |  | --> | C16 ex SANTRY | Santry [T41,T42] | FINGLAS |  | 53.3982 | -6.227
MV/LV Substation BE***194 |  | 10 kV | _ | LV | 630 kVA :Building Structure | 0.63 | --> | 0.63 | 0.5 | 5.82 |  | --> | 0.598 | 0 | 0 | 0.5 | 0 |  | --> | C22 ex COOLOCK | Coolock [T41,T42] | FINGLAS |  | 53.3932 | -6.1954
MV/LV Substation LA***194Z |  | 10 kV | _ | LV | 400 kVA :Kiosk Substation | 0.4 | --> | 0.4 | 0 | 0 | Constrained, otherwise capacity available =352 kVA | --> | 0.38 | 0 | 0 | 0.387 | 0 |  | --> | C16 ex SANTRY | Santry [T41,T42] | FINGLAS |  | 53.3985 | -6.2283
MV/LV Substation BA***195 |  | 10 kV | _ | LV | 1000 kVA :Building Structure | 1 | --> | 1 | 0 | 0 | Constrained, otherwise capacity available =969 kVA | --> | 0.95 | 0 | 0 | 0.5 | 0 |  | --> | C31 ex CLONSHAUGH | Clonshaugh [T41,T42] | FINGLAS |  | 53.3967 | -6.2126
MV/LV Substation LA***195Z |  | 10 kV | _ | LV | 400 kVA :Kiosk Substation | 0.4 | --> | 0.4 | 0 | 0 | Constrained, otherwise capacity available =301 kVA | --> | 0.38 | 0 | 0 | 0.393 | 0 |  | --> | C16 ex SANTRY | Santry [T41,T42] | FINGLAS |  | 53.3998 | -6.2285
MV/LV Substation ST***196 |  | 10 kV | _ | LV | 200 kVA :Building Structure | 0.2 | --> | 0.2 | 0.121 | 12.96 |  | --> | 0.19 | 0 | 0.009 | 0.194 | 0 |  | --> | C22 ex ARTANE | Artane [T101,T102] | FINGLAS |  | 53.39 | -6.2178
MV/LV Substation BA***196Z |  | 10 kV | _ | LV | 200 kVA :Pole Substation | 0.2 | --> | 0.2 | 0 | 0 | Constrained, otherwise capacity available =61 kVA | --> | 0.19 | 0 | 0 | 0.208 | 0 |  | --> | C25 ex POPPINTREE | Poppintree [T101,T102] | FINGLAS |  | 53.4109 | -6.3071
MV/LV Substation HI***198 |  | 10 kV | _ | LV | 400 kVA :Kiosk Substation | 0.4 | --> | 0.4 | 0.352 | 2.86 |  | --> | 0.38 | 0 | 0.022 | 0.37 | 0 |  | --> | C18 ex BALLYMUN | Ballymun [T41,T42] | FINGLAS |  | 53.3878 | -6.2759
MV/LV Substation HI***199 |  | 10 kV | _ | LV | 400 kVA :Kiosk Substation | 0.4 | --> | 0.4 | 0.296 | 2.86 |  | --> | 0.38 | 0 | 0.023 | 0.377 | 0 |  | --> | C18 ex BALLYMUN | Ballymun [T41,T42] | FINGLAS |  | 53.3864 | -6.277
MV/LV Substation TU***199Z |  | 10 kV | _ | LV | 400 kVA :Kiosk Substation | 0.4 | --> | 0.4 | 0 | 0 | Constrained, otherwise capacity available =275 kVA | --> | 0.38 | 0 | 0 | 0.397 | 0 |  | --> | C13 ex POPPINTREE | Poppintree [T101,T102] | FINGLAS |  | 53.4183 | -6.284
MV/LV Substation PA***200 |  | 10 kV | _ | LV | 200 kVA :Building Structure | 0.2 | --> | 0.2 | 0.164 | 7.91 |  | --> | 0.19 | 0 | 0 | 0.195 | 0 |  | --> | C20 ex PELLETSTOWN | Pelletstown [T101,T102] | FINGLAS |  | 53.3837 | -6.3179
MV/LV Substation CE***201X |  | 10 kV | _ | LV | 400 kVA :Kiosk Substation | 0.4 | --> | 0.4 | 0 | 0 | Constrained, otherwise capacity available =335 kVA | --> | 0.38 | 0 | 0.024 | 0.371 | 0 |  | --> | C20 ex UNIDARE | Unidare [T41,T42] | FINGLAS |  | 53.3961 | -6.2821
MV/LV Substation GE***201Z |  | 10 kV | _ | LV | 400 kVA :Kiosk Substation | 0.4 | --> | 0.4 | 0 | 0 | Constrained, otherwise capacity available =338 kVA | --> | 0.38 | 0 | 0 | 0.388 | 0 |  | --> | C20 ex SANTRY | Santry [T41,T42] | FINGLAS |  | 53.4009 | -6.2598
MV/LV Substation WE***202 |  | 10 kV | _ | LV | 200 kVA :Building Structure | 0.2 | --> | 0.2 | 0 | 0 | Constrained, otherwise capacity available =127 kVA | --> | 0.19 | 0 | 0.011 | 0.192 | 0 |  | --> | C12 ex SANTRY | Santry [T41,T42] | FINGLAS |  | 53.3945 | -6.2465
MV/LV Substation WE***202X |  | 10 kV | _ | LV | 400 kVA :Building Structure | 0.4 | --> | 0.4 | 0 | 0 | Constrained, otherwise capacity available =400 kVA | --> | 0.38 | 0 | 0 | 0.38 | 0 |  | --> | C23 ex KILMORE | Kilmore [T101,T102,T103] | FINGLAS |  | 53.4022 | -6.2278
MV/LV Substation DO***204 |  | 10 kV | _ | LV | 630 kVA :Building Structure | 0.63 | --> | 0.63 | 0 | 0 | Constrained, otherwise capacity available =630 kVA | --> | 0.598 | 0 | 0 | 0.5 | 0 |  | --> | C22 ex POPPINTREE | Poppintree [T101,T102] | FINGLAS |  | 53.3927 | -6.2963
MV/LV Substation M.***207X |  | 10 kV | _ | LV | 400 kVA :Building Structure | 0.4 | --> | 0.4 | 0 | 0 | Constrained, otherwise capacity available =337 kVA | --> | 0.38 | 0 | 0 | 0.389 | 0 |  | --> | C19 ex KILMORE | Kilmore [T101,T102,T103] | FINGLAS |  | 53.4073 | -6.2341
MV/LV Substation CI***207Z |  | 10 kV | _ | LV | 630 kVA :Building Structure | 0.63 | --> | 0.63 | 0 | 0 | Constrained, otherwise capacity available =487 kVA | --> | 0.598 | 0 | 0 | 0.5 | 0 |  | --> | C22 ex GRANGE (DR) | Grange (dr) [T41,T42] | GRANGE (DR) |  | 53.4044 | -6.1824
MV/LV Substation MA***208 |  | 10 kV | _ | LV | 400 kVA :Kiosk Substation | 0.4 | --> | 0.4 | 0 | 0 | Constrained, otherwise capacity available =294 kVA | --> | 0.38 | 0 | 0.044 | 0.362 | 0 |  | --> | C11 ex HOWTH JUNCTION | Howth Junction [T41,T42] | GRANGE (DR) |  | 53.3774 | -6.1651
MV/LV Substation BA***208Z |  | 10 kV | _ | LV | 400 kVA :Building Structure | 0.4 | --> | 0.4 | 0.33 | 2.86 |  | --> | 0.38 | 0 | 0 | 0.389 | 0 |  | --> | C19 ex BALLYMUN | Ballymun [T41,T42] | FINGLAS |  | 53.3905 | -6.2653
MV/LV Substation CA***210 |  | 10 kV | _ | LV | 200 kVA :Building Structure | 0.2 | --> | 0.2 | 0 | 0 | Constrained, otherwise capacity available =176 kVA | --> | 0.19 | 0 | 0.011 | 0.185 | 0 |  | --> | C22 ex UNIDARE | Unidare [T41,T42] | FINGLAS |  | 53.3918 | -6.3231
MV/LV Substation GL***210Z |  | 10 kV | _ | LV | 200 kVA :Kiosk Substation | 0.2 | --> | 0.2 | 0 | 0 | Constrained, otherwise capacity available =149 kVA | --> | 0.19 | 0 | 0.011 | 0.189 | 0 |  | --> | C14 ex MERVILLE | Merville [T41,T42] | FINGLAS |  | 53.3814 | -6.2866
MV/LV Substation EK***211X |  | 10 kV | _ | LV | 630 kVA :Kiosk Substation | 0.63 | --> | 0.63 | 0 | 0 | Constrained, otherwise capacity available =582 kVA | --> | 0.598 | 0 | 0.015 | 0.5 | 0 |  | --> | C17 ex KILMORE | Kilmore [T101,T102,T103] | FINGLAS |  | 53.3983 | -6.1965
MV/LV Substation PU***212Z |  | 10 kV | _ | LV | 50 kVA :Pole Substation | 0.05 | --> | 0.05 | 0 | 0 | Constrained, otherwise capacity available =48 kVA | --> | 0.048 | 0 | 0 | 0.048 | 0 |  | --> | C20 ex SUTTON | Sutton [T41,T42] | GRANGE (DR) |  | 53.3699 | -6.0744
MV/LV Substation FO***213Z |  | 10 kV | _ | LV | 400 kVA :Kiosk Substation | 0.4 | --> | 0.4 | 0 | 0 | Constrained, otherwise capacity available =335 kVA | --> | 0.38 | 0 | 0 | 0.389 | 0 |  | --> | C18 ex POPPINTREE | Poppintree [T101,T102] | FINGLAS |  | 53.4 | -6.2596
MV/LV Substation CO***214 |  | 10 kV | _ | LV | 400 kVA :Kiosk Substation | 0.4 | --> | 0.4 | 0 | 0 | Constrained, otherwise capacity available =222 kVA | --> | 0.38 | 0 | 0.053 | 0.364 | 0 |  | --> | C20 ex MERVILLE | Merville [T41,T42] | FINGLAS |  | 53.3894 | -6.2916
MV/LV Substation NE***214Z |  | 10 kV | _ | LV | 630 kVA :Kiosk Substation | 0.63 | --> | 0.63 | 0 | 0 | Constrained, otherwise capacity available =405 kVA | --> | 0.598 | 0 | 0 | 0.5 | 0 |  | --> | C22 ex GRANGE (DR) | Grange (dr) [T41,T42] | GRANGE (DR) |  | 53.404 | -6.184
MV/LV Substation LI***215 |  | 10 kV | _ | LV | 400 kVA :Kiosk Substation | 0.4 | --> | 0.4 | 0.248 | 5.82 |  | --> | 0.38 | 0 | 0.032 | 0.376 | 0 |  | --> | C22 ex COOLOCK | Coolock [T41,T42] | FINGLAS |  | 53.392 | -6.1821
MV/LV Substation SW***215X |  | 10 kV | _ | LV | 400 kVA :Kiosk Substation | 0.4 | --> | 0.4 | 0 | 0 | Constrained, otherwise capacity available =358 kVA | --> | 0.38 | 0 | 0.017 | 0.373 | 0 |  | --> | C20 ex CLONSHAUGH | Clonshaugh [T41,T42] | FINGLAS |  | 53.4055 | -6.2151
MV/LV Substation LA***216Z |  | 10 kV | _ | LV | 200 kVA :Kiosk Substation | 0.2 | --> | 0.2 | 0 | 0 | Constrained, otherwise capacity available =81 kVA | --> | 0.19 | 0 | 0.033 | 0.181 | 0 |  | --> | C24 ex POPPINTREE | Poppintree [T101,T102] | FINGLAS |  | 53.4041 | -6.2922
MV/LV Substation CA***217 |  | 10 kV | _ | LV | 400 kVA :Kiosk Substation | 0.4 | --> | 0.4 | 0 | 0 | Constrained, otherwise capacity available =393 kVA | --> | 0.38 | 0 | 0.011 | 0.373 | 0 |  | --> | C20 ex MERVILLE | Merville [T41,T42] | FINGLAS |  | 53.3874 | -6.3105
MV/LV Substation FI***217X |  | 10 kV | _ | LV | 400 kVA :Kiosk Substation | 0.4 | --> | 0.4 | 0 | 0 | Constrained, otherwise capacity available =328 kVA | --> | 0.38 | 0 | 0 | 0.39 | 0 |  | --> | C16 ex MERVILLE | Merville [T41,T42] | FINGLAS |  | 53.3871 | -6.2969
MV/LV Substation LA***217Z |  | 10 kV | _ | LV | 200 kVA :Kiosk Substation | 0.2 | --> | 0.2 | 0 | 0 | Constrained, otherwise capacity available =125 kVA | --> | 0.19 | 0 | 0.009 | 0.193 | 0 |  | --> | C24 ex POPPINTREE | Poppintree [T101,T102] | FINGLAS |  | 53.4035 | -6.293
MV/LV Substation BE***218X |  | 10 kV | _ | LV | 630 kVA :Kiosk Substation | 0.63 | --> | 0.63 | 0 | 0 | Constrained, otherwise capacity available =506 kVA | --> | 0.598 | 0 | 0.036 | 0.5 | 0 |  | --> | C11 ex GRANGE (DR) | Grange (dr) [T41,T42] | GRANGE (DR) |  | 53.3948 | -6.1479
MV/LV Substation ME***218Z |  | 10 kV | _ | LV | 400 kVA :Kiosk Substation | 0.4 | --> | 0.4 | 0 | 0 | Constrained, otherwise capacity available =359 kVA | --> | 0.38 | 0 | 0 | 0.386 | 0 |  | --> | C21 ex POPPINTREE | Poppintree [T101,T102] | FINGLAS |  | 53.4019 | -6.2931
MV/LV Substation LA***219Z |  | 10 kV | _ | LV | 400 kVA :Kiosk Substation | 0.4 | --> | 0.4 | 0 | 0 | Constrained, otherwise capacity available =359 kVA | --> | 0.38 | 0 | 0 | 0.386 | 0 |  | --> | C21 ex POPPINTREE | Poppintree [T101,T102] | FINGLAS |  | 53.4023 | -6.2952
MV/LV Substation GR***220X |  | 10 kV | _ | LV | 200 kVA :Pole Substation | 0.2 | --> | 0.2 | 0 | 0 | Constrained, otherwise capacity available =104 kVA | --> | 0.19 | 0 | 0 | 0.203 | 0 |  | --> | C13 ex GRANGE (DR) | Grange (dr) [T41,T42] | GRANGE (DR) |  | 53.4012 | -6.1579
MV/LV Substation LA***220Z |  | 10 kV | _ | LV | 630 kVA :Kiosk Substation | 0.63 | --> | 0.63 | 0 | 0 | Constrained, otherwise capacity available =540 kVA | --> | 0.598 | 0 | 0.006 | 0.5 | 0 |  | --> | C24 ex POPPINTREE | Poppintree [T101,T102] | FINGLAS |  | 53.4031 | -6.2994
MV/LV Substation LA***221Z |  | 10 kV | _ | LV | 400 kVA :Kiosk Substation | 0.4 | --> | 0.4 | 0 | 0 | Constrained, otherwise capacity available =337 kVA | --> | 0.38 | 0 | 0 | 0.388 | 0 |  | --> | C24 ex POPPINTREE | Poppintree [T101,T102] | FINGLAS |  | 53.4033 | -6.3008
MV/LV Substation CO***222 |  | 10 kV | _ | LV | 400 kVA :Kiosk Substation | 0.4 | --> | 0.4 | 0 | 0 | Constrained, otherwise capacity available =224 kVA | --> | 0.38 | 0 | 0.045 | 0.37 | 0 |  | --> | C11 ex SANTRY | Santry [T41,T42] | FINGLAS |  | 53.3885 | -6.232
MV/LV Substation LA***222Z |  | 10 kV | _ | LV | 630 kVA :Kiosk Substation | 0.63 | --> | 0.63 | 0 | 0 | Constrained, otherwise capacity available =509 kVA | --> | 0.598 | 0 | 0.004 | 0.5 | 0 |  | --> | C24 ex POPPINTREE | Poppintree [T101,T102] | FINGLAS |  | 53.4056 | -6.299
MV/LV Substation LA***223Z |  | 10 kV | _ | LV | 630 kVA :Kiosk Substation | 0.63 | --> | 0.63 | 0 | 0 | Constrained, otherwise capacity available =534 kVA | --> | 0.598 | 0 | 0 | 0.5 | 0 |  | --> | C24 ex POPPINTREE | Poppintree [T101,T102] | FINGLAS |  | 53.4055 | -6.2983
MV/LV Substation LA***224Z |  | 10 kV | _ | LV | 400 kVA :Kiosk Substation | 0.4 | --> | 0.4 | 0 | 0 | Constrained, otherwise capacity available =329 kVA | --> | 0.38 | 0 | 0.003 | 0.387 | 0 |  | --> | C24 ex POPPINTREE | Poppintree [T101,T102] | FINGLAS |  | 53.4058 | -6.2967
MV/LV Substation MO***225 |  | 10 kV | _ | LV | 400 kVA :Kiosk Substation | 0.4 | --> | 0.4 | 0.286 | 12.96 |  | --> | 0.38 | 0 | 0.022 | 0.379 | 0 |  | --> | C24 ex ARTANE | Artane [T101,T102] | FINGLAS |  | 53.3893 | -6.2218
MV/LV Substation FI***225Z |  | 10 kV | _ | LV | 400 kVA :Kiosk Substation | 0.4 | --> | 0.4 | 0 | 0 | Constrained, otherwise capacity available =315 kVA | --> | 0.38 | 0 | 0.01 | 0.384 | 0 |  | --> | C24 ex POPPINTREE | Poppintree [T101,T102] | FINGLAS |  | 53.4069 | -6.2978
MV/LV Substation MO***226 |  | 10 kV | _ | LV | 400 kVA :Kiosk Substation | 0.4 | --> | 0.4 | 0.326 | 12.96 |  | --> | 0.38 | 0 | 0.026 | 0.371 | 0 |  | --> | C24 ex ARTANE | Artane [T101,T102] | FINGLAS |  | 53.3889 | -6.2184
MV/LV Substation AR***227 |  | 10 kV | _ | LV | 630 kVA :Kiosk Substation | 0.63 | --> | 0.63 | 0.449 | 12.96 |  | --> | 0.598 | 0 | 0.063 | 0.5 | 0 |  | --> | C24 ex ARTANE | Artane [T101,T102] | FINGLAS |  | 53.3873 | -6.2165
MV/LV Substation PA***227X |  | 10 kV | _ | LV | 200 kVA :Kiosk Substation | 0.2 | --> | 0.2 | 0 | 0 | Constrained, otherwise capacity available =169 kVA | --> | 0.19 | 0 | 0.006 | 0.19 | 0 |  | --> | C13 ex SUTTON | Sutton [T41,T42] | GRANGE (DR) |  | 53.3933 | -6.1335
MV/LV Substation ST***227Z |  | 10 kV | _ | LV | 400 kVA :Building Structure | 0.4 | --> | 0.4 | 0 | 0 | Constrained, otherwise capacity available =365 kVA | --> | 0.38 | 0 | 0 | 0.385 | 0 |  | --> | C11 ex HOWTH JUNCTION | Howth Junction [T41,T42] | GRANGE (DR) |  | 53.3749 | -6.1369
MV/LV Substation MO***228 |  | 10 kV | _ | LV | 400 kVA :Kiosk Substation | 0.4 | --> | 0.4 | 0.2 | 12.96 |  | --> | 0.38 | 0 | 0.052 | 0.368 | 0 |  | --> | C20 ex ARTANE | Artane [T101,T102] | FINGLAS |  | 53.3859 | -6.2234
MV/LV Substation CO***228Z |  | 10 kV | _ | LV | 400 kVA :Kiosk Substation | 0.4 | --> | 0.4 | 0.352 | 12.96 |  | --> | 0.38 | 0 | 0.01 | 0.379 | 0 |  | --> | C19 ex ARTANE | Artane [T101,T102] | FINGLAS |  | 53.3945 | -6.2071
MV/LV Substation AR***229 |  | 10 kV | _ | LV | 400 kVA :Kiosk Substation | 0.4 | --> | 0.4 | 0.344 | 12.96 |  | --> | 0.38 | 0 | 0.021 | 0.372 | 0 |  | --> | C20 ex ARTANE | Artane [T101,T102] | FINGLAS |  | 53.3875 | -6.2232
MV/LV Substation ST***229X |  | 10 kV | _ | LV | 400 kVA :Building Structure | 0.4 | --> | 0.4 | 0.19 | 7.91 |  | --> | 0.38 | 0 | 0 | 0.401 | 0 |  | --> | C26 ex PELLETSTOWN | Pelletstown [T101,T102] | FINGLAS |  | 53.3954 | -6.3549
MV/LV Substation SA***229Z |  | 10 kV | _ | LV | 200 kVA :Kiosk Substation | 0.2 | --> | 0.2 | 0 | 0 | Constrained, otherwise capacity available =157 kVA | --> | 0.19 | 0 | 0 | 0.196 | 0 |  | --> | C17 ex SANTRY | Santry [T41,T42] | FINGLAS |  | 53.4049 | -6.2459
MV/LV Substation SH***230 |  | 10 kV | _ | LV | 400 kVA :Kiosk Substation | 0.4 | --> | 0.4 | 0 | 0 | Constrained, otherwise capacity available =152 kVA | --> | 0.38 | 0 | 0.041 | 0.382 | 0 |  | --> | C11 ex SANTRY | Santry [T41,T42] | FINGLAS |  | 53.3877 | -6.2374
MV/LV Substation CA***230Z |  | 10 kV | _ | LV | 400 kVA :Kiosk Substation | 0.4 | --> | 0.4 | 0 | 0 | Constrained, otherwise capacity available =333 kVA | --> | 0.38 | 0 | 0 | 0.389 | 0 |  | --> | C20 ex POPPINTREE | Poppintree [T101,T102] | FINGLAS |  | 53.405 | -6.2762
MV/LV Substation AR***231X |  | 10 kV | _ | LV | 630 kVA :Building Structure | 0.63 | --> | 0.63 | 0.249 | 12.96 |  | --> | 0.598 | 0 | 0.005 | 0.5 | 0 |  | --> | C23 ex ARTANE | Artane [T101,T102] | FINGLAS |  | 53.383 | -6.2149
MV/LV Substation MO***232 |  | 10 kV | _ | LV | 200 kVA :Kiosk Substation | 0.2 | --> | 0.2 | 0 | 0 | Constrained, otherwise capacity available =97 kVA | --> | 0.19 | 0 | 0.043 | 0.172 | 0 |  | --> | C17 ex KILMORE | Kilmore [T101,T102,T103] | FINGLAS |  | 53.4023 | -6.1998
MV/LV Substation RA***233X |  | 10 kV | _ | LV | 630 kVA :Kiosk Substation | 0.63 | --> | 0.63 | 0 | 0 | Constrained, otherwise capacity available =436 kVA | --> | 0.598 | 0 | 0.01 | 0.5 | 0 |  | --> | C12 ex SUTTON | Sutton [T41,T42] | GRANGE (DR) |  | 53.3972 | -6.1371
MV/LV Substation NO***233Z |  | 10 kV | _ | LV | 400 kVA :Kiosk Substation | 0.4 | --> | 0.4 | 0 | 0 | Constrained, otherwise capacity available =234 kVA | --> | 0.38 | 0 | 0.007 | 0.397 | 0 |  | --> | C27 ex POPPINTREE | Poppintree [T101,T102] | FINGLAS |  | 53.3969 | -6.3047
MV/LV Substation CR***234 |  | 10 kV | _ | LV | 400 kVA :Building Structure | 0.4 | --> | 0.4 | 0.379 | 12.96 |  | --> | 0.38 | 0 | 0 | 0.383 | 0 |  | --> | C22 ex ARTANE | Artane [T101,T102] | FINGLAS |  | 53.3936 | -6.2153
MV/LV Substation AN***234X |  | 10 kV | _ | LV | 400 kVA :Building Structure | 0.4 | --> | 0.4 | 0 | 0 | Constrained, otherwise capacity available =329 kVA | --> | 0.38 | 0 | 0 | 0.39 | 0 |  | --> | C11 ex GRANGE (DR) | Grange (dr) [T41,T42] | GRANGE (DR) |  | 53.393 | -6.1529
MV/LV Substation BA***235X |  | 10 kV | _ | LV | 50 kVA :Pole Substation | 0.05 | --> | 0.05 | 0 | 0 | Constrained, otherwise capacity available =34 kVA | --> | 0.048 | 0 | 0.006 | 0.045 | 0 |  | --> | C20 ex SUTTON | Sutton [T41,T42] | GRANGE (DR) |  | 53.3856 | -6.0551
MV/LV Substation NO***236 |  | 10 kV | _ | LV | 630 kVA :Building Structure | 0.63 | --> | 0.63 | 0 | 0 | Constrained, otherwise capacity available =523 kVA | --> | 0.598 | 0 | 0 | 0.5 | 0 |  | --> | C31 ex CLONSHAUGH | Clonshaugh [T41,T42] | FINGLAS |  | 53.3959 | -6.2129
MV/LV Substation C.***236X |  | 10 kV | _ | LV | 200 kVA :Building Structure | 0.2 | --> | 0.2 | 0 | 0 | Constrained, otherwise capacity available =53 kVA | --> | 0.19 | 0 | 0 | 0.209 | 0 |  | --> | C11 ex SUTTON | Sutton [T41,T42] | GRANGE (DR) |  | 53.389 | -6.0744
MV/LV Substation HE***236Z |  | 10 kV | _ | LV | 200 kVA :Kiosk Substation | 0.2 | --> | 0.2 | 0 | 0 | Constrained, otherwise capacity available =120 kVA | --> | 0.19 | 0 | 0 | 0.201 | 0 |  | --> | C13 ex MALAHIDE | Malahide [T41,T42] | GLASMORE |  | 53.4146 | -6.1759
MV/LV Substation NO***237 |  | 10 kV | _ | LV | 630 kVA :Building Structure | 0.63 | --> | 0.63 | 0 | 0 | Constrained, otherwise capacity available =356 kVA | --> | 0.598 | 0 | 0 | 0.5 | 0 |  | --> | C16 ex SANTRY | Santry [T41,T42] | FINGLAS |  | 53.3955 | -6.2142
MV/LV Substation JO***237X |  | 10 kV | _ | LV | 200 kVA :Pole Substation | 0.2 | --> | 0.2 | 0 | 0 | Constrained, otherwise capacity available =149 kVA | --> | 0.19 | 0 | 0 | 0.197 | 0 |  | --> | C17 ex UNIDARE | Unidare [T41,T42] | FINGLAS |  | 53.413 | -6.3216
MV/LV Substation CH***237Z |  | 10 kV | _ | LV | 400 kVA :Kiosk Substation | 0.4 | --> | 0.4 | 0 | 0 | Constrained, otherwise capacity available =382 kVA | --> | 0.38 | 0 | 0 | 0.382 | 0 |  | --> | C24 ex POPPINTREE | Poppintree [T101,T102] | FINGLAS |  | 53.4043 | -6.2977
MV/LV Substation CI***238Z |  | 10 kV | _ | LV | 1000 kVA :Building Structure | 1 | --> | 1 | 0 | 0 | Constrained, otherwise capacity available =769 kVA | --> | 0.95 | 0 | 0 | 0.5 | 0 |  | --> | C18 ex POPPINTREE | Poppintree [T101,T102] | FINGLAS |  | 53.395 | -6.263
MV/LV Substation CL***239Z |  | 10 kV | _ | LV | 200 kVA :Kiosk Substation | 0.2 | --> | 0.2 | 0 | 0 | Constrained, otherwise capacity available =184 kVA | --> | 0.19 | 0 | 0 | 0.192 | 0 |  | --> | C20 ex CLONSHAUGH | Clonshaugh [T41,T42] | FINGLAS |  | 53.4055 | -6.2158
MV/LV Substation I.***240X |  | 10 kV | _ | LV | 400 kVA :Kiosk Substation | 0.4 | --> | 0.4 | 0 | 0 | Constrained, otherwise capacity available =365 kVA | --> | 0.38 | 0 | 0 | 0.385 | 0 |  | --> | C21 ex POPPINTREE | Poppintree [T101,T102] | FINGLAS |  | 53.4023 | -6.285
MV/LV Substation KI***240Z |  | 10 kV | _ | LV | 400 kVA :Kiosk Substation | 0.4 | --> | 0.4 | 0 | 0 | Constrained, otherwise capacity available =394 kVA | --> | 0.38 | 0 | 0 | 0.381 | 0 |  | --> | C20 ex MERVILLE | Merville [T41,T42] | FINGLAS |  | 53.3908 | -6.3108
MV/LV Substation KI***241X |  | 10 kV | _ | LV | 400 kVA :Kiosk Substation | 0.4 | --> | 0.4 | 0 | 0 | Constrained, otherwise capacity available =370 kVA | --> | 0.38 | 0 | 0 | 0.384 | 0 |  | --> | C20 ex SUTTON | Sutton [T41,T42] | GRANGE (DR) |  | 53.3856 | -6.0602
MV/LV Substation DU***242X |  | 10 kV | _ | LV | 50 kVA :Pole Substation | 0.05 | --> | 0.05 | 0.041 | 7.91 |  | --> | 0.048 | 0 | 0 | 0.049 | 0 |  | --> | C26 ex PELLETSTOWN | Pelletstown [T101,T102] | FINGLAS |  | 53.3879 | -6.327
MV/LV Substation GA***242Z |  | 10 kV | _ | LV | 630 kVA :Building Structure | 0.63 | --> | 0.63 | 0.5 | 2.86 |  | --> | 0.598 | 0 | 0.019 | 0.5 | 0 |  | --> | C14 ex BALLYMUN | Ballymun [T41,T42] | FINGLAS |  | 53.394 | -6.2651
MV/LV Substation HO***243X |  | 10 kV | _ | LV | 630 kVA :Building Structure | 0.63 | --> | 0.63 | 0 | 0 | Constrained, otherwise capacity available =418 kVA | --> | 0.598 | 0 | 0 | 0.5 | 0 |  | --> | C11 ex SUTTON | Sutton [T41,T42] | GRANGE (DR) |  | 53.3897 | -6.0725
MV/LV Substation CE***243Z |  | 10 kV | _ | LV | 400 kVA :Building Structure | 0.4 | --> | 0.4 | 0 | 0 | Constrained, otherwise capacity available =378 kVA | --> | 0.38 | 0 | 0 | 0.383 | 0 |  | --> | C24 ex POPPINTREE | Poppintree [T101,T102] | FINGLAS |  | 53.4013 | -6.3003
MV/LV Substation TH***244X |  | 10 kV | _ | LV | 630 kVA :Kiosk Substation | 0.63 | --> | 0.63 | 0 | 0 | Constrained, otherwise capacity available =583 kVA | --> | 0.598 | 0 | 0 | 0.5 | 0 |  | --> | C11 ex HOWTH JUNCTION | Howth Junction [T41,T42] | GRANGE (DR) |  | 53.3762 | -6.1663
MV/LV Substation IN***244Z |  | 10 kV | _ | LV | 200 kVA :Kiosk Substation | 0.2 | --> | 0.2 | 0 | 0 | Constrained, otherwise capacity available =197 kVA | --> | 0.19 | 0 | 0 | 0.19 | 0 |  | --> | C11 ex HOWTH JUNCTION | Howth Junction [T41,T42] | GRANGE (DR) |  | 53.3698 | -6.1485
MV/LV Substation MA***245X |  | 10 kV | _ | LV | 400 kVA :Kiosk Substation | 0.4 | --> | 0.4 | 0 | 0 | Constrained, otherwise capacity available =362 kVA | --> | 0.38 | 0 | 0.005 | 0.382 | 0 |  | --> | C11 ex HOWTH JUNCTION | Howth Junction [T41,T42] | GRANGE (DR) |  | 53.3852 | -6.1432
MV/LV Substation ST***245Z |  | 10 kV | _ | LV | 400 kVA :Building Structure | 0.4 | --> | 0.4 | 0 | 0 | Constrained, otherwise capacity available =316 kVA | --> | 0.38 | 0 | 0 | 0.391 | 0 |  | --> | C20 ex POPPINTREE | Poppintree [T101,T102] | FINGLAS |  | 53.3993 | -6.2629
MV/LV Substation BA***246X |  | 10 kV | _ | LV | 630 kVA :Kiosk Substation | 0.63 | --> | 0.63 | 0 | 0 | Constrained, otherwise capacity available =483 kVA | --> | 0.598 | 0 | 0.04 | 0.5 | 0 |  | --> | C14 ex HOWTH JUNCTION | Howth Junction [T41,T42] | GRANGE (DR) |  | 53.3907 | -6.1404
MV/LV Substation NC***246Z |  | 10 kV | _ | LV | 400 kVA :Building Structure | 0.4 | --> | 0.4 | 0 | 0 | Constrained, otherwise capacity available =335 kVA | --> | 0.38 | 0 | 0 | 0.389 | 0 |  | --> | C13 ex POPPINTREE | Poppintree [T101,T102] | FINGLAS |  | 53.4105 | -6.2693
MV/LV Substation CA***247Z |  | 10 kV | _ | LV | 400 kVA :Kiosk Substation | 0.4 | --> | 0.4 | 0.333 | 12.96 |  | --> | 0.38 | 0 | 0.043 | 0.357 | 0 |  | --> | C22 ex ARTANE | Artane [T101,T102] | FINGLAS |  | 53.3906 | -6.2153
MV/LV Substation FO***248X |  | 10 kV | _ | LV | 400 kVA :Kiosk Substation | 0.4 | --> | 0.4 | 0 | 0 | Constrained, otherwise capacity available =338 kVA | --> | 0.38 | 0 | 0.044 | 0.356 | 0 |  | --> | C22 ex HOWTH JUNCTION | Howth Junction [T41,T42] | GRANGE (DR) |  | 53.3839 | -6.1542
MV/LV Substation EL***249X |  | 10 kV | _ | LV | 400 kVA :Kiosk Substation | 0.4 | --> | 0.4 | 0.294 | 12.96 |  | --> | 0.38 | 0 | 0.034 | 0.369 | 0 |  | --> | C20 ex ARTANE | Artane [T101,T102] | FINGLAS |  | 53.3774 | -6.2209
MV/LV Substation EN***250 |  | 10 kV | _ | LV | 400 kVA :Kiosk Substation | 0.4 | --> | 0.4 | 0.316 | 12.96 |  | --> | 0.38 | 0 | 0.058 | 0.348 | 0 |  | --> | C30 ex ARTANE | Artane [T101,T102] | FINGLAS |  | 53.3778 | -6.1916
MV/LV Substation TO***250Z |  | 10 kV | _ | LV | 200 kVA :Kiosk Substation | 0.2 | --> | 0.2 | 0 | 0 | Constrained, otherwise capacity available =167 kVA | --> | 0.19 | 0 | 0 | 0.194 | 0 |  | --> | C11 ex MERVILLE | Merville [T41,T42] | FINGLAS |  | 53.3811 | -6.3151
MV/LV Substation DR***251 |  | 10 kV | _ | LV | 400 kVA :Kiosk Substation | 0.4 | --> | 0.4 | 0.232 | 12.96 |  | --> | 0.38 | 0 | 0.064 | 0.355 | 0 |  | --> | C24 ex ARTANE | Artane [T101,T102] | FINGLAS |  | 53.3838 | -6.2313
MV/LV Substation BO***252X |  | 10 kV | _ | LV | 400 kVA :Building Structure | 0.4 | --> | 0.4 | 0 | 0 | Constrained, otherwise capacity available =373 kVA | --> | 0.38 | 0 | 0 | 0.384 | 0 |  | --> | C14 ex POPPINTREE | Poppintree [T101,T102] | FINGLAS |  | 53.4055 | -6.2337
MV/LV Substation WO***253X |  | 10 kV | _ | LV | 630 kVA :Kiosk Substation | 0.63 | --> | 0.63 | 0 | 0 | Constrained, otherwise capacity available =513 kVA | --> | 0.598 | 0 | 0 | 0.5 | 0 |  | --> | C19 ex KILMORE | Kilmore [T101,T102,T103] | FINGLAS |  | 53.4117 | -6.2399
MV/LV Substation TO***254Z |  | 10 kV | _ | LV | 100 kVA :Pole Substation | 0.1 | --> | 0.1 | 0 | 0 | Constrained, otherwise capacity available =69 kVA | --> | 0.095 | 0 | 0.01 | 0.092 | 0 |  | --> | C17 ex BALLYCOOLIN | Ballycoolin [T41,T42,T43] | FINGLAS |  | 53.4039 | -6.3158
MV/LV Substation CO***255X |  | 10 kV | _ | LV | 630 kVA :Building Structure | 0.63 | --> | 0.63 | 0 | 0 | Constrained, otherwise capacity available =462 kVA | --> | 0.598 | 0 | 0.04 | 0.5 | 0 |  | --> | C14 ex POPPINTREE | Poppintree [T101,T102] | FINGLAS |  | 53.404 | -6.2358
MV/LV Substation I.***256X |  | 10 kV | _ | LV | 400 kVA :Kiosk Substation | 0.4 | --> | 0.4 | 0 | 0 | Constrained, otherwise capacity available =400 kVA | --> | 0.38 | 0 | 0 | 0.38 | 0 |  | --> | C31 ex CLONSHAUGH | Clonshaugh [T41,T42] | FINGLAS |  | 53.4015 | -6.2184
MV/LV Substation AS***256Z |  | 10 kV | _ | LV | 400 kVA :Kiosk Substation | 0.4 | --> | 0.4 | 0 | 0 | Constrained, otherwise capacity available =335 kVA | --> | 0.38 | 0 | 0 | 0.389 | 0 |  | --> | C16 ex SANTRY | Santry [T41,T42] | FINGLAS |  | 53.3974 | -6.2298
MV/LV Substation BE***257X |  | 10 kV | _ | LV | 630 kVA :Building Structure | 0.63 | --> | 0.63 | 0 | 0 | Constrained, otherwise capacity available =556 kVA | --> | 0.598 | 0 | 0 | 0.5 | 0 |  | --> | C14 ex MERVILLE | Merville [T41,T42] | FINGLAS |  | 53.3786 | -6.2884
MV/LV Substation SC***258Z |  | 10 kV | _ | LV | 400 kVA :Kiosk Substation | 0.4 | --> | 0.4 | 0.365 | 7.91 |  | --> | 0.38 | 0 | 0 | 0.385 | 0 |  | --> | C20 ex PELLETSTOWN | Pelletstown [T101,T102] | FINGLAS |  | 53.3801 | -6.318
MV/LV Substation GR***259Z |  | 10 kV | _ | LV | 400 kVA :Kiosk Substation | 0.4 | --> | 0.4 | 0 | 0 | Constrained, otherwise capacity available =238 kVA | --> | 0.38 | 0 | 0.056 | 0.36 | 0 |  | --> | C19 ex GRANGE (DR) | Grange (dr) [T41,T42] | GRANGE (DR) |  | 53.3972 | -6.1705
MV/LV Substation BA***260 |  | 10 kV | _ | LV | 400 kVA :Kiosk Substation | 0.4 | --> | 0.4 | 0.233 | 2.86 |  | --> | 0.38 | 0 | 0.013 | 0.393 | 0 |  | --> | C18 ex BALLYMUN | Ballymun [T41,T42] | FINGLAS |  | 53.3854 | -6.2899
MV/LV Substation KI***260Z |  | 10 kV | _ | LV | 400 kVA :Kiosk Substation | 0.4 | --> | 0.4 | 0 | 0 | Constrained, otherwise capacity available =268 kVA | --> | 0.38 | 0 | 0.008 | 0.392 | 0 |  | --> | C19 ex GRANGE (DR) | Grange (dr) [T41,T42] | GRANGE (DR) |  | 53.3954 | -6.1671
MV/LV Substation OL***262 |  | 10 kV | _ | LV | 400 kVA :Kiosk Substation | 0.4 | --> | 0.4 | 0.236 | 2.86 |  | --> | 0.38 | 0 | 0.04 | 0.372 | 0 |  | --> | C24 ex BALLYMUN | Ballymun [T41,T42] | FINGLAS |  | 53.3922 | -6.2604
MV/LV Substation WA***262X |  | 10 kV | _ | LV | 200 kVA :Kiosk Substation | 0.2 | --> | 0.2 | 0 | 0 | Constrained, otherwise capacity available =129 kVA | --> | 0.19 | 0 | 0.007 | 0.194 | 0 |  | --> | C22 ex HOWTH JUNCTION | Howth Junction [T41,T42] | GRANGE (DR) |  | 53.3842 | -6.1761
MV/LV Substation RA***263 |  | 10 kV | _ | LV | 400 kVA :Kiosk Substation | 0.4 | --> | 0.4 | 0.277 | 5.82 |  | --> | 0.38 | 0 | 0.029 | 0.375 | 0 |  | --> | C22 ex COOLOCK | Coolock [T41,T42] | FINGLAS |  | 53.3918 | -6.1864
MV/LV Substation FI***263Z |  | 10 kV | _ | LV | 400 kVA :Building Structure | 0.4 | --> | 0.4 | 0 | 0 | Constrained, otherwise capacity available =308 kVA | --> | 0.38 | 0 | 0 | 0.392 | 0 |  | --> | C22 ex UNIDARE | Unidare [T41,T42] | FINGLAS |  | 53.391 | -6.3055
MV/LV Substation CO***264 |  | 10 kV | _ | LV | 400 kVA :Kiosk Substation | 0.4 | --> | 0.4 | 0.29 | 2.86 |  | --> | 0.38 | 0 | 0.038 | 0.366 | 0 |  | --> | C13 ex BALLYMUN | Ballymun [T41,T42] | FINGLAS |  | 53.3868 | -6.2544
MV/LV Substation BI***264X |  | 10 kV | _ | LV | 400 kVA :Kiosk Substation | 0.4 | --> | 0.4 | 0 | 0 | Constrained, otherwise capacity available =272 kVA | --> | 0.38 | 0 | 0.028 | 0.376 | 0 |  | --> | C14 ex SUTTON | Sutton [T41,T42] | GRANGE (DR) |  | 53.3902 | -6.1213
MV/LV Substation JA***265Z |  | 10 kV | _ | LV | 630 kVA :Building Structure | 0.63 | --> | 0.63 | 0 | 0 | Constrained, otherwise capacity available =604 kVA | --> | 0.598 | 0 | 0 | 0.5 | 0 |  | --> | C17 ex KILMORE | Kilmore [T101,T102,T103] | FINGLAS |  | 53.4051 | -6.2208
MV/LV Substation TI***266X |  | 10 kV | _ | LV | 400 kVA :Building Structure | 0.4 | --> | 0.4 | 0 | 0 | Constrained, otherwise capacity available =143 kVA | --> | 0.38 | 0 | 0 | 0.407 | 0 |  | --> | C23 ex KILMORE | Kilmore [T101,T102,T103] | FINGLAS |  | 53.403 | -6.2227
MV/LV Substation CR***267 |  | 10 kV | _ | LV | 400 kVA :Kiosk Substation | 0.4 | --> | 0.4 | 0.366 | 2.86 |  | --> | 0.38 | 0 | 0.008 | 0.379 | 0 |  | --> | C13 ex BALLYMUN | Ballymun [T41,T42] | FINGLAS |  | 53.3873 | -6.2523
MV/LV Substation GR***267Z |  | 10 kV | _ | LV | 400 kVA :Kiosk Substation | 0.4 | --> | 0.4 | 0 | 0 | Constrained, otherwise capacity available =307 kVA | --> | 0.38 | 0 | 0.023 | 0.376 | 0 |  | --> | C11 ex SUTTON | Sutton [T41,T42] | GRANGE (DR) |  | 53.3829 | -6.0691
MV/LV Substation JO***268 |  | 10 kV | _ | LV | 400 kVA :Kiosk Substation | 0.4 | --> | 0.4 | 0.34 | 2.86 |  | --> | 0.38 | 0 | 0.006 | 0.384 | 0 |  | --> | C18 ex BALLYMUN | Ballymun [T41,T42] | FINGLAS |  | 53.3844 | -6.28
MV/LV Substation DR***268X |  | 10 kV | _ | LV | 630 kVA :Building Structure | 0.63 | --> | 0.63 | 0 | 0 | Constrained, otherwise capacity available =528 kVA | --> | 0.598 | 0 | 0 | 0.5 | 0 |  | --> | C14 ex POPPINTREE | Poppintree [T101,T102] | FINGLAS |  | 53.4065 | -6.2325
MV/LV Substation BA***268Z |  | 10 kV | _ | LV | 400 kVA :Kiosk Substation | 0.4 | --> | 0.4 | 0 | 0 | Constrained, otherwise capacity available =310 kVA | --> | 0.38 | 0 | 0.048 | 0.356 | 0 |  | --> | C20 ex SUTTON | Sutton [T41,T42] | GRANGE (DR) |  | 53.3816 | -6.0668
MV/LV Substation BE***269X |  | 10 kV | _ | LV | 200 kVA :Kiosk Substation | 0.2 | --> | 0.2 | 0 | 0 | Constrained, otherwise capacity available =142 kVA | --> | 0.19 | 0 | 0 | 0.198 | 0 |  | --> | C20 ex POPPINTREE | Poppintree [T101,T102] | FINGLAS |  | 53.4005 | -6.2808
MV/LV Substation MO***270X |  | 10 kV | _ | LV | 630 kVA :Kiosk Substation | 0.63 | --> | 0.63 | 0.5 | 12.96 |  | --> | 0.598 | 0 | 0.031 | 0.5 | 0 |  | --> | C17 ex ARTANE | Artane [T101,T102] | FINGLAS |  | 53.3831 | -6.2034
MV/LV Substation TU***271X |  | 10 kV | _ | LV | 200 kVA :Kiosk Substation | 0.2 | --> | 0.2 | 0 | 0 | Constrained, otherwise capacity available =165 kVA | --> | 0.19 | 0 | 0.004 | 0.192 | 0 |  | --> | C22 ex HOWTH JUNCTION | Howth Junction [T41,T42] | GRANGE (DR) |  | 53.3838 | -6.1722
MV/LV Substation EL***271Z |  | 10 kV | _ | LV | 630 kVA :Kiosk Substation | 0.63 | --> | 0.63 | 0.461 | 12.96 |  | --> | 0.598 | 0 | 0.043 | 0.5 | 0 |  | --> | C20 ex ARTANE | Artane [T101,T102] | FINGLAS |  | 53.3819 | -6.226
MV/LV Substation IC***272X |  | 10 kV | _ | LV | 630 kVA :Building Structure | 0.63 | --> | 0.63 | 0 | 0 | Constrained, otherwise capacity available =446 kVA | --> | 0.598 | 0 | 0 | 0.5 | 0 |  | --> | C11 ex SUTTON | Sutton [T41,T42] | GRANGE (DR) |  | 53.3902 | -6.0711
MV/LV Substation RO***272Z |  | 10 kV | _ | LV | 630 kVA :Kiosk Substation | 0.63 | --> | 0.63 | 0.5 | 12.96 |  | --> | 0.598 | 0 | 0.046 | 0.5 | 0 |  | --> | C20 ex ARTANE | Artane [T101,T102] | FINGLAS |  | 53.3797 | -6.2205
MV/LV Substation OA***273X |  | 10 kV | _ | LV | 400 kVA :Kiosk Substation | 0.4 | --> | 0.4 | 0 | 0 | Constrained, otherwise capacity available =296 kVA | --> | 0.38 | 0 | 0.022 | 0.378 | 0 |  | --> | C14 ex SANTRY | Santry [T41,T42] | FINGLAS |  | 53.3958 | -6.2408
MV/LV Substation TO***275X |  | 10 kV | _ | LV | 630 kVA :Building Structure | 0.63 | --> | 0.63 | 0 | 0 | Constrained, otherwise capacity available =584 kVA | --> | 0.598 | 0 | 0.115 | 0.5 | 0 |  | --> | C20 ex GRANGE (DR) | Grange (dr) [T41,T42] | GRANGE (DR) |  | 53.3949 | -6.144
MV/LV Substation AF***276Z |  | 10 kV | _ | LV | 200 kVA :Kiosk Substation | 0.2 | --> | 0.2 | 0 | 0 | Constrained, otherwise capacity available =89 kVA | --> | 0.19 | 0 | 0 | 0.205 | 0 |  | --> | C16 ex SANTRY | Santry [T41,T42] | FINGLAS |  | 53.3976 | -6.2273
MV/LV Substation BE***277 |  | 10 kV | _ | LV | 400 kVA :Kiosk Substation | 0.4 | --> | 0.4 | 0 | 0 | Constrained, otherwise capacity available =286 kVA | --> | 0.38 | 0 | 0.034 | 0.37 | 0 |  | --> | C22 ex POPPINTREE | Poppintree [T101,T102] | FINGLAS |  | 53.39 | -6.2794
MV/LV Substation ST***278 |  | 10 kV | _ | LV | 200 kVA :Building Structure | 0.2 | --> | 0.2 | 0 | 0 | Constrained, otherwise capacity available =182 kVA | --> | 0.19 | 0 | 0.015 | 0.181 | 0 |  | --> | C20 ex POPPINTREE | Poppintree [T101,T102] | FINGLAS |  | 53.4007 | -6.2714
MV/LV Substation KI***278X |  | 10 kV | _ | LV | 200 kVA :Kiosk Substation | 0.2 | --> | 0.2 | 0 | 0 | Constrained, otherwise capacity available =185 kVA | --> | 0.19 | 0 | 0 | 0.192 | 0 |  | --> | C13 ex KILMORE | Kilmore [T101,T102,T103] | FINGLAS |  | 53.3939 | -6.2222
MV/LV Substation BA***279Z |  | 10 kV | _ | LV | 1000 kVA :Building Structure | 1 | --> | 1 | 0.5 | 2.86 |  | --> | 0.95 | 0 | 0 | 0.5 | 0 |  | --> | C14 ex BALLYMUN | Ballymun [T41,T42] | FINGLAS |  | 53.3949 | -6.266
MV/LV Substation D.***280 |  | 10 kV | _ | LV | 100 kVA :Building Structure | 0.1 | --> | 0.1 | 0.027 | 2.86 |  | --> | 0.095 | 0 | 0 | 0.104 | 0 |  | --> | C13 ex BALLYMUN | Ballymun [T41,T42] | FINGLAS |  | 53.388 | -6.2515
MV/LV Substation SO***280X |  | 10 kV | _ | LV | 200 kVA :Kiosk Substation | 0.2 | --> | 0.2 | 0 | 0 | Constrained, otherwise capacity available =138 kVA | --> | 0.19 | 0 | 0.03 | 0.176 | 0 |  | --> | C20 ex SUTTON | Sutton [T41,T42] | GRANGE (DR) |  | 53.3752 | -6.0925
MV/LV Substation AS***281X |  | 10 kV | _ | LV | 400 kVA :Kiosk Substation | 0.4 | --> | 0.4 | 0 | 0 | Constrained, otherwise capacity available =260 kVA | --> | 0.38 | 0 | 0.076 | 0.342 | 0 |  | --> | C22 ex HOWTH JUNCTION | Howth Junction [T41,T42] | GRANGE (DR) |  | 53.3827 | -6.1744
MV/LV Substation JO***281Z |  | 10 kV | _ | LV | 630 kVA :Building Structure | 0.63 | --> | 0.63 | 0 | 0 | Constrained, otherwise capacity available =179 kVA | --> | 0.598 | 0 | 0 | 0.5 | 0 |  | --> | C17 ex UNIDARE | Unidare [T41,T42] | FINGLAS |  | 53.4032 | -6.3085
MV/LV Substation BA***282 |  | 10 kV | _ | LV | 400 kVA :Kiosk Substation | 0.4 | --> | 0.4 | 0.168 | 2.86 |  | --> | 0.38 | 0 | 0.109 | 0.33 | 0 |  | --> | C17 ex BALLYMUN | Ballymun [T41,T42] | FINGLAS |  | 53.3894 | -6.2643
MV/LV Substation CA***282X |  | 10 kV | _ | LV | 400 kVA :Kiosk Substation | 0.4 | --> | 0.4 | 0 | 0 | Constrained, otherwise capacity available =288 kVA | --> | 0.38 | 0 | 0 | 0.395 | 0 |  | --> | C22 ex GRANGE (DR) | Grange (dr) [T41,T42] | GRANGE (DR) |  | 53.4068 | -6.2035
MV/LV Substation BU***283 |  | 10 kV | _ | LV | 400 kVA :Building Structure | 0.4 | --> | 0.4 | 0.328 | 2.86 |  | --> | 0.38 | 0 | 0 | 0.39 | 0 |  | --> | C20 ex BALLYMUN | Ballymun [T41,T42] | FINGLAS |  | 53.3882 | -6.2546
MV/LV Substation BU***283X |  | 10 kV | _ | LV | 200 kVA :Building Structure | 0.2 | --> | 0.2 | 0 | 0 | Constrained, otherwise capacity available =156 kVA | --> | 0.19 | 0 | 0.009 | 0.189 | 0 |  | --> | C11 ex SUTTON | Sutton [T41,T42] | GRANGE (DR) |  | 53.3917 | -6.0996
MV/LV Substation PE***283Z |  | 10 kV | _ | LV | 400 kVA :Kiosk Substation | 0.4 | --> | 0.4 | 0 | 0 | Constrained, otherwise capacity available =330 kVA | --> | 0.38 | 0 | 0 | 0.389 | 0 |  | --> | C27 ex POPPINTREE | Poppintree [T101,T102] | FINGLAS |  | 53.3983 | -6.3063
MV/LV Substation DU***284 |  | 10 kV | _ | LV | 630 kVA :Kiosk Substation | 0.63 | --> | 0.63 | 0 | 0 | Constrained, otherwise capacity available =541 kVA | --> | 0.598 | 0 | 0.017 | 0.5 | 0 |  | --> | C12 ex MERVILLE | Merville [T41,T42] | FINGLAS |  | 53.3842 | -6.3069
MV/LV Substation CL***284Z |  | 10 kV | _ | LV | 400 kVA :Kiosk Substation | 0.4 | --> | 0.4 | 0 | 0 | Constrained, otherwise capacity available =342 kVA | --> | 0.38 | 0 | 0 | 0.388 | 0 |  | --> | C20 ex CLONSHAUGH | Clonshaugh [T41,T42] | FINGLAS |  | 53.409 | -6.2139
MV/LV Substation SA***285Z |  | 10 kV | _ | LV | 1000 kVA :Building Structure | 1 | --> | 1 | 0 | 0 | Constrained, otherwise capacity available =821 kVA | --> | 0.95 | 0 | 0 | 0.5 | 0 |  | --> | C18 ex POPPINTREE | Poppintree [T101,T102] | FINGLAS |  | 53.3966 | -6.2447
MV/LV Substation KI***286Z |  | 10 kV | _ | LV | 400 kVA :Building Structure | 0.4 | --> | 0.4 | 0.248 | 12.96 |  | --> | 0.38 | 0 | 0.04 | 0.371 | 0 |  | --> | C23 ex ARTANE | Artane [T101,T102] | FINGLAS |  | 53.3832 | -6.212
MV/LV Substation EN***287X |  | 10 kV | _ | LV | 200 kVA :Kiosk Substation | 0.2 | --> | 0.2 | 0.154 | 12.96 |  | --> | 0.19 | 0 | 0.003 | 0.194 | 0 |  | --> | C17 ex ARTANE | Artane [T101,T102] | FINGLAS |  | 53.3856 | -6.1935
MV/LV Substation TI***287Z |  | 10 kV | _ | LV | 630 kVA :Kiosk Substation | 0.63 | --> | 0.63 | 0.5 | 12.96 |  | --> | 0.598 | 0 | 0 | 0.5 | 0 |  | --> | C23 ex ARTANE | Artane [T101,T102] | FINGLAS |  | 53.3848 | -6.211
MV/LV Substation CA***288X |  | 10 kV | _ | LV | 200 kVA :Kiosk Substation | 0.2 | --> | 0.2 | 0 | 0 | Constrained, otherwise capacity available =179 kVA | --> | 0.19 | 0 | 0 | 0.193 | 0 |  | --> | C13 ex KILMORE | Kilmore [T101,T102,T103] | FINGLAS |  | 53.3957 | -6.2334
MV/LV Substation TI***288Z |  | 10 kV | _ | LV | 630 kVA :Building Structure | 0.63 | --> | 0.63 | 0.5 | 12.96 |  | --> | 0.598 | 0 | 0 | 0.5 | 0 |  | --> | C23 ex ARTANE | Artane [T101,T102] | FINGLAS |  | 53.3836 | -6.2123
MV/LV Substation HO***289Z |  | 10 kV | _ | LV | 100 kVA :Pole Substation | 0.1 | --> | 0.1 | 0 | 0 | Constrained, otherwise capacity available =83 kVA | --> | 0.095 | 0 | 0 | 0.097 | 0 |  | --> | C13 ex POPPINTREE | Poppintree [T101,T102] | FINGLAS |  | 53.4173 | -6.2667
MV/LV Substation TU***290X |  | 10 kV | _ | LV | 200 kVA :Kiosk Substation | 0.2 | --> | 0.2 | 0 | 0 | Constrained, otherwise capacity available =161 kVA | --> | 0.19 | 0 | 0.007 | 0.19 | 0 |  | --> | C12 ex SUTTON | Sutton [T41,T42] | GRANGE (DR) |  | 53.395 | -6.1321
MV/LV Substation DU***291X |  | 10 kV | _ | LV | 400 kVA :Kiosk Substation | 0.4 | --> | 0.4 | 0 | 0 | Constrained, otherwise capacity available =340 kVA | --> | 0.38 | 0 | 0.072 | 0.335 | 0 |  | --> | C20 ex SUTTON | Sutton [T41,T42] | GRANGE (DR) |  | 53.3821 | -6.0978
MV/LV Substation TE***291Z |  | 10 kV | _ | LV | 1000 kVA :Building Structure | 1 | --> | 1 | 0 | 0 | Constrained, otherwise capacity available =831 kVA | --> | 0.95 | 0 | 0 | 0.5 | 0 |  | --> | C22 ex GRANGE (DR) | Grange (dr) [T41,T42] | GRANGE (DR) |  | 53.4017 | -6.1798
MV/LV Substation WI***292X |  | 10 kV | _ | LV | 630 kVA :Building Structure | 0.63 | --> | 0.63 | 0 | 0 | Constrained, otherwise capacity available =563 kVA | --> | 0.598 | 0 | 0.006 | 0.5 | 0 |  | --> | C19 ex KILMORE | Kilmore [T101,T102,T103] | FINGLAS |  | 53.4066 | -6.2222
MV/LV Substation TE***292Z |  | 10 kV | _ | LV | 1000 kVA :Building Structure | 1 | --> | 1 | 0 | 0 | Constrained, otherwise capacity available =909 kVA | --> | 0.95 | 0 | 0 | 0.5 | 0 |  | --> | C22 ex GRANGE (DR) | Grange (dr) [T41,T42] | GRANGE (DR) |  | 53.4018 | -6.18
MV/LV Substation WE***293 |  | 10 kV | _ | LV | 630 kVA :Kiosk Substation | 0.63 | --> | 0.63 | 0.5 | 7.91 |  | --> | 0.598 | 0 | 0.003 | 0.5 | 0 |  | --> | C20 ex PELLETSTOWN | Pelletstown [T101,T102] | FINGLAS |  | 53.3828 | -6.3186
MV/LV Substation KN***293Z |  | 10 kV | _ | LV | 630 kVA :Building Structure | 0.63 | --> | 0.63 | 0 | 0 | Constrained, otherwise capacity available =540 kVA | --> | 0.598 | 0 | 0 | 0.5 | 0 |  | --> | C20 ex POPPINTREE | Poppintree [T101,T102] | FINGLAS |  | 53.3997 | -6.276
MV/LV Substation TH***294X |  | 10 kV | _ | LV | 400 kVA :Kiosk Substation | 0.4 | --> | 0.4 | 0 | 0 | Constrained, otherwise capacity available =339 kVA | --> | 0.38 | 0 | 0.01 | 0.381 | 0 |  | --> | C11 ex HOWTH JUNCTION | Howth Junction [T41,T42] | GRANGE (DR) |  | 53.3756 | -6.1635
MV/LV Substation LA***294Z |  | 10 kV | _ | LV | 400 kVA :Kiosk Substation | 0.4 | --> | 0.4 | 0 | 0 | Constrained, otherwise capacity available =344 kVA | --> | 0.38 | 0 | 0 | 0.388 | 0 |  | --> | C24 ex POPPINTREE | Poppintree [T101,T102] | FINGLAS |  | 53.4049 | -6.2945
MV/LV Substation RA***295 |  | 10 kV | _ | LV | 630 kVA :Kiosk Substation | 0.63 | --> | 0.63 | 0 | 0 | Constrained, otherwise capacity available =572 kVA | --> | 0.598 | 0 | 0.01 | 0.5 | 0 |  | --> | C12 ex MERVILLE | Merville [T41,T42] | FINGLAS |  | 53.383 | -6.316
MV/LV Substation VI***296 |  | 10 kV | _ | LV | 400 kVA :Kiosk Substation | 0.4 | --> | 0.4 | 0 | 0 | Constrained, otherwise capacity available =345 kVA | --> | 0.38 | 0 | 0.003 | 0.385 | 0 |  | --> | C12 ex MERVILLE | Merville [T41,T42] | FINGLAS |  | 53.3829 | -6.3144
MV/LV Substation HO***296Z |  | 10 kV | _ | LV | 630 kVA :Building Structure | 0.63 | --> | 0.63 | 0 | 0 | Constrained, otherwise capacity available =541 kVA | --> | 0.598 | 0 | 0 | 0.5 | 0 |  | --> | C11 ex GRANGE (DR) | Grange (dr) [T41,T42] | GRANGE (DR) |  | 53.3919 | -6.1525
MV/LV Substation RA***297 |  | 10 kV | _ | LV | 630 kVA :Kiosk Substation | 0.63 | --> | 0.63 | 0.5 | 7.91 |  | --> | 0.598 | 0 | 0.006 | 0.5 | 0 |  | --> | C20 ex PELLETSTOWN | Pelletstown [T101,T102] | FINGLAS |  | 53.3819 | -6.3156
MV/LV Substation DU***297X |  | 10 kV | _ | LV | 100 kVA :Pole Substation | 0.1 | --> | 0.1 | 0 | 0 | Constrained, otherwise capacity available =80 kVA | --> | 0.095 | 0 | 0.003 | 0.096 | 0 |  | --> | C20 ex SUTTON | Sutton [T41,T42] | GRANGE (DR) |  | 53.3807 | -6.0642
MV/LV Substation GE***297Z |  | 10 kV | _ | LV | 400 kVA :Kiosk Substation | 0.4 | --> | 0.4 | 0 | 0 | Constrained, otherwise capacity available =350 kVA | --> | 0.38 | 0 | 0 | 0.387 | 0 |  | --> | C20 ex SANTRY | Santry [T41,T42] | FINGLAS |  | 53.4025 | -6.2636
MV/LV Substation WO***298 |  | 10 kV | _ | LV | 400 kVA :Kiosk Substation | 0.4 | --> | 0.4 | 0.283 | 7.91 |  | --> | 0.38 | 0 | 0.007 | 0.39 | 0 |  | --> | C20 ex PELLETSTOWN | Pelletstown [T101,T102] | FINGLAS |  | 53.3817 | -6.3195
MV/LV Substation ST***298X |  | 10 kV | _ | LV | 200 kVA :Kiosk Substation | 0.2 | --> | 0.2 | 0.188 | 12.96 |  | --> | 0.19 | 0 | 0.05 | 0.155 | 0 |  | --> | C23 ex ARTANE | Artane [T101,T102] | FINGLAS |  | 53.3852 | -6.2163
MV/LV Substation HO***299Z |  | 10 kV | _ | LV | 400 kVA :Kiosk Substation | 0.4 | --> | 0.4 | 0 | 0 | Constrained, otherwise capacity available =294 kVA | --> | 0.38 | 0 | 0 | 0.394 | 0 |  | --> | C11 ex SUTTON | Sutton [T41,T42] | GRANGE (DR) |  | 53.3885 | -6.0714
MV/LV Substation CL***300 |  | 10 kV | _ | LV | 400 kVA :Kiosk Substation | 0.4 | --> | 0.4 | 0 | 0 | Constrained, otherwise capacity available =228 kVA | --> | 0.38 | 0 | 0 | 0.403 | 0 |  | --> | C11 ex MERVILLE | Merville [T41,T42] | FINGLAS |  | 53.3804 | -6.2946
MV/LV Substation ST***300X |  | 10 kV | _ | LV | 630 kVA :Kiosk Substation | 0.63 | --> | 0.63 | 0 | 0 | Constrained, otherwise capacity available =544 kVA | --> | 0.598 | 0 | 0 | 0.5 | 0 |  | --> | C12 ex SANTRY | Santry [T41,T42] | FINGLAS |  | 53.3954 | -6.2471
MV/LV Substation GL***301 |  | 10 kV | _ | LV | 630 kVA :Kiosk Substation | 0.63 | --> | 0.63 | 0 | 0 | Constrained, otherwise capacity available =558 kVA | --> | 0.598 | 0 | 0.019 | 0.5 | 0 |  | --> | C11 ex MERVILLE | Merville [T41,T42] | FINGLAS |  | 53.3809 | -6.313
MV/LV Substation ES***301Z |  | 10 kV | _ | LV | 400 kVA :Kiosk Substation | 0.4 | --> | 0.4 | 0.265 | 12.96 |  | --> | 0.38 | 0 | 0 | 0.398 | 0 |  | --> | C28 ex ARTANE | Artane [T101,T102] | FINGLAS |  | 53.382 | -6.2078
MV/LV Substation NO***302X |  | 10 kV | _ | LV | 400 kVA :Kiosk Substation | 0.4 | --> | 0.4 | 0 | 0 | Constrained, otherwise capacity available =240 kVA | --> | 0.38 | 0 | 0 | 0.399 | 0 |  | --> | C31 ex CLONSHAUGH | Clonshaugh [T41,T42] | FINGLAS |  | 53.3968 | -6.2152
MV/LV Substation BA***302Z |  | 10 kV | _ | LV | 630 kVA :Building Structure | 0.63 | --> | 0.63 | 0.5 | 5.82 |  | --> | 0.598 | 0 | 0 | 0.5 | 0 |  | --> | C21 ex COOLOCK | Coolock [T41,T42] | FINGLAS |  | 53.394 | -6.1969
MV/LV Substation HA***303 |  | 10 kV | _ | LV | 400 kVA :Kiosk Substation | 0.4 | --> | 0.4 | 0 | 0 | Constrained, otherwise capacity available =240 kVA | --> | 0.38 | 0 | 0 | 0.401 | 0 |  | --> | C12 ex MERVILLE | Merville [T41,T42] | FINGLAS |  | 53.3816 | -6.2944
MV/LV Substation BA***303X |  | 10 kV | _ | LV | 200 kVA :Kiosk Substation | 0.2 | --> | 0.2 | 0 | 0 | Constrained, otherwise capacity available =198 kVA | --> | 0.19 | 0 | 0 | 0.19 | 0 |  | --> | C20 ex SUTTON | Sutton [T41,T42] | GRANGE (DR) |  | 53.3869 | -6.0635
MV/LV Substation SA***303Z |  | 10 kV | _ | LV | 400 kVA :Building Structure | 0.4 | --> | 0.4 | 0 | 0 | Constrained, otherwise capacity available =395 kVA | --> | 0.38 | 0 | 0 | 0.381 | 0 |  | --> | C31 ex CLONSHAUGH | Clonshaugh [T41,T42] | FINGLAS |  | 53.4025 | -6.2214
MV/LV Substation GL***304 |  | 10 kV | _ | LV | 400 kVA :Kiosk Substation | 0.4 | --> | 0.4 | 0 | 0 | Constrained, otherwise capacity available =209 kVA | --> | 0.38 | 0 | 0.048 | 0.37 | 0 |  | --> | C16 ex MERVILLE | Merville [T41,T42] | FINGLAS |  | 53.384 | -6.2924
MV/LV Substation VA***305 |  | 10 kV | _ | LV | 630 kVA :Kiosk Substation | 0.63 | --> | 0.63 | 0 | 0 | Constrained, otherwise capacity available =547 kVA | --> | 0.598 | 0 | 0.017 | 0.5 | 0 |  | --> | C12 ex MERVILLE | Merville [T41,T42] | FINGLAS |  | 53.3812 | -6.3084
MV/LV Substation VA***306 |  | 10 kV | _ | LV | 630 kVA :Kiosk Substation | 0.63 | --> | 0.63 | 0 | 0 | Constrained, otherwise capacity available =588 kVA | --> | 0.598 | 0 | 0.005 | 0.5 | 0 |  | --> | C12 ex MERVILLE | Merville [T41,T42] | FINGLAS |  | 53.3812 | -6.3058
MV/LV Substation TU***306X |  | 10 kV | _ | LV | 100 kVA :Pole Substation | 0.1 | --> | 0.1 | 0 | 0 | Constrained, otherwise capacity available =73 kVA | --> | 0.095 | 0 | 0.004 | 0.096 | 0 |  | --> | C19 ex KILMORE | Kilmore [T101,T102,T103] | FINGLAS |  | 53.4096 | -6.2299
MV/LV Substation BE***307 |  | 10 kV | _ | LV | 630 kVA :Building Structure | 0.63 | --> | 0.63 | 0 | 0 | Constrained, otherwise capacity available =570 kVA | --> | 0.598 | 0 | 0 | 0.5 | 0 |  | --> | C12 ex MERVILLE | Merville [T41,T42] | FINGLAS |  | 53.3821 | -6.3053
MV/LV Substation BA***307Z |  | 10 kV | _ | LV | 400 kVA :Kiosk Substation | 0.4 | --> | 0.4 | 0 | 0 | Constrained, otherwise capacity available =300 kVA | --> | 0.38 | 0 | 0 | 0.393 | 0 |  | --> | C20 ex POPPINTREE | Poppintree [T101,T102] | FINGLAS |  | 53.4004 | -6.2698
MV/LV Substation GO***308 |  | 10 kV | _ | LV | 400 kVA :Kiosk Substation | 0.4 | --> | 0.4 | 0 | 0 | Constrained, otherwise capacity available =215 kVA | --> | 0.38 | 0 | 0.023 | 0.388 | 0 |  | --> | C11 ex MERVILLE | Merville [T41,T42] | FINGLAS |  | 53.3794 | -6.2992
MV/LV Substation BA***308Z |  | 10 kV | _ | LV | 400 kVA :Kiosk Substation | 0.4 | --> | 0.4 | 0 | 0 | Constrained, otherwise capacity available =371 kVA | --> | 0.38 | 0 | 0 | 0.384 | 0 |  | --> | C20 ex POPPINTREE | Poppintree [T101,T102] | FINGLAS |  | 53.4 | -6.2664
MV/LV Substation RO***309X |  | 10 kV | _ | LV | 400 kVA :Kiosk Substation | 0.4 | --> | 0.4 | 0 | 0 | Constrained, otherwise capacity available =338 kVA | --> | 0.38 | 0 | 0.017 | 0.376 | 0 |  | --> | C11 ex HOWTH JUNCTION | Howth Junction [T41,T42] | GRANGE (DR) |  | 53.3861 | -6.1416
MV/LV Substation NO***309Z |  | 10 kV | _ | LV | 1000 kVA :Building Structure | 1 | --> | 1 | 0 | 0 | Constrained, otherwise capacity available =701 kVA | --> | 0.95 | 0 | 0 | 0.5 | 0 |  | --> | C19 ex POPPINTREE | Poppintree [T101,T102] | FINGLAS |  | 53.4006 | -6.2659
MV/LV Substation NO***310Z |  | 10 kV | _ | LV | 1000 kVA :Building Structure | 1 | --> | 1 | 0 | 0 | Constrained, otherwise capacity available =669 kVA | --> | 0.95 | 0 | 0.005 | 0.5 | 0 |  | --> | C18 ex POPPINTREE | Poppintree [T101,T102] | FINGLAS |  | 53.401 | -6.2637
MV/LV Substation AV***311 |  | 10 kV | _ | LV | 200 kVA :Kiosk Substation | 0.2 | --> | 0.2 | 0 | 0 | Constrained, otherwise capacity available =168 kVA | --> | 0.19 | 0 | 0 | 0.194 | 0 |  | --> | C22 ex UNIDARE | Unidare [T41,T42] | FINGLAS |  | 53.3925 | -6.32
MV/LV Substation YA***311X |  | 10 kV | _ | LV | 400 kVA :Kiosk Substation | 0.4 | --> | 0.4 | 0 | 0 | Constrained, otherwise capacity available =364 kVA | --> | 0.38 | 0 | 0.011 | 0.377 | 0 |  | --> | C11 ex SUTTON | Sutton [T41,T42] | GRANGE (DR) |  | 53.3885 | -6.0677
MV/LV Substation CO***311Z |  | 10 kV | _ | LV | 630 kVA :Kiosk Substation | 0.63 | --> | 0.63 | 0 | 0 | Constrained, otherwise capacity available =549 kVA | --> | 0.598 | 0 | 0 | 0.5 | 0 |  | --> | C18 ex POPPINTREE | Poppintree [T101,T102] | FINGLAS |  | 53.3984 | -6.2572
MV/LV Substation KI***312 |  | 10 kV | _ | LV | 400 kVA :Kiosk Substation | 0.4 | --> | 0.4 | 0 | 0 | Constrained, otherwise capacity available =261 kVA | --> | 0.38 | 0 | 0 | 0.398 | 0 |  | --> | C11 ex MERVILLE | Merville [T41,T42] | FINGLAS |  | 53.3797 | -6.3085
MV/LV Substation CA***312X |  | 10 kV | _ | LV | 400 kVA :Kiosk Substation | 0.4 | --> | 0.4 | 0.354 | 12.96 |  | --> | 0.38 | 0 | 0.014 | 0.376 | 0 |  | --> | C23 ex ARTANE | Artane [T101,T102] | FINGLAS |  | 53.3822 | -6.2114
MV/LV Substation BA***313 |  | 10 kV | _ | LV | 400 kVA :Kiosk Substation | 0.4 | --> | 0.4 | 0 | 0 | Constrained, otherwise capacity available =302 kVA | --> | 0.38 | 0 | 0 | 0.393 | 0 |  | --> | C11 ex MERVILLE | Merville [T41,T42] | FINGLAS |  | 53.3798 | -6.3049
MV/LV Substation DO***314 |  | 10 kV | _ | LV | 400 kVA :Kiosk Substation | 0.4 | --> | 0.4 | 0 | 0 | Constrained, otherwise capacity available =276 kVA | --> | 0.38 | 0 | 0 | 0.396 | 0 |  | --> | C20 ex POPPINTREE | Poppintree [T101,T102] | FINGLAS |  | 53.403 | -6.2776
MV/LV Substation MA***314X |  | 10 kV | _ | LV | 200 kVA :Kiosk Substation | 0.2 | --> | 0.2 | 0 | 0 | Constrained, otherwise capacity available =110 kVA | --> | 0.19 | 0 | 0.03 | 0.18 | 0 |  | --> | C20 ex SUTTON | Sutton [T41,T42] | GRANGE (DR) |  | 53.3891 | -6.1091
MV/LV Substation WA***315X |  | 10 kV | _ | LV | 400 kVA :Kiosk Substation | 0.4 | --> | 0.4 | 0 | 0 | Constrained, otherwise capacity available =342 kVA | --> | 0.38 | 0 | 0.01 | 0.38 | 0 |  | --> | C14 ex SUTTON | Sutton [T41,T42] | GRANGE (DR) |  | 53.3892 | -6.1205
MV/LV Substation VI***316 |  | 10 kV | _ | LV | 400 kVA :Kiosk Substation | 0.4 | --> | 0.4 | 0 | 0 | Constrained, otherwise capacity available =212 kVA | --> | 0.38 | 0 | 0.052 | 0.366 | 0 |  | --> | C14 ex MERVILLE | Merville [T41,T42] | FINGLAS |  | 53.3771 | -6.2855
MV/LV Substation TH***316Z |  | 10 kV | _ | LV | 1000 kVA :Building Structure | 1 | --> | 1 | 0 | 0 | Constrained, otherwise capacity available =913 kVA | --> | 0.95 | 0 | 0 | 0.5 | 0 |  | --> | C13 ex GRANGE (DR) | Grange (dr) [T41,T42] | GRANGE (DR) |  | 53.3977 | -6.1803
MV/LV Substation PR***317 |  | 10 kV | _ | LV | 200 kVA :Building Structure | 0.2 | --> | 0.2 | 0 | 0 | Constrained, otherwise capacity available =173 kVA | --> | 0.19 | 0 | 0 | 0.194 | 0 |  | --> | C22 ex UNIDARE | Unidare [T41,T42] | FINGLAS |  | 53.3944 | -6.3194
MV/LV Substation AS***318 |  | 10 kV | _ | LV | 200 kVA :Pole Substation | 0.2 | --> | 0.2 | 0.197 | 7.91 |  | --> | 0.19 | 0 | 0 | 0.19 | 0 |  | --> | C26 ex PELLETSTOWN | Pelletstown [T101,T102] | FINGLAS |  | 53.3775 | -6.3362
MV/LV Substation RO***318X |  | 10 kV | _ | LV | 400 kVA :Kiosk Substation | 0.4 | --> | 0.4 | 0 | 0 | Constrained, otherwise capacity available =253 kVA | --> | 0.38 | 0 | 0.054 | 0.36 | 0 |  | --> | C16 ex SANTRY | Santry [T41,T42] | FINGLAS |  | 53.4005 | -6.2373
MV/LV Substation ME***318Z |  | 10 kV | _ | LV | 400 kVA :Kiosk Substation | 0.4 | --> | 0.4 | 0 | 0 | Constrained, otherwise capacity available =291 kVA | --> | 0.38 | 0 | 0.043 | 0.363 | 0 |  | --> | C20 ex UNIDARE | Unidare [T41,T42] | FINGLAS |  | 53.3998 | -6.2923
MV/LV Substation ME***319Z |  | 10 kV | _ | LV | 630 kVA :Kiosk Substation | 0.63 | --> | 0.63 | 0 | 0 | Constrained, otherwise capacity available =509 kVA | --> | 0.598 | 0 | 0.021 | 0.5 | 0 |  | --> | C20 ex UNIDARE | Unidare [T41,T42] | FINGLAS |  | 53.4012 | -6.2942
MV/LV Substation ST***321 |  | 10 kV | _ | LV | 50 kVA :Pole Substation | 0.05 | --> | 0.05 | 0.028 | 12.96 |  | --> | 0.048 | 0 | 0.01 | 0.043 | 0 |  | --> | C24 ex ARTANE | Artane [T101,T102] | FINGLAS |  | 53.3881 | -6.227
MV/LV Substation HA***321X |  | 10 kV | _ | LV | 400 kVA :Kiosk Substation | 0.4 | --> | 0.4 | 0 | 0 | Constrained, otherwise capacity available =281 kVA | --> | 0.38 | 0 | 0.004 | 0.393 | 0 |  | --> | C11 ex SUTTON | Sutton [T41,T42] | GRANGE (DR) |  | 53.3862 | -6.0668
MV/LV Substation CO***323 |  | 10 kV | _ | LV | 200 kVA :Building Structure | 0.2 | --> | 0.2 | 0.171 | 2.86 |  | --> | 0.19 | 0 | 0.006 | 0.19 | 0 |  | --> | C14 ex BALLYMUN | Ballymun [T41,T42] | FINGLAS |  | 53.3937 | -6.2622
MV/LV Substation MA***323Z |  | 10 kV | _ | LV | 200 kVA :Kiosk Substation | 0.2 | --> | 0.2 | 0 | 0 | Constrained, otherwise capacity available =172 kVA | --> | 0.19 | 0 | 0 | 0.194 | 0 |  | --> | C17 ex SANTRY | Santry [T41,T42] | FINGLAS |  | 53.4044 | -6.2427
MV/LV Substation LO***325X |  | 10 kV | _ | LV | 400 kVA :Kiosk Substation | 0.4 | --> | 0.4 | 0 | 0 | Constrained, otherwise capacity available =254 kVA | --> | 0.38 | 0 | 0.039 | 0.37 | 0 |  | --> | C14 ex SANTRY | Santry [T41,T42] | FINGLAS |  | 53.3924 | -6.2402
MV/LV Substation PR***325Z |  | 10 kV | _ | LV | 400 kVA :Kiosk Substation | 0.4 | --> | 0.4 | 0 | 0 | Constrained, otherwise capacity available =320 kVA | --> | 0.38 | 0 | 0 | 0.391 | 0 |  | --> | C22 ex GRANGE (DR) | Grange (dr) [T41,T42] | GRANGE (DR) |  | 53.4008 | -6.1905
MV/LV Substation PR***326Z |  | 10 kV | _ | LV | 400 kVA :Kiosk Substation | 0.4 | --> | 0.4 | 0 | 0 | Constrained, otherwise capacity available =322 kVA | --> | 0.38 | 0 | 0 | 0.39 | 0 |  | --> | C22 ex GRANGE (DR) | Grange (dr) [T41,T42] | GRANGE (DR) |  | 53.4026 | -6.191
MV/LV Substation SU***327X |  | 10 kV | _ | LV | 630 kVA :Building Structure | 0.63 | --> | 0.63 | 0 | 0 | Constrained, otherwise capacity available =396 kVA | --> | 0.598 | 0 | 0 | 0.5 | 0 |  | --> | C11 ex SUTTON | Sutton [T41,T42] | GRANGE (DR) |  | 53.3898 | -6.1105
MV/LV Substation TE***327Z |  | 10 kV | _ | LV | 400 kVA :Kiosk Substation | 0.4 | --> | 0.4 | 0 | 0 | Constrained, otherwise capacity available =336 kVA | --> | 0.38 | 0 | 0 | 0.389 | 0 |  | --> | C17 ex SANTRY | Santry [T41,T42] | FINGLAS |  | 53.4068 | -6.2496
MV/LV Substation GA***328Z |  | 10 kV | _ | LV | 630 kVA :Building Structure | 0.63 | --> | 0.63 | 0 | 0 | Constrained, otherwise capacity available =608 kVA | --> | 0.598 | 0 | 0 | 0.5 | 0 |  | --> | C17 ex POPPINTREE | Poppintree [T101,T102] | FINGLAS |  | 53.4025 | -6.2597
MV/LV Substation OA***330X |  | 10 kV | _ | LV | 200 kVA :Kiosk Substation | 0.2 | --> | 0.2 | 0 | 0 | Constrained, otherwise capacity available =168 kVA | --> | 0.19 | 0 | 0 | 0.194 | 0 |  | --> | C17 ex SANTRY | Santry [T41,T42] | FINGLAS |  | 53.3991 | -6.2438
MV/LV Substation PR***331X |  | 10 kV | _ | LV | 400 kVA :Building Structure | 0.4 | --> | 0.4 | 0.385 | 5.82 |  | --> | 0.38 | 0 | 0 | 0.382 | 0 |  | --> | C11 ex COOLOCK | Coolock [T41,T42] | FINGLAS |  | 53.3959 | -6.1905
MV/LV Substation LA***331Z |  | 10 kV | _ | LV | 400 kVA :Kiosk Substation | 0.4 | --> | 0.4 | 0 | 0 | Constrained, otherwise capacity available =340 kVA | --> | 0.38 | 0 | 0 | 0.388 | 0 |  | --> | C16 ex SANTRY | Santry [T41,T42] | FINGLAS |  | 53.3996 | -6.2275
MV/LV Substation TR***332Z |  | 10 kV | _ | LV | 400 kVA :Kiosk Substation | 0.4 | --> | 0.4 | 0 | 0 | Constrained, otherwise capacity available =326 kVA | --> | 0.38 | 0 | 0.005 | 0.386 | 0 |  | --> | C13 ex GRANGE (DR) | Grange (dr) [T41,T42] | GRANGE (DR) |  | 53.4024 | -6.1622
MV/LV Substation RO***333X |  | 10 kV | _ | LV | 200 kVA :Kiosk Substation | 0.2 | --> | 0.2 | 0 | 0 | Constrained, otherwise capacity available =99 kVA | --> | 0.19 | 0 | 0.049 | 0.167 | 0 |  | --> | C16 ex SANTRY | Santry [T41,T42] | FINGLAS |  | 53.4023 | -6.2366
MV/LV Substation LI***333Z |  | 10 kV | _ | LV | 630 kVA :Kiosk Substation | 0.63 | --> | 0.63 | 0 | 0 | Constrained, otherwise capacity available =487 kVA | --> | 0.598 | 0 | 0 | 0.5 | 0 |  | --> | C33 ex KILMORE | Kilmore [T101,T102,T103] | FINGLAS |  | 53.4031 | -6.257
MV/LV Substation WO***334X |  | 10 kV | _ | LV | 200 kVA :Kiosk Substation | 0.2 | --> | 0.2 | 0 | 0 | Constrained, otherwise capacity available =186 kVA | --> | 0.19 | 0 | 0.005 | 0.188 | 0 |  | --> | C20 ex SUTTON | Sutton [T41,T42] | GRANGE (DR) |  | 53.3775 | -6.0648
MV/LV Substation WO***334Z |  | 10 kV | _ | LV | 630 kVA :Building Structure | 0.63 | --> | 0.63 | 0 | 0 | Constrained, otherwise capacity available =616 kVA | --> | 0.598 | 0 | 0 | 0.5 | 0 |  | --> | C19 ex KILMORE | Kilmore [T101,T102,T103] | FINGLAS |  | 53.4089 | -6.236
MV/LV Substation ST***335 |  | 10 kV | _ | LV | 200 kVA :Pole Substation | 0.2 | --> | 0.2 | 0.136 | 7.91 |  | --> | 0.19 | 0 | 0 | 0.199 | 0 |  | --> | C26 ex PELLETSTOWN | Pelletstown [T101,T102] | FINGLAS |  | 53.3872 | -6.3252
MV/LV Substation DE***335Z |  | 10 kV | _ | LV | 630 kVA :Building Structure | 0.63 | --> | 0.63 | 0 | 0 | Constrained, otherwise capacity available =589 kVA | --> | 0.598 | 0 | 0 | 0.5 | 0 |  | --> | C27 ex POPPINTREE | Poppintree [T101,T102] | FINGLAS |  | 53.4024 | -6.3121
MV/LV Substation BE***336 |  | 10 kV | _ | LV | 400 kVA :Kiosk Substation | 0.4 | --> | 0.4 | 0.243 | 12.96 |  | --> | 0.38 | 0 | 0.026 | 0.382 | 0 |  | --> | C20 ex ARTANE | Artane [T101,T102] | FINGLAS |  | 53.3854 | -6.2193
MV/LV Substation TO***337Z |  | 10 kV | _ | LV | 200 kVA :Kiosk Substation | 0.2 | --> | 0.2 | 0 | 0 | Constrained, otherwise capacity available =177 kVA | --> | 0.19 | 0 | 0 | 0.193 | 0 |  | --> | C31 ex CLONSHAUGH | Clonshaugh [T41,T42] | FINGLAS |  | 53.4028 | -6.2213
MV/LV Substation ME***338 |  | 10 kV | _ | LV | 400 kVA :Kiosk Substation | 0.4 | --> | 0.4 | 0 | 0 | Constrained, otherwise capacity available =371 kVA | --> | 0.38 | 0 | 0 | 0.384 | 0 |  | --> | C12 ex MERVILLE | Merville [T41,T42] | FINGLAS |  | 53.381 | -6.2978
MV/LV Substation HI***338X |  | 10 kV | _ | LV | 400 kVA :Kiosk Substation | 0.4 | --> | 0.4 | 0 | 0 | Constrained, otherwise capacity available =375 kVA | --> | 0.38 | 0 | 0 | 0.384 | 0 |  | --> | C17 ex HOWTH JUNCTION | Howth Junction [T41,T42] | GRANGE (DR) |  | 53.386 | -6.1746
MV/LV Substation SA***340Z |  | 10 kV | _ | LV | 400 kVA :Kiosk Substation | 0.4 | --> | 0.4 | 0 | 0 | Constrained, otherwise capacity available =311 kVA | --> | 0.38 | 0 | 0 | 0.392 | 0 |  | --> | C17 ex SANTRY | Santry [T41,T42] | FINGLAS |  | 53.407 | -6.2516
MV/LV Substation RE***341X |  | 10 kV | _ | LV | 630 kVA :Kiosk Substation | 0.63 | --> | 0.63 | 0 | 0 | Constrained, otherwise capacity available =533 kVA | --> | 0.598 | 0 | 0 | 0.5 | 0 |  | --> | C20 ex SANTRY | Santry [T41,T42] | FINGLAS |  | 53.3975 | -6.2472
MV/LV Substation AL***341Z |  | 10 kV | _ | LV | 1000 kVA :Building Structure | 1 | --> | 1 | 0 | 0 | Constrained, otherwise capacity available =823 kVA | --> | 0.95 | 0 | 0.035 | 0.5 | 0 |  | --> | C24 ex UNIDARE | Unidare [T41,T42] | FINGLAS |  | 53.3994 | -6.3055
MV/LV Substation SU***343X |  | 10 kV | _ | LV | 50 kVA :Pole Substation | 0.05 | --> | 0.05 | 0 | 0 | Constrained, otherwise capacity available =16 kVA | --> | 0.048 | 0 | 0.006 | 0.048 | 0 |  | --> | C11 ex SUTTON | Sutton [T41,T42] | GRANGE (DR) |  | 53.392 | -6.1129
MV/LV Substation GR***345Z |  | 10 kV | _ | LV | 400 kVA :Kiosk Substation | 0.4 | --> | 0.4 | 0 | 0 | Constrained, otherwise capacity available =292 kVA | --> | 0.38 | 0 | 0.011 | 0.386 | 0 |  | --> | C21 ex GRANGE (DR) | Grange (dr) [T41,T42] | GRANGE (DR) |  | 53.4001 | -6.1531
MV/LV Substation GU***346 |  | 10 kV | _ | LV | 630 kVA :Building Structure | 0.63 | --> | 0.63 | 0 | 0 | Constrained, otherwise capacity available =412 kVA | --> | 0.598 | 0 | 0.004 | 0.5 | 0 |  | --> | C12 ex MERVILLE | Merville [T41,T42] | FINGLAS |  | 53.3851 | -6.3113
MV/LV Substation AB***346X |  | 10 kV | _ | LV | 400 kVA :Kiosk Substation | 0.4 | --> | 0.4 | 0 | 0 | Constrained, otherwise capacity available =199 kVA | --> | 0.38 | 0 | 0.004 | 0.404 | 0 |  | --> | C11 ex SUTTON | Sutton [T41,T42] | GRANGE (DR) |  | 53.3873 | -6.0657
MV/LV Substation NE***346Z |  | 10 kV | _ | LV | 630 kVA :Kiosk Substation | 0.63 | --> | 0.63 | 0.496 | 12.96 |  | --> | 0.598 | 0 | 0 | 0.5 | 0 |  | --> | C23 ex ARTANE | Artane [T101,T102] | FINGLAS |  | 53.3845 | -6.2149
MV/LV Substation CH***349Z |  | 10 kV | _ | LV | 50 kVA :Pole Substation | 0.05 | --> | 0.05 | 0 | 0 | Constrained, otherwise capacity available =38 kVA | --> | 0.048 | 0 | 0 | 0.049 | 0 |  | --> | E11 ex ASHBOURNE | Ashbourne [T421,T422] | FINGLAS |  | 53.4339 | -6.3409
MV/LV Substation CA***350Z |  | 10 kV | _ | LV | 630 kVA :Kiosk Substation | 0.63 | --> | 0.63 | 0 | 0 | Constrained, otherwise capacity available =571 kVA | --> | 0.598 | 0 | 0 | 0.5 | 0 |  | --> | C20 ex POPPINTREE | Poppintree [T101,T102] | FINGLAS |  | 53.4034 | -6.2733
MV/LV Substation CO***352 |  | 10 kV | _ | LV | 200 kVA :Building Structure | 0.2 | --> | 0.2 | 0.169 | 2.86 |  | --> | 0.19 | 0 | 0 | 0.194 | 0 |  | --> | C14 ex BALLYMUN | Ballymun [T41,T42] | FINGLAS |  | 53.3923 | -6.2651
MV/LV Substation AR***352Z |  | 10 kV | _ | LV | 400 kVA :Kiosk Substation | 0.4 | --> | 0.4 | 0 | 0 | Constrained, otherwise capacity available =356 kVA | --> | 0.38 | 0 | 0 | 0.386 | 0 |  | --> | C20 ex POPPINTREE | Poppintree [T101,T102] | FINGLAS |  | 53.3981 | -6.2672
MV/LV Substation NE***353 |  | 10 kV | _ | LV | 200 kVA :Kiosk Substation | 0.2 | --> | 0.2 | 0 | 0 | Constrained, otherwise capacity available =123 kVA | --> | 0.19 | 0 | 0.017 | 0.188 | 0 |  | --> | C13 ex GRANGE (DR) | Grange (dr) [T41,T42] | GRANGE (DR) |  | 53.4004 | -6.16
MV/LV Substation CO***353Z |  | 10 kV | _ | LV | 50 kVA :Pole Substation | 0.05 | --> | 0.05 | 0 | 0 | Constrained, otherwise capacity available =30 kVA | --> | 0.048 | 0 | 0 | 0.05 | 0 |  | --> | C17 ex UNIDARE | Unidare [T41,T42] | FINGLAS |  | 53.4108 | -6.3136
MV/LV Substation TL***354Z |  | 10 kV | _ | LV | 400 kVA :Building Structure | 0.4 | --> | 0.4 | 0 | 0 | Constrained, otherwise capacity available =359 kVA | --> | 0.38 | 0 | 0 | 0.386 | 0 |  | --> | C17 ex SANTRY | Santry [T41,T42] | FINGLAS |  | 53.4052 | -6.2518
MV/LV Substation RA***356Z |  | 10 kV | _ | LV | 400 kVA :Kiosk Substation | 0.4 | --> | 0.4 | 0 | 0 | Constrained, otherwise capacity available =286 kVA | --> | 0.38 | 0 | 0.023 | 0.378 | 0 |  | --> | C21 ex GRANGE (DR) | Grange (dr) [T41,T42] | GRANGE (DR) |  | 53.4 | -6.1512
MV/LV Substation BE***357Z |  | 10 kV | _ | LV | 630 kVA :Kiosk Substation | 0.63 | --> | 0.63 | 0 | 0 | Constrained, otherwise capacity available =510 kVA | --> | 0.598 | 0 | 0.027 | 0.5 | 0 |  | --> | C21 ex GRANGE (DR) | Grange (dr) [T41,T42] | GRANGE (DR) |  | 53.401 | -6.1531
MV/LV Substation AL***358 |  | 10 kV | _ | LV | 400 kVA :Kiosk Substation | 0.4 | --> | 0.4 | 0 | 0 | Constrained, otherwise capacity available =202 kVA | --> | 0.38 | 0 | 0.069 | 0.355 | 0 |  | --> | C20 ex GRANGE (DR) | Grange (dr) [T41,T42] | GRANGE (DR) |  | 53.3964 | -6.1477
MV/LV Substation GR***358Z |  | 10 kV | _ | LV | 630 kVA :Building Structure | 0.63 | --> | 0.63 | 0 | 0 | Constrained, otherwise capacity available =454 kVA | --> | 0.598 | 0 | 0 | 0.5 | 0 |  | --> | C21 ex GRANGE (DR) | Grange (dr) [T41,T42] | GRANGE (DR) |  | 53.4025 | -6.1543
MV/LV Substation BE***359Z |  | 10 kV | _ | LV | 400 kVA :Building Structure | 0.4 | --> | 0.4 | 0 | 0 | Constrained, otherwise capacity available =395 kVA | --> | 0.38 | 0 | 0 | 0.381 | 0 |  | --> | C21 ex GRANGE (DR) | Grange (dr) [T41,T42] | GRANGE (DR) |  | 53.4019 | -6.1517
MV/LV Substation BE***360Z |  | 10 kV | _ | LV | 400 kVA :Building Structure | 0.4 | --> | 0.4 | 0 | 0 | Constrained, otherwise capacity available =227 kVA | --> | 0.38 | 0 | 0 | 0.403 | 0 |  | --> | C21 ex GRANGE (DR) | Grange (dr) [T41,T42] | GRANGE (DR) |  | 53.4023 | -6.1528
MV/LV Substation RA***361Z |  | 10 kV | _ | LV | 400 kVA :Kiosk Substation | 0.4 | --> | 0.4 | 0 | 0 | Constrained, otherwise capacity available =383 kVA | --> | 0.38 | 0 | 0 | 0.382 | 0 |  | --> | C21 ex GRANGE (DR) | Grange (dr) [T41,T42] | GRANGE (DR) |  | 53.4005 | -6.1498
MV/LV Substation BE***362 |  | 10 kV | _ | LV | 630 kVA :Kiosk Substation | 0.63 | --> | 0.63 | 0 | 0 | Constrained, otherwise capacity available =471 kVA | --> | 0.598 | 0 | 0.022 | 0.5 | 0 |  | --> | C20 ex POPPINTREE | Poppintree [T101,T102] | FINGLAS |  | 53.3992 | -6.2776
MV/LV Substation RA***362Z |  | 10 kV | _ | LV | 630 kVA :Kiosk Substation | 0.63 | --> | 0.63 | 0 | 0 | Constrained, otherwise capacity available =534 kVA | --> | 0.598 | 0 | 0 | 0.5 | 0 |  | --> | C21 ex GRANGE (DR) | Grange (dr) [T41,T42] | GRANGE (DR) |  | 53.4016 | -6.1496
MV/LV Substation BE***363 |  | 10 kV | _ | LV | 630 kVA :Kiosk Substation | 0.63 | --> | 0.63 | 0 | 0 | Constrained, otherwise capacity available =486 kVA | --> | 0.598 | 0 | 0.012 | 0.5 | 0 |  | --> | C20 ex POPPINTREE | Poppintree [T101,T102] | FINGLAS |  | 53.4014 | -6.2818
MV/LV Substation FR***363Z |  | 10 kV | _ | LV | 1000 kVA :Building Structure | 1 | --> | 1 | 0 | 0 | Constrained, otherwise capacity available =810 kVA | --> | 0.95 | 0 | 0.034 | 0.5 | 0 |  | --> | C13 ex GRANGE (DR) | Grange (dr) [T41,T42] | GRANGE (DR) |  | 53.4033 | -6.1578
MV/LV Substation MO***364 |  | 10 kV | _ | LV | 400 kVA :Building Structure | 0.4 | --> | 0.4 | 0 | 0 | Constrained, otherwise capacity available =124 kVA | --> | 0.38 | 0 | 0 | 0.416 | 0 |  | --> | C19 ex KILMORE | Kilmore [T101,T102,T103] | FINGLAS |  | 53.4116 | -6.238
MV/LV Substation BE***364Z |  | 10 kV | _ | LV | 400 kVA :Building Structure | 0.4 | --> | 0.4 | 0 | 0 | Constrained, otherwise capacity available =400 kVA | --> | 0.38 | 0 | 0.04 | 0.35 | 0 |  | --> | C20 ex CLONSHAUGH | Clonshaugh [T41,T42] | FINGLAS |  | 53.4122 | -6.2184
MV/LV Substation P ***365 |  | 10 kV | _ | LV | 400 kVA :Kiosk Substation | 0.4 | --> | 0.4 | 0 | 0 | Constrained, otherwise capacity available =296 kVA | --> | 0.38 | 0 | 0.048 | 0.358 | 0 |  | --> | C11 ex GRANGE (DR) | Grange (dr) [T41,T42] | GRANGE (DR) |  | 53.3907 | -6.1523
MV/LV Substation SH***365Z |  | 10 kV | _ | LV | 630 kVA :Building Structure | 0.63 | --> | 0.63 | 0.273 | 2.86 |  | --> | 0.598 | 0 | 0.023 | 0.5 | 0 |  | --> | C20 ex BALLYMUN | Ballymun [T41,T42] | FINGLAS |  | 53.3888 | -6.2563
MV/LV Substation SH***366 |  | 10 kV | _ | LV | 400 kVA :Kiosk Substation | 0.4 | --> | 0.4 | 0 | 0 | Constrained, otherwise capacity available =344 kVA | --> | 0.38 | 0 | 0 | 0.388 | 0 |  | --> | C18 ex POPPINTREE | Poppintree [T101,T102] | FINGLAS |  | 53.3952 | -6.2558
MV/LV Substation BE***366Z |  | 10 kV | _ | LV | 630 kVA :Kiosk Substation | 0.63 | --> | 0.63 | 0 | 0 | Constrained, otherwise capacity available =370 kVA | --> | 0.598 | 0 | 0.046 | 0.5 | 0 |  | --> | C22 ex POPPINTREE | Poppintree [T101,T102] | FINGLAS |  | 53.3889 | -6.2832
MV/LV Substation FI***367Z |  | 10 kV | _ | LV | 630 kVA :Building Structure | 0.63 | --> | 0.63 | 0 | 0 | Constrained, otherwise capacity available =572 kVA | --> | 0.598 | 0 | 0 | 0.5 | 0 |  | --> | C11 ex MERVILLE | Merville [T41,T42] | FINGLAS |  | 53.3817 | -6.2921
MV/LV Substation CO***368 |  | 10 kV | _ | LV | 630 kVA :Kiosk Substation | 0.63 | --> | 0.63 | 0 | 0 | Constrained, otherwise capacity available =474 kVA | --> | 0.598 | 0 | 0.006 | 0.5 | 0 |  | --> | C18 ex POPPINTREE | Poppintree [T101,T102] | FINGLAS |  | 53.3978 | -6.2548
MV/LV Substation NO***368Z |  | 10 kV | _ | LV | 630 kVA :Building Structure | 0.63 | --> | 0.63 | 0 | 0 | Constrained, otherwise capacity available =396 kVA | --> | 0.598 | 0 | 0 | 0.5 | 0 |  | --> | C33 ex KILMORE | Kilmore [T101,T102,T103] | FINGLAS |  | 53.401 | -6.257
MV/LV Substation BY***369Z |  | 10 kV | _ | LV | 630 kVA :Building Structure | 0.63 | --> | 0.63 | 0 | 0 | Constrained, otherwise capacity available =520 kVA | --> | 0.598 | 0 | 0 | 0.5 | 0 |  | --> | C19 ex KILMORE | Kilmore [T101,T102,T103] | FINGLAS |  | 53.4082 | -6.2398
MV/LV Substation BA***370X |  | 10 kV | _ | LV | 400 kVA :Kiosk Substation | 0.4 | --> | 0.4 | 0 | 0 | Constrained, otherwise capacity available =351 kVA | --> | 0.38 | 0 | 0.011 | 0.378 | 0 |  | --> | C20 ex SUTTON | Sutton [T41,T42] | GRANGE (DR) |  | 53.3747 | -6.0598
MV/LV Substation BY***370Z |  | 10 kV | _ | LV | 630 kVA :Building Structure | 0.63 | --> | 0.63 | 0 | 0 | Constrained, otherwise capacity available =597 kVA | --> | 0.598 | 0 | 0 | 0.5 | 0 |  | --> | C19 ex KILMORE | Kilmore [T101,T102,T103] | FINGLAS |  | 53.4091 | -6.2395
MV/LV Substation HI***371Z |  | 10 kV | _ | LV | 1000 kVA :Building Structure | 1 | --> | 1 | 0 | 0 | Constrained, otherwise capacity available =1000 kVA | --> | 0.95 | 0 | 0 | 0.5 | 0 |  | --> | C22 ex GRANGE (DR) | Grange (dr) [T41,T42] | GRANGE (DR) |  | 53.4045 | -6.1803
MV/LV Substation CL***372 |  | 10 kV | _ | LV | 400 kVA :Kiosk Substation | 0.4 | --> | 0.4 | 0 | 0 | Constrained, otherwise capacity available =355 kVA | --> | 0.38 | 0 | 0 | 0.386 | 0 |  | --> | C17 ex KILMORE | Kilmore [T101,T102,T103] | FINGLAS |  | 53.4044 | -6.2176
MV/LV Substation IO***372X |  | 10 kV | _ | LV | 200 kVA :Pole Substation | 0.2 | --> | 0.2 | 0 | 0 | Constrained, otherwise capacity available =123 kVA | --> | 0.19 | 0 | 0 | 0.2 | 0 |  | --> | C13 ex POPPINTREE | Poppintree [T101,T102] | FINGLAS |  | 53.4311 | -6.2648
MV/LV Substation TO***373X |  | 10 kV | _ | LV | 630 kVA :Building Structure | 0.63 | --> | 0.63 | 0 | 0 | Constrained, otherwise capacity available =630 kVA | --> | 0.598 | 0 | 0 | 0.5 | 0 |  | --> | C21 ex POPPINTREE | Poppintree [T101,T102] | FINGLAS |  | 53.4029 | -6.2847
MV/LV Substation PR***373Z |  | 10 kV | _ | LV | 630 kVA :Building Structure | 0.63 | --> | 0.63 | 0 | 0 | Constrained, otherwise capacity available =490 kVA | --> | 0.598 | 0 | 0 | 0.5 | 0 |  | --> | C16 ex MERVILLE | Merville [T41,T42] | FINGLAS |  | 53.38 | -6.2904
MV/LV Substation BE***374X |  | 10 kV | _ | LV | 400 kVA :Kiosk Substation | 0.4 | --> | 0.4 | 0.303 | 12.96 |  | --> | 0.38 | 0 | 0.041 | 0.363 | 0 |  | --> | C30 ex ARTANE | Artane [T101,T102] | FINGLAS |  | 53.3754 | -6.1846
MV/LV Substation PR***374Z |  | 10 kV | _ | LV | 630 kVA :Building Structure | 0.63 | --> | 0.63 | 0 | 0 | Constrained, otherwise capacity available =559 kVA | --> | 0.598 | 0 | 0 | 0.5 | 0 |  | --> | C16 ex MERVILLE | Merville [T41,T42] | FINGLAS |  | 53.3811 | -6.2905
MV/LV Substation AU***375X |  | 10 kV | _ | LV | 400 kVA :Kiosk Substation | 0.4 | --> | 0.4 | 0 | 0 | Constrained, otherwise capacity available =237 kVA | --> | 0.38 | 0 | 0.087 | 0.337 | 0 |  | --> | C16 ex SANTRY | Santry [T41,T42] | FINGLAS |  | 53.3984 | -6.2338
MV/LV Substation PR***375Z |  | 10 kV | _ | LV | 630 kVA :Building Structure | 0.63 | --> | 0.63 | 0 | 0 | Constrained, otherwise capacity available =556 kVA | --> | 0.598 | 0 | 0 | 0.5 | 0 |  | --> | C16 ex MERVILLE | Merville [T41,T42] | FINGLAS |  | 53.3811 | -6.2915
MV/LV Substation NE***376X |  | 10 kV | _ | LV | 400 kVA :Building Structure | 0.4 | --> | 0.4 | 0 | 0 | Constrained, otherwise capacity available =122 kVA | --> | 0.38 | 0 | 0.04 | 0.387 | 0 |  | --> | C20 ex GRANGE (DR) | Grange (dr) [T41,T42] | GRANGE (DR) |  | 53.3968 | -6.1448
MV/LV Substation NO***376Z |  | 10 kV | _ | LV | 630 kVA :Building Structure | 0.63 | --> | 0.63 | 0 | 0 | Constrained, otherwise capacity available =609 kVA | --> | 0.598 | 0 | 0 | 0.5 | 0 |  | --> | C20 ex MERVILLE | Merville [T41,T42] | FINGLAS |  | 53.3986 | -6.3157
MV/LV Substation RO***377X |  | 10 kV | _ | LV | 630 kVA :Building Structure | 0.63 | --> | 0.63 | 0 | 0 | Constrained, otherwise capacity available =579 kVA | --> | 0.598 | 0 | 0.025 | 0.5 | 0 |  | --> | C14 ex POPPINTREE | Poppintree [T101,T102] | FINGLAS |  | 53.4049 | -6.235
MV/LV Substation TH***378X |  | 10 kV | _ | LV | 400 kVA :Kiosk Substation | 0.4 | --> | 0.4 | 0.168 | 5.82 |  | --> | 0.38 | 0 | 0.063 | 0.364 | 0 |  | --> | C22 ex COOLOCK | Coolock [T41,T42] | FINGLAS |  | 53.3917 | -6.1749
MV/LV Substation ST***379Z |  | 10 kV | _ | LV | 400 kVA :Kiosk Substation | 0.4 | --> | 0.4 | 0 | 0 | Constrained, otherwise capacity available =161 kVA | --> | 0.38 | 0 | 0.004 | 0.408 | 0 |  | --> | C12 ex GRANGE (DR) | Grange (dr) [T41,T42] | GRANGE (DR) |  | 53.3986 | -6.1451
MV/LV Substation A.***380 |  | 10 kV | _ | LV | 400 kVA :Building Structure | 0.4 | --> | 0.4 | 0 | 0 | Constrained, otherwise capacity available =300 kVA | --> | 0.38 | 0 | 0 | 0.393 | 0 |  | --> | C20 ex UNIDARE | Unidare [T41,T42] | FINGLAS |  | 53.3997 | -6.2878
MV/LV Substation SW***380Z |  | 10 kV | _ | LV | 200 kVA :Kiosk Substation | 0.2 | --> | 0.2 | 0 | 0 | Constrained, otherwise capacity available =168 kVA | --> | 0.19 | 0 | 0 | 0.194 | 0 |  | --> | C12 ex GRANGE (DR) | Grange (dr) [T41,T42] | GRANGE (DR) |  | 53.3994 | -6.1459
MV/LV Substation BO***381Z |  | 10 kV | _ | LV | 630 kVA :Kiosk Substation | 0.63 | --> | 0.63 | 0 | 0 | Constrained, otherwise capacity available =619 kVA | --> | 0.598 | 0 | 0 | 0.5 | 0 |  | --> | C12 ex GRANGE (DR) | Grange (dr) [T41,T42] | GRANGE (DR) |  | 53.3996 | -6.1482
MV/LV Substation BE***382 |  | 10 kV | _ | LV | 400 kVA :Kiosk Substation | 0.4 | --> | 0.4 | 0.209 | 12.96 |  | --> | 0.38 | 0 | 0.01 | 0.398 | 0 |  | --> | C17 ex ARTANE | Artane [T101,T102] | FINGLAS |  | 53.3895 | -6.2001
MV/LV Substation GL***382X |  | 10 kV | _ | LV | 200 kVA :Kiosk Substation | 0.2 | --> | 0.2 | 0.104 | 2.86 |  | --> | 0.19 | 0 | 0.014 | 0.192 | 0 |  | --> | C18 ex BALLYMUN | Ballymun [T41,T42] | FINGLAS |  | 53.3796 | -6.2853
MV/LV Substation TA***382Z |  | 10 kV | _ | LV | 630 kVA :Kiosk Substation | 0.63 | --> | 0.63 | 0 | 0 | Constrained, otherwise capacity available =603 kVA | --> | 0.598 | 0 | 0.011 | 0.5 | 0 |  | --> | C12 ex GRANGE (DR) | Grange (dr) [T41,T42] | GRANGE (DR) |  | 53.3987 | -6.148
MV/LV Substation CL***383 |  | 10 kV | _ | LV | 630 kVA :Building Structure | 0.63 | --> | 0.63 | 0 | 0 | Constrained, otherwise capacity available =622 kVA | --> | 0.598 | 0 | 0 | 0.5 | 0 |  | --> | C22 ex UNIDARE | Unidare [T41,T42] | FINGLAS |  | 53.3955 | -6.3013
MV/LV Substation ST***383X |  | 10 kV | _ | LV | 200 kVA :Kiosk Substation | 0.2 | --> | 0.2 | 0 | 0 | Constrained, otherwise capacity available =149 kVA | --> | 0.19 | 0 | 0.014 | 0.186 | 0 |  | --> | C17 ex SUTTON | Sutton [T41,T42] | GRANGE (DR) |  | 53.391 | -6.1246
MV/LV Substation TA***383Z |  | 10 kV | _ | LV | 200 kVA :Kiosk Substation | 0.2 | --> | 0.2 | 0 | 0 | Constrained, otherwise capacity available =190 kVA | --> | 0.19 | 0 | 0.004 | 0.188 | 0 |  | --> | C12 ex GRANGE (DR) | Grange (dr) [T41,T42] | GRANGE (DR) |  | 53.3992 | -6.1491
MV/LV Substation TU***384 |  | 10 kV | _ | LV | 50 kVA :Pole Substation | 0.05 | --> | 0.05 | 0 | 0 |  | --> | 0.048 | 0 | 0 | 0.056 | 0 |  | --> | C19 ex KILMORE | Kilmore [T101,T102,T103] | FINGLAS |  | 53.4098 | -6.2324
MV/LV Substation ST***384Z |  | 10 kV | _ | LV | 200 kVA :Kiosk Substation | 0.2 | --> | 0.2 | 0 | 0 | Constrained, otherwise capacity available =43 kVA | --> | 0.19 | 0 | 0.018 | 0.197 | 0 |  | --> | C28 ex KILMORE | Kilmore [T101,T102,T103] | FINGLAS |  | 53.4072 | -6.1734
MV/LV Substation ST***385Z |  | 10 kV | _ | LV | 200 kVA :Kiosk Substation | 0.2 | --> | 0.2 | 0 | 0 | Constrained, otherwise capacity available =184 kVA | --> | 0.19 | 0 | 0 | 0.192 | 0 |  | --> | C28 ex KILMORE | Kilmore [T101,T102,T103] | FINGLAS |  | 53.4091 | -6.172
MV/LV Substation EI***386 |  | 10 kV | _ | LV | 400 kVA :Kiosk Substation | 0.4 | --> | 0.4 | 0 | 0 | Constrained, otherwise capacity available =383 kVA | --> | 0.38 | 0 | 0 | 0.382 | 0 |  | --> | C11 ex GRANGE (DR) | Grange (dr) [T41,T42] | GRANGE (DR) |  | 53.3932 | -6.1491
MV/LV Substation FA***386X |  | 10 kV | _ | LV | 400 kVA :Kiosk Substation | 0.4 | --> | 0.4 | 0.328 | 2.86 |  | --> | 0.38 | 0 | 0.022 | 0.373 | 0 |  | --> | C18 ex BALLYMUN | Ballymun [T41,T42] | FINGLAS |  | 53.3826 | -6.2862
MV/LV Substation CA***386Z |  | 10 kV | _ | LV | 200 kVA :Kiosk Substation | 0.2 | --> | 0.2 | 0 | 0 | Constrained, otherwise capacity available =183 kVA | --> | 0.19 | 0 | 0 | 0.192 | 0 |  | --> | C13 ex GRANGE (DR) | Grange (dr) [T41,T42] | GRANGE (DR) |  | 53.4088 | -6.1705
MV/LV Substation RI***388 |  | 10 kV | _ | LV | 1000 kVA :Building Structure | 1 | --> | 1 | 0 | 0 | Constrained, otherwise capacity available =735 kVA | --> | 0.95 | 0 | 0 | 0.5 | 0 |  | --> | C19 ex POPPINTREE | Poppintree [T101,T102] | FINGLAS |  | 53.4052 | -6.2711
MV/LV Substation TU***388X |  | 10 kV | _ | LV | 200 kVA :Kiosk Substation | 0.2 | --> | 0.2 | 0 | 0 | Constrained, otherwise capacity available =127 kVA | --> | 0.19 | 0 | 0.018 | 0.186 | 0 |  | --> | C18 ex SUTTON | Sutton [T41,T42] | GRANGE (DR) |  | 53.3946 | -6.1264
MV/LV Substation TO***390Z |  | 10 kV | _ | LV | 200 kVA :Kiosk Substation | 0.2 | --> | 0.2 | 0 | 0 | Constrained, otherwise capacity available =184 kVA | --> | 0.19 | 0 | 0 | 0.192 | 0 |  | --> | C18 ex SUTTON | Sutton [T41,T42] | GRANGE (DR) |  | 53.3915 | -6.1195
MV/LV Substation WI***391X |  | 10 kV | _ | LV | 400 kVA :Kiosk Substation | 0.4 | --> | 0.4 | 0 | 0 | Constrained, otherwise capacity available =315 kVA | --> | 0.38 | 0 | 0 | 0.392 | 0 |  | --> | C17 ex KILMORE | Kilmore [T101,T102,T103] | FINGLAS |  | 53.3978 | -6.1949
MV/LV Substation HA***391Z |  | 10 kV | _ | LV | 630 kVA :Kiosk Substation | 0.63 | --> | 0.63 | 0 | 0 | Constrained, otherwise capacity available =466 kVA | --> | 0.598 | 0 | 0.022 | 0.5 | 0 |  | --> | C24 ex POPPINTREE | Poppintree [T101,T102] | FINGLAS |  | 53.4058 | -6.2896
MV/LV Substation HI***392X |  | 10 kV | _ | LV | 630 kVA :Building Structure | 0.63 | --> | 0.63 | 0 | 0 | Constrained, otherwise capacity available =554 kVA | --> | 0.598 | 0 | 0 | 0.5 | 0 |  | --> | C31 ex CLONSHAUGH | Clonshaugh [T41,T42] | FINGLAS |  | 53.4018 | -6.2217
MV/LV Substation HA***392Z |  | 10 kV | _ | LV | 630 kVA :Kiosk Substation | 0.63 | --> | 0.63 | 0 | 0 | Constrained, otherwise capacity available =458 kVA | --> | 0.598 | 0 | 0.018 | 0.5 | 0 |  | --> | C24 ex POPPINTREE | Poppintree [T101,T102] | FINGLAS |  | 53.405 | -6.289
MV/LV Substation SA***393 |  | 10 kV | _ | LV | 630 kVA :Building Structure | 0.63 | --> | 0.63 | 0 | 0 | Constrained, otherwise capacity available =454 kVA | --> | 0.598 | 0 | 0 | 0.5 | 0 |  | --> | C18 ex POPPINTREE | Poppintree [T101,T102] | FINGLAS |  | 53.3957 | -6.2484
MV/LV Substation SE***393X |  | 10 kV | _ | LV | 200 kVA :Kiosk Substation | 0.2 | --> | 0.2 | 0 | 0 | Constrained, otherwise capacity available =141 kVA | --> | 0.19 | 0 | 0.014 | 0.188 | 0 |  | --> | C18 ex SUTTON | Sutton [T41,T42] | GRANGE (DR) |  | 53.3978 | -6.1333
MV/LV Substation HA***393Z |  | 10 kV | _ | LV | 630 kVA :Kiosk Substation | 0.63 | --> | 0.63 | 0 | 0 | Constrained, otherwise capacity available =553 kVA | --> | 0.598 | 0 | 0.011 | 0.5 | 0 |  | --> | C24 ex POPPINTREE | Poppintree [T101,T102] | FINGLAS |  | 53.4053 | -6.2873
MV/LV Substation GL***394 |  | 10 kV | _ | LV | 200 kVA :Kiosk Substation | 0.2 | --> | 0.2 | 0 | 0 | Constrained, otherwise capacity available =158 kVA | --> | 0.19 | 0 | 0.021 | 0.18 | 0 |  | --> | C14 ex MERVILLE | Merville [T41,T42] | FINGLAS |  | 53.3765 | -6.2909
MV/LV Substation DI***394X |  | 10 kV | _ | LV | 400 kVA :Building Structure | 0.4 | --> | 0.4 | 0 | 0 | Constrained, otherwise capacity available =252 kVA | --> | 0.38 | 0 | 0 | 0.4 | 0 |  | --> | C14 ex POPPINTREE | Poppintree [T101,T102] | FINGLAS |  | 53.4048 | -6.2352
MV/LV Substation ST***394Z |  | 10 kV | _ | LV | 400 kVA :Building Structure | 0.4 | --> | 0.4 | 0 | 0 | Constrained, otherwise capacity available =347 kVA | --> | 0.38 | 0 | 0 | 0.387 | 0 |  | --> | C20 ex MERVILLE | Merville [T41,T42] | FINGLAS |  | 53.3872 | -6.3004
MV/LV Substation LI***395X |  | 10 kV | _ | LV | 400 kVA :Kiosk Substation | 0.4 | --> | 0.4 | 0 | 0 | Constrained, otherwise capacity available =314 kVA | --> | 0.38 | 0 | 0 | 0.392 | 0 |  | --> | C20 ex SUTTON | Sutton [T41,T42] | GRANGE (DR) |  | 53.3915 | -6.1164
MV/LV Substation PO***396X |  | 10 kV | _ | LV | 200 kVA :Kiosk Substation | 0.2 | --> | 0.2 | 0 | 0 | Constrained, otherwise capacity available =130 kVA | --> | 0.19 | 0 | 0.008 | 0.193 | 0 |  | --> | C20 ex MERVILLE | Merville [T41,T42] | FINGLAS |  | 53.3881 | -6.299
MV/LV Substation CO***397 |  | 10 kV | _ | LV | 630 kVA :Kiosk Substation | 0.63 | --> | 0.63 | 0 | 0 | Constrained, otherwise capacity available =546 kVA | --> | 0.598 | 0 | 0 | 0.5 | 0 |  | --> | C18 ex POPPINTREE | Poppintree [T101,T102] | FINGLAS |  | 53.3994 | -6.2591
MV/LV Substation AV***397X |  | 10 kV | _ | LV | 400 kVA :Kiosk Substation | 0.4 | --> | 0.4 | 0 | 0 | Constrained, otherwise capacity available =334 kVA | --> | 0.38 | 0 | 0 | 0.389 | 0 |  | --> | C16 ex SANTRY | Santry [T41,T42] | FINGLAS |  | 53.3989 | -6.2396
MV/LV Substation PA***397Z |  | 10 kV | _ | LV | 400 kVA :Kiosk Substation | 0.4 | --> | 0.4 | 0 | 0 | Constrained, otherwise capacity available =264 kVA | --> | 0.38 | 0 | 0.064 | 0.351 | 0 |  | --> | C17 ex SANTRY | Santry [T41,T42] | FINGLAS |  | 53.4057 | -6.2501
MV/LV Substation SH***398Z |  | 10 kV | _ | LV | 630 kVA :Building Structure | 0.63 | --> | 0.63 | 0.5 | 2.86 |  | --> | 0.598 | 0 | 0.035 | 0.5 | 0 |  | --> | C24 ex BALLYMUN | Ballymun [T41,T42] | FINGLAS |  | 53.3947 | -6.2578
MV/LV Substation CO***399X |  | 10 kV | _ | LV | 200 kVA :Kiosk Substation | 0.2 | --> | 0.2 | 0 | 0 | Constrained, otherwise capacity available =127 kVA | --> | 0.19 | 0 | 0.015 | 0.189 | 0 |  | --> | C19 ex KILMORE | Kilmore [T101,T102,T103] | FINGLAS |  | 53.4143 | -6.2397
MV/LV Substation WI***400 |  | 10 kV | _ | LV | 630 kVA :Kiosk Substation | 0.63 | --> | 0.63 | 0 | 0 | Constrained, otherwise capacity available =463 kVA | --> | 0.598 | 0 | 0.023 | 0.5 | 0 |  | --> | C22 ex POPPINTREE | Poppintree [T101,T102] | FINGLAS |  | 53.3942 | -6.2794
MV/LV Substation PO***4003 |  | 10 kV | _ | LV | 400 kVA :Kiosk Substation | 0.4 | --> | 0.4 | 0 | 0 | Constrained, otherwise capacity available =347 kVA | --> | 0.38 | 0 | 0 | 0.387 | 0 |  | --> | C20 ex POPPINTREE | Poppintree [T101,T102] | FINGLAS |  | 53.3985 | -6.2713
MV/LV Substation AI***4005 |  | 10 kV | _ | LV | 630 kVA :Kiosk Substation | 0.63 | --> | 0.63 | 0 | 0 | Constrained, otherwise capacity available =586 kVA | --> | 0.598 | 0 | 0.003 | 0.5 | 0 |  | --> | C17 ex SANTRY | Santry [T41,T42] | FINGLAS |  | 53.4077 | -6.2388
MV/LV Substation TU***4007 |  | 10 kV | _ | LV | 200 kVA :Kiosk Substation | 0.2 | --> | 0.2 | 0 | 0 | Constrained, otherwise capacity available =172 kVA | --> | 0.19 | 0 | 0 | 0.194 | 0 |  | --> | C19 ex KILMORE | Kilmore [T101,T102,T103] | FINGLAS |  | 53.4085 | -6.2289
MV/LV Substation KE***4008 |  | 10 kV | _ | LV | 630 kVA :Building Structure | 0.63 | --> | 0.63 | 0 | 0 | Constrained, otherwise capacity available =498 kVA | --> | 0.598 | 0 | 0 | 0.5 | 0 |  | --> | C25 ex POPPINTREE | Poppintree [T101,T102] | FINGLAS |  | 53.4159 | -6.316
MV/LV Substation M5***4009 |  | 10 kV | _ | LV | 200 kVA :Kiosk Substation | 0.2 | --> | 0.2 | 0 | 0 | Constrained, otherwise capacity available =164 kVA | --> | 0.19 | 0 | 0 | 0.195 | 0 |  | --> | C17 ex BALLYCOOLIN | Ballycoolin [T41,T42,T43] | FINGLAS |  | 53.397 | -6.3305
MV/LV Substation KI***400Z |  | 10 kV | _ | LV | 200 kVA :Kiosk Substation | 0.2 | --> | 0.2 | 0.18 | 7.91 |  | --> | 0.19 | 0 | 0 | 0.193 | 0 |  | --> | C20 ex PELLETSTOWN | Pelletstown [T101,T102] | FINGLAS |  | 53.3874 | -6.3198
MV/LV Substation M5***4011 |  | 10 kV | _ | LV | 200 kVA :Kiosk Substation | 0.2 | --> | 0.2 | 0 | 0 | Constrained, otherwise capacity available =162 kVA | --> | 0.19 | 0 | 0 | 0.195 | 0 |  | --> | C17 ex UNIDARE | Unidare [T41,T42] | FINGLAS |  | 53.4063 | -6.3095
MV/LV Substation CH***4014 |  | 10 kV | _ | LV | 400 kVA :Building Structure | 0.4 | --> | 0.4 | 0 | 0 | Constrained, otherwise capacity available =274 kVA | --> | 0.38 | 0 | 0 | 0.397 | 0 |  | --> | C17 ex UNIDARE | Unidare [T41,T42] | FINGLAS |  | 53.4031 | -6.3067
MV/LV Substation BA***4015 |  | 10 kV | _ | LV | 630 kVA :Kiosk Substation | 0.63 | --> | 0.63 | 0 | 0 | Constrained, otherwise capacity available =553 kVA | --> | 0.598 | 0 | 0.01 | 0.5 | 0 |  | --> | C20 ex POPPINTREE | Poppintree [T101,T102] | FINGLAS |  | 53.4064 | -6.2786
MV/LV Substation BT***4016 |  | 10 kV | _ | LV | 400 kVA :Building Structure | 0.4 | --> | 0.4 | 0 | 0 | Constrained, otherwise capacity available =350 kVA | --> | 0.38 | 0 | 0 | 0.387 | 0 |  | --> | C22 ex CLONSHAUGH | Clonshaugh [T41,T42] | FINGLAS |  | 53.4062 | -6.2204
MV/LV Substation BO***4019 |  | 10 kV | _ | LV | 630 kVA :Building Structure | 0.63 | --> | 0.63 | 0 | 0 | Constrained, otherwise capacity available =545 kVA | --> | 0.598 | 0 | 0 | 0.5 | 0 |  | --> | C28 ex POPPINTREE | Poppintree [T101,T102] | FINGLAS |  | 53.4056 | -6.3023
MV/LV Substation KI***401Z |  | 10 kV | _ | LV | 200 kVA :Kiosk Substation | 0.2 | --> | 0.2 | 0.144 | 7.91 |  | --> | 0.19 | 0 | 0.017 | 0.185 | 0 |  | --> | C20 ex PELLETSTOWN | Pelletstown [T101,T102] | FINGLAS |  | 53.3865 | -6.3187
MV/LV Substation MI***4020 |  | 10 kV | _ | LV | 50 kVA :Pole Substation | 0.05 | --> | 0.05 | 0 | 0 | Constrained, otherwise capacity available =50 kVA | --> | 0.048 | 0 | 0 | 0.048 | 0 |  | --> | C20 ex CLONSHAUGH | Clonshaugh [T41,T42] | FINGLAS |  | 53.4178 | -6.2025
MV/LV Substation ID***4021 |  | 10 kV | _ | LV | 200 kVA :Kiosk Substation | 0.2 | --> | 0.2 | 0 | 0 | Constrained, otherwise capacity available =196 kVA | --> | 0.19 | 0 | 0 | 0.19 | 0 |  | --> | C31 ex CLONSHAUGH | Clonshaugh [T41,T42] | FINGLAS |  | 53.3997 | -6.2195
MV/LV Substation GA***4025 |  | 10 kV | _ | LV | 630 kVA :Building Structure | 0.63 | --> | 0.63 | 0 | 0 | Constrained, otherwise capacity available =536 kVA | --> | 0.598 | 0 | 0 | 0.5 | 0 |  | --> | C17 ex POPPINTREE | Poppintree [T101,T102] | FINGLAS |  | 53.4024 | -6.2597
MV/LV Substation AI***4026 |  | 10 kV | _ | LV | 1000 kVA :Building Structure | 1 | --> | 1 | 0 | 0 | Constrained, otherwise capacity available =808 kVA | --> | 0.95 | 0 | 0 | 0.5 | 0 |  | --> | C19 ex KILMORE | Kilmore [T101,T102,T103] | FINGLAS |  | 53.4056 | -6.2365
MV/LV Substation PO***4028 |  | 10 kV | _ | LV | 400 kVA :Kiosk Substation | 0.4 | --> | 0.4 | 0 | 0 | Constrained, otherwise capacity available =400 kVA | --> | 0.38 | 0 | 0 | 0 | 0 | Constrained, otherwise capacity available =380 kW | --> | C11 ex POPPINTREE |  |  |  | 53.4059 | -6.2723
MV/LV Substation BO***4029 |  | 10 kV | _ | LV | 50 kVA :Pole Substation | 0.05 | --> | 0.05 | 0.035 | 7.91 |  | --> | 0.048 | 0 | 0.003 | 0.047 | 0 |  | --> | C26 ex PELLETSTOWN | Pelletstown [T101,T102] | FINGLAS |  | 53.3905 | -6.3478
MV/LV Substation ME***402Z |  | 10 kV | _ | LV | 630 kVA :Kiosk Substation | 0.63 | --> | 0.63 | 0 | 0 | Constrained, otherwise capacity available =449 kVA | --> | 0.598 | 0 | 0 | 0.5 | 0 |  | --> | C20 ex UNIDARE | Unidare [T41,T42] | FINGLAS |  | 53.4011 | -6.2963
MV/LV Substation HE***4031 |  | 10 kV | _ | LV | 630 kVA :Building Structure | 0.63 | --> | 0.63 | 0 | 0 | Constrained, otherwise capacity available =461 kVA | --> | 0.598 | 0 | 0 | 0.5 | 0 |  | --> | C14 ex POPPINTREE | Poppintree [T101,T102] | FINGLAS |  | 53.4038 | -6.2353
MV/LV Substation TO***4035 |  | 10 kV | _ | LV | 400 kVA :Building Structure | 0.4 | --> | 0.4 | 0 | 0 | Constrained, otherwise capacity available =204 kVA | --> | 0.38 | 0 | 0 | 0.403 | 0 |  | --> | C20 ex CLONSHAUGH | Clonshaugh [T41,T42] | FINGLAS |  | 53.4123 | -6.2174
MV/LV Substation BU***4038 |  | 10 kV | _ | LV | 400 kVA :Building Structure | 0.4 | --> | 0.4 | 0 | 0 | Constrained, otherwise capacity available =400 kVA | --> | 0.38 | 0 | 0 | 0.38 | 0 |  | --> | C28 ex KILMORE | Kilmore [T101,T102,T103] | FINGLAS |  | 53.4059 | -6.1795
MV/LV Substation AN***4041 |  | 10 kV | _ | LV | 400 kVA :Kiosk Substation | 0.4 | --> | 0.4 | 0 | 0 | Constrained, otherwise capacity available =319 kVA | --> | 0.38 | 0 | 0.048 | 0.355 | 0 |  | --> | C16 ex MERVILLE | Merville [T41,T42] | FINGLAS |  | 53.3851 | -6.3001
MV/LV Substation ST***4044 |  | 10 kV | _ | LV | 400 kVA :Kiosk Substation | 0.4 | --> | 0.4 | 0 | 0 | Constrained, otherwise capacity available =337 kVA | --> | 0.38 | 0 | 0.094 | 0.319 | 0 |  | --> | C28 ex KILMORE | Kilmore [T101,T102,T103] | FINGLAS |  | 53.409 | -6.1739
MV/LV Substation PA***4045 |  | 10 kV | _ | LV | 400 kVA :Kiosk Substation | 0.4 | --> | 0.4 | 0 | 0 | Constrained, otherwise capacity available =264 kVA | --> | 0.38 | 0 | 0.209 | 0.243 | 0 |  | --> | C13 ex GRANGE (DR) | Grange (dr) [T41,T42] | GRANGE (DR) |  | 53.4063 | -6.168
MV/LV Substation CO***4046 |  | 10 kV | _ | LV | 50 kVA :Pole Substation | 0.05 | --> | 0.05 | 0.049 | 7.91 |  | --> | 0.048 | 0 | 0 | 0.048 | 0 |  | --> | C26 ex PELLETSTOWN | Pelletstown [T101,T102] | FINGLAS |  | 53.3984 | -6.3575
MV/LV Substation PA***4047 |  | 10 kV | _ | LV | 400 kVA :Kiosk Substation | 0.4 | --> | 0.4 | 0 | 0 | Constrained, otherwise capacity available =291 kVA | --> | 0.38 | 0 | 0.029 | 0.373 | 0 |  | --> | C13 ex GRANGE (DR) | Grange (dr) [T41,T42] | GRANGE (DR) |  | 53.4065 | -6.1576
MV/LV Substation BA***4048 |  | 10 kV | _ | LV | 400 kVA :Kiosk Substation | 0.4 | --> | 0.4 | 0 | 0 | Constrained, otherwise capacity available =346 kVA | --> | 0.38 | 0 | 0.002 | 0.386 | 0 |  | --> | C21 ex POPPINTREE | Poppintree [T101,T102] | FINGLAS |  | 53.405 | -6.2811
MV/LV Substation CO***4049 |  | 10 kV | _ | LV | 400 kVA :Kiosk Substation | 0.4 | --> | 0.4 | 0 | 0 | Constrained, otherwise capacity available =373 kVA | --> | 0.38 | 0 | 0.016 | 0.372 | 0 |  | --> | C18 ex SUTTON | Sutton [T41,T42] | GRANGE (DR) |  | 53.396 | -6.1292
MV/LV Substation TH***4053 |  | 10 kV | _ | LV | 630 kVA :Kiosk Substation | 0.63 | --> | 0.63 | 0 | 0 | Constrained, otherwise capacity available =337 kVA | --> | 0.598 | 0 | 0.011 | 0.5 | 0 |  | --> | C28 ex KILMORE | Kilmore [T101,T102,T103] | FINGLAS |  | 53.4071 | -6.1776
MV/LV Substation TH***4054 |  | 10 kV | _ | LV | 630 kVA :Kiosk Substation | 0.63 | --> | 0.63 | 0 | 0 | Constrained, otherwise capacity available =580 kVA | --> | 0.598 | 0 | 0 | 0.5 | 0 |  | --> | C28 ex KILMORE | Kilmore [T101,T102,T103] | FINGLAS |  | 53.407 | -6.1745
MV/LV Substation HA***4055 |  | 10 kV | _ | LV | 630 kVA :Kiosk Substation | 0.63 | --> | 0.63 | 0 | 0 | Constrained, otherwise capacity available =430 kVA | --> | 0.598 | 0 | 0.018 | 0.5 | 0 |  | --> | C24 ex POPPINTREE | Poppintree [T101,T102] | FINGLAS |  | 53.4048 | -6.2825
MV/LV Substation OM***4056 |  | 10 kV | _ | LV | 630 kVA :Building Structure | 0.63 | --> | 0.63 | 0 | 0 | Constrained, otherwise capacity available =560 kVA | --> | 0.598 | 0 | 0 | 0.5 | 0 |  | --> | C12 ex SANTRY | Santry [T41,T42] | FINGLAS |  | 53.3944 | -6.2476
MV/LV Substation HS***4057 |  | 10 kV | _ | LV | 630 kVA :Building Structure | 0.63 | --> | 0.63 | 0 | 0 | Constrained, otherwise capacity available =600 kVA | --> | 0.598 | 0 | 0 | 0.5 | 0 |  | --> | C16 ex SANTRY | Santry [T41,T42] | FINGLAS |  | 53.3952 | -6.2165
MV/LV Substation FR***4058 |  | 10 kV | _ | LV | 630 kVA :Kiosk Substation | 0.63 | --> | 0.63 | 0 | 0 | Constrained, otherwise capacity available =541 kVA | --> | 0.598 | 0 | 0.028 | 0.5 | 0 |  | --> | C21 ex GRANGE (DR) | Grange (dr) [T41,T42] | GRANGE (DR) |  | 53.4038 | -6.1555
MV/LV Substation GR***4059 |  | 10 kV | _ | LV | 630 kVA :Kiosk Substation | 0.63 | --> | 0.63 | 0 | 0 | Constrained, otherwise capacity available =602 kVA | --> | 0.598 | 0 | 0.006 | 0.5 | 0 |  | --> | C14 ex MERVILLE | Merville [T41,T42] | FINGLAS |  | 53.3826 | -6.2853
MV/LV Substation DU***4061 |  | 10 kV | _ | LV | 100 kVA :Pole Substation | 0.1 | --> | 0.1 | 0.098 | 7.91 |  | --> | 0.095 | 0 | 0.006 | 0.091 | 0 |  | --> | C26 ex PELLETSTOWN | Pelletstown [T101,T102] | FINGLAS |  | 53.3787 | -6.3346
MV/LV Substation ST***4062 |  | 10 kV | _ | LV | 400 kVA :Kiosk Substation | 0.4 | --> | 0.4 | 0.358 | 12.96 |  | --> | 0.38 | 0 | 0 | 0.386 | 0 |  | --> | C30 ex ARTANE | Artane [T101,T102] | FINGLAS |  | 53.375 | -6.1812
MV/LV Substation KI***4064 |  | 10 kV | _ | LV | 630 kVA :Kiosk Substation | 0.63 | --> | 0.63 | 0 | 0 | Constrained, otherwise capacity available =473 kVA | --> | 0.598 | 0 | 0.032 | 0.5 | 0 |  | --> | C13 ex GRANGE (DR) | Grange (dr) [T41,T42] | GRANGE (DR) |  | 53.406 | -6.1551
MV/LV Substation CE***4065 |  | 10 kV | _ | LV | 630 kVA :Kiosk Substation | 0.63 | --> | 0.63 | 0 | 0 | Constrained, otherwise capacity available =553 kVA | --> | 0.598 | 0 | 0.059 | 0.5 | 0 |  | --> | C33 ex KILMORE | Kilmore [T101,T102,T103] | FINGLAS |  | 53.4055 | -6.2565
MV/LV Substation PA***4066 |  | 10 kV | _ | LV | 400 kVA :Kiosk Substation | 0.4 | --> | 0.4 | 0 | 0 | Constrained, otherwise capacity available =343 kVA | --> | 0.38 | 0 | 0.124 | 0.296 | 0 |  | --> | C13 ex GRANGE (DR) | Grange (dr) [T41,T42] | GRANGE (DR) |  | 53.4067 | -6.1687
MV/LV Substation PA***4067 |  | 10 kV | _ | LV | 400 kVA :Kiosk Substation | 0.4 | --> | 0.4 | 0 | 0 | Constrained, otherwise capacity available =267 kVA | --> | 0.38 | 0 | 0.222 | 0.233 | 0 |  | --> | C13 ex GRANGE (DR) | Grange (dr) [T41,T42] | GRANGE (DR) |  | 53.4068 | -6.1651
MV/LV Substation NO***4070 |  | 10 kV | _ | LV | 1000 kVA :Building Structure | 1 | --> | 1 | 0 | 0 | Constrained, otherwise capacity available =677 kVA | --> | 0.95 | 0 | 0.016 | 0.5 | 0 |  | --> | C19 ex POPPINTREE | Poppintree [T101,T102] | FINGLAS |  | 53.4006 | -6.2659
MV/LV Substation BA***4071 |  | 10 kV | _ | LV | 1000 kVA :Building Structure | 1 | --> | 1 | 0 | 0 | Constrained, otherwise capacity available =1000 kVA | --> | 0.95 | 0 | 0 | 0.5 | 0 |  | --> | C18 ex POPPINTREE | Poppintree [T101,T102] | FINGLAS |  | 53.3973 | -6.2626
MV/LV Substation AL***4074 |  | 10 kV | _ | LV | 400 kVA :Building Structure | 0.4 | --> | 0.4 | 0 | 0 | Constrained, otherwise capacity available =271 kVA | --> | 0.38 | 0 | 0 | 0.397 | 0 |  | --> | C25 ex POPPINTREE | Poppintree [T101,T102] | FINGLAS |  | 53.4172 | -6.314
MV/LV Substation ST***4075 |  | 10 kV | _ | LV | 100 kVA :Pole Substation | 0.1 | --> | 0.1 | 0 | 0 | Constrained, otherwise capacity available =98 kVA | --> | 0.095 | 0 | 0 | 0.095 | 0 |  | --> | C13 ex POPPINTREE | Poppintree [T101,T102] | FINGLAS |  | 53.4346 | -6.2938
MV/LV Substation DU***4077 |  | 10 kV | _ | LV | 630 kVA :Building Structure | 0.63 | --> | 0.63 | 0 | 0 | Constrained, otherwise capacity available =630 kVA | --> | 0.598 | 0 | 0 | 0.5 | 0 |  | --> | C17 ex UNIDARE | Unidare [T41,T42] | FINGLAS |  | 53.4182 | -6.3133
MV/LV Substation HO***4079 |  | 10 kV | _ | LV | 630 kVA :Building Structure | 0.63 | --> | 0.63 | 0 | 0 | Constrained, otherwise capacity available =23 kVA | --> | 0.598 | 0 | 0 | 0.5 | 0 |  | --> | C26 ex POPPINTREE | Poppintree [T101,T102] | FINGLAS |  | 53.417 | -6.2903
MV/LV Substation SA***407Z |  | 10 kV | _ | LV | 1000 kVA :Building Structure | 1 | --> | 1 | 0.5 | 2.86 |  | --> | 0.95 | 0 | 0.012 | 0.5 | 0 |  | --> | C20 ex BALLYMUN | Ballymun [T41,T42] | FINGLAS |  | 53.3917 | -6.2468
MV/LV Substation HO***4080 |  | 10 kV | _ | LV | 1000 kVA :Building Structure | 1 | --> | 1 | 0 | 0 | Constrained, otherwise capacity available =935 kVA | --> | 0.95 | 0 | 0 | 0.5 | 0 |  | --> | C13 ex UNIDARE | Unidare [T41,T42] | FINGLAS |  | 53.4152 | -6.2893
MV/LV Substation NO***4083 |  | 10 kV | _ | LV | 400 kVA :Building Structure | 0.4 | --> | 0.4 | 0 | 0 | Constrained, otherwise capacity available =400 kVA | --> | 0.38 | 0 | 0 | 0.38 | 0 |  | --> | C20 ex SANTRY | Santry [T41,T42] | FINGLAS |  | 53.403 | -6.2626
MV/LV Substation J ***4084 |  | 10 kV | _ | LV | 630 kVA :Kiosk Substation | 0.63 | --> | 0.63 | 0 | 0 | Constrained, otherwise capacity available =461 kVA | --> | 0.598 | 0 | 0.17 | 0.495 | 0 |  | --> | C28 ex POPPINTREE | Poppintree [T101,T102] | FINGLAS |  | 53.4048 | -6.3062
MV/LV Substation PA***4087 |  | 10 kV | _ | LV | 400 kVA :Kiosk Substation | 0.4 | --> | 0.4 | 0 | 0 | Constrained, otherwise capacity available =330 kVA | --> | 0.38 | 0 | 0.111 | 0.307 | 0 |  | --> | C13 ex GRANGE (DR) | Grange (dr) [T41,T42] | GRANGE (DR) |  | 53.406 | -6.164
MV/LV Substation ST***4088 |  | 10 kV | _ | LV | 630 kVA :Building Structure | 0.63 | --> | 0.63 | 0.137 | 12.96 |  | --> | 0.598 | 0 | 0 | 0.5 | 0 |  | --> | C22 ex ARTANE | Artane [T101,T102] | FINGLAS |  | 53.3903 | -6.2167
MV/LV Substation SA***408Z |  | 10 kV | _ | LV | 1000 kVA :Building Structure | 1 | --> | 1 | 0 | 0 | Constrained, otherwise capacity available =817 kVA | --> | 0.95 | 0 | 0 | 0.5 | 0 |  | --> | C12 ex SANTRY | Santry [T41,T42] | FINGLAS |  | 53.3917 | -6.2468
MV/LV Substation CO***4090 |  | 10 kV | _ | LV | 630 kVA :Building Structure | 0.63 | --> | 0.63 | 0 | 0 | Constrained, otherwise capacity available =471 kVA | --> | 0.598 | 0 | 0 | 0.5 | 0 |  | --> | C17 ex UNIDARE | Unidare [T41,T42] | FINGLAS |  | 53.4117 | -6.3177
MV/LV Substation CA***4093 |  | 10 kV | _ | LV | 630 kVA :Kiosk Substation | 0.63 | --> | 0.63 | 0 | 0 | Constrained, otherwise capacity available =630 kVA | --> | 0.598 | 0 | 0 | 0.5 | 0 |  | --> | C28 ex KILMORE | Kilmore [T101,T102,T103] | FINGLAS |  | 53.4088 | -6.1795
MV/LV Substation BR***4094 |  | 10 kV | _ | LV | 1000 kVA :Building Structure | 1 | --> | 1 | 0 | 0 | Constrained, otherwise capacity available =833 kVA | --> | 0.95 | 0 | 0 | 0.5 | 0 |  | --> | C17 ex POPPINTREE | Poppintree [T101,T102] | FINGLAS |  | 53.4062 | -6.257
MV/LV Substation TU***4096 |  | 10 kV | _ | LV | 630 kVA :Building Structure | 0.63 | --> | 0.63 | 0 | 0 | Constrained, otherwise capacity available =541 kVA | --> | 0.598 | 0 | 0 | 0.5 | 0 |  | --> | C13 ex POPPINTREE | Poppintree [T101,T102] | FINGLAS |  | 53.4173 | -6.2841
MV/LV Substation WO***4097 |  | 10 kV | _ | LV | 400 kVA :Building Structure | 0.4 | --> | 0.4 | 0.379 | 5.82 |  | --> | 0.38 | 0 | 0 | 0.383 | 0 |  | --> | C22 ex COOLOCK | Coolock [T41,T42] | FINGLAS |  | 53.3909 | -6.1754
MV/LV Substation SM***4098 |  | 10 kV | _ | LV | 630 kVA :Building Structure | 0.63 | --> | 0.63 | 0.5 | 5.82 |  | --> | 0.598 | 0 | 0.053 | 0.5 | 0 |  | --> | C22 ex COOLOCK | Coolock [T41,T42] | FINGLAS |  | 53.3904 | -6.1912
MV/LV Substation BL***4099 |  | 10 kV | _ | LV | 400 kVA :Kiosk Substation | 0.4 | --> | 0.4 | 0 | 0 | Constrained, otherwise capacity available =334 kVA | --> | 0.38 | 0 | 0.053 | 0.35 | 0 |  | --> | C20 ex SANTRY | Santry [T41,T42] | FINGLAS |  | 53.4034 | -6.264
MV/LV Substation BE***4100 |  | 10 kV | _ | LV | 400 kVA :Kiosk Substation | 0.4 | --> | 0.4 | 0 | 0 | Constrained, otherwise capacity available =354 kVA | --> | 0.38 | 0 | 0.003 | 0.384 | 0 |  | --> | C11 ex HOWTH JUNCTION | Howth Junction [T41,T42] | GRANGE (DR) |  | 53.3766 | -6.1638
MV/LV Substation PA***4101 |  | 10 kV | _ | LV | 630 kVA :Building Structure | 0.63 | --> | 0.63 | 0 | 0 | Constrained, otherwise capacity available =588 kVA | --> | 0.598 | 0 | 0 | 0.5 | 0 |  | --> | C25 ex BALLYCOOLIN | Ballycoolin [T41,T42,T43] | FINGLAS |  | 53.4027 | -6.3435
MV/LV Substation LI***4102 |  | 10 kV | _ | LV | 630 kVA :Building Structure | 0.63 | --> | 0.63 | 0 | 0 |  | --> | 0.598 | 0 | 0 | 0.5 | 0 |  | --> | C18 ex POPPINTREE | Poppintree [T101,T102] | FINGLAS |  | 53.3975 | -6.2658
MV/LV Substation GR***4106 |  | 10 kV | _ | LV | 400 kVA :Kiosk Substation | 0.4 | --> | 0.4 | 0 | 0 | Constrained, otherwise capacity available =221 kVA | --> | 0.38 | 0 | 0.041 | 0.373 | 0 |  | --> | C22 ex POPPINTREE | Poppintree [T101,T102] | FINGLAS |  | 53.3932 | -6.2884
MV/LV Substation SC***4108 |  | 10 kV | _ | LV | 400 kVA :Building Structure | 0.4 | --> | 0.4 | 0.366 | 7.91 |  | --> | 0.38 | 0 | 0.07 | 0.333 | 0 |  | --> | C20 ex PELLETSTOWN | Pelletstown [T101,T102] | FINGLAS |  | 53.3794 | -6.3165
MV/LV Substation CH***4109 |  | 10 kV | _ | LV | 1000 kVA :Building Structure | 1 | --> | 1 | 0 | 0 | Constrained, otherwise capacity available =926 kVA | --> | 0.95 | 0 | 0 | 0.5 | 0 |  | --> | C28 ex POPPINTREE | Poppintree [T101,T102] | FINGLAS |  | 53.4045 | -6.306
MV/LV Substation CH***4110 |  | 10 kV | _ | LV | 1000 kVA :Building Structure | 1 | --> | 1 | 0 | 0 | Constrained, otherwise capacity available =831 kVA | --> | 0.95 | 0 | 0 | 0.5 | 0 |  | --> | C28 ex POPPINTREE | Poppintree [T101,T102] | FINGLAS |  | 53.4045 | -6.3061
MV/LV Substation CH***4111 |  | 10 kV | _ | LV | 630 kVA :Kiosk Substation | 0.63 | --> | 0.63 | 0 | 0 | Constrained, otherwise capacity available =585 kVA | --> | 0.598 | 0 | 0.106 | 0.5 | 0 |  | --> | C28 ex KILMORE | Kilmore [T101,T102,T103] | FINGLAS |  | 53.4055 | -6.1776
MV/LV Substation CH***4112 |  | 10 kV | _ | LV | 630 kVA :Building Structure | 0.63 | --> | 0.63 | 0 | 0 | Constrained, otherwise capacity available =590 kVA | --> | 0.598 | 0 | 0.107 | 0.5 | 0 |  | --> | C28 ex KILMORE | Kilmore [T101,T102,T103] | FINGLAS |  | 53.4065 | -6.1764
MV/LV Substation TH***4115 |  | 10 kV | _ | LV | 630 kVA :Kiosk Substation | 0.63 | --> | 0.63 | 0 | 0 | Constrained, otherwise capacity available =426 kVA | --> | 0.598 | 0 | 0 | 0.5 | 0 |  | --> | C13 ex GRANGE (DR) | Grange (dr) [T41,T42] | GRANGE (DR) |  | 53.4082 | -6.1617
MV/LV Substation ES***4117 |  | 10 kV | _ | LV | 400 kVA :Kiosk Substation | 0.4 | --> | 0.4 | 0 | 0 | Constrained, otherwise capacity available =400 kVA | --> | 0.38 | 0 | 0 | 0.38 | 0 |  | --> | C24 ex UNIDARE | Unidare [T41,T42] | FINGLAS |  | 53.3995 | -6.3009
MV/LV Substation DU***4118 |  | 10 kV | _ | LV | 100 kVA :Pole Substation | 0.1 | --> | 0.1 | 0 | 0 | Constrained, otherwise capacity available =100 kVA | --> | 0.095 | 0 | 0 | 0.095 | 0 |  | --> | C20 ex SUTTON | Sutton [T41,T42] | GRANGE (DR) |  | 53.3811 | -6.0634
MV/LV Substation TU***4119 |  | 10 kV | _ | LV | 50 kVA :Pole Substation | 0.05 | --> | 0.05 | 0 | 0 | Constrained, otherwise capacity available =50 kVA | --> | 0.048 | 0 | 0 | 0.048 | 0 |  | --> | C19 ex KILMORE | Kilmore [T101,T102,T103] | FINGLAS |  | 53.4095 | -6.2294
MV/LV Substation SA***411Z |  | 10 kV | _ | LV | 400 kVA :Building Structure | 0.4 | --> | 0.4 | 0 | 0 | Constrained, otherwise capacity available =320 kVA | --> | 0.38 | 0 | 0 | 0.391 | 0 |  | --> | C33 ex KILMORE | Kilmore [T101,T102,T103] | FINGLAS |  | 53.401 | -6.2578
MV/LV Substation KI***4120 |  | 10 kV | _ | LV | 400 kVA :Kiosk Substation | 0.4 | --> | 0.4 | 0 | 0 | Constrained, otherwise capacity available =400 kVA | --> | 0.38 | 0 | 0 | 0.38 | 0 |  | --> | C39 ex KILMORE | Kilmore [T101,T102,T103] | FINGLAS |  | 53.4032 | -6.2278
MV/LV Substation BA***4121 |  | 10 kV | _ | LV | 400 kVA :Kiosk Substation | 0.4 | --> | 0.4 | 0 | 0 | Constrained, otherwise capacity available =389 kVA | --> | 0.38 | 0 | 0 | 0.382 | 0 |  | --> | C19 ex KILMORE | Kilmore [T101,T102,T103] | FINGLAS |  | 53.4081 | -6.2238
MV/LV Substation DU***4122 |  | 10 kV | _ | LV | 400 kVA :Kiosk Substation | 0.4 | --> | 0.4 | 0.332 | 7.91 |  | --> | 0.38 | 0 | 0 | 0.389 | 0 |  | --> | C26 ex PELLETSTOWN | Pelletstown [T101,T102] | FINGLAS |  | 53.3811 | -6.3347
MV/LV Substation CR***4124 |  | 10 kV | _ | LV | 400 kVA :Kiosk Substation | 0.4 | --> | 0.4 | 0 | 0 | Constrained, otherwise capacity available =352 kVA | --> | 0.38 | 0 | 0.003 | 0.384 | 0 |  | --> | C20 ex POPPINTREE | Poppintree [T101,T102] | FINGLAS |  | 53.4017 | -6.2782
MV/LV Substation BA***4127 |  | 10 kV | _ | LV | 630 kVA :Kiosk Substation | 0.63 | --> | 0.63 | 0 | 0 | Constrained, otherwise capacity available =582 kVA | --> | 0.598 | 0 | 0.016 | 0.5 | 0 |  | --> | C18 ex POPPINTREE | Poppintree [T101,T102] | FINGLAS |  | 53.3958 | -6.2655
MV/LV Substation DU***4132 |  | 10 kV | _ | LV | 400 kVA :Kiosk Substation | 0.4 | --> | 0.4 | 0 | 0 | Constrained, otherwise capacity available =343 kVA | --> | 0.38 | 0 | 0 | 0.388 | 0 |  | --> | C22 ex UNIDARE | Unidare [T41,T42] | FINGLAS |  | 53.3915 | -6.3246
MV/LV Substation VI***4135 |  | 10 kV | _ | LV | 400 kVA :Kiosk Substation | 0.4 | --> | 0.4 | 0 | 0 | Constrained, otherwise capacity available =341 kVA | --> | 0.38 | 0 | 0.006 | 0.384 | 0 |  | --> | C12 ex MERVILLE | Merville [T41,T42] | FINGLAS |  | 53.3819 | -6.3113
MV/LV Substation CA***4136 |  | 10 kV | _ | LV | 400 kVA :Building Structure | 0.4 | --> | 0.4 | 0 | 0 | Constrained, otherwise capacity available =400 kVA | --> | 0.38 | 0 | 0 | 0.38 | 0 |  | --> | C25 ex BALLYCOOLIN | Ballycoolin [T41,T42,T43] | FINGLAS |  | 53.4055 | -6.3446
MV/LV Substation FO***413Z |  | 10 kV | _ | LV | 50 kVA :Pole Substation | 0.05 | --> | 0.05 | 0 | 0 | Constrained, otherwise capacity available =50 kVA | --> | 0.048 | 0 | 0 | 0.048 | 0 |  | --> | C17 ex GRANGE (DR) | Grange (dr) [T41,T42] | GRANGE (DR) |  | 53.403 | -6.1417
MV/LV Substation SW***4143 |  | 10 kV | _ | LV | 630 kVA :Building Structure | 0.63 | --> | 0.63 | 0 | 0 | Constrained, otherwise capacity available =630 kVA | --> | 0.598 | 0 | 0 | 0.5 | 0 |  | --> | C17 ex SANTRY | Santry [T41,T42] | FINGLAS |  | 53.3961 | -6.2444
MV/LV Substation ST***4144 |  | 10 kV | _ | LV | 400 kVA :Kiosk Substation | 0.4 | --> | 0.4 | 0.4 | 2.86 |  | --> | 0.38 | 0 | 0 | 0.38 | 0 |  | --> | C20 ex BALLYMUN | Ballymun [T41,T42] | FINGLAS |  | 53.3888 | -6.2536
MV/LV Substation SI***4149 |  | 10 kV | _ | LV | 400 kVA :Kiosk Substation | 0.4 | --> | 0.4 | 0.364 | 2.86 |  | --> | 0.38 | 0 | 0 | 0.385 | 0 |  | --> | C19 ex BALLYMUN | Ballymun [T41,T42] | FINGLAS |  | 53.3932 | -6.2692
MV/LV Substation SH***414Z |  | 10 kV | _ | LV | 400 kVA :Kiosk Substation | 0.4 | --> | 0.4 | 0 | 0 | Constrained, otherwise capacity available =359 kVA | --> | 0.38 | 0 | 0 | 0.386 | 0 |  | --> | C18 ex POPPINTREE | Poppintree [T101,T102] | FINGLAS |  | 53.3933 | -6.2542
MV/LV Substation DE***4151 |  | 10 kV | _ | LV | 400 kVA :Building Structure | 0.4 | --> | 0.4 | 0 | 0 | Constrained, otherwise capacity available =400 kVA | --> | 0.38 | 0 | 0 | 0.38 | 0 |  | --> | C14 ex POPPINTREE | Poppintree [T101,T102] | FINGLAS |  | 53.4067 | -6.2716
MV/LV Substation IN***4152 |  | 10 kV | _ | LV | 630 kVA :Building Structure | 0.63 | --> | 0.63 | 0 | 0 | Constrained, otherwise capacity available =209 kVA | --> | 0.598 | 0 | 0 | 0.5 | 0 |  | --> | C25 ex POPPINTREE | Poppintree [T101,T102] | FINGLAS |  | 53.4143 | -6.3142
MV/LV Substation CH***4156 |  | 10 kV | _ | LV | 1000 kVA :Building Structure | 1 | --> | 1 | 0 | 0 | Constrained, otherwise capacity available =937 kVA | --> | 0.95 | 0 | 0 | 0.5 | 0 |  | --> | C28 ex POPPINTREE | Poppintree [T101,T102] | FINGLAS |  | 53.4032 | -6.3052
MV/LV Substation WA***4160 |  | 10 kV | _ | LV | 630 kVA :Kiosk Substation | 0.63 | --> | 0.63 | 0 | 0 | Constrained, otherwise capacity available =463 kVA | --> | 0.598 | 0 | 0.052 | 0.5 | 0 |  | --> | C28 ex KILMORE | Kilmore [T101,T102,T103] | FINGLAS |  | 53.4071 | -6.1814
MV/LV Substation CA***4161 |  | 10 kV | _ | LV | 400 kVA :Building Structure | 0.4 | --> | 0.4 | 0 | 0 |  | --> | 0.38 | 0 | 0 | 0.399 | 0 |  | --> | C25 ex POPPINTREE | Poppintree [T101,T102] | FINGLAS |  | 53.4169 | -6.3176
MV/LV Substation CA***4162 |  | 10 kV | _ | LV | 630 kVA :Building Structure | 0.63 | --> | 0.63 | 0 | 0 | Constrained, otherwise capacity available =562 kVA | --> | 0.598 | 0 | 0.059 | 0.5 | 0 |  | --> | C28 ex KILMORE | Kilmore [T101,T102,T103] | FINGLAS |  | 53.4104 | -6.1796
MV/LV Substation BA***4163 |  | 10 kV | _ | LV | 400 kVA :Kiosk Substation | 0.4 | --> | 0.4 | 0 | 0 | Constrained, otherwise capacity available =364 kVA | --> | 0.38 | 0 | 0 | 0.385 | 0 |  | --> | C22 ex GRANGE (DR) | Grange (dr) [T41,T42] | GRANGE (DR) |  | 53.4021 | -6.1704
MV/LV Substation NE***4168 |  | 10 kV | _ | LV | 630 kVA :Kiosk Substation | 0.63 | --> | 0.63 | 0 | 0 | Constrained, otherwise capacity available =578 kVA | --> | 0.598 | 0 | 0 | 0.5 | 0 |  | --> | C22 ex GRANGE (DR) | Grange (dr) [T41,T42] | GRANGE (DR) |  | 53.4022 | -6.1857
MV/LV Substation SA***416Z |  | 10 kV | _ | LV | 630 kVA :Building Structure | 0.63 | --> | 0.63 | 0 | 0 | Constrained, otherwise capacity available =345 kVA | --> | 0.598 | 0 | 0 | 0.5 | 0 |  | --> | C17 ex POPPINTREE | Poppintree [T101,T102] | FINGLAS |  | 53.404 | -6.2602
MV/LV Substation SA***4171 |  | 10 kV | _ | LV | 1000 kVA :Building Structure | 1 | --> | 1 | 0 | 0 | Constrained, otherwise capacity available =726 kVA | --> | 0.95 | 0 | 0 | 0.5 | 0 |  | --> | C18 ex POPPINTREE | Poppintree [T101,T102] | FINGLAS |  | 53.3958 | -6.247
MV/LV Substation CR***4173 |  | 10 kV | _ | LV | 400 kVA :Kiosk Substation | 0.4 | --> | 0.4 | 0.334 | 12.96 |  | --> | 0.38 | 0 | 0.004 | 0.386 | 0 |  | --> | C22 ex ARTANE | Artane [T101,T102] | FINGLAS |  | 53.393 | -6.2165
MV/LV Substation SA***4174 |  | 10 kV | _ | LV | 400 kVA :Kiosk Substation | 0.4 | --> | 0.4 | 0 | 0 | Constrained, otherwise capacity available =364 kVA | --> | 0.38 | 0 | 0 | 0.385 | 0 |  | --> | C20 ex MERVILLE | Merville [T41,T42] | FINGLAS |  | 53.3878 | -6.2968
MV/LV Substation WA***4176 |  | 10 kV | _ | LV | 630 kVA :Kiosk Substation | 0.63 | --> | 0.63 | 0 | 0 | Constrained, otherwise capacity available =498 kVA | --> | 0.598 | 0 | 0.082 | 0.5 | 0 |  | --> | C22 ex GRANGE (DR) | Grange (dr) [T41,T42] | GRANGE (DR) |  | 53.4036 | -6.1663
MV/LV Substation NO***4178 |  | 10 kV | _ | LV | 630 kVA :Building Structure | 0.63 | --> | 0.63 | 0 | 0 | Constrained, otherwise capacity available =474 kVA | --> | 0.598 | 0 | 0 | 0.5 | 0 |  | --> | C28 ex KILMORE | Kilmore [T101,T102,T103] | FINGLAS |  | 53.4058 | -6.1959
MV/LV Substation WE***4179 |  | 10 kV | _ | LV | 1000 kVA :Building Structure | 1 | --> | 1 | 0 | 0 | Constrained, otherwise capacity available =816 kVA | --> | 0.95 | 0 | 0 | 0.5 | 0 |  | --> | C13 ex GRANGE (DR) | Grange (dr) [T41,T42] | GRANGE (DR) |  | 53.408 | -6.1664
MV/LV Substation SA***417Z |  | 10 kV | _ | LV | 630 kVA :Building Structure | 0.63 | --> | 0.63 | 0 | 0 | Constrained, otherwise capacity available =548 kVA | --> | 0.598 | 0 | 0 | 0.5 | 0 |  | --> | C17 ex POPPINTREE | Poppintree [T101,T102] | FINGLAS |  | 53.4053 | -6.2623
MV/LV Substation WE***4180 |  | 10 kV | _ | LV | 1000 kVA :Building Structure | 1 | --> | 1 | 0 | 0 | Constrained, otherwise capacity available =855 kVA | --> | 0.95 | 0 | 0 | 0.5 | 0 |  | --> | C13 ex GRANGE (DR) | Grange (dr) [T41,T42] | GRANGE (DR) |  | 53.4083 | -6.1651
MV/LV Substation RA***4181 |  | 10 kV | _ | LV | 630 kVA :Kiosk Substation | 0.63 | --> | 0.63 | 0 | 0 | Constrained, otherwise capacity available =522 kVA | --> | 0.598 | 0 | 0.022 | 0.5 | 0 |  | --> | C12 ex GRANGE (DR) | Grange (dr) [T41,T42] | GRANGE (DR) |  | 53.4005 | -6.1456
MV/LV Substation CR***4182 |  | 10 kV | _ | LV | 630 kVA :Kiosk Substation | 0.63 | --> | 0.63 | 0 | 0 | Constrained, otherwise capacity available =630 kVA | --> | 0.598 | 0 | 0 | 0.5 | 0 |  | --> | C17 ex UNIDARE | Unidare [T41,T42] | FINGLAS |  | 53.4188 | -6.3181
MV/LV Substation NO***4185 |  | 10 kV | _ | LV | 400 kVA :Building Structure | 0.4 | --> | 0.4 | 0 | 0 | Constrained, otherwise capacity available =261 kVA | --> | 0.38 | 0 | 0 | 0.398 | 0 |  | --> | C27 ex POPPINTREE | Poppintree [T101,T102] | FINGLAS |  | 53.3992 | -6.3232
MV/LV Substation WA***4187 |  | 10 kV | _ | LV | 630 kVA :Kiosk Substation | 0.63 | --> | 0.63 | 0 | 0 | Constrained, otherwise capacity available =630 kVA | --> | 0.598 | 0 | 0 | 0.5 | 0 |  | --> | C28 ex KILMORE | Kilmore [T101,T102,T103] | FINGLAS |  | 53.4073 | -6.1846
MV/LV Substation DU***4189 |  | 10 kV | _ | LV | 630 kVA :Building Structure | 0.63 | --> | 0.63 | 0 | 0 | Constrained, otherwise capacity available =117 kVA | --> | 0.598 | 0 | 0 | 0.5 | 0 |  | --> | C25 ex POPPINTREE | Poppintree [T101,T102] | FINGLAS |  | 53.417 | -6.3109
MV/LV Substation RE***418Z |  | 10 kV | _ | LV | 400 kVA :Kiosk Substation | 0.4 | --> | 0.4 | 0 | 0 | Constrained, otherwise capacity available =244 kVA | --> | 0.38 | 0 | 0.02 | 0.386 | 0 |  | --> | C12 ex GRANGE (DR) | Grange (dr) [T41,T42] | GRANGE (DR) |  | 53.4004 | -6.1411
MV/LV Substation RO***4191 |  | 10 kV | _ | LV | 630 kVA :Building Structure | 0.63 | --> | 0.63 | 0 | 0 | Constrained, otherwise capacity available =630 kVA | --> | 0.598 | 0 | 0 | 0.5 | 0 |  | --> | C17 ex BALLYCOOLIN | Ballycoolin [T41,T42,T43] | FINGLAS |  | 53.4059 | -6.3365
MV/LV Substation SA***4192 |  | 10 kV | _ | LV | 400 kVA :Kiosk Substation | 0.4 | --> | 0.4 | 0 | 0 | Constrained, otherwise capacity available =400 kVA | --> | 0.38 | 0 | 0 | 0.38 | 0 |  | --> | C20 ex SANTRY | Santry [T41,T42] | FINGLAS |  | 53.3984 | -6.2517
MV/LV Substation BL***4193 |  | 10 kV | _ | LV | 630 kVA :Building Structure | 0.63 | --> | 0.63 | 0 | 0 | Constrained, otherwise capacity available =450 kVA | --> | 0.598 | 0 | 0 | 0.5 | 0 |  | --> | C17 ex POPPINTREE | Poppintree [T101,T102] | FINGLAS |  | 53.4058 | -6.2589
MV/LV Substation BL***4194 |  | 10 kV | _ | LV | 630 kVA :Building Structure | 0.63 | --> | 0.63 | 0 | 0 | Constrained, otherwise capacity available =408 kVA | --> | 0.598 | 0 | 0 | 0.5 | 0 |  | --> | C17 ex POPPINTREE | Poppintree [T101,T102] | FINGLAS |  | 53.4057 | -6.2589
MV/LV Substation CA***4195 |  | 10 kV | _ | LV | 400 kVA :Kiosk Substation | 0.4 | --> | 0.4 | 0 | 0 | Constrained, otherwise capacity available =306 kVA | --> | 0.38 | 0 | 0 | 0.393 | 0 |  | --> | C22 ex UNIDARE | Unidare [T41,T42] | FINGLAS |  | 53.3972 | -6.3251
MV/LV Substation GR***4199 |  | 10 kV | _ | LV | 400 kVA :Kiosk Substation | 0.4 | --> | 0.4 | 0 | 0 | Constrained, otherwise capacity available =389 kVA | --> | 0.38 | 0 | 0.005 | 0.378 | 0 |  | --> | C22 ex GRANGE (DR) | Grange (dr) [T41,T42] | GRANGE (DR) |  | 53.3994 | -6.1557
MV/LV Substation RE***419Z |  | 10 kV | _ | LV | 400 kVA :Kiosk Substation | 0.4 | --> | 0.4 | 0 | 0 | Constrained, otherwise capacity available =323 kVA | --> | 0.38 | 0 | 0 | 0.39 | 0 |  | --> | C12 ex GRANGE (DR) | Grange (dr) [T41,T42] | GRANGE (DR) |  | 53.4013 | -6.1396
MV/LV Substation AC***4203 |  | 10 kV | _ | LV | 400 kVA :Kiosk Substation | 0.4 | --> | 0.4 | 0.364 | 5.82 |  | --> | 0.38 | 0 | 0 | 0.385 | 0 |  | --> | C21 ex COOLOCK | Coolock [T41,T42] | FINGLAS |  | 53.3969 | -6.197
MV/LV Substation HO***4204 |  | 10 kV | _ | LV | 1000 kVA :Building Structure | 1 | --> | 1 | 0 | 0 | Constrained, otherwise capacity available =456 kVA | --> | 0.95 | 0 | 0 | 0.5 | 0 |  | --> | C13 ex UNIDARE | Unidare [T41,T42] | FINGLAS |  | 53.4147 | -6.2833
MV/LV Substation HA***4205 |  | 10 kV | _ | LV | 630 kVA :Building Structure | 0.63 | --> | 0.63 | 0 | 0 | Constrained, otherwise capacity available =472 kVA | --> | 0.598 | 0 | 0 | 0.5 | 0 |  | --> | C24 ex POPPINTREE | Poppintree [T101,T102] | FINGLAS |  | 53.4054 | -6.2831
MV/LV Substation PL***4206 |  | 10 kV | _ | LV | 400 kVA :Building Structure | 0.4 | --> | 0.4 | 0 | 0 | Constrained, otherwise capacity available =313 kVA | --> | 0.38 | 0 | 0 | 0.392 | 0 |  | --> | C13 ex GRANGE (DR) | Grange (dr) [T41,T42] | GRANGE (DR) |  | 53.4081 | -6.163
MV/LV Substation BR***4208 |  | 10 kV | _ | LV | 630 kVA :Building Structure | 0.63 | --> | 0.63 | 0 | 0 | Constrained, otherwise capacity available =565 kVA | --> | 0.598 | 0 | 0 | 0.5 | 0 |  | --> | C14 ex POPPINTREE | Poppintree [T101,T102] | FINGLAS |  | 53.405 | -6.2329
MV/LV Substation RE***420Z |  | 10 kV | _ | LV | 400 kVA :Kiosk Substation | 0.4 | --> | 0.4 | 0 | 0 | Constrained, otherwise capacity available =369 kVA | --> | 0.38 | 0 | 0 | 0.384 | 0 |  | --> | C12 ex GRANGE (DR) | Grange (dr) [T41,T42] | GRANGE (DR) |  | 53.4021 | -6.141
MV/LV Substation TE***4213 |  | 10 kV | _ | LV | 630 kVA :Building Structure | 0.63 | --> | 0.63 | 0 | 0 | Constrained, otherwise capacity available =630 kVA | --> | 0.598 | 0 | 0 | 0.5 | 0 |  | --> | C19 ex KILMORE | Kilmore [T101,T102,T103] | FINGLAS |  | 53.4073 | -6.2453
MV/LV Substation HO***4215 |  | 10 kV | _ | LV | 1000 kVA :Building Structure | 1 | --> | 1 | 0 | 0 | Constrained, otherwise capacity available =887 kVA | --> | 0.95 | 0 | 0 | 0.5 | 0 |  | --> | C13 ex UNIDARE | Unidare [T41,T42] | FINGLAS |  | 53.4146 | -6.2873
MV/LV Substation ST***4216 |  | 10 kV | _ | LV | 400 kVA :Building Structure | 0.4 | --> | 0.4 | 0 | 0 | Constrained, otherwise capacity available =323 kVA | --> | 0.38 | 0 | 0 | 0.39 | 0 |  | --> | C13 ex MALAHIDE | Malahide [T41,T42] | GLASMORE |  | 53.4146 | -6.1756
MV/LV Substation BU***4217 |  | 10 kV | _ | LV | 1000 kVA :Building Structure | 1 | --> | 1 | 0 | 0 | Constrained, otherwise capacity available =849 kVA | --> | 0.95 | 0 | 0.02 | 0.5 | 0 |  | --> | C28 ex KILMORE | Kilmore [T101,T102,T103] | FINGLAS |  | 53.4058 | -6.1812
MV/LV Substation RE***421Z |  | 10 kV | _ | LV | 400 kVA :Kiosk Substation | 0.4 | --> | 0.4 | 0 | 0 | Constrained, otherwise capacity available =350 kVA | --> | 0.38 | 0 | 0 | 0.387 | 0 |  | --> | C12 ex GRANGE (DR) | Grange (dr) [T41,T42] | GRANGE (DR) |  | 53.4016 | -6.1436
MV/LV Substation VA***4224 |  | 10 kV | _ | LV | 400 kVA :Building Structure | 0.4 | --> | 0.4 | 0 | 0 | Constrained, otherwise capacity available =374 kVA | --> | 0.38 | 0 | 0 | 0.384 | 0 |  | --> | C17 ex UNIDARE | Unidare [T41,T42] | FINGLAS |  | 53.4144 | -6.3186
MV/LV Substation VA***4225 |  | 10 kV | _ | LV | 400 kVA :Building Structure | 0.4 | --> | 0.4 | 0 | 0 | Constrained, otherwise capacity available =382 kVA | --> | 0.38 | 0 | 0 | 0.382 | 0 |  | --> | C17 ex UNIDARE | Unidare [T41,T42] | FINGLAS |  | 53.4154 | -6.3193
MV/LV Substation VA***4226 |  | 10 kV | _ | LV | 400 kVA :Building Structure | 0.4 | --> | 0.4 | 0 | 0 | Constrained, otherwise capacity available =377 kVA | --> | 0.38 | 0 | 0 | 0.383 | 0 |  | --> | C17 ex UNIDARE | Unidare [T41,T42] | FINGLAS |  | 53.4163 | -6.32
MV/LV Substation VA***4228 |  | 10 kV | _ | LV | 400 kVA :Building Structure | 0.4 | --> | 0.4 | 0 | 0 | Constrained, otherwise capacity available =400 kVA | --> | 0.38 | 0 | 0 | 0.38 | 0 |  | --> | C17 ex UNIDARE | Unidare [T41,T42] | FINGLAS |  | 53.4168 | -6.32
MV/LV Substation LI***4231 |  | 10 kV | _ | LV | 400 kVA :Building Structure | 0.4 | --> | 0.4 | 0 | 0 | Constrained, otherwise capacity available =274 kVA | --> | 0.38 | 0 | 0 | 0.397 | 0 |  | --> | C16 ex SANTRY | Santry [T41,T42] | FINGLAS |  | 53.398 | -6.2167
MV/LV Substation ST***4233 |  | 10 kV | _ | LV | 630 kVA :Kiosk Substation | 0.63 | --> | 0.63 | 0 | 0 | Constrained, otherwise capacity available =609 kVA | --> | 0.598 | 0 | 0.01 | 0.5 | 0 |  | --> | C17 ex GRANGE (DR) | Grange (dr) [T41,T42] | GRANGE (DR) |  | 53.4016 | -6.1441
MV/LV Substation HE***4234 |  | 10 kV | _ | LV | 630 kVA :Building Structure | 0.63 | --> | 0.63 | 0 | 0 | Constrained, otherwise capacity available =529 kVA | --> | 0.598 | 0 | 0.055 | 0.5 | 0 |  | --> | C22 ex GRANGE (DR) | Grange (dr) [T41,T42] | GRANGE (DR) |  | 53.3993 | -6.184
MV/LV Substation DE***4235 |  | 10 kV | _ | LV | 1000 kVA :Building Structure | 1 | --> | 1 | 0 | 0 | Constrained, otherwise capacity available =779 kVA | --> | 0.95 | 0 | 0.058 | 0.5 | 0 |  | --> | C22 ex GRANGE (DR) | Grange (dr) [T41,T42] | GRANGE (DR) |  | 53.4001 | -6.1821
MV/LV Substation QU***4237 |  | 10 kV | _ | LV | 400 kVA :Building Structure | 0.4 | --> | 0.4 | 0 | 0 | Constrained, otherwise capacity available =371 kVA | --> | 0.38 | 0 | 0 | 0.384 | 0 |  | --> | C13 ex POPPINTREE | Poppintree [T101,T102] | FINGLAS |  | 53.4235 | -6.3203
MV/LV Substation QU***4238 |  | 10 kV | _ | LV | 630 kVA :Building Structure | 0.63 | --> | 0.63 | 0 | 0 | Constrained, otherwise capacity available =560 kVA | --> | 0.598 | 0 | 0 | 0.5 | 0 |  | --> | C26 ex POPPINTREE | Poppintree [T101,T102] | FINGLAS |  | 53.4223 | -6.3195
MV/LV Substation QU***4239 |  | 10 kV | _ | LV | 630 kVA :Building Structure | 0.63 | --> | 0.63 | 0 | 0 | Constrained, otherwise capacity available =546 kVA | --> | 0.598 | 0 | 0.005 | 0.5 | 0 |  | --> | C26 ex POPPINTREE | Poppintree [T101,T102] | FINGLAS |  | 53.4213 | -6.3236
MV/LV Substation NO***423Z |  | 10 kV | _ | LV | 630 kVA :Building Structure | 0.63 | --> | 0.63 | 0 | 0 | Constrained, otherwise capacity available =578 kVA | --> | 0.598 | 0 | 0 | 0.5 | 0 |  | --> | C17 ex POPPINTREE | Poppintree [T101,T102] | FINGLAS |  | 53.4011 | -6.2602
MV/LV Substation CL***4244 |  | 10 kV | _ | LV | 1000 kVA :Building Structure | 1 | --> | 1 | 0 | 0 | Constrained, otherwise capacity available =718 kVA | --> | 0.95 | 0 | 0 | 0.5 | 0 |  | --> | C12 ex SUTTON | Sutton [T41,T42] | GRANGE (DR) |  | 53.3891 | -6.0787
MV/LV Substation CL***4245 |  | 10 kV | _ | LV | 1000 kVA :Building Structure | 1 | --> | 1 | 0 | 0 | Constrained, otherwise capacity available =1000 kVA | --> | 0.95 | 0 | 0 | 0.5 | 0 |  | --> | C12 ex SUTTON | Sutton [T41,T42] | GRANGE (DR) |  | 53.3891 | -6.0786
MV/LV Substation SE***4247 |  | 10 kV | _ | LV | 1000 kVA :Building Structure | 1 | --> | 1 | 0 | 0 | Constrained, otherwise capacity available =861 kVA | --> | 0.95 | 0 | 0.029 | 0.5 | 0 |  | --> | C12 ex SUTTON | Sutton [T41,T42] | GRANGE (DR) |  | 53.3877 | -6.1026
MV/LV Substation BI***4248 |  | 10 kV | _ | LV | 1000 kVA :Building Structure | 1 | --> | 1 | 0 | 0 | Constrained, otherwise capacity available =870 kVA | --> | 0.95 | 0 | 0.013 | 0.5 | 0 |  | --> | C17 ex POPPINTREE | Poppintree [T101,T102] | FINGLAS |  | 53.4031 | -6.2614
MV/LV Substation ON***4252 |  | 10 kV | _ | LV | 1000 kVA :Building Structure | 1 | --> | 1 | 0 | 0 | Constrained, otherwise capacity available =927 kVA | --> | 0.95 | 0 | 0.018 | 0.5 | 0 |  | --> | C22 ex GRANGE (DR) | Grange (dr) [T41,T42] | GRANGE (DR) |  | 53.4036 | -6.1757
MV/LV Substation ON***4253 |  | 10 kV | _ | LV | 630 kVA :Building Structure | 0.63 | --> | 0.63 | 0 | 0 | Constrained, otherwise capacity available =616 kVA | --> | 0.598 | 0 | 0.012 | 0.5 | 0 |  | --> | C28 ex KILMORE | Kilmore [T101,T102,T103] | FINGLAS |  | 53.4041 | -6.1743
MV/LV Substation BE***425Z |  | 10 kV | _ | LV | 630 kVA :Building Structure | 0.63 | --> | 0.63 | 0 | 0 | Constrained, otherwise capacity available =630 kVA | --> | 0.598 | 0 | 0 | 0.5 | 0 |  | --> | C21 ex GRANGE (DR) | Grange (dr) [T41,T42] | GRANGE (DR) |  | 53.402 | -6.1533
MV/LV Substation BA***4262 |  | 10 kV | _ | LV | 400 kVA :Kiosk Substation | 0.4 | --> | 0.4 | 0 | 0 | Constrained, otherwise capacity available =293 kVA | --> | 0.38 | 0 | 0 | 0.394 | 0 |  | --> | C18 ex POPPINTREE | Poppintree [T101,T102] | FINGLAS |  | 53.4037 | -6.2643
MV/LV Substation ST***4264 |  | 10 kV | _ | LV | 630 kVA :Building Structure | 0.63 | --> | 0.63 | 0 | 0 | Constrained, otherwise capacity available =609 kVA | --> | 0.598 | 0 | 0 | 0.5 | 0 |  | --> | C17 ex BALLYCOOLIN | Ballycoolin [T41,T42,T43] | FINGLAS |  | 53.399 | -6.3357
MV/LV Substation PI***4269 |  | 10 kV | _ | LV | 1000 kVA :Building Structure | 1 | --> | 1 | 0 | 0 | Constrained, otherwise capacity available =998 kVA | --> | 0.95 | 0 | 0.095 | 0.5 | 0 |  | --> | C27 ex POPPINTREE | Poppintree [T101,T102] | FINGLAS |  | 53.4018 | -6.3046
MV/LV Substation PI***4270 |  | 10 kV | _ | LV | 1000 kVA :Building Structure | 1 | --> | 1 | 0 | 0 | Constrained, otherwise capacity available =1000 kVA | --> | 0.95 | 0 | 0 | 0.5 | 0 |  | --> | C27 ex POPPINTREE | Poppintree [T101,T102] | FINGLAS |  | 53.4017 | -6.3046
MV/LV Substation PI***4271 |  | 10 kV | _ | LV | 1000 kVA :Building Structure | 1 | --> | 1 | 0 | 0 | Constrained, otherwise capacity available =1000 kVA | --> | 0.95 | 0 | 0 | 0.5 | 0 |  | --> | C27 ex POPPINTREE | Poppintree [T101,T102] | FINGLAS |  | 53.4016 | -6.3069
MV/LV Substation AP***4272 |  | 10 kV | _ | LV | 400 kVA :Kiosk Substation | 0.4 | --> | 0.4 | 0 | 0 | Constrained, otherwise capacity available =302 kVA | --> | 0.38 | 0 | 0 | 0.393 | 0 |  | --> | C25 ex POPPINTREE | Poppintree [T101,T102] | FINGLAS |  | 53.417 | -6.3071
MV/LV Substation VA***4273 |  | 10 kV | _ | LV | 630 kVA :Building Structure | 0.63 | --> | 0.63 | 0 | 0 | Constrained, otherwise capacity available =609 kVA | --> | 0.598 | 0 | 0 | 0.5 | 0 |  | --> | C17 ex UNIDARE | Unidare [T41,T42] | FINGLAS |  | 53.4171 | -6.3207
MV/LV Substation TU***4274 |  | 10 kV | _ | LV | 400 kVA :Building Structure | 0.4 | --> | 0.4 | 0 | 0 | Constrained, otherwise capacity available =380 kVA | --> | 0.38 | 0 | 0 | 0.383 | 0 |  | --> | C13 ex POPPINTREE | Poppintree [T101,T102] | FINGLAS |  | 53.4173 | -6.2788
MV/LV Substation TU***4276 |  | 10 kV | _ | LV | 630 kVA :Building Structure | 0.63 | --> | 0.63 | 0 | 0 | Constrained, otherwise capacity available =128 kVA | --> | 0.598 | 0 | 0 | 0.5 | 0 |  | --> | C13 ex POPPINTREE | Poppintree [T101,T102] | FINGLAS |  | 53.4171 | -6.2699
MV/LV Substation HI***4277 |  | 10 kV | _ | LV | 50 kVA :Pole Substation | 0.05 | --> | 0.05 | 0 | 0 | Constrained, otherwise capacity available =50 kVA | --> | 0.048 | 0 | 0 | 0.048 | 0 |  | --> | C13 ex POPPINTREE | Poppintree [T101,T102] | FINGLAS |  | 53.4285 | -6.3026
MV/LV Substation NO***4279 |  | 10 kV | _ | LV | 630 kVA :Building Structure | 0.63 | --> | 0.63 | 0 | 0 | Constrained, otherwise capacity available =615 kVA | --> | 0.598 | 0 | 0 | 0.5 | 0 |  | --> | C27 ex POPPINTREE | Poppintree [T101,T102] | FINGLAS |  | 53.3999 | -6.3212
MV/LV Substation PA***4281 |  | 10 kV | _ | LV | 1000 kVA :Building Structure | 1 | --> | 1 | 0 | 0 | Constrained, otherwise capacity available =924 kVA | --> | 0.95 | 0 | 0.025 | 0.5 | 0 |  | --> | C22 ex GRANGE (DR) | Grange (dr) [T41,T42] | GRANGE (DR) |  | 53.4036 | -6.1684
MV/LV Substation PA***4282 |  | 10 kV | _ | LV | 1000 kVA :Building Structure | 1 | --> | 1 | 0 | 0 | Constrained, otherwise capacity available =944 kVA | --> | 0.95 | 0 | 0.018 | 0.5 | 0 |  | --> | C22 ex GRANGE (DR) | Grange (dr) [T41,T42] | GRANGE (DR) |  | 53.4034 | -6.1676
MV/LV Substation PA***4283 |  | 10 kV | _ | LV | 630 kVA :Building Structure | 0.63 | --> | 0.63 | 0 | 0 | Constrained, otherwise capacity available =630 kVA | --> | 0.598 | 0 | 0 | 0.5 | 0 |  | --> | C22 ex GRANGE (DR) | Grange (dr) [T41,T42] | GRANGE (DR) |  | 53.403 | -6.1653
MV/LV Substation PA***4284 |  | 10 kV | _ | LV | 400 kVA :Kiosk Substation | 0.4 | --> | 0.4 | 0 | 0 | Constrained, otherwise capacity available =336 kVA | --> | 0.38 | 0 | 0.001 | 0.388 | 0 |  | --> | C22 ex GRANGE (DR) | Grange (dr) [T41,T42] | GRANGE (DR) |  | 53.4037 | -6.168
MV/LV Substation PA***4285 |  | 10 kV | _ | LV | 1000 kVA :Building Structure | 1 | --> | 1 | 0 | 0 | Constrained, otherwise capacity available =896 kVA | --> | 0.95 | 0 | 0.018 | 0.5 | 0 |  | --> | C22 ex GRANGE (DR) | Grange (dr) [T41,T42] | GRANGE (DR) |  | 53.404 | -6.1695
MV/LV Substation RO***4288 |  | 10 kV | _ | LV | 630 kVA :Kiosk Substation | 0.63 | --> | 0.63 | 0.5 | 12.96 |  | --> | 0.598 | 0 | 0.004 | 0.5 | 0 |  | --> | C20 ex ARTANE | Artane [T101,T102] | FINGLAS |  | 53.3776 | -6.2166
MV/LV Substation GR***4289 |  | 10 kV | _ | LV | 1000 kVA :Building Structure | 1 | --> | 1 | 0 | 0 | Constrained, otherwise capacity available =892 kVA | --> | 0.95 | 0 | 0 | 0.5 | 0 |  | --> | C22 ex GRANGE (DR) | Grange (dr) [T41,T42] | GRANGE (DR) |  | 53.4001 | -6.1628
MV/LV Substation BA***428Z |  | 10 kV | _ | LV | 1000 kVA :Building Structure | 1 | --> | 1 | 0 | 0 | Constrained, otherwise capacity available =827 kVA | --> | 0.95 | 0 | 0 | 0.5 | 0 |  | --> | C18 ex POPPINTREE | Poppintree [T101,T102] | FINGLAS |  | 53.3973 | -6.2626
MV/LV Substation GR***4290 |  | 10 kV | _ | LV | 1000 kVA :Building Structure | 1 | --> | 1 | 0 | 0 | Constrained, otherwise capacity available =1000 kVA | --> | 0.95 | 0 | 0 | 0.5 | 0 |  | --> | C22 ex GRANGE (DR) | Grange (dr) [T41,T42] | GRANGE (DR) |  | 53.4001 | -6.1626
MV/LV Substation GR***4291 |  | 10 kV | _ | LV | 1000 kVA :Building Structure | 1 | --> | 1 | 0 | 0 | Constrained, otherwise capacity available =1000 kVA | --> | 0.95 | 0 | 0 | 0.5 | 0 |  | --> | C22 ex GRANGE (DR) | Grange (dr) [T41,T42] | GRANGE (DR) |  | 53.4004 | -6.1637
MV/LV Substation GR***4292 |  | 10 kV | _ | LV | 1000 kVA :Building Structure | 1 | --> | 1 | 0 | 0 | Constrained, otherwise capacity available =1000 kVA | --> | 0.95 | 0 | 0 | 0.5 | 0 |  | --> | C22 ex GRANGE (DR) | Grange (dr) [T41,T42] | GRANGE (DR) |  | 53.4004 | -6.1638
MV/LV Substation GO***4295 |  | 10 kV | _ | LV | 630 kVA :Building Structure | 0.63 | --> | 0.63 | 0.5 | 5.82 |  | --> | 0.598 | 0 | 0.029 | 0.5 | 0 |  | --> | C11 ex COOLOCK | Coolock [T41,T42] | FINGLAS |  | 53.3978 | -6.1924
MV/LV Substation ME***4296 |  | 10 kV | _ | LV | 1000 kVA :Building Structure | 1 | --> | 1 | 0 | 0 | Constrained, otherwise capacity available =1000 kVA | --> | 0.95 | 0 | 0 | 0.5 | 0 |  | --> | C13 ex MERVILLE | Merville [T41,T42] | FINGLAS |  | 53.3836 | -6.2927
MV/LV Substation HO***4297 |  | 10 kV | _ | LV | 630 kVA :Building Structure | 0.63 | --> | 0.63 | 0 | 0 | Constrained, otherwise capacity available =604 kVA | --> | 0.598 | 0 | 0 | 0.5 | 0 |  | --> | C26 ex POPPINTREE | Poppintree [T101,T102] | FINGLAS |  | 53.4158 | -6.28
MV/LV Substation MA***4300 |  | 10 kV | _ | LV | 400 kVA :Kiosk Substation | 0.4 | --> | 0.4 | 0 | 0 | Constrained, otherwise capacity available =387 kVA | --> | 0.38 | 0 | 0 | 0.382 | 0 |  | --> | C16 ex SANTRY | Santry [T41,T42] | FINGLAS |  | 53.3978 | -6.2011
MV/LV Substation CH***4301 |  | 10 kV | _ | LV | 400 kVA :Kiosk Substation | 0.4 | --> | 0.4 | 0 | 0 | Constrained, otherwise capacity available =278 kVA | --> | 0.38 | 0 | 0 | 0.396 | 0 |  | --> | C27 ex POPPINTREE | Poppintree [T101,T102] | FINGLAS |  | 53.4019 | -6.3032
MV/LV Substation FI***4302 |  | 10 kV | _ | LV | 200 kVA :Kiosk Substation | 0.2 | --> | 0.2 | 0 | 0 | Constrained, otherwise capacity available =200 kVA | --> | 0.19 | 0 | 0 | 0.19 | 0 |  | --> | C17 ex UNIDARE | Unidare [T41,T42] | FINGLAS |  | 53.4004 | -6.2983
MV/LV Substation HU***4307 |  | 10 kV | _ | LV | 630 kVA :Building Structure | 0.63 | --> | 0.63 | 0 | 0 | Constrained, otherwise capacity available =608 kVA | --> | 0.598 | 0 | 0 | 0.5 | 0 |  | --> | C25 ex BALLYCOOLIN | Ballycoolin [T41,T42,T43] | FINGLAS |  | 53.4023 | -6.3451
MV/LV Substation FI***4308 |  | 10 kV | _ | LV | 50 kVA :Pole Substation | 0.05 | --> | 0.05 | 0 | 0 | Constrained, otherwise capacity available =50 kVA | --> | 0.048 | 0 | 0 | 0.048 | 0 |  | --> | C17 ex UNIDARE | Unidare [T41,T42] | FINGLAS |  | 53.4007 | -6.2988
MV/LV Substation ST***430Z |  | 10 kV | _ | LV | 630 kVA :Building Structure | 0.63 | --> | 0.63 | 0 | 0 | Constrained, otherwise capacity available =481 kVA | --> | 0.598 | 0 | 0.075 | 0.5 | 0 |  | --> | C17 ex BALLYCOOLIN | Ballycoolin [T41,T42,T43] | FINGLAS |  | 53.4 | -6.336
MV/LV Substation WI***4311 |  | 10 kV | _ | LV | 630 kVA :Kiosk Substation | 0.63 | --> | 0.63 | 0 | 0 | Constrained, otherwise capacity available =630 kVA | --> | 0.598 | 0 | 0 | 0.5 | 0 |  | --> | C14 ex SANTRY | Santry [T41,T42] | FINGLAS |  | 53.3935 | -6.2396
MV/LV Substation ME***4313 |  | 10 kV | _ | LV | 630 kVA :Kiosk Substation | 0.63 | --> | 0.63 | 0 | 0 | Constrained, otherwise capacity available =610 kVA | --> | 0.598 | 0 | 0 | 0.5 | 0 |  | --> | C20 ex MERVILLE | Merville [T41,T42] | FINGLAS |  | 53.3927 | -6.3164
MV/LV Substation TB***4314 |  | 10 kV | _ | LV | 400 kVA :Kiosk Substation | 0.4 | --> | 0.4 | 0 | 0 | Constrained, otherwise capacity available =372 kVA | --> | 0.38 | 0 | 0 | 0.384 | 0 |  | --> | C13 ex MERVILLE | Merville [T41,T42] | FINGLAS |  | 53.3821 | -6.291
MV/LV Substation CA***4315 |  | 10 kV | _ | LV | 400 kVA :Kiosk Substation | 0.4 | --> | 0.4 | 0 | 0 | Constrained, otherwise capacity available =370 kVA | --> | 0.38 | 0 | 0 | 0.384 | 0 |  | --> | C17 ex POPPINTREE | Poppintree [T101,T102] | FINGLAS |  | 53.402 | -6.2603
MV/LV Substation WH***4316 |  | 10 kV | _ | LV | 400 kVA :Kiosk Substation | 0.4 | --> | 0.4 | 0 | 0 | Constrained, otherwise capacity available =346 kVA | --> | 0.38 | 0 | 0 | 0.387 | 0 |  | --> | C33 ex KILMORE | Kilmore [T101,T102,T103] | FINGLAS |  | 53.4044 | -6.2563
MV/LV Substation PR***431Z |  | 10 kV | _ | LV | 630 kVA :Building Structure | 0.63 | --> | 0.63 | 0 | 0 | Constrained, otherwise capacity available =559 kVA | --> | 0.598 | 0 | 0 | 0.5 | 0 |  | --> | C13 ex GRANGE (DR) | Grange (dr) [T41,T42] | GRANGE (DR) |  | 53.4028 | -6.1628
MV/LV Substation WH***4329 |  | 10 kV | _ | LV | 630 kVA :Building Structure | 0.63 | --> | 0.63 | 0 | 0 | Constrained, otherwise capacity available =630 kVA | --> | 0.598 | 0 | 0 | 0.5 | 0 |  | --> | C33 ex KILMORE | Kilmore [T101,T102,T103] | FINGLAS |  | 53.4043 | -6.2553
MV/LV Substation PR***432Z |  | 10 kV | _ | LV | 630 kVA :Building Structure | 0.63 | --> | 0.63 | 0 | 0 | Constrained, otherwise capacity available =578 kVA | --> | 0.598 | 0 | 0 | 0.5 | 0 |  | --> | C13 ex GRANGE (DR) | Grange (dr) [T41,T42] | GRANGE (DR) |  | 53.4021 | -6.163
MV/LV Substation WH***4330 |  | 10 kV | _ | LV | 630 kVA :Building Structure | 0.63 | --> | 0.63 | 0 | 0 | Constrained, otherwise capacity available =630 kVA | --> | 0.598 | 0 | 0.015 | 0.5 | 0 |  | --> | C33 ex KILMORE | Kilmore [T101,T102,T103] | FINGLAS |  | 53.4044 | -6.2557
MV/LV Substation ST***4334 |  | 10 kV | _ | LV | 630 kVA :Kiosk Substation | 0.63 | --> | 0.63 | 0 | 0 | Constrained, otherwise capacity available =630 kVA | --> | 0.598 | 0 | 0 | 0.5 | 0 |  | --> | C20 ex SUTTON | Sutton [T41,T42] | GRANGE (DR) |  | 53.3805 | -6.0942
MV/LV Substation ME***4335 |  | 10 kV | _ | LV | 630 kVA :Kiosk Substation | 0.63 | --> | 0.63 | 0 | 0 | Constrained, otherwise capacity available =630 kVA | --> | 0.598 | 0 | 0 | 0.5 | 0 |  | --> | C12 ex MERVILLE | Merville [T41,T42] | FINGLAS |  | 53.3914 | -6.318
MV/LV Substation RE***4336 |  | 10 kV | _ | LV | 630 kVA :Kiosk Substation | 0.63 | --> | 0.63 | 0 | 0 | Constrained, otherwise capacity available =630 kVA | --> | 0.598 | 0 | 0 | 0.5 | 0 |  | --> | C18 ex SUTTON | Sutton [T41,T42] | GRANGE (DR) |  | 53.4005 | -6.1364
MV/LV Substation WI***4337 |  | 10 kV | _ | LV | 400 kVA :Kiosk Substation | 0.4 | --> | 0.4 | 0 | 0 | Constrained, otherwise capacity available =323 kVA | --> | 0.38 | 0 | 0 | 0.39 | 0 |  | --> | C21 ex POPPINTREE | Poppintree [T101,T102] | FINGLAS |  | 53.4011 | -6.2911
MV/LV Substation LO***4344 |  | 10 kV | _ | LV | 400 kVA :Kiosk Substation | 0.4 | --> | 0.4 | 0 | 0 | Constrained, otherwise capacity available =400 kVA | --> | 0.38 | 0 | 0 | 0.38 | 0 |  | --> | C14 ex SANTRY | Santry [T41,T42] | FINGLAS |  | 53.3922 | -6.2351
MV/LV Substation MA***435Z |  | 10 kV | _ | LV | 400 kVA :Building Structure | 0.4 | --> | 0.4 | 0 | 0 | Constrained, otherwise capacity available =364 kVA | --> | 0.38 | 0 | 0 | 0.385 | 0 |  | --> | C23 ex KILMORE | Kilmore [T101,T102,T103] | FINGLAS |  | 53.4037 | -6.2273
MV/LV Substation BE***4367 |  | 10 kV | _ | LV | 630 kVA :Kiosk Substation | 0.63 | --> | 0.63 | 0 | 0 | Constrained, otherwise capacity available =630 kVA | --> | 0.598 | 0 | 0 | 0.5 | 0 |  | --> | C28 ex KILMORE | Kilmore [T101,T102,T103] | FINGLAS |  | 53.4081 | -6.1815
MV/LV Substation HA***436Z |  | 10 kV | _ | LV | 400 kVA :Kiosk Substation | 0.4 | --> | 0.4 | 0 | 0 | Constrained, otherwise capacity available =302 kVA | --> | 0.38 | 0 | 0.014 | 0.383 | 0 |  | --> | C24 ex POPPINTREE | Poppintree [T101,T102] | FINGLAS |  | 53.4055 | -6.2855
MV/LV Substation HA***437Z |  | 10 kV | _ | LV | 630 kVA :Kiosk Substation | 0.63 | --> | 0.63 | 0 | 0 | Constrained, otherwise capacity available =522 kVA | --> | 0.598 | 0 | 0.023 | 0.5 | 0 |  | --> | C24 ex POPPINTREE | Poppintree [T101,T102] | FINGLAS |  | 53.4042 | -6.2839
MV/LV Substation TH***439Z |  | 10 kV | _ | LV | 630 kVA :Building Structure | 0.63 | --> | 0.63 | 0 | 0 | Constrained, otherwise capacity available =548 kVA | --> | 0.598 | 0 | 0 | 0.5 | 0 |  | --> | C11 ex HOWTH JUNCTION | Howth Junction [T41,T42] | GRANGE (DR) |  | 53.3764 | -6.1666
MV/LV Substation BU***440Z |  | 10 kV | _ | LV | 630 kVA :Building Structure | 0.63 | --> | 0.63 | 0 | 0 | Constrained, otherwise capacity available =445 kVA | --> | 0.598 | 0 | 0 | 0.5 | 0 |  | --> | C22 ex GRANGE (DR) | Grange (dr) [T41,T42] | GRANGE (DR) |  | 53.4045 | -6.1803
MV/LV Substation BU***441Z |  | 10 kV | _ | LV | 630 kVA :Building Structure | 0.63 | --> | 0.63 | 0 | 0 | Constrained, otherwise capacity available =597 kVA | --> | 0.598 | 0 | 0 | 0.5 | 0 |  | --> | C22 ex GRANGE (DR) | Grange (dr) [T41,T42] | GRANGE (DR) |  | 53.4036 | -6.1807
MV/LV Substation MA***442Z |  | 10 kV | _ | LV | 400 kVA :Kiosk Substation | 0.4 | --> | 0.4 | 0 | 0 | Constrained, otherwise capacity available =298 kVA | --> | 0.38 | 0 | 0.006 | 0.389 | 0 |  | --> | C24 ex POPPINTREE | Poppintree [T101,T102] | FINGLAS |  | 53.4068 | -6.2891
MV/LV Substation BR***446 |  | 10 kV | _ | LV | 100 kVA :Pole Substation | 0.1 | --> | 0.1 | 0 | 0 | Constrained, otherwise capacity available =89 kVA | --> | 0.095 | 0 | 0 | 0.097 | 0 |  | --> | E11 ex ASHBOURNE | Ashbourne [T421,T422] | FINGLAS |  | 53.4343 | -6.3335
MV/LV Substation SE***447Z |  | 10 kV | _ | LV | 630 kVA :Kiosk Substation | 0.63 | --> | 0.63 | 0 | 0 | Constrained, otherwise capacity available =458 kVA | --> | 0.598 | 0 | 0.03 | 0.5 | 0 |  | --> | C24 ex POPPINTREE | Poppintree [T101,T102] | FINGLAS |  | 53.4059 | -6.2941
MV/LV Substation NO***448Z |  | 10 kV | _ | LV | 630 kVA :Building Structure | 0.63 | --> | 0.63 | 0 | 0 | Constrained, otherwise capacity available =563 kVA | --> | 0.598 | 0 | 0 | 0.5 | 0 |  | --> | C33 ex KILMORE | Kilmore [T101,T102,T103] | FINGLAS |  | 53.4042 | -6.2413
MV/LV Substation NE***450 |  | 10 kV | _ | LV | 50 kVA :Pole Substation | 0.05 | --> | 0.05 | 0 | 0 | Constrained, otherwise capacity available =29 kVA | --> | 0.048 | 0 | 0.005 | 0.047 | 0 |  | --> | C13 ex POPPINTREE | Poppintree [T101,T102] | FINGLAS |  | 53.4261 | -6.3131
MV/LV Substation NE***451 |  | 10 kV | _ | LV | 50 kVA :Pole Substation | 0.05 | --> | 0.05 | 0 | 0 | Constrained, otherwise capacity available =49 kVA | --> | 0.048 | 0 | 0 | 0.048 | 0 |  | --> | C26 ex POPPINTREE | Poppintree [T101,T102] | FINGLAS |  | 53.4189 | -6.3229
MV/LV Substation CO***452 |  | 10 kV | _ | LV | 50 kVA :Pole Substation | 0.05 | --> | 0.05 | 0 | 0 | Constrained, otherwise capacity available =22 kVA | --> | 0.048 | 0 | 0 | 0.051 | 0 |  | --> | C17 ex BALLYCOOLIN | Ballycoolin [T41,T42,T43] | FINGLAS |  | 53.4102 | -6.3163
MV/LV Substation KI***453 |  | 10 kV | _ | LV | 50 kVA :Pole Substation | 0.05 | --> | 0.05 | 0 | 0 | Constrained, otherwise capacity available =48 kVA | --> | 0.048 | 0 | 0 | 0.048 | 0 |  | --> | C17 ex BALLYCOOLIN | Ballycoolin [T41,T42,T43] | FINGLAS |  | 53.4048 | -6.3239
MV/LV Substation CL***453Z |  | 10 kV | _ | LV | 630 kVA :Building Structure | 0.63 | --> | 0.63 | 0 | 0 | Constrained, otherwise capacity available =514 kVA | --> | 0.598 | 0 | 0 | 0.5 | 0 |  | --> | C22 ex GRANGE (DR) | Grange (dr) [T41,T42] | GRANGE (DR) |  | 53.3989 | -6.1828
MV/LV Substation CL***454Z |  | 10 kV | _ | LV | 630 kVA :Building Structure | 0.63 | --> | 0.63 | 0 | 0 | Constrained, otherwise capacity available =562 kVA | --> | 0.598 | 0 | 0 | 0.5 | 0 |  | --> | C22 ex GRANGE (DR) | Grange (dr) [T41,T42] | GRANGE (DR) |  | 53.3989 | -6.1809
MV/LV Substation CA***455 |  | 10 kV | _ | LV | 200 kVA :Pole Substation | 0.2 | --> | 0.2 | 0 | 0 | Constrained, otherwise capacity available =189 kVA | --> | 0.19 | 0 | 0 | 0.192 | 0 |  | --> | C17 ex BALLYCOOLIN | Ballycoolin [T41,T42,T43] | FINGLAS |  | 53.3988 | -6.3497
MV/LV Substation CL***455Z |  | 10 kV | _ | LV | 630 kVA :Building Structure | 0.63 | --> | 0.63 | 0 | 0 | Constrained, otherwise capacity available =589 kVA | --> | 0.598 | 0 | 0 | 0.5 | 0 |  | --> | C22 ex GRANGE (DR) | Grange (dr) [T41,T42] | GRANGE (DR) |  | 53.3996 | -6.1801
MV/LV Substation SI***456Z |  | 10 kV | _ | LV | 400 kVA :Kiosk Substation | 0.4 | --> | 0.4 | 0.314 | 2.86 |  | --> | 0.38 | 0 | 0 | 0.392 | 0 |  | --> | C14 ex BALLYMUN | Ballymun [T41,T42] | FINGLAS |  | 53.3965 | -6.2758
MV/LV Substation DU***457 |  | 10 kV | _ | LV | 50 kVA :Pole Substation | 0.05 | --> | 0.05 | 0 | 0 | Constrained, otherwise capacity available =40 kVA | --> | 0.048 | 0 | 0 | 0.049 | 0 |  | --> | C25 ex POPPINTREE | Poppintree [T101,T102] | FINGLAS |  | 53.4094 | -6.3063
MV/LV Substation CH***462Z |  | 10 kV | _ | LV | 1000 kVA :Building Structure | 1 | --> | 1 | 0 | 0 | Constrained, otherwise capacity available =779 kVA | --> | 0.95 | 0 | 0 | 0.5 | 0 |  | --> | C27 ex POPPINTREE | Poppintree [T101,T102] | FINGLAS |  | 53.4032 | -6.3042
MV/LV Substation CL***464Z |  | 10 kV | _ | LV | 1000 kVA :Building Structure | 1 | --> | 1 | 0 | 0 | Constrained, otherwise capacity available =864 kVA | --> | 0.95 | 0 | 0 | 0.5 | 0 |  | --> | C15 ex CLONSHAUGH | Clonshaugh [T41,T42] | FINGLAS |  | 53.4055 | -6.2232
MV/LV Substation CL***465Z |  | 10 kV | _ | LV | 1000 kVA :Building Structure | 1 | --> | 1 | 0 | 0 | Constrained, otherwise capacity available =922 kVA | --> | 0.95 | 0 | 0 | 0.5 | 0 |  | --> | C15 ex CLONSHAUGH | Clonshaugh [T41,T42] | FINGLAS |  | 53.4046 | -6.2223
MV/LV Substation BE***467Z |  | 10 kV | _ | LV | 630 kVA :Kiosk Substation | 0.63 | --> | 0.63 | 0 | 0 | Constrained, otherwise capacity available =421 kVA | --> | 0.598 | 0 | 0.005 | 0.5 | 0 |  | --> | C28 ex KILMORE | Kilmore [T101,T102,T103] | FINGLAS |  | 53.4054 | -6.1735
MV/LV Substation BE***468Z |  | 10 kV | _ | LV | 630 kVA :Building Structure | 0.63 | --> | 0.63 | 0 | 0 | Constrained, otherwise capacity available =580 kVA | --> | 0.598 | 0 | 0.005 | 0.5 | 0 |  | --> | C28 ex KILMORE | Kilmore [T101,T102,T103] | FINGLAS |  | 53.4064 | -6.1726
MV/LV Substation ST***469 |  | 10 kV | _ | LV | 100 kVA :Pole Substation | 0.1 | --> | 0.1 | 0 | 0 | Constrained, otherwise capacity available =90 kVA | --> | 0.095 | 0 | 0 | 0.096 | 0 |  | --> | E11 ex ASHBOURNE | Ashbourne [T421,T422] | FINGLAS |  | 53.4351 | -6.298
MV/LV Substation BE***469Z |  | 10 kV | _ | LV | 630 kVA :Kiosk Substation | 0.63 | --> | 0.63 | 0 | 0 | Constrained, otherwise capacity available =399 kVA | --> | 0.598 | 0 | 0.016 | 0.5 | 0 |  | --> | C28 ex KILMORE | Kilmore [T101,T102,T103] | FINGLAS |  | 53.4049 | -6.1735
MV/LV Substation PO***471Z |  | 10 kV | _ | LV | 400 kVA :Kiosk Substation | 0.4 | --> | 0.4 | 0.373 | 2.86 |  | --> | 0.38 | 0 | 0 | 0.384 | 0 |  | --> | C14 ex BALLYMUN | Ballymun [T41,T42] | FINGLAS |  | 53.396 | -6.2783
MV/LV Substation ST***472Z |  | 10 kV | _ | LV | 1000 kVA :Kiosk Substation | 1 | --> | 1 | 0 | 0 | Constrained, otherwise capacity available =876 kVA | --> | 0.95 | 0 | 0 | 0.5 | 0 |  | --> | C21 ex GRANGE (DR) | Grange (dr) [T41,T42] | GRANGE (DR) |  | 53.4025 | -6.1495
MV/LV Substation SI***473Z |  | 10 kV | _ | LV | 630 kVA :Building Structure | 0.63 | --> | 0.63 | 0.5 | 2.86 |  | --> | 0.598 | 0 | 0 | 0.5 | 0 |  | --> | C19 ex BALLYMUN | Ballymun [T41,T42] | FINGLAS |  | 53.3932 | -6.2707
MV/LV Substation KE***474Z |  | 10 kV | _ | LV | 400 kVA :Building Structure | 0.4 | --> | 0.4 | 0 | 0 | Constrained, otherwise capacity available =372 kVA | --> | 0.38 | 0 | 0 | 0.384 | 0 |  | --> | C25 ex BALLYCOOLIN | Ballycoolin [T41,T42,T43] | FINGLAS |  | 53.4067 | -6.3419
MV/LV Substation BA***475 |  | 10 kV | _ | LV | 200 kVA :Pole Substation | 0.2 | --> | 0.2 | 0 | 0 | Constrained, otherwise capacity available =166 kVA | --> | 0.19 | 0 | 0 | 0.195 | 0 |  | --> | C13 ex POPPINTREE | Poppintree [T101,T102] | FINGLAS |  | 53.4105 | -6.2604
MV/LV Substation MA***475Z |  | 10 kV | _ | LV | 630 kVA :Building Structure | 0.63 | --> | 0.63 | 0 | 0 | Constrained, otherwise capacity available =465 kVA | --> | 0.598 | 0 | 0 | 0.5 | 0 |  | --> | C22 ex GRANGE (DR) | Grange (dr) [T41,T42] | GRANGE (DR) |  | 53.4045 | -6.1794
MV/LV Substation MA***476Z |  | 10 kV | _ | LV | 630 kVA :Kiosk Substation | 0.63 | --> | 0.63 | 0 | 0 | Constrained, otherwise capacity available =497 kVA | --> | 0.598 | 0 | 0 | 0.5 | 0 |  | --> | C22 ex GRANGE (DR) | Grange (dr) [T41,T42] | GRANGE (DR) |  | 53.4053 | -6.1794
MV/LV Substation CH***477Z |  | 10 kV | _ | LV | 1000 kVA :Building Structure | 1 | --> | 1 | 0 | 0 | Constrained, otherwise capacity available =988 kVA | --> | 0.95 | 0 | 0 | 0.5 | 0 |  | --> | C27 ex POPPINTREE | Poppintree [T101,T102] | FINGLAS |  | 53.4032 | -6.3041
MV/LV Substation CH***478Z |  | 10 kV | _ | LV | 1000 kVA :Building Structure | 1 | --> | 1 | 0 | 0 | Constrained, otherwise capacity available =929 kVA | --> | 0.95 | 0 | 0 | 0.5 | 0 |  | --> | C28 ex POPPINTREE | Poppintree [T101,T102] | FINGLAS |  | 53.4034 | -6.3027
MV/LV Substation CH***479Z |  | 10 kV | _ | LV | 1000 kVA :Building Structure | 1 | --> | 1 | 0 | 0 | Constrained, otherwise capacity available =924 kVA | --> | 0.95 | 0 | 0 | 0.5 | 0 |  | --> | C28 ex POPPINTREE | Poppintree [T101,T102] | FINGLAS |  | 53.4034 | -6.3027
MV/LV Substation CH***480Z |  | 10 kV | _ | LV | 630 kVA :Building Structure | 0.63 | --> | 0.63 | 0 | 0 | Constrained, otherwise capacity available =604 kVA | --> | 0.598 | 0 | 0 | 0.5 | 0 |  | --> | C28 ex POPPINTREE | Poppintree [T101,T102] | FINGLAS |  | 53.4046 | -6.302
MV/LV Substation CH***482Z |  | 10 kV | _ | LV | 630 kVA :Building Structure | 0.63 | --> | 0.63 | 0 | 0 | Constrained, otherwise capacity available =613 kVA | --> | 0.598 | 0 | 0 | 0.5 | 0 |  | --> | C28 ex POPPINTREE | Poppintree [T101,T102] | FINGLAS |  | 53.4049 | -6.3033
MV/LV Substation SN***483 |  | 10 kV | _ | LV | 150 kVA :Pole Substation | 0.15 | --> | 0.15 | 0 | 0 | Constrained, otherwise capacity available =149 kVA | --> | 0.142 | 0 | 0 | 0.143 | 0 |  | --> | C13 ex MALAHIDE | Malahide [T41,T42] | GLASMORE |  | 53.4109 | -6.1616
MV/LV Substation WA***485Z |  | 10 kV | _ | LV | 630 kVA :Building Structure | 0.63 | --> | 0.63 | 0 | 0 | Constrained, otherwise capacity available =504 kVA | --> | 0.598 | 0 | 0 | 0.5 | 0 |  | --> | C25 ex POPPINTREE | Poppintree [T101,T102] | FINGLAS |  | 53.4089 | -6.2877
MV/LV Substation CL***489Z |  | 10 kV | _ | LV | 630 kVA :Building Structure | 0.63 | --> | 0.63 | 0 | 0 | Constrained, otherwise capacity available =545 kVA | --> | 0.598 | 0 | 0 | 0.5 | 0 |  | --> | C21 ex GRANGE (DR) | Grange (dr) [T41,T42] | GRANGE (DR) |  | 53.404 | -6.1513
MV/LV Substation CL***490Z |  | 10 kV | _ | LV | 630 kVA :Building Structure | 0.63 | --> | 0.63 | 0 | 0 | Constrained, otherwise capacity available =628 kVA | --> | 0.598 | 0 | 0 | 0.5 | 0 |  | --> | C21 ex GRANGE (DR) | Grange (dr) [T41,T42] | GRANGE (DR) |  | 53.404 | -6.1513
MV/LV Substation ST***491Z |  | 10 kV | _ | LV | 630 kVA :Building Structure | 0.63 | --> | 0.63 | 0 | 0 | Constrained, otherwise capacity available =617 kVA | --> | 0.598 | 0 | 0 | 0.5 | 0 |  | --> | C21 ex GRANGE (DR) | Grange (dr) [T41,T42] | GRANGE (DR) |  | 53.4041 | -6.15
MV/LV Substation BE***492 |  | 10 kV | _ | LV | 50 kVA :Pole Substation | 0.05 | --> | 0.05 | 0 | 0 | Constrained, otherwise capacity available =42 kVA | --> | 0.048 | 0 | 0 | 0.049 | 0 |  | --> | C22 ex GRANGE (DR) | Grange (dr) [T41,T42] | GRANGE (DR) |  | 53.4044 | -6.1879
MV/LV Substation ST***492Z |  | 10 kV | _ | LV | 630 kVA :Building Structure | 0.63 | --> | 0.63 | 0 | 0 | Constrained, otherwise capacity available =628 kVA | --> | 0.598 | 0 | 0 | 0.5 | 0 |  | --> | C21 ex GRANGE (DR) | Grange (dr) [T41,T42] | GRANGE (DR) |  | 53.4041 | -6.15
MV/LV Substation MA***493Z |  | 10 kV | _ | LV | 630 kVA :Kiosk Substation | 0.63 | --> | 0.63 | 0 | 0 | Constrained, otherwise capacity available =509 kVA | --> | 0.598 | 0 | 0.01 | 0.5 | 0 |  | --> | C24 ex POPPINTREE | Poppintree [T101,T102] | FINGLAS |  | 53.4062 | -6.2867
MV/LV Substation CL***494Z |  | 10 kV | _ | LV | 630 kVA :Building Structure | 0.63 | --> | 0.63 | 0.5 | 2.86 |  | --> | 0.598 | 0 | 0.011 | 0.5 | 0 |  | --> | C14 ex BALLYMUN | Ballymun [T41,T42] | FINGLAS |  | 53.3956 | -6.2722
MV/LV Substation CL***495Z |  | 10 kV | _ | LV | 1000 kVA :Building Structure | 1 | --> | 1 | 0 | 0 | Constrained, otherwise capacity available =803 kVA | --> | 0.95 | 0 | 0 | 0.5 | 0 |  | --> | C22 ex GRANGE (DR) | Grange (dr) [T41,T42] | GRANGE (DR) |  | 53.4 | -6.182
MV/LV Substation CA***497Z |  | 10 kV | _ | LV | 400 kVA :Kiosk Substation | 0.4 | --> | 0.4 | 0 | 0 | Constrained, otherwise capacity available =265 kVA | --> | 0.38 | 0 | 0.047 | 0.363 | 0 |  | --> | C13 ex GRANGE (DR) | Grange (dr) [T41,T42] | GRANGE (DR) |  | 53.4105 | -6.1665
MV/LV Substation LO***498Z |  | 10 kV | _ | LV | 400 kVA :Kiosk Substation | 0.4 | --> | 0.4 | 0 | 0 | Constrained, otherwise capacity available =400 kVA | --> | 0.38 | 0 | 0 | 0.38 | 0 |  | --> | C26 ex POPPINTREE | Poppintree [T101,T102] | FINGLAS |  | 53.4189 | -6.3199
MV/LV Substation HE***499Z |  | 10 kV | _ | LV | 630 kVA :Building Structure | 0.63 | --> | 0.63 | 0 | 0 | Constrained, otherwise capacity available =566 kVA | --> | 0.598 | 0 | 0 | 0.5 | 0 |  | --> | C33 ex KILMORE | Kilmore [T101,T102,T103] | FINGLAS |  | 53.4012 | -6.2559
MV/LV Substation CA***500Z |  | 10 kV | _ | LV | 630 kVA :Building Structure | 0.63 | --> | 0.63 | 0 | 0 | Constrained, otherwise capacity available =536 kVA | --> | 0.598 | 0 | 0 | 0.5 | 0 |  | --> | C33 ex KILMORE | Kilmore [T101,T102,T103] | FINGLAS |  | 53.4036 | -6.2538
MV/LV Substation MA***501Z |  | 10 kV | _ | LV | 1000 kVA :Building Structure | 1 | --> | 1 | 0 | 0 | Constrained, otherwise capacity available =785 kVA | --> | 0.95 | 0 | 0 | 0.5 | 0 |  | --> | C28 ex KILMORE | Kilmore [T101,T102,T103] | FINGLAS |  | 53.4043 | -6.1814
MV/LV Substation MA***502Z |  | 10 kV | _ | LV | 1000 kVA :Building Structure | 1 | --> | 1 | 0 | 0 | Constrained, otherwise capacity available =966 kVA | --> | 0.95 | 0 | 0 | 0.5 | 0 |  | --> | C28 ex KILMORE | Kilmore [T101,T102,T103] | FINGLAS |  | 53.4047 | -6.1818
MV/LV Substation CA***503Z |  | 10 kV | _ | LV | 630 kVA :Building Structure | 0.63 | --> | 0.63 | 0 | 0 | Constrained, otherwise capacity available =528 kVA | --> | 0.598 | 0 | 0 | 0.5 | 0 |  | --> | C33 ex KILMORE | Kilmore [T101,T102,T103] | FINGLAS |  | 53.4047 | -6.2523
MV/LV Substation AB***505 |  | 10 kV | _ | LV | 50 kVA :Pole Substation | 0.05 | --> | 0.05 | 0.038 | 7.91 |  | --> | 0.048 | 0 | 0 | 0.049 | 0 |  | --> | C26 ex PELLETSTOWN | Pelletstown [T101,T102] | FINGLAS |  | 53.3978 | -6.3491
MV/LV Substation ST***505Z |  | 10 kV | _ | LV | 100 kVA :Pole Substation | 0.1 | --> | 0.1 | 0 | 0 | Constrained, otherwise capacity available =66 kVA | --> | 0.095 | 0 | 0 | 0.1 | 0 |  | --> | C17 ex BALLYCOOLIN | Ballycoolin [T41,T42,T43] | FINGLAS |  | 53.3955 | -6.329
MV/LV Substation AS***507 |  | 10 kV | _ | LV | 200 kVA :Pole Substation | 0.2 | --> | 0.2 | 0.122 | 7.91 |  | --> | 0.19 | 0 | 0 | 0.2 | 0 |  | --> | C26 ex PELLETSTOWN | Pelletstown [T101,T102] | FINGLAS |  | 53.3783 | -6.3384
MV/LV Substation ST***507Z |  | 10 kV | _ | LV | 200 kVA :Building Structure | 0.2 | --> | 0.2 | 0 | 0 | Constrained, otherwise capacity available =158 kVA | --> | 0.19 | 0 | 0 | 0.196 | 0 |  | --> | C19 ex KILMORE | Kilmore [T101,T102,T103] | FINGLAS |  | 53.4095 | -6.238
MV/LV Substation DU***508Z |  | 10 kV | _ | LV | 100 kVA :Pole Substation | 0.1 | --> | 0.1 | 0 | 0 | Constrained, otherwise capacity available =74 kVA | --> | 0.095 | 0 | 0 | 0.099 | 0 |  | --> | C25 ex POPPINTREE | Poppintree [T101,T102] | FINGLAS |  | 53.4101 | -6.2932
MV/LV Substation DU***511Z |  | 10 kV | _ | LV | 100 kVA :Pole Substation | 0.1 | --> | 0.1 | 0 | 0 | Constrained, otherwise capacity available =28 kVA | --> | 0.095 | 0 | 0 | 0.104 | 0 |  | --> | C26 ex POPPINTREE | Poppintree [T101,T102] | FINGLAS |  | 53.4178 | -6.3069
MV/LV Substation BR***512Z |  | 10 kV | _ | LV | 630 kVA :Building Structure | 0.63 | --> | 0.63 | 0.5 | 12.96 |  | --> | 0.598 | 0 | 0.006 | 0.5 | 0 |  | --> | C30 ex ARTANE | Artane [T101,T102] | FINGLAS |  | 53.3814 | -6.2005
MV/LV Substation MI***513Z |  | 10 kV | _ | LV | 630 kVA :Building Structure | 0.63 | --> | 0.63 | 0 | 0 | Constrained, otherwise capacity available =623 kVA | --> | 0.598 | 0 | 0 | 0.5 | 0 |  | --> | C25 ex BALLYCOOLIN | Ballycoolin [T41,T42,T43] | FINGLAS |  | 53.4056 | -6.3425
MV/LV Substation BL***515Z |  | 10 kV | _ | LV | 630 kVA :Building Structure | 0.63 | --> | 0.63 | 0 | 0 | Constrained, otherwise capacity available =580 kVA | --> | 0.598 | 0 | 0 | 0.5 | 0 |  | --> | C17 ex POPPINTREE | Poppintree [T101,T102] | FINGLAS |  | 53.4021 | -6.2617
MV/LV Substation CR***518Z |  | 10 kV | _ | LV | 400 kVA :Kiosk Substation | 0.4 | --> | 0.4 | 0 | 0 | Constrained, otherwise capacity available =296 kVA | --> | 0.38 | 0 | 0.007 | 0.389 | 0 |  | --> | C24 ex POPPINTREE | Poppintree [T101,T102] | FINGLAS |  | 53.4075 | -6.2917
MV/LV Substation AB***519 |  | 10 kV | _ | LV | 630 kVA :Building Structure | 0.63 | --> | 0.63 | 0.5 | 7.91 |  | --> | 0.598 | 0 | 0.01 | 0.5 | 0 |  | --> | C26 ex PELLETSTOWN | Pelletstown [T101,T102] | FINGLAS |  | 53.3928 | -6.3568
MV/LV Substation CI***519Z |  | 10 kV | _ | LV | 630 kVA :Kiosk Substation | 0.63 | --> | 0.63 | 0 | 0 | Constrained, otherwise capacity available =607 kVA | --> | 0.598 | 0 | 0 | 0.5 | 0 |  | --> | C13 ex POPPINTREE | Poppintree [T101,T102] | FINGLAS |  | 53.4297 | -6.2647
MV/LV Substation PA***520Z |  | 10 kV | _ | LV | 400 kVA :Kiosk Substation | 0.4 | --> | 0.4 | 0 | 0 | Constrained, otherwise capacity available =313 kVA | --> | 0.38 | 0 | 0.003 | 0.389 | 0 |  | --> | C20 ex UNIDARE | Unidare [T41,T42] | FINGLAS |  | 53.3981 | -6.2894
MV/LV Substation PA***521Z |  | 10 kV | _ | LV | 400 kVA :Kiosk Substation | 0.4 | --> | 0.4 | 0 | 0 | Constrained, otherwise capacity available =339 kVA | --> | 0.38 | 0 | 0 | 0.388 | 0 |  | --> | C20 ex UNIDARE | Unidare [T41,T42] | FINGLAS |  | 53.3979 | -6.2884
MV/LV Substation PA***522Z |  | 10 kV | _ | LV | 400 kVA :Kiosk Substation | 0.4 | --> | 0.4 | 0 | 0 | Constrained, otherwise capacity available =360 kVA | --> | 0.38 | 0 | 0.002 | 0.384 | 0 |  | --> | C20 ex UNIDARE | Unidare [T41,T42] | FINGLAS |  | 53.3978 | -6.2875
MV/LV Substation FO***523 |  | 10 kV | _ | LV | 630 kVA :Building Structure | 0.63 | --> | 0.63 | 0.405 | 7.91 |  | --> | 0.598 | 0 | 0 | 0.5 | 0 |  | --> | C26 ex PELLETSTOWN | Pelletstown [T101,T102] | FINGLAS |  | 53.3812 | -6.338
MV/LV Substation BE***524Z |  | 10 kV | _ | LV | 630 kVA :Kiosk Substation | 0.63 | --> | 0.63 | 0 | 0 | Constrained, otherwise capacity available =596 kVA | --> | 0.598 | 0 | 0.005 | 0.5 | 0 |  | --> | C28 ex KILMORE | Kilmore [T101,T102,T103] | FINGLAS |  | 53.4049 | -6.1724
MV/LV Substation RA***525Z |  | 10 kV | _ | LV | 200 kVA :Kiosk Substation | 0.2 | --> | 0.2 | 0 | 0 | Constrained, otherwise capacity available =176 kVA | --> | 0.19 | 0 | 0 | 0.193 | 0 |  | --> | C16 ex HOWTH JUNCTION | Howth Junction [T41,T42] | GRANGE (DR) |  | 53.3986 | -6.1505
MV/LV Substation BU***526Z |  | 10 kV | _ | LV | 630 kVA :Building Structure | 0.63 | --> | 0.63 | 0 | 0 | Constrained, otherwise capacity available =495 kVA | --> | 0.598 | 0 | 0 | 0.5 | 0 |  | --> | C28 ex KILMORE | Kilmore [T101,T102,T103] | FINGLAS |  | 53.4054 | -6.1799
MV/LV Substation MI***527Z |  | 10 kV | _ | LV | 1000 kVA :Building Structure | 1 | --> | 1 | 0.5 | 2.86 |  | --> | 0.95 | 0 | 0 | 0.5 | 0 |  | --> | C13 ex BALLYMUN | Ballymun [T41,T42] | FINGLAS |  | 53.3891 | -6.2512
MV/LV Substation NO***528Z |  | 10 kV | _ | LV | 630 kVA :Building Structure | 0.63 | --> | 0.63 | 0 | 0 | Constrained, otherwise capacity available =518 kVA | --> | 0.598 | 0 | 0.04 | 0.5 | 0 |  | --> | C27 ex POPPINTREE | Poppintree [T101,T102] | FINGLAS |  | 53.3989 | -6.3196
MV/LV Substation NO***529Z |  | 10 kV | _ | LV | 630 kVA :Building Structure | 0.63 | --> | 0.63 | 0 | 0 | Constrained, otherwise capacity available =460 kVA | --> | 0.598 | 0 | 0.045 | 0.5 | 0 |  | --> | C27 ex POPPINTREE | Poppintree [T101,T102] | FINGLAS |  | 53.3977 | -6.3198
MV/LV Substation JM***530Z |  | 10 kV | _ | LV | 400 kVA :Building Structure | 0.4 | --> | 0.4 | 0 | 0 | Constrained, otherwise capacity available =363 kVA | --> | 0.38 | 0 | 0 | 0.385 | 0 |  | --> | C25 ex BALLYCOOLIN | Ballycoolin [T41,T42,T43] | FINGLAS |  | 53.4096 | -6.3445
MV/LV Substation CL***532Z |  | 10 kV | _ | LV | 400 kVA :Kiosk Substation | 0.4 | --> | 0.4 | 0 | 0 | Constrained, otherwise capacity available =351 kVA | --> | 0.38 | 0 | 0 | 0.387 | 0 |  | --> | C22 ex UNIDARE | Unidare [T41,T42] | FINGLAS |  | 53.3932 | -6.3
MV/LV Substation MI***534Z |  | 10 kV | _ | LV | 400 kVA :Building Structure | 0.4 | --> | 0.4 | 0 | 0 | Constrained, otherwise capacity available =378 kVA | --> | 0.38 | 0 | 0 | 0.383 | 0 |  | --> | C25 ex BALLYCOOLIN | Ballycoolin [T41,T42,T43] | FINGLAS |  | 53.407 | -6.343
MV/LV Substation MI***535Z |  | 10 kV | _ | LV | 400 kVA :Building Structure | 0.4 | --> | 0.4 | 0 | 0 | Constrained, otherwise capacity available =376 kVA | --> | 0.38 | 0 | 0 | 0.383 | 0 |  | --> | C25 ex BALLYCOOLIN | Ballycoolin [T41,T42,T43] | FINGLAS |  | 53.4075 | -6.3439
MV/LV Substation TH***537Z |  | 10 kV | _ | LV | 400 kVA :Kiosk Substation | 0.4 | --> | 0.4 | 0 | 0 | Constrained, otherwise capacity available =390 kVA | --> | 0.38 | 0 | 0 | 0.381 | 0 |  | --> | C20 ex MERVILLE | Merville [T41,T42] | FINGLAS |  | 53.3878 | -6.2995
MV/LV Substation SA***538Z |  | 10 kV | _ | LV | 400 kVA :Kiosk Substation | 0.4 | --> | 0.4 | 0.236 | 2.86 |  | --> | 0.38 | 0 | 0 | 0.402 | 0 |  | --> | C14 ex BALLYMUN | Ballymun [T41,T42] | FINGLAS |  | 53.3971 | -6.275
MV/LV Substation GR***540Z |  | 10 kV | _ | LV | 630 kVA :Kiosk Substation | 0.63 | --> | 0.63 | 0 | 0 | Constrained, otherwise capacity available =551 kVA | --> | 0.598 | 0 | 0 | 0.5 | 0 |  | --> | C13 ex GRANGE (DR) | Grange (dr) [T41,T42] | GRANGE (DR) |  | 53.4073 | -6.1525
MV/LV Substation GR***541Z |  | 10 kV | _ | LV | 630 kVA :Kiosk Substation | 0.63 | --> | 0.63 | 0 | 0 | Constrained, otherwise capacity available =470 kVA | --> | 0.598 | 0 | 0.01 | 0.5 | 0 |  | --> | C13 ex MALAHIDE | Malahide [T41,T42] | GLASMORE |  | 53.4089 | -6.1633
MV/LV Substation EL***542Z |  | 10 kV | _ | LV | 400 kVA :Building Structure | 0.4 | --> | 0.4 | 0.317 | 7.91 |  | --> | 0.38 | 0 | 0 | 0.391 | 0 |  | --> | C26 ex PELLETSTOWN | Pelletstown [T101,T102] | FINGLAS |  | 53.3889 | -6.3509
MV/LV Substation ED***545 |  | 10 kV | _ | LV | 100 kVA :Pole Substation | 0.1 | --> | 0.1 | 0 | 0 | Constrained, otherwise capacity available =93 kVA | --> | 0.095 | 0 | 0 | 0.096 | 0 |  | --> | C20 ex CLONSHAUGH | Clonshaugh [T41,T42] | FINGLAS |  | 53.4165 | -6.2133
MV/LV Substation SA***545Z |  | 10 kV | _ | LV | 630 kVA :Building Structure | 0.63 | --> | 0.63 | 0 | 0 | Constrained, otherwise capacity available =227 kVA | --> | 0.598 | 0 | 0 | 0.5 | 0 |  | --> | C33 ex KILMORE | Kilmore [T101,T102,T103] | FINGLAS |  | 53.4033 | -6.2573
MV/LV Substation SA***546Z |  | 10 kV | _ | LV | 630 kVA :Building Structure | 0.63 | --> | 0.63 | 0 | 0 | Constrained, otherwise capacity available =594 kVA | --> | 0.598 | 0 | 0 | 0.5 | 0 |  | --> | C33 ex KILMORE | Kilmore [T101,T102,T103] | FINGLAS |  | 53.4033 | -6.2572
MV/LV Substation LA***547Z |  | 10 kV | _ | LV | 630 kVA :Kiosk Substation | 0.63 | --> | 0.63 | 0 | 0 | Constrained, otherwise capacity available =473 kVA | --> | 0.598 | 0 | 0.033 | 0.5 | 0 |  | --> | C19 ex GRANGE (DR) | Grange (dr) [T41,T42] | GRANGE (DR) |  | 53.3929 | -6.1702
MV/LV Substation EA***549Z |  | 10 kV | _ | LV | 630 kVA :Building Structure | 0.63 | --> | 0.63 | 0 | 0 | Constrained, otherwise capacity available =365 kVA | --> | 0.598 | 0 | 0.1 | 0.5 | 0 |  | --> | C17 ex UNIDARE | Unidare [T41,T42] | FINGLAS |  | 53.4183 | -6.3138
MV/LV Substation SP***550Z |  | 10 kV | _ | LV | 400 kVA :Kiosk Substation | 0.4 | --> | 0.4 | 0.375 | 2.86 |  | --> | 0.38 | 0 | 0 | 0.383 | 0 |  | --> | C20 ex BALLYMUN | Ballymun [T41,T42] | FINGLAS |  | 53.3883 | -6.2456
MV/LV Substation MI***551 |  | 10 kV | _ | LV | 100 kVA :Pole Substation | 0.1 | --> | 0.1 | 0 | 0 | Constrained, otherwise capacity available =76 kVA | --> | 0.095 | 0 | 0 | 0.098 | 0 |  | --> | C17 ex UNIDARE | Unidare [T41,T42] | FINGLAS |  | 53.4148 | -6.3199
MV/LV Substation PR***552Z |  | 10 kV | _ | LV | 400 kVA :Building Structure | 0.4 | --> | 0.4 | 0 | 0 | Constrained, otherwise capacity available =363 kVA | --> | 0.38 | 0 | 0 | 0.385 | 0 |  | --> | C14 ex MERVILLE | Merville [T41,T42] | FINGLAS |  | 53.3799 | -6.288
MV/LV Substation BU***553Z |  | 10 kV | _ | LV | 630 kVA :Building Structure | 0.63 | --> | 0.63 | 0 | 0 | Constrained, otherwise capacity available =532 kVA | --> | 0.598 | 0 | 0 | 0.5 | 0 |  | --> | C28 ex KILMORE | Kilmore [T101,T102,T103] | FINGLAS |  | 53.4058 | -6.1792
MV/LV Substation CO***555Z |  | 10 kV | _ | LV | 400 kVA :Kiosk Substation | 0.4 | --> | 0.4 | 0 | 0 | Constrained, otherwise capacity available =394 kVA | --> | 0.38 | 0 | 0 | 0.381 | 0 |  | --> | C20 ex SANTRY | Santry [T41,T42] | FINGLAS |  | 53.4078 | -6.2582
MV/LV Substation RO***556Z |  | 10 kV | _ | LV | 200 kVA :Kiosk Substation | 0.2 | --> | 0.2 | 0 | 0 | Constrained, otherwise capacity available =200 kVA | --> | 0.19 | 0 | 0 | 0.19 | 0 |  | --> | C17 ex BALLYCOOLIN | Ballycoolin [T41,T42,T43] | FINGLAS |  | 53.4018 | -6.3339
MV/LV Substation BE***557Z |  | 10 kV | _ | LV | 400 kVA :Building Structure | 0.4 | --> | 0.4 | 0 | 0 | Constrained, otherwise capacity available =387 kVA | --> | 0.38 | 0 | 0 | 0.382 | 0 |  | --> | C22 ex GRANGE (DR) | Grange (dr) [T41,T42] | GRANGE (DR) |  | 53.4037 | -6.1736
MV/LV Substation BE***558Z |  | 10 kV | _ | LV | 1000 kVA :Building Structure | 1 | --> | 1 | 0 | 0 | Constrained, otherwise capacity available =873 kVA | --> | 0.95 | 0 | 0 | 0.5 | 0 |  | --> | C22 ex GRANGE (DR) | Grange (dr) [T41,T42] | GRANGE (DR) |  | 53.4037 | -6.1727
MV/LV Substation BE***559Z |  | 10 kV | _ | LV | 1000 kVA :Building Structure | 1 | --> | 1 | 0 | 0 | Constrained, otherwise capacity available =826 kVA | --> | 0.95 | 0 | 0 | 0.5 | 0 |  | --> | C22 ex GRANGE (DR) | Grange (dr) [T41,T42] | GRANGE (DR) |  | 53.4037 | -6.1706
MV/LV Substation MA***561Z |  | 10 kV | _ | LV | 630 kVA :Kiosk Substation | 0.63 | --> | 0.63 | 0 | 0 | Constrained, otherwise capacity available =578 kVA | --> | 0.598 | 0 | 0 | 0.5 | 0 |  | --> | C24 ex POPPINTREE | Poppintree [T101,T102] | FINGLAS |  | 53.4075 | -6.2829
MV/LV Substation PR***562Z |  | 10 kV | _ | LV | 630 kVA :Building Structure | 0.63 | --> | 0.63 | 0 | 0 | Constrained, otherwise capacity available =562 kVA | --> | 0.598 | 0 | 0.02 | 0.5 | 0 |  | --> | C17 ex BALLYCOOLIN | Ballycoolin [T41,T42,T43] | FINGLAS |  | 53.3977 | -6.3359
MV/LV Substation HA***567Z |  | 10 kV | _ | LV | 100 kVA :Pole Substation | 0.1 | --> | 0.1 | 0 | 0 | Constrained, otherwise capacity available =99 kVA | --> | 0.095 | 0 | 0 | 0.095 | 0 |  | --> | C17 ex BALLYCOOLIN | Ballycoolin [T41,T42,T43] | FINGLAS |  | 53.3969 | -6.339
MV/LV Substation BL***569Z |  | 10 kV | _ | LV | 630 kVA :Building Structure | 0.63 | --> | 0.63 | 0 | 0 | Constrained, otherwise capacity available =571 kVA | --> | 0.598 | 0 | 0 | 0.5 | 0 |  | --> | C17 ex POPPINTREE | Poppintree [T101,T102] | FINGLAS |  | 53.4009 | -6.2592
MV/LV Substation TB***570Z |  | 10 kV | _ | LV | 400 kVA :Kiosk Substation | 0.4 | --> | 0.4 | 0 | 0 | Constrained, otherwise capacity available =400 kVA | --> | 0.38 | 0 | 0 | 0.38 | 0 |  | --> | C22 ex GRANGE (DR) | Grange (dr) [T41,T42] | GRANGE (DR) |  | 53.4024 | -6.1707
MV/LV Substation KI***571 |  | 10 kV | _ | LV | 400 kVA :Kiosk Substation | 0.4 | --> | 0.4 | 0 | 0 | Constrained, otherwise capacity available =381 kVA | --> | 0.38 | 0 | 0 | 0.383 | 0 |  | --> | E11 ex ASHBOURNE | Ashbourne [T421,T422] | FINGLAS |  | 53.4243 | -6.3249
MV/LV Substation GR***571Z |  | 10 kV | _ | LV | 630 kVA :Kiosk Substation | 0.63 | --> | 0.63 | 0 | 0 | Constrained, otherwise capacity available =463 kVA | --> | 0.598 | 0 | 0 | 0.5 | 0 |  | --> | C13 ex GRANGE (DR) | Grange (dr) [T41,T42] | GRANGE (DR) |  | 53.4081 | -6.1579
MV/LV Substation BL***573Z |  | 10 kV | _ | LV | 630 kVA :Building Structure | 0.63 | --> | 0.63 | 0 | 0 | Constrained, otherwise capacity available =577 kVA | --> | 0.598 | 0 | 0 | 0.5 | 0 |  | --> | C13 ex GRANGE (DR) | Grange (dr) [T41,T42] | GRANGE (DR) |  | 53.4024 | -6.155
MV/LV Substation MA***574Z |  | 10 kV | _ | LV | 400 kVA :Kiosk Substation | 0.4 | --> | 0.4 | 0 | 0 | Constrained, otherwise capacity available =360 kVA | --> | 0.38 | 0 | 0 | 0.385 | 0 |  | --> | C11 ex HOWTH JUNCTION | Howth Junction [T41,T42] | GRANGE (DR) |  | 53.3772 | -6.1707
MV/LV Substation NO***577Z |  | 10 kV | _ | LV | 630 kVA :Building Structure | 0.63 | --> | 0.63 | 0 | 0 | Constrained, otherwise capacity available =524 kVA | --> | 0.598 | 0 | 0 | 0.5 | 0 |  | --> | C27 ex POPPINTREE | Poppintree [T101,T102] | FINGLAS |  | 53.4021 | -6.3122
MV/LV Substation GR***578Z |  | 10 kV | _ | LV | 630 kVA :Building Structure | 0.63 | --> | 0.63 | 0 | 0 | Constrained, otherwise capacity available =474 kVA | --> | 0.598 | 0 | 0 | 0.5 | 0 |  | --> | C31 ex CLONSHAUGH | Clonshaugh [T41,T42] | FINGLAS |  | 53.4025 | -6.2173
MV/LV Substation BU***579Z |  | 10 kV | _ | LV | 1000 kVA :Building Structure | 1 | --> | 1 | 0.5 | 12.96 |  | --> | 0.95 | 0 | 0 | 0.5 | 0 |  | --> | C19 ex ARTANE | Artane [T101,T102] | FINGLAS |  | 53.3931 | -6.2077
MV/LV Substation BR***580 |  | 10 kV | _ | LV | 100 kVA :Pole Substation | 0.1 | --> | 0.1 | 0 | 0 | Constrained, otherwise capacity available =28 kVA | --> | 0.095 | 0 | 0.003 | 0.102 | 0 |  | --> | E11 ex ASHBOURNE | Ashbourne [T421,T422] | FINGLAS |  | 53.4316 | -6.3317
MV/LV Substation HE***580Z |  | 10 kV | _ | LV | 630 kVA :Kiosk Substation | 0.63 | --> | 0.63 | 0 | 0 | Constrained, otherwise capacity available =442 kVA | --> | 0.598 | 0 | 0.097 | 0.5 | 0 |  | --> | C22 ex UNIDARE | Unidare [T41,T42] | FINGLAS |  | 53.3945 | -6.3207
MV/LV Substation GR***581 |  | 10 kV | _ | LV | 200 kVA :Pole Substation | 0.2 | --> | 0.2 | 0 | 0 | Constrained, otherwise capacity available =176 kVA | --> | 0.19 | 0 | 0 | 0.193 | 0 |  | --> | C25 ex POPPINTREE | Poppintree [T101,T102] | FINGLAS |  | 53.4121 | -6.3002
MV/LV Substation HE***582Z |  | 10 kV | _ | LV | 400 kVA :Kiosk Substation | 0.4 | --> | 0.4 | 0 | 0 | Constrained, otherwise capacity available =316 kVA | --> | 0.38 | 0 | 0.108 | 0.311 | 0 |  | --> | C22 ex UNIDARE | Unidare [T41,T42] | FINGLAS |  | 53.3952 | -6.3251
MV/LV Substation NE***583Z |  | 10 kV | _ | LV | 200 kVA :Kiosk Substation | 0.2 | --> | 0.2 | 0 | 0 | Constrained, otherwise capacity available =166 kVA | --> | 0.19 | 0 | 0.009 | 0.188 | 0 |  | --> | C31 ex CLONSHAUGH | Clonshaugh [T41,T42] | FINGLAS |  | 53.401 | -6.213
MV/LV Substation SN***586 |  | 10 kV | _ | LV | 50 kVA :Pole Substation | 0.05 | --> | 0.05 | 0.047 | 7.91 |  | --> | 0.048 | 0 | 0 | 0.048 | 0 |  | --> | C26 ex PELLETSTOWN | Pelletstown [T101,T102] | FINGLAS |  | 53.4016 | -6.3623
MV/LV Substation KI***588 |  | 10 kV | _ | LV | 100 kVA :Pole Substation | 0.1 | --> | 0.1 | 0 | 0 | Constrained, otherwise capacity available =82 kVA | --> | 0.095 | 0 | 0.005 | 0.094 | 0 |  | --> | E11 ex ASHBOURNE | Ashbourne [T421,T422] | FINGLAS |  | 53.438 | -6.3105
MV/LV Substation KI***590Z |  | 10 kV | _ | LV | 400 kVA :Building Structure | 0.4 | --> | 0.4 | 0.317 | 5.82 |  | --> | 0.38 | 0 | 0 | 0.391 | 0 |  | --> | C11 ex COOLOCK | Coolock [T41,T42] | FINGLAS |  | 53.3965 | -6.192
MV/LV Substation SH***591 |  | 10 kV | _ | LV | 50 kVA :Pole Substation | 0.05 | --> | 0.05 | 0.014 | 7.91 |  | --> | 0.048 | 0 | 0 | 0.052 | 0 |  | --> | C26 ex PELLETSTOWN | Pelletstown [T101,T102] | FINGLAS |  | 53.3949 | -6.3436
MV/LV Substation NO***591Z |  | 10 kV | _ | LV | 630 kVA :Building Structure | 0.63 | --> | 0.63 | 0 | 0 | Constrained, otherwise capacity available =554 kVA | --> | 0.598 | 0 | 0 | 0.5 | 0 |  | --> | C27 ex POPPINTREE | Poppintree [T101,T102] | FINGLAS |  | 53.3978 | -6.3222
MV/LV Substation NO***592Z |  | 10 kV | _ | LV | 630 kVA :Building Structure | 0.63 | --> | 0.63 | 0 | 0 | Constrained, otherwise capacity available =447 kVA | --> | 0.598 | 0 | 0 | 0.5 | 0 |  | --> | C27 ex POPPINTREE | Poppintree [T101,T102] | FINGLAS |  | 53.3977 | -6.3209
MV/LV Substation IK***593Z |  | 10 kV | _ | LV | 400 kVA :Building Structure | 0.4 | --> | 0.4 | 0 | 0 | Constrained, otherwise capacity available =299 kVA | --> | 0.38 | 0 | 0 | 0.394 | 0 |  | --> | C20 ex POPPINTREE | Poppintree [T101,T102] | FINGLAS |  | 53.4079 | -6.2758
MV/LV Substation SU***596Z |  | 10 kV | _ | LV | 400 kVA :Kiosk Substation | 0.4 | --> | 0.4 | 0.368 | 12.96 |  | --> | 0.38 | 0 | 0 | 0.384 | 0 |  | --> | C26 ex ARTANE | Artane [T101,T102] | FINGLAS |  | 53.3811 | -6.2084
MV/LV Substation KI***597 |  | 10 kV | _ | LV | 100 kVA :Pole Substation | 0.1 | --> | 0.1 | 0 | 0 | Constrained, otherwise capacity available =97 kVA | --> | 0.095 | 0 | 0 | 0.096 | 0 |  | --> | E11 ex ASHBOURNE | Ashbourne [T421,T422] | FINGLAS |  | 53.4363 | -6.302
MV/LV Substation ST***598Z |  | 10 kV | _ | LV | 630 kVA :Building Structure | 0.63 | --> | 0.63 | 0.45 | 12.96 |  | --> | 0.598 | 0 | 0 | 0.5 | 0 |  | --> | C17 ex ARTANE | Artane [T101,T102] | FINGLAS |  | 53.3834 | -6.1824
MV/LV Substation BE***599Z |  | 10 kV | _ | LV | 400 kVA :Building Structure | 0.4 | --> | 0.4 | 0 | 0 | Constrained, otherwise capacity available =333 kVA | --> | 0.38 | 0 | 0 | 0.389 | 0 |  | --> | C22 ex POPPINTREE | Poppintree [T101,T102] | FINGLAS |  | 53.3893 | -6.2855
MV/LV Substation DO***600Z |  | 10 kV | _ | LV | 400 kVA :Kiosk Substation | 0.4 | --> | 0.4 | 0 | 0 | Constrained, otherwise capacity available =400 kVA | --> | 0.38 | 0 | 0 | 0.38 | 0 |  | --> | C20 ex SANTRY | Santry [T41,T42] | FINGLAS |  | 53.4012 | -6.2629
MV/LV Substation SA***601 |  | 10 kV | _ | LV | 50 kVA :Pole Substation | 0.05 | --> | 0.05 | 0 | 0 | Constrained, otherwise capacity available =42 kVA | --> | 0.048 | 0 | 0 | 0.048 | 0 |  | --> | C13 ex POPPINTREE | Poppintree [T101,T102] | FINGLAS |  | 53.4073 | -6.264
MV/LV Substation TY***602 |  | 10 kV | _ | LV | 50 kVA :Pole Substation | 0.05 | --> | 0.05 | 0 | 0 | Constrained, otherwise capacity available =44 kVA | --> | 0.048 | 0 | 0 | 0.048 | 0 |  | --> | C13 ex POPPINTREE | Poppintree [T101,T102] | FINGLAS |  | 53.4299 | -6.3034
MV/LV Substation SP***603Z |  | 10 kV | _ | LV | 200 kVA :Kiosk Substation | 0.2 | --> | 0.2 | 0 | 0 | Constrained, otherwise capacity available =197 kVA | --> | 0.19 | 0 | 0 | 0.19 | 0 |  | --> | C28 ex KILMORE | Kilmore [T101,T102,T103] | FINGLAS |  | 53.4084 | -6.2005
MV/LV Substation ED***606 |  | 10 kV | _ | LV | 100 kVA :Pole Substation | 0.1 | --> | 0.1 | 0 | 0 | Constrained, otherwise capacity available =89 kVA | --> | 0.095 | 0 | 0 | 0.096 | 0 |  | --> | C20 ex CLONSHAUGH | Clonshaugh [T41,T42] | FINGLAS |  | 53.4146 | -6.2235
MV/LV Substation SC***606Z |  | 10 kV | _ | LV | 100 kVA :Pole Substation | 0.1 | --> | 0.1 | 0.083 | 7.91 |  | --> | 0.095 | 0 | 0 | 0.097 | 0 |  | --> | C26 ex PELLETSTOWN | Pelletstown [T101,T102] | FINGLAS |  | 53.3844 | -6.3334
MV/LV Substation RI***607Z |  | 10 kV | _ | LV | 400 kVA :Kiosk Substation | 0.4 | --> | 0.4 | 0.4 | 7.91 |  | --> | 0.38 | 0 | 0 | 0.38 | 0 |  | --> | C26 ex PELLETSTOWN | Pelletstown [T101,T102] | FINGLAS |  | 53.3789 | -6.3412
MV/LV Substation SA***609Z |  | 10 kV | _ | LV | 400 kVA :Building Structure | 0.4 | --> | 0.4 | 0 | 0 | Constrained, otherwise capacity available =352 kVA | --> | 0.38 | 0 | 0 | 0.386 | 0 |  | --> | C17 ex POPPINTREE | Poppintree [T101,T102] | FINGLAS |  | 53.4063 | -6.2603
MV/LV Substation BA***610 |  | 10 kV | _ | LV | 200 kVA :Pole Substation | 0.2 | --> | 0.2 | 0 | 0 | Constrained, otherwise capacity available =181 kVA | --> | 0.19 | 0 | 0 | 0.193 | 0 |  | --> | C13 ex POPPINTREE | Poppintree [T101,T102] | FINGLAS |  | 53.4108 | -6.2673
MV/LV Substation CE***610Z |  | 10 kV | _ | LV | 400 kVA :Kiosk Substation | 0.4 | --> | 0.4 | 0 | 0 | Constrained, otherwise capacity available =371 kVA | --> | 0.38 | 0 | 0 | 0.384 | 0 |  | --> | C17 ex SANTRY | Santry [T41,T42] | FINGLAS |  | 53.3988 | -6.2433
MV/LV Substation FI***612Z |  | 10 kV | _ | LV | 200 kVA :Kiosk Substation | 0.2 | --> | 0.2 | 0 | 0 | Constrained, otherwise capacity available =198 kVA | --> | 0.19 | 0 | 0 | 0.19 | 0 |  | --> | C22 ex UNIDARE | Unidare [T41,T42] | FINGLAS |  | 53.3896 | -6.3055
MV/LV Substation MA***614 |  | 10 kV | _ | LV | 200 kVA :Pole Substation | 0.2 | --> | 0.2 | 0 | 0 | Constrained, otherwise capacity available =143 kVA | --> | 0.19 | 0 | 0 | 0.198 | 0 |  | --> | C17 ex GRANGE (DR) | Grange (dr) [T41,T42] | GRANGE (DR) |  | 53.4084 | -6.1431
MV/LV Substation HA***615 |  | 10 kV | _ | LV | 200 kVA :Pole Substation | 0.2 | --> | 0.2 | 0 | 0 | Constrained, otherwise capacity available =145 kVA | --> | 0.19 | 0 | 0.018 | 0.184 | 0 |  | --> | C13 ex MALAHIDE | Malahide [T41,T42] | GLASMORE |  | 53.4189 | -6.1762
MV/LV Substation BA***617 |  | 10 kV | _ | LV | 50 kVA :Pole Substation | 0.05 | --> | 0.05 | 0.029 | 7.91 |  | --> | 0.048 | 0 | 0 | 0.05 | 0 |  | --> | C26 ex PELLETSTOWN | Pelletstown [T101,T102] | FINGLAS |  | 53.3909 | -6.3465
MV/LV Substation DU***617Z |  | 10 kV | _ | LV | 400 kVA :Building Structure | 0.4 | --> | 0.4 | 0 | 0 | Constrained, otherwise capacity available =389 kVA | --> | 0.38 | 0 | 0.263 | 0.187 | 0 |  | --> | C13 ex GRANGE (DR) | Grange (dr) [T41,T42] | GRANGE (DR) |  | 53.4077 | -6.162
MV/LV Substation JA***618Z |  | 10 kV | _ | LV | 630 kVA :Building Structure | 0.63 | --> | 0.63 | 0 | 0 | Constrained, otherwise capacity available =630 kVA | --> | 0.598 | 0 | 0 | 0.5 | 0 |  | --> | C21 ex UNIDARE | Unidare [T41,T42] | FINGLAS |  | 53.3967 | -6.2977
MV/LV Substation ME***619 |  | 10 kV | _ | LV | 100 kVA :Pole Substation | 0.1 | --> | 0.1 | 0 | 0 | Constrained, otherwise capacity available =78 kVA | --> | 0.095 | 0 | 0 | 0.098 | 0 |  | --> | C13 ex POPPINTREE | Poppintree [T101,T102] | FINGLAS |  | 53.4097 | -6.2614
MV/LV Substation JA***619Z |  | 10 kV | _ | LV | 630 kVA :Building Structure | 0.63 | --> | 0.63 | 0 | 0 | Constrained, otherwise capacity available =617 kVA | --> | 0.598 | 0 | 0 | 0.5 | 0 |  | --> | C21 ex UNIDARE | Unidare [T41,T42] | FINGLAS |  | 53.3964 | -6.2947
MV/LV Substation HU***621Z |  | 10 kV | _ | LV | 400 kVA :Building Structure | 0.4 | --> | 0.4 | 0 | 0 | Constrained, otherwise capacity available =145 kVA | --> | 0.38 | 0 | 0.15 | 0.302 | 0 |  | --> | C25 ex BALLYCOOLIN | Ballycoolin [T41,T42,T43] | FINGLAS |  | 53.4044 | -6.3421
MV/LV Substation EN***001 |  | 10 kV | _ | LV | 200 kVA :Kiosk Substation | 0.2 | --> | 0.2 | 0.057 | 0.7 |  | --> | 0.19 | 0 | 0.012 | 0 | 0 | Constrained, otherwise capacity available =200 kW | --> | C15 ex KILRUSH | Kilrush [T41,T42] | TULLABRACK |  | 52.6412 | -9.4828
MV/LV Substation AL***002 |  | 10 kV | _ | LV | 200 kVA :Pole Substation | 0.2 | --> | 0.2 | 0.122 | 1.1 |  | --> | 0.19 | 0 | 0.005 | 0 | 0 | Constrained, otherwise capacity available =197 kW | --> | C25 ex KILKEE | Kilkee [T41] | TULLABRACK |  | 52.6774 | -9.657
MV/LV Substation MG***002Y |  | 10 kV | _ | LV | 50 kVA :Pole Substation | 0.05 | --> | 0.05 | 0.044 | 1.1 |  | --> | 0.048 | 0 | 0 | 0 | 0 | Constrained, otherwise capacity available =48 kW | --> | C26 ex KILKEE | Kilkee [T41] | TULLABRACK |  | 52.7452 | -9.5256
MV/LV Substation OC***003 |  | 10 kV | _ | LV | 400 kVA :Kiosk Substation | 0.4 | --> | 0.4 | 0.23 | 1.1 |  | --> | 0.38 | 0 | 0.031 | 0 | 0 | Constrained, otherwise capacity available =380 kW | --> | C16 ex KILKEE | Kilkee [T41] | TULLABRACK |  | 52.6787 | -9.6415
MV/LV Substation HE***005 |  | 10 kV | _ | LV | 630 kVA :Building Structure | 0.63 | --> | 0.63 | 0.409 | 0.7 |  | --> | 0.598 | 0 | 0.017 | 0 | 0 | Constrained, otherwise capacity available =615 kW | --> | C14 ex KILRUSH | Kilrush [T41,T42] | TULLABRACK |  | 52.6373 | -9.4886
MV/LV Substation CA***005X |  | 10 kV | _ | LV | 50 kVA :Pole Substation | 0.05 | --> | 0.05 | 0.046 | 0.7 |  | --> | 0.048 | 0 | 0.006 | 0 | 0 | Constrained, otherwise capacity available =44 kW | --> | C11 ex KILRUSH | Kilrush [T41,T42] | TULLABRACK |  | 52.6572 | -9.4162
MV/LV Substation CA***008 |  | 10 kV | _ | LV | 200 kVA :Kiosk Substation | 0.2 | --> | 0.2 | 0.126 | 0.7 |  | --> | 0.19 | 0 | 0.019 | 0 | 0 | Constrained, otherwise capacity available =186 kW | --> | C15 ex KILRUSH | Kilrush [T41,T42] | TULLABRACK |  | 52.629 | -9.4968
MV/LV Substation KI***011 |  | 10 kV | _ | LV | 200 kVA :Kiosk Substation | 0.2 | --> | 0.2 | 0.006 | 0.7 |  | --> | 0.19 | 0 | 0.021 | 0 | 0 | Constrained, otherwise capacity available =199 kW | --> | C14 ex KILRUSH | Kilrush [T41,T42] | TULLABRACK |  | 52.6411 | -9.4868
MV/LV Substation AL***012Y |  | 10 kV | _ | LV | 400 kVA :Kiosk Substation | 0.4 | --> | 0.4 | 0.352 | 0.7 |  | --> | 0.38 | 0 | 0 | 0 | 0 | Constrained, otherwise capacity available =386 kW | --> | C15 ex KILRUSH | Kilrush [T41,T42] | TULLABRACK |  | 52.6412 | -9.4816
MV/LV Substation CH***013 |  | 10 kV | _ | LV | 630 kVA :Kiosk Substation | 0.63 | --> | 0.63 | 0.442 | 1.1 |  | --> | 0.598 | 0 | 0.065 | 0 | 0 | Constrained, otherwise capacity available =576 kW | --> | C25 ex KILKEE | Kilkee [T41] | TULLABRACK |  | 52.6771 | -9.6507
MV/LV Substation CI***014 |  | 10 kV | _ | LV | 200 kVA :Kiosk Substation | 0.2 | --> | 0.2 | 0.114 | 1.1 |  | --> | 0.19 | 0 | 0.026 | 0 | 0 | Constrained, otherwise capacity available =182 kW | --> | C16 ex KILKEE | Kilkee [T41] | TULLABRACK |  | 52.6824 | -9.6428
MV/LV Substation VI***015 |  | 10 kV | _ | LV | 400 kVA :Kiosk Substation | 0.4 | --> | 0.4 | 0.342 | 1.1 |  | --> | 0.38 | 0 | 0.008 | 0 | 0 | Constrained, otherwise capacity available =382 kW | --> | C25 ex KILKEE | Kilkee [T41] | TULLABRACK |  | 52.6769 | -9.6528
MV/LV Substation CA***016 |  | 10 kV | _ | LV | 630 kVA :Kiosk Substation | 0.63 | --> | 0.63 | 0.5 | 1.1 |  | --> | 0.598 | 0 | 0.009 | 0 | 0 | Constrained, otherwise capacity available =606 kW | --> | C25 ex KILKEE | Kilkee [T41] | TULLABRACK |  | 52.6802 | -9.6594
MV/LV Substation SH***017 |  | 10 kV | _ | LV | 200 kVA :Building Structure | 0.2 | --> | 0.2 | 0.176 | 0.7 |  | --> | 0.19 | 0 | 0.003 | 0 | 0 | Constrained, otherwise capacity available =191 kW | --> | C15 ex KILRUSH | Kilrush [T41,T42] | TULLABRACK |  | 52.6315 | -9.4896
MV/LV Substation BU***018 |  | 10 kV | _ | LV | 630 kVA :Kiosk Substation | 0.63 | --> | 0.63 | 0.292 | 0.7 |  | --> | 0.598 | 0 | 0.013 | 0 | 0 | Constrained, otherwise capacity available =633 kW | --> | C15 ex KILRUSH | Kilrush [T41,T42] | TULLABRACK |  | 52.6386 | -9.4831
MV/LV Substation PE***019 |  | 10 kV | _ | LV | 630 kVA :Kiosk Substation | 0.63 | --> | 0.63 | 0.5 | 0.7 |  | --> | 0.598 | 0 | 0.002 | 0 | 0 | Constrained, otherwise capacity available =602 kW | --> | C14 ex KILRUSH | Kilrush [T41,T42] | TULLABRACK |  | 52.6376 | -9.4972
MV/LV Substation GL***020 |  | 10 kV | _ | LV | 400 kVA :Building Structure | 0.4 | --> | 0.4 | 0.155 | 0.7 |  | --> | 0.38 | 0 | 0.01 | 0 | 0 | Constrained, otherwise capacity available =405 kW | --> | C14 ex KILRUSH | Kilrush [T41,T42] | TULLABRACK |  | 52.6365 | -9.4908
MV/LV Substation PA***021 |  | 10 kV | _ | LV | 200 kVA :Pole Substation | 0.2 | --> | 0.2 | 0.089 | 1.1 |  | --> | 0.19 | 0 | 0.006 | 0 | 0 | Constrained, otherwise capacity available =200 kW | --> | C25 ex KILKEE | Kilkee [T41] | TULLABRACK |  | 52.6766 | -9.6455
MV/LV Substation OC***022 |  | 10 kV | _ | LV | 630 kVA :Kiosk Substation | 0.63 | --> | 0.63 | 0.5 | 1.1 |  | --> | 0.598 | 0 | 0 | 0 | 0 | Constrained, otherwise capacity available =614 kW | --> | C16 ex KILKEE | Kilkee [T41] | TULLABRACK |  | 52.6845 | -9.6471
MV/LV Substation ST***025 |  | 10 kV | _ | LV | 400 kVA :Kiosk Substation | 0.4 | --> | 0.4 | 0.171 | 1.1 |  | --> | 0.38 | 0 | 0.014 | 0 | 0 | Constrained, otherwise capacity available =400 kW | --> | C16 ex KILKEE | Kilkee [T41] | TULLABRACK |  | 52.6797 | -9.6477
MV/LV Substation CA***026 |  | 10 kV | _ | LV | 200 kVA :Pole Substation | 0.2 | --> | 0.2 | 0.127 | 0.7 |  | --> | 0.19 | 0 | 0.036 | 0 | 0 | Constrained, otherwise capacity available =173 kW | --> | C15 ex KILRUSH | Kilrush [T41,T42] | TULLABRACK |  | 52.631 | -9.4951
MV/LV Substation BR***028 |  | 10 kV | _ | LV | 400 kVA :Building Structure | 0.4 | --> | 0.4 | 0.285 | 0.7 |  | --> | 0.38 | 0 | 0 | 0 | 0 | Constrained, otherwise capacity available =395 kW | --> | C14 ex KILRUSH | Kilrush [T41,T42] | TULLABRACK |  | 52.6447 | -9.4828
MV/LV Substation TE***029 |  | 10 kV | _ | LV | 100 kVA :Pole Substation | 0.1 | --> | 0.1 | 0.04 | 1.1 |  | --> | 0.095 | 0 | 0.006 | 0 | 0 | Constrained, otherwise capacity available =98 kW | --> | C25 ex KILKEE | Kilkee [T41] | TULLABRACK |  | 52.6745 | -9.6497
MV/LV Substation SH***031 |  | 10 kV | _ | LV | 100 kVA :Pole Substation | 0.1 | --> | 0.1 | 0.091 | 0.7 |  | --> | 0.095 | 0 | 0 | 0 | 0 | Constrained, otherwise capacity available =96 kW | --> | C14 ex KILRUSH | Kilrush [T41,T42] | TULLABRACK |  | 52.6435 | -9.4892
MV/LV Substation DO***032 |  | 10 kV | _ | LV | 200 kVA :Pole Substation | 0.2 | --> | 0.2 | 0.165 | 1.1 |  | --> | 0.19 | 0 | 0.013 | 0 | 0 | Constrained, otherwise capacity available =185 kW | --> | C26 ex KILKEE | Kilkee [T41] | TULLABRACK |  | 52.6861 | -9.641
MV/LV Substation CH***038 |  | 10 kV | _ | LV | 200 kVA :Pole Substation | 0.2 | --> | 0.2 | 0.104 | 0.7 |  | --> | 0.19 | 0 | 0.009 | 0 | 0 | Constrained, otherwise capacity available =196 kW | --> | C15 ex KILRUSH | Kilrush [T41,T42] | TULLABRACK |  | 52.6389 | -9.479
MV/LV Substation KI***039 |  | 10 kV | _ | LV | 1000 kVA :Building Structure | 1 | --> | 1 | 0.432 | 0.7 |  | --> | 0.95 | 0 | 0.11 | 0 | 0 | Constrained, otherwise capacity available =943 kW | --> | C15 ex KILRUSH | Kilrush [T41,T42] | TULLABRACK |  | 52.6445 | -9.4805
MV/LV Substation MO***040X |  | 10 kV | _ | LV | 100 kVA :Pole Substation | 0.1 | --> | 0.1 | 0.095 | 0.7 |  | --> | 0.095 | 0 | 0 | 0 | 0 | Constrained, otherwise capacity available =96 kW | --> | C15 ex KILRUSH | Kilrush [T41,T42] | TULLABRACK |  | 52.6197 | -9.4718
MV/LV Substation BA***041X |  | 10 kV | _ | LV | 50 kVA :Pole Substation | 0.05 | --> | 0.05 | 0.039 | 0.7 |  | --> | 0.048 | 0 | 0.004 | 0 | 0 | Constrained, otherwise capacity available =46 kW | --> | C15 ex KILRUSH | Kilrush [T41,T42] | TULLABRACK |  | 52.6235 | -9.4678
MV/LV Substation CA***043 |  | 10 kV | _ | LV | 50 kVA :Pole Substation | 0.05 | --> | 0.05 | 0.042 | 0.7 |  | --> | 0.048 | 0 | 0 | 0 | 0 | Constrained, otherwise capacity available =49 kW | --> | C15 ex KILRUSH | Kilrush [T41,T42] | TULLABRACK |  | 52.625 | -9.4903
MV/LV Substation BO***044 |  | 10 kV | _ | LV | 400 kVA :Building Structure | 0.4 | --> | 0.4 | 0.376 | 0.7 |  | --> | 0.38 | 0 | 0 | 0 | 0 | Constrained, otherwise capacity available =383 kW | --> | C15 ex KILRUSH | Kilrush [T41,T42] | TULLABRACK |  | 52.6342 | -9.4901
MV/LV Substation LE***045 |  | 10 kV | _ | LV | 630 kVA :Kiosk Substation | 0.63 | --> | 0.63 | 0.5 | 0.7 |  | --> | 0.598 | 0 | 0 | 0 | 0 | Constrained, otherwise capacity available =599 kW | --> | C14 ex KILRUSH | Kilrush [T41,T42] | TULLABRACK |  | 52.6441 | -9.4946
MV/LV Substation WO***046 |  | 10 kV | _ | LV | 200 kVA :Kiosk Substation | 0.2 | --> | 0.2 | 0.127 | 0.7 |  | --> | 0.19 | 0 | 0.005 | 0 | 0 | Constrained, otherwise capacity available =196 kW | --> | C15 ex KILRUSH | Kilrush [T41,T42] | TULLABRACK |  | 52.64 | -9.4731
MV/LV Substation GL***046Y |  | 10 kV | _ | LV | 50 kVA :Pole Substation | 0.05 | --> | 0.05 | 0.041 | 0.7 |  | --> | 0.048 | 0 | 0 | 0 | 0 | Constrained, otherwise capacity available =49 kW | --> | C15 ex KILRUSH | Kilrush [T41,T42] | TULLABRACK |  | 52.6383 | -9.4759
MV/LV Substation CO***048Y |  | 10 kV | _ | LV | 200 kVA :Pole Substation | 0.2 | --> | 0.2 | 0.183 | 0.7 |  | --> | 0.19 | 0 | 0.005 | 0 | 0 | Constrained, otherwise capacity available =189 kW | --> | C20 ex KILRUSH | Kilrush [T41,T42] | TULLABRACK |  | 52.7013 | -9.4216
MV/LV Substation DO***049X |  | 10 kV | _ | LV | 50 kVA :Pole Substation | 0.05 | --> | 0.05 | 0.038 | 1.1 |  | --> | 0.048 | 0 | 0 | 0 | 0 | Constrained, otherwise capacity available =49 kW | --> | C26 ex KILKEE | Kilkee [T41] | TULLABRACK |  | 52.7289 | -9.526
MV/LV Substation DO***055X |  | 10 kV | _ | LV | 50 kVA :Pole Substation | 0.05 | --> | 0.05 | 0.041 | 1.1 |  | --> | 0.048 | 0 | 0.04 | 0 | 0 | Constrained, otherwise capacity available =19 kW | --> | C23 ex KILKEE | Kilkee [T41] | TULLABRACK |  | 52.6192 | -9.6424
MV/LV Substation KI***065X |  | 10 kV | _ | LV | 50 kVA :Pole Substation | 0.05 | --> | 0.05 | 0.03 | 0.7 |  | --> | 0.048 | 0 | 0 | 0 | 0 | Constrained, otherwise capacity available =50 kW | --> | C11 ex KILRUSH | Kilrush [T41,T42] | TULLABRACK |  | 52.6173 | -9.3897
MV/LV Substation BR***066X |  | 10 kV | _ | LV | 50 kVA :Pole Substation | 0.05 | --> | 0.05 | 0.042 | 0.7 |  | --> | 0.048 | 0 | 0.025 | 0 | 0 | Constrained, otherwise capacity available =30 kW | --> | C11 ex KILRUSH | Kilrush [T41,T42] | TULLABRACK |  | 52.6161 | -9.3804
MV/LV Substation KI***067 |  | 10 kV | _ | LV | 50 kVA :Pole Substation | 0.05 | --> | 0.05 | 0 | 0 | Constrained, otherwise capacity available =42 kVA | --> | 0.048 | 0 | 0 | 0.049 | 0 |  | --> | C15 ex CRANNY | Cranny [T41] | ENNIS |  | 52.7222 | -9.3235
MV/LV Substation LI***068Y |  | 10 kV | _ | LV | 50 kVA :Pole Substation | 0.05 | --> | 0.05 | 0.046 | 0.7 |  | --> | 0.048 | 0 | 0 | 0 | 0 | Constrained, otherwise capacity available =48 kW | --> | C20 ex KILRUSH | Kilrush [T41,T42] | TULLABRACK |  | 52.7259 | -9.4155
MV/LV Substation LI***069Y |  | 10 kV | _ | LV | 50 kVA :Pole Substation | 0.05 | --> | 0.05 | 0.05 | 1.1 |  | --> | 0.048 | 0 | 0 | 0 | 0 | Constrained, otherwise capacity available =48 kW | --> | C26 ex KILKEE | Kilkee [T41] | TULLABRACK |  | 52.6931 | -9.6124
MV/LV Substation CL***072Y |  | 10 kV | _ | LV | 400 kVA :Building Structure | 0.4 | --> | 0.4 | 0.4 | 0.7 |  | --> | 0.38 | 0 | 0 | 0 | 0 | Constrained, otherwise capacity available =380 kW | --> | C20 ex KILRUSH | Kilrush [T41,T42] | TULLABRACK |  | 52.7364 | -9.4401
MV/LV Substation GO***073Y |  | 10 kV | _ | LV | 400 kVA :Kiosk Substation | 0.4 | --> | 0.4 | 0.366 | 1.1 |  | --> | 0.38 | 0 | 0 | 0 | 0 | Constrained, otherwise capacity available =385 kW | --> | C25 ex KILKEE | Kilkee [T41] | TULLABRACK |  | 52.6761 | -9.6464
MV/LV Substation ST***075Y |  | 10 kV | _ | LV | 400 kVA :Kiosk Substation | 0.4 | --> | 0.4 | 0.278 | 0.7 |  | --> | 0.38 | 0 | 0.007 | 0 | 0 | Constrained, otherwise capacity available =391 kW | --> | C15 ex KILRUSH | Kilrush [T41,T42] | TULLABRACK |  | 52.6367 | -9.4814
MV/LV Substation MO***076Y |  | 10 kV | _ | LV | 200 kVA :Kiosk Substation | 0.2 | --> | 0.2 | 0.19 | 1.1 |  | --> | 0.19 | 0 | 0.022 | 0 | 0 | Constrained, otherwise capacity available =175 kW | --> | C25 ex KILKEE | Kilkee [T41] | TULLABRACK |  | 52.6754 | -9.6438
MV/LV Substation CL***084 |  | 10 kV | _ | LV | 100 kVA :Pole Substation | 0.1 | --> | 0.1 | 0.058 | 0.7 |  | --> | 0.095 | 0 | 0 | 0 | 0 | Constrained, otherwise capacity available =101 kW | --> | C20 ex KILRUSH | Kilrush [T41,T42] | TULLABRACK |  | 52.7254 | -9.395
MV/LV Substation LI***106Y |  | 10 kV | _ | LV | 50 kVA :Pole Substation | 0.05 | --> | 0.05 | 0.049 | 1.1 |  | --> | 0.048 | 0 | 0 | 0 | 0 | Constrained, otherwise capacity available =48 kW | --> | C26 ex KILKEE | Kilkee [T41] | TULLABRACK |  | 52.6844 | -9.6346
MV/LV Substation CO***111X |  | 10 kV | _ | LV | 200 kVA :Pole Substation | 0.2 | --> | 0.2 | 0.136 | 0.7 |  | --> | 0.19 | 0 | 0.047 | 0 | 0 | Constrained, otherwise capacity available =164 kW | --> | C14 ex KILRUSH | Kilrush [T41,T42] | TULLABRACK |  | 52.6435 | -9.4838
MV/LV Substation PA***112 |  | 10 kV | _ | LV | 50 kVA :Pole Substation | 0.05 | --> | 0.05 | 0.05 | 0.7 |  | --> | 0.048 | 0 | 0 | 0 | 0 | Constrained, otherwise capacity available =48 kW | --> | C11 ex KILRUSH | Kilrush [T41,T42] | TULLABRACK |  | 52.6502 | -9.4586
MV/LV Substation WA***112X |  | 10 kV | _ | LV | 200 kVA :Pole Substation | 0.2 | --> | 0.2 | 0.174 | 0.7 |  | --> | 0.19 | 0 | 0 | 0 | 0 | Constrained, otherwise capacity available =194 kW | --> | C15 ex KILRUSH | Kilrush [T41,T42] | TULLABRACK |  | 52.643 | -9.4804
MV/LV Substation GE***114X |  | 10 kV | _ | LV | 200 kVA :Pole Substation | 0.2 | --> | 0.2 | 0.197 | 0.7 |  | --> | 0.19 | 0 | 0 | 0 | 0 | Constrained, otherwise capacity available =190 kW | --> | C11 ex KILRUSH | Kilrush [T41,T42] | TULLABRACK |  | 52.6428 | -9.473
MV/LV Substation DU***120X |  | 10 kV | _ | LV | 50 kVA :Pole Substation | 0.05 | --> | 0.05 | 0.034 | 1.1 |  | --> | 0.048 | 0 | 0.011 | 0 | 0 | Constrained, otherwise capacity available =42 kW | --> | C25 ex KILKEE | Kilkee [T41] | TULLABRACK |  | 52.6814 | -9.6652
MV/LV Substation CU***121X |  | 10 kV | _ | LV | 200 kVA :Pole Substation | 0.2 | --> | 0.2 | 0.188 | 1.1 |  | --> | 0.19 | 0 | 0 | 0 | 0 | Constrained, otherwise capacity available =192 kW | --> | C25 ex KILKEE | Kilkee [T41] | TULLABRACK |  | 52.6753 | -9.6548
MV/LV Substation HA***123X |  | 10 kV | _ | LV | 200 kVA :Kiosk Substation | 0.2 | --> | 0.2 | 0.19 | 1.1 |  | --> | 0.19 | 0 | 0 | 0 | 0 | Constrained, otherwise capacity available =191 kW | --> | C23 ex KILKEE | Kilkee [T41] | TULLABRACK |  | 52.6743 | -9.6468
MV/LV Substation ID***124X |  | 10 kV | _ | LV | 200 kVA :Pole Substation | 0.2 | --> | 0.2 | 0.198 | 1.1 |  | --> | 0.19 | 0 | 0 | 0 | 0 | Constrained, otherwise capacity available =190 kW | --> | C23 ex KILKEE | Kilkee [T41] | TULLABRACK |  | 52.6729 | -9.6534
MV/LV Substation TE***125X |  | 10 kV | _ | LV | 50 kVA :Pole Substation | 0.05 | --> | 0.05 | 0.042 | 0.7 |  | --> | 0.048 | 0 | 0 | 0 | 0 | Constrained, otherwise capacity available =49 kW | --> | C16 ex KILRUSH | Kilrush [T41,T42] | TULLABRACK |  | 52.6767 | -9.6383
MV/LV Substation FU***152 |  | 10 kV | _ | LV | 50 kVA :Pole Substation | 0.05 | --> | 0.05 | 0.048 | 1.1 |  | --> | 0.048 | 0 | 0 | 0 | 0 | Constrained, otherwise capacity available =48 kW | --> | C23 ex KILKEE | Kilkee [T41] | TULLABRACK |  | 52.6544 | -9.6623
MV/LV Substation DO***155 |  | 10 kV | _ | LV | 50 kVA :Pole Substation | 0.05 | --> | 0.05 | 0.021 | 1.1 |  | --> | 0.048 | 0 | 0 | 0 | 0 | Constrained, otherwise capacity available =51 kW | --> | C23 ex KILKEE | Kilkee [T41] | TULLABRACK |  | 52.6632 | -9.6636
MV/LV Substation KI***158 |  | 10 kV | _ | LV | 100 kVA :Pole Substation | 0.1 | --> | 0.1 | 0 | 0 | Constrained, otherwise capacity available =42 kVA | --> | 0.095 | 0 | 0 | 0.103 | 0 |  | --> | C15 ex CRANNY | Cranny [T41] | ENNIS |  | 52.7204 | -9.3146
MV/LV Substation CA***164X |  | 10 kV | _ | LV | 50 kVA :Pole Substation | 0.05 | --> | 0.05 | 0.049 | 1.1 |  | --> | 0.048 | 0 | 0.005 | 0 | 0 | Constrained, otherwise capacity available =44 kW | --> | C23 ex KILKEE | Kilkee [T41] | TULLABRACK |  | 52.6 | -9.7012
MV/LV Substation AS***165X |  | 10 kV | _ | LV | 200 kVA :Pole Substation | 0.2 | --> | 0.2 | 0.2 | 0.7 |  | --> | 0.19 | 0 | 0 | 0 | 0 | Constrained, otherwise capacity available =190 kW | --> | C11 ex KILRUSH | Kilrush [T41,T42] | TULLABRACK |  | 52.6181 | -9.4317
MV/LV Substation BO***166 |  | 10 kV | _ | LV | 50 kVA :Pole Substation | 0.05 | --> | 0.05 | 0 | 0 | Constrained, otherwise capacity available =47 kVA | --> | 0.048 | 0 | 0 | 0.048 | 0 |  | --> | C15 ex CRANNY | Cranny [T41] | ENNIS |  | 52.7249 | -9.2104
MV/LV Substation RI***182X |  | 10 kV | _ | LV | 50 kVA :Pole Substation | 0.05 | --> | 0.05 | 0.04 | 1.1 |  | --> | 0.048 | 0 | 0.005 | 0 | 0 | Constrained, otherwise capacity available =45 kW | --> | C23 ex KILKEE | Kilkee [T41] | TULLABRACK |  | 52.6014 | -9.7075
MV/LV Substation CA***197 |  | 10 kV | _ | LV | 100 kVA :Pole Substation | 0.1 | --> | 0.1 | 0.098 | 1.1 |  | --> | 0.095 | 0 | 0 | 0 | 0 | Constrained, otherwise capacity available =95 kW | --> | C23 ex KILKEE | Kilkee [T41] | TULLABRACK |  | 52.6115 | -9.7123
MV/LV Substation CR***217 |  | 10 kV | _ | LV | 100 kVA :Pole Substation | 0.1 | --> | 0.1 | 0 | 0 | Constrained, otherwise capacity available =100 kVA | --> | 0.095 | 0 | 0 | 0.095 | 0 |  | --> | C15 ex CRANNY | Cranny [T41] | ENNIS |  | 52.6935 | -9.2218
MV/LV Substation CA***246 |  | 10 kV | _ | LV | 100 kVA :Pole Substation | 0.1 | --> | 0.1 | 0.044 | 1.1 |  | --> | 0.095 | 0 | 0.007 | 0 | 0 | Constrained, otherwise capacity available =97 kW | --> | C23 ex KILKEE | Kilkee [T41] | TULLABRACK |  | 52.6044 | -9.7104
MV/LV Substation DO***287 |  | 10 kV | _ | LV | 100 kVA :Pole Substation | 0.1 | --> | 0.1 | 0.042 | 0.7 |  | --> | 0.095 | 0 | 0 | 0 | 0 | Constrained, otherwise capacity available =103 kW | --> | C20 ex KILRUSH | Kilrush [T41,T42] | TULLABRACK |  | 52.7361 | -9.4968
MV/LV Substation CR***289 |  | 10 kV | _ | LV | 100 kVA :Pole Substation | 0.1 | --> | 0.1 | 0.09 | 0.7 |  | --> | 0.095 | 0 | 0.005 | 0 | 0 | Constrained, otherwise capacity available =93 kW | --> | C20 ex KILRUSH | Kilrush [T41,T42] | TULLABRACK |  | 52.7472 | -9.4306
MV/LV Substation KI***294 |  | 10 kV | _ | LV | 200 kVA :Kiosk Substation | 0.2 | --> | 0.2 | 0 | 0 | Constrained, otherwise capacity available =110 kVA | --> | 0.19 | 0 | 0.023 | 0.185 | 0 |  | --> | C15 ex CRANNY | Cranny [T41] | ENNIS |  | 52.7235 | -9.3198
MV/LV Substation TA***300 |  | 10 kV | _ | LV | 200 kVA :Pole Substation | 0.2 | --> | 0.2 | 0 | 0 | Constrained, otherwise capacity available =198 kVA | --> | 0.19 | 0 | 0 | 0.19 | 0 |  | --> | C15 ex CRANNY | Cranny [T41] | ENNIS |  | 52.7251 | -9.2072
MV/LV Substation LA***354 |  | 10 kV | _ | LV | 50 kVA :Pole Substation | 0.05 | --> | 0.05 | 0.04 | 0.7 |  | --> | 0.048 | 0 | 0 | 0 | 0 | Constrained, otherwise capacity available =49 kW | --> | C11 ex KILRUSH | Kilrush [T41,T42] | TULLABRACK |  | 52.6196 | -9.2584
MV/LV Substation BO***4012 |  | 10 kV | _ | LV | 50 kVA :Pole Substation | 0.05 | --> | 0.05 | 0 | 0 | Constrained, otherwise capacity available =49 kVA | --> | 0.048 | 0 | 0 | 0.048 | 0 |  | --> | C11 ex CRANNY | Cranny [T41] | ENNIS |  | 52.6539 | -9.241
MV/LV Substation MO***4017 |  | 10 kV | _ | LV | 50 kVA :Pole Substation | 0.05 | --> | 0.05 | 0.049 | 0.7 |  | --> | 0.048 | 0 | 0 | 0 | 0 | Constrained, otherwise capacity available =48 kW | --> | C11 ex KILRUSH | Kilrush [T41,T42] | TULLABRACK |  | 52.6127 | -9.4271
MV/LV Substation OL***4029 |  | 10 kV | _ | LV | 50 kVA :Pole Substation | 0.05 | --> | 0.05 | 0.05 | 0.7 |  | --> | 0.048 | 0 | 0 | 0 | 0 | Constrained, otherwise capacity available =48 kW | --> | C11 ex KILRUSH | Kilrush [T41,T42] | TULLABRACK |  | 52.6174 | -9.3803
MV/LV Substation O'***4052 |  | 10 kV | _ | LV | 50 kVA :Pole Substation | 0.05 | --> | 0.05 | 0.038 | 0.7 |  | --> | 0.048 | 0 | 0 | 0 | 0 | Constrained, otherwise capacity available =49 kW | --> | C20 ex KILRUSH | Kilrush [T41,T42] | TULLABRACK |  | 52.7331 | -9.4961
MV/LV Substation KI***4076 |  | 10 kV | _ | LV | 630 kVA :Building Structure | 0.63 | --> | 0.63 | 0.5 | 1.1 |  | --> | 0.598 | 0 | 0 | 0 | 0 | Constrained, otherwise capacity available =600 kW | --> | C25 ex KILKEE | Kilkee [T41] | TULLABRACK |  | 52.6756 | -9.6526
MV/LV Substation BL***4096 |  | 10 kV | _ | LV | 50 kVA :Pole Substation | 0.05 | --> | 0.05 | 0.05 | 0.7 |  | --> | 0.048 | 0 | 0 | 0 | 0 | Constrained, otherwise capacity available =48 kW | --> | C16 ex KILRUSH | Kilrush [T41,T42] | TULLABRACK |  | 52.6718 | -9.5889
MV/LV Substation LI***4098 |  | 10 kV | _ | LV | 50 kVA :Pole Substation | 0.05 | --> | 0.05 | 0.041 | 1.1 |  | --> | 0.048 | 0 | 0.016 | 0 | 0 | Constrained, otherwise capacity available =37 kW | --> | C26 ex KILKEE | Kilkee [T41] | TULLABRACK |  | 52.6956 | -9.6223
MV/LV Substation CL***4108 |  | 10 kV | _ | LV | 50 kVA :Pole Substation | 0.05 | --> | 0.05 | 0.043 | 0.7 |  | --> | 0.048 | 0 | 0 | 0 | 0 | Constrained, otherwise capacity available =48 kW | --> | C16 ex KILRUSH | Kilrush [T41,T42] | TULLABRACK |  | 52.6407 | -9.572
MV/LV Substation TH***4109 |  | 10 kV | _ | LV | 50 kVA :Pole Substation | 0.05 | --> | 0.05 | 0.048 | 0.7 |  | --> | 0.048 | 0 | 0 | 0 | 0 | Constrained, otherwise capacity available =48 kW | --> | C11 ex KILRUSH | Kilrush [T41,T42] | TULLABRACK |  | 52.6374 | -9.2485
MV/LV Substation KI***4111 |  | 10 kV | _ | LV | 100 kVA :Pole Substation | 0.1 | --> | 0.1 | 0 | 0 | Constrained, otherwise capacity available =100 kVA | --> | 0.095 | 0 | 0 | 0.095 | 0 |  | --> | C15 ex CRANNY | Cranny [T41] | ENNIS |  | 52.7194 | -9.3144
MV/LV Substation DO***411X |  | 10 kV | _ | LV | 50 kVA :Pole Substation | 0.05 | --> | 0.05 | 0.025 | 1.1 |  | --> | 0.048 | 0 | 0 | 0 | 0 | Constrained, otherwise capacity available =51 kW | --> | C26 ex KILKEE | Kilkee [T41] | TULLABRACK |  | 52.7312 | -9.523
MV/LV Substation CR***4150 |  | 10 kV | _ | LV | 200 kVA :Pole Substation | 0.2 | --> | 0.2 | 0.2 | 0.7 |  | --> | 0.19 | 0 | 0 | 0 | 0 | Constrained, otherwise capacity available =190 kW | --> | C15 ex KILRUSH | Kilrush [T41,T42] | TULLABRACK |  | 52.642 | -9.4776
MV/LV Substation CA***4151 |  | 10 kV | _ | LV | 400 kVA :Kiosk Substation | 0.4 | --> | 0.4 | 0.4 | 0.7 |  | --> | 0.38 | 0 | 0 | 0 | 0 | Constrained, otherwise capacity available =380 kW | --> | C15 ex KILRUSH | Kilrush [T41,T42] | TULLABRACK |  | 52.6357 | -9.4886
MV/LV Substation SK***4153 |  | 10 kV | _ | LV | 200 kVA :Pole Substation | 0.2 | --> | 0.2 | 0.2 | 0.7 |  | --> | 0.19 | 0 | 0 | 0 | 0 | Constrained, otherwise capacity available =190 kW | --> | C14 ex KILRUSH | Kilrush [T41,T42] | TULLABRACK |  | 52.6325 | -9.5109
MV/LV Substation MO***415X |  | 10 kV | _ | LV | 50 kVA :Pole Substation | 0.05 | --> | 0.05 | 0.05 | 0.7 |  | --> | 0.048 | 0 | 0 | 0 | 0 | Constrained, otherwise capacity available =48 kW | --> | C16 ex KILRUSH | Kilrush [T41,T42] | TULLABRACK |  | 52.6796 | -9.5581
MV/LV Substation SE***4163 |  | 10 kV | _ | LV | 100 kVA :Pole Substation | 0.1 | --> | 0.1 | 0.1 | 0.7 |  | --> | 0.095 | 0 | 0 | 0 | 0 | Constrained, otherwise capacity available =95 kW | --> | C14 ex KILRUSH | Kilrush [T41,T42] | TULLABRACK |  | 52.6353 | -9.4981
MV/LV Substation DR***416X |  | 10 kV | _ | LV | 50 kVA :Pole Substation | 0.05 | --> | 0.05 | 0.012 | 0.7 |  | --> | 0.048 | 0 | 0 | 0 | 0 | Constrained, otherwise capacity available =52 kW | --> | C20 ex KILRUSH | Kilrush [T41,T42] | TULLABRACK |  | 52.7264 | -9.4334
MV/LV Substation KN***4175 |  | 10 kV | _ | LV | 100 kVA :Pole Substation | 0.1 | --> | 0.1 | 0.099 | 0.7 |  | --> | 0.095 | 0 | 0 | 0 | 0 | Constrained, otherwise capacity available =95 kW | --> | C11 ex KILRUSH | Kilrush [T41,T42] | TULLABRACK |  | 52.6544 | -9.3948
MV/LV Substation KI***4183 |  | 10 kV | _ | LV | 50 kVA :Pole Substation | 0.05 | --> | 0.05 | 0.05 | 1.1 |  | --> | 0.048 | 0 | 0 | 0 | 0 | Constrained, otherwise capacity available =48 kW | --> | C23 ex KILKEE | Kilkee [T41] | TULLABRACK |  | 52.5787 | -9.8451
MV/LV Substation FA***4195 |  | 10 kV | _ | LV | 50 kVA :Pole Substation | 0.05 | --> | 0.05 | 0.05 | 1.1 |  | --> | 0.048 | 0 | 0 | 0 | 0 | Constrained, otherwise capacity available =48 kW | --> | C26 ex KILKEE | Kilkee [T41] | TULLABRACK |  | 52.7016 | -9.6193
MV/LV Substation DO***4196 |  | 10 kV | _ | LV | 50 kVA :Pole Substation | 0.05 | --> | 0.05 | 0.05 | 1.1 |  | --> | 0.048 | 0 | 0 | 0 | 0 | Constrained, otherwise capacity available =48 kW | --> | C26 ex KILKEE | Kilkee [T41] | TULLABRACK |  | 52.7363 | -9.539
MV/LV Substation KI***4220 |  | 10 kV | _ | LV | 50 kVA :Pole Substation | 0.05 | --> | 0.05 | 0 | 0 | Constrained, otherwise capacity available =50 kVA | --> | 0.048 | 0 | 0 | 0.048 | 0 |  | --> | C15 ex CRANNY | Cranny [T41] | ENNIS |  | 52.7188 | -9.3186
MV/LV Substation DO***4235 |  | 10 kV | _ | LV | 200 kVA :Pole Substation | 0.2 | --> | 0.2 | 0.2 | 0.7 |  | --> | 0.19 | 0 | 0 | 0 | 0 | Constrained, otherwise capacity available =190 kW | --> | C20 ex KILRUSH | Kilrush [T41,T42] | TULLABRACK |  | 52.7353 | -9.4983
MV/LV Substation LO***425X |  | 10 kV | _ | LV | 100 kVA :Pole Substation | 0.1 | --> | 0.1 | 0.1 | 0.7 |  | --> | 0.095 | 0 | 0 | 0 | 0 | Constrained, otherwise capacity available =95 kW | --> | C14 ex KILRUSH | Kilrush [T41,T42] | TULLABRACK |  | 52.6339 | -9.5037
MV/LV Substation ME***426X |  | 10 kV | _ | LV | 200 kVA :Pole Substation | 0.2 | --> | 0.2 | 0.187 | 1.1 |  | --> | 0.19 | 0 | 0 | 0 | 0 | Constrained, otherwise capacity available =192 kW | --> | C25 ex KILKEE | Kilkee [T41] | TULLABRACK |  | 52.677 | -9.66
MV/LV Substation MA***429X |  | 10 kV | _ | LV | 200 kVA :Pole Substation | 0.2 | --> | 0.2 | 0.187 | 0.7 |  | --> | 0.19 | 0 | 0 | 0 | 0 | Constrained, otherwise capacity available =192 kW | --> | C15 ex KILRUSH | Kilrush [T41,T42] | TULLABRACK |  | 52.6348 | -9.4954
MV/LV Substation KI***449X |  | 10 kV | _ | LV | 50 kVA :Pole Substation | 0.05 | --> | 0.05 | 0.05 | 0.7 |  | --> | 0.048 | 0 | 0 | 0 | 0 | Constrained, otherwise capacity available =48 kW | --> | C11 ex KILRUSH | Kilrush [T41,T42] | TULLABRACK |  | 52.6286 | -9.3957
MV/LV Substation KI***454X |  | 10 kV | _ | LV | 50 kVA :Pole Substation | 0.05 | --> | 0.05 | 0 | 0 | Constrained, otherwise capacity available =48 kVA | --> | 0.048 | 0 | 0 | 0.048 | 0 |  | --> | C15 ex CRANNY | Cranny [T41] | ENNIS |  | 52.7123 | -9.3247
MV/LV Substation RA***455X |  | 10 kV | _ | LV | 200 kVA :Pole Substation | 0.2 | --> | 0.2 | 0.177 | 1.1 |  | --> | 0.19 | 0 | 0 | 0 | 0 | Constrained, otherwise capacity available =193 kW | --> | C23 ex KILKEE | Kilkee [T41] | TULLABRACK |  | 52.6037 | -9.7224
MV/LV Substation KI***469X |  | 10 kV | _ | LV | 50 kVA :Pole Substation | 0.05 | --> | 0.05 | 0.048 | 0.7 |  | --> | 0.048 | 0 | 0 | 0 | 0 | Constrained, otherwise capacity available =48 kW | --> | C16 ex KILRUSH | Kilrush [T41,T42] | TULLABRACK |  | 52.6873 | -9.5818
MV/LV Substation LE***470X |  | 10 kV | _ | LV | 50 kVA :Pole Substation | 0.05 | --> | 0.05 | 0.034 | 0.7 |  | --> | 0.048 | 0 | 0 | 0 | 0 | Constrained, otherwise capacity available =50 kW | --> | C16 ex KILRUSH | Kilrush [T41,T42] | TULLABRACK |  | 52.6463 | -9.4945
MV/LV Substation A-***471X |  | 10 kV | _ | LV | 50 kVA :Pole Substation | 0.05 | --> | 0.05 | 0.046 | 1.1 |  | --> | 0.048 | 0 | 0 | 0 | 0 | Constrained, otherwise capacity available =48 kW | --> | C23 ex KILKEE | Kilkee [T41] | TULLABRACK |  | 52.6722 | -9.645
MV/LV Substation WA***481X |  | 10 kV | _ | LV | 400 kVA :Building Structure | 0.4 | --> | 0.4 | 0.311 | 1.1 |  | --> | 0.38 | 0 | 0.004 | 0 | 0 | Constrained, otherwise capacity available =389 kW | --> | C16 ex KILKEE | Kilkee [T41] | TULLABRACK |  | 52.6829 | -9.6458
MV/LV Substation MA***507X |  | 10 kV | _ | LV | 50 kVA :Pole Substation | 0.05 | --> | 0.05 | 0.05 | 0.7 |  | --> | 0.048 | 0 | 0 | 0 | 0 | Constrained, otherwise capacity available =48 kW | --> | C16 ex KILRUSH | Kilrush [T41,T42] | TULLABRACK |  | 52.6752 | -9.565
MV/LV Substation MO***513X |  | 10 kV | _ | LV | 630 kVA :Kiosk Substation | 0.63 | --> | 0.63 | 0.5 | 1.1 |  | --> | 0.598 | 0 | 0 | 0 | 0 | Constrained, otherwise capacity available =606 kW | --> | C23 ex KILKEE | Kilkee [T41] | TULLABRACK |  | 52.6716 | -9.6552
MV/LV Substation KI***528X |  | 10 kV | _ | LV | 50 kVA :Pole Substation | 0.05 | --> | 0.05 | 0.049 | 0.7 |  | --> | 0.048 | 0 | 0 | 0 | 0 | Constrained, otherwise capacity available =48 kW | --> | C16 ex KILRUSH | Kilrush [T41,T42] | TULLABRACK |  | 52.6737 | -9.5781
MV/LV Substation DO***531X |  | 10 kV | _ | LV | 400 kVA :Kiosk Substation | 0.4 | --> | 0.4 | 0.348 | 1.1 |  | --> | 0.38 | 0 | 0.006 | 0 | 0 | Constrained, otherwise capacity available =383 kW | --> | C26 ex KILKEE | Kilkee [T41] | TULLABRACK |  | 52.7311 | -9.5283
MV/LV Substation LA***538 |  | 10 kV | _ | LV | 100 kVA :Pole Substation | 0.1 | --> | 0.1 | 0 | 0 | Constrained, otherwise capacity available =90 kVA | --> | 0.095 | 0 | 0.005 | 0.093 | 0 |  | --> | C15 ex CRANNY | Cranny [T41] | ENNIS |  | 52.7192 | -9.3022
MV/LV Substation KI***539X |  | 10 kV | _ | LV | 630 kVA :Kiosk Substation | 0.63 | --> | 0.63 | 0.5 | 1.1 |  | --> | 0.598 | 0 | 0 | 0 | 0 | Constrained, otherwise capacity available =610 kW | --> | C16 ex KILKEE | Kilkee [T41] | TULLABRACK |  | 52.6778 | -9.6417
MV/LV Substation LO***544 |  | 10 kV | _ | LV | 50 kVA :Pole Substation | 0.05 | --> | 0.05 | 0 | 0 | Constrained, otherwise capacity available =43 kVA | --> | 0.048 | 0 | 0 | 0.048 | 0 |  | --> | C15 ex CRANNY | Cranny [T41] | ENNIS |  | 52.7138 | -9.2659
MV/LV Substation OC***544X |  | 10 kV | _ | LV | 400 kVA :Kiosk Substation | 0.4 | --> | 0.4 | 0.372 | 1.1 |  | --> | 0.38 | 0 | 0.005 | 0 | 0 | Constrained, otherwise capacity available =380 kW | --> | C16 ex KILKEE | Kilkee [T41] | TULLABRACK |  | 52.6855 | -9.6493
MV/LV Substation KI***561 |  | 10 kV | _ | LV | 100 kVA :Pole Substation | 0.1 | --> | 0.1 | 0 | 0 | Constrained, otherwise capacity available =48 kVA | --> | 0.095 | 0 | 0.014 | 0.092 | 0 |  | --> | C15 ex CRANNY | Cranny [T41] | ENNIS |  | 52.7199 | -9.3196
MV/LV Substation TH***570X |  | 10 kV | _ | LV | 200 kVA :Kiosk Substation | 0.2 | --> | 0.2 | 0.189 | 1.1 |  | --> | 0.19 | 0 | 0 | 0 | 0 | Constrained, otherwise capacity available =192 kW | --> | C23 ex KILKEE | Kilkee [T41] | TULLABRACK |  | 52.6696 | -9.6607
MV/LV Substation VA***593X |  | 10 kV | _ | LV | 400 kVA :Kiosk Substation | 0.4 | --> | 0.4 | 0.36 | 0.7 |  | --> | 0.38 | 0 | 0 | 0 | 0 | Constrained, otherwise capacity available =386 kW | --> | C15 ex KILRUSH | Kilrush [T41,T42] | TULLABRACK |  | 52.6368 | -9.4732
MV/LV Substation DI***597X |  | 10 kV | _ | LV | 50 kVA :Pole Substation | 0.05 | --> | 0.05 | 0.048 | 0.7 |  | --> | 0.048 | 0 | 0 | 0 | 0 | Constrained, otherwise capacity available =48 kW | --> | C16 ex KILRUSH | Kilrush [T41,T42] | TULLABRACK |  | 52.678 | -9.6352
MV/LV Substation SH***600X |  | 10 kV | _ | LV | 200 kVA :Kiosk Substation | 0.2 | --> | 0.2 | 0.121 | 0.7 |  | --> | 0.19 | 0 | 0.012 | 0 | 0 | Constrained, otherwise capacity available =192 kW | --> | C14 ex KILRUSH | Kilrush [T41,T42] | TULLABRACK |  | 52.6369 | -9.4966
MV/LV Substation CO***603 |  | 10 kV | _ | LV | 200 kVA :Pole Substation | 0.2 | --> | 0.2 | 0.139 | 0.7 |  | --> | 0.19 | 0 | 0.02 | 0 | 0 | Constrained, otherwise capacity available =183 kW | --> | C20 ex KILRUSH | Kilrush [T41,T42] | TULLABRACK |  | 52.7041 | -9.4179
MV/LV Substation DO***620X |  | 10 kV | _ | LV | 200 kVA :Kiosk Substation | 0.2 | --> | 0.2 | 0.122 | 0.7 |  | --> | 0.19 | 0 | 0 | 0 | 0 | Constrained, otherwise capacity available =200 kW | --> | C20 ex KILRUSH | Kilrush [T41,T42] | TULLABRACK |  | 52.7467 | -9.5008
MV/LV Substation DO***628X |  | 10 kV | _ | LV | 200 kVA :Kiosk Substation | 0.2 | --> | 0.2 | 0.135 | 0.7 |  | --> | 0.19 | 0 | 0 | 0 | 0 | Constrained, otherwise capacity available =199 kW | --> | C20 ex KILRUSH | Kilrush [T41,T42] | TULLABRACK |  | 52.7468 | -9.4954
MV/LV Substation KI***635X |  | 10 kV | _ | LV | 50 kVA :Pole Substation | 0.05 | --> | 0.05 | 0.037 | 0.7 |  | --> | 0.048 | 0 | 0 | 0 | 0 | Constrained, otherwise capacity available =49 kW | --> | C11 ex KILRUSH | Kilrush [T41,T42] | TULLABRACK |  | 52.6477 | -9.4664
MV/LV Substation CH***638X |  | 10 kV | _ | LV | 200 kVA :Kiosk Substation | 0.2 | --> | 0.2 | 0.155 | 1.1 |  | --> | 0.19 | 0 | 0.022 | 0 | 0 | Constrained, otherwise capacity available =180 kW | --> | C26 ex KILKEE | Kilkee [T41] | TULLABRACK |  | 52.7293 | -9.5284
MV/LV Substation KI***639X |  | 10 kV | _ | LV | 200 kVA :Kiosk Substation | 0.2 | --> | 0.2 | 0.165 | 0.7 |  | --> | 0.19 | 0 | 0.031 | 0 | 0 | Constrained, otherwise capacity available =172 kW | --> | C14 ex KILRUSH | Kilrush [T41,T42] | TULLABRACK |  | 52.6446 | -9.4924
MV/LV Substation CH***651 |  | 10 kV | _ | LV | 100 kVA :Pole Substation | 0.1 | --> | 0.1 | 0.029 | 1.1 |  | --> | 0.095 | 0 | 0.005 | 0 | 0 | Constrained, otherwise capacity available =100 kW | --> | C26 ex KILKEE | Kilkee [T41] | TULLABRACK |  | 52.7313 | -9.5258
MV/LV Substation WO***655X |  | 10 kV | _ | LV | 50 kVA :Pole Substation | 0.05 | --> | 0.05 | 0 | 0 | Constrained, otherwise capacity available =50 kVA | --> | 0.048 | 0 | 0 | 0.048 | 0 |  | --> | C15 ex CRANNY | Cranny [T41] | ENNIS |  | 52.7159 | -9.3322
MV/LV Substation RA***657X |  | 10 kV | _ | LV | 50 kVA :Pole Substation | 0.05 | --> | 0.05 | 0.047 | 1.1 |  | --> | 0.048 | 0 | 0 | 0 | 0 | Constrained, otherwise capacity available =48 kW | --> | C23 ex KILKEE | Kilkee [T41] | TULLABRACK |  | 52.605 | -9.7254
MV/LV Substation DO***661 |  | 10 kV | _ | LV | 50 kVA :Pole Substation | 0.05 | --> | 0.05 | 0.043 | 1.1 |  | --> | 0.048 | 0 | 0.006 | 0 | 0 | Constrained, otherwise capacity available =44 kW | --> | C26 ex KILKEE | Kilkee [T41] | TULLABRACK |  | 52.7358 | -9.5349
MV/LV Substation BE***669 |  | 10 kV | _ | LV | 50 kVA :Pole Substation | 0.05 | --> | 0.05 | 0.047 | 1.1 |  | --> | 0.048 | 0 | 0 | 0 | 0 | Constrained, otherwise capacity available =48 kW | --> | C26 ex KILKEE | Kilkee [T41] | TULLABRACK |  | 52.7236 | -9.5727
MV/LV Substation B ***679X |  | 10 kV | _ | LV | 100 kVA :Pole Substation | 0.1 | --> | 0.1 | 0.095 | 1.1 |  | --> | 0.095 | 0 | 0.005 | 0 | 0 | Constrained, otherwise capacity available =92 kW | --> | C23 ex KILKEE | Kilkee [T41] | TULLABRACK |  | 52.6001 | -9.7124
MV/LV Substation CU***729X |  | 10 kV | _ | LV | 200 kVA :Kiosk Substation | 0.2 | --> | 0.2 | 0.19 | 1.1 |  | --> | 0.19 | 0 | 0 | 0 | 0 | Constrained, otherwise capacity available =191 kW | --> | C25 ex KILKEE | Kilkee [T41] | TULLABRACK |  | 52.6758 | -9.6562
MV/LV Substation CR***734X |  | 10 kV | _ | LV | 200 kVA :Kiosk Substation | 0.2 | --> | 0.2 | 0 | 0 | Constrained, otherwise capacity available =177 kVA | --> | 0.19 | 0 | 0.007 | 0.188 | 0 |  | --> | C15 ex CRANNY | Cranny [T41] | ENNIS |  | 52.7242 | -9.3193
MV/LV Substation FE***739X |  | 10 kV | _ | LV | 200 kVA :Kiosk Substation | 0.2 | --> | 0.2 | 0.146 | 0.7 |  | --> | 0.19 | 0 | 0.027 | 0 | 0 | Constrained, otherwise capacity available =177 kW | --> | C15 ex KILRUSH | Kilrush [T41,T42] | TULLABRACK |  | 52.6316 | -9.4798
MV/LV Substation DO***747X |  | 10 kV | _ | LV | 630 kVA :Building Structure | 0.63 | --> | 0.63 | 0.5 | 0.7 |  | --> | 0.598 | 0 | 0 | 0 | 0 | Constrained, otherwise capacity available =615 kW | --> | C20 ex KILRUSH | Kilrush [T41,T42] | TULLABRACK |  | 52.7463 | -9.504
MV/LV Substation MO***764 |  | 10 kV | _ | LV | 50 kVA :Pole Substation | 0.05 | --> | 0.05 | 0.046 | 1.1 |  | --> | 0.048 | 0 | 0.005 | 0 | 0 | Constrained, otherwise capacity available =44 kW | --> | C23 ex KILKEE | Kilkee [T41] | TULLABRACK |  | 52.643 | -9.6853
MV/LV Substation RA***780 |  | 10 kV | _ | LV | 50 kVA :Pole Substation | 0.05 | --> | 0.05 | 0.04 | 1.1 |  | --> | 0.048 | 0 | 0.002 | 0 | 0 | Constrained, otherwise capacity available =47 kW | --> | C23 ex KILKEE | Kilkee [T41] | TULLABRACK |  | 52.6042 | -9.7164
MV/LV Substation PA***791X |  | 10 kV | _ | LV | 200 kVA :Kiosk Substation | 0.2 | --> | 0.2 | 0.195 | 1.1 |  | --> | 0.19 | 0 | 0 | 0 | 0 | Constrained, otherwise capacity available =191 kW | --> | C25 ex KILKEE | Kilkee [T41] | TULLABRACK |  | 52.6758 | -9.653
MV/LV Substation BE***803 |  | 10 kV | _ | LV | 100 kVA :Pole Substation | 0.1 | --> | 0.1 | 0.097 | 1.1 |  | --> | 0.095 | 0 | 0 | 0 | 0 | Constrained, otherwise capacity available =96 kW | --> | C23 ex KILKEE | Kilkee [T41] | TULLABRACK |  | 52.6058 | -9.7465
MV/LV Substation CR***811 |  | 10 kV | _ | LV | 50 kVA :Pole Substation | 0.05 | --> | 0.05 | 0.034 | 1.1 |  | --> | 0.048 | 0 | 0.006 | 0 | 0 | Constrained, otherwise capacity available =45 kW | --> | C23 ex KILKEE | Kilkee [T41] | TULLABRACK |  | 52.5987 | -9.7764
MV/LV Substation RO***835 |  | 10 kV | _ | LV | 50 kVA :Pole Substation | 0.05 | --> | 0.05 | 0.042 | 1.1 |  | --> | 0.048 | 0 | 0 | 0 | 0 | Constrained, otherwise capacity available =49 kW | --> | C23 ex KILKEE | Kilkee [T41] | TULLABRACK |  | 52.5932 | -9.838
MV/LV Substation LE***843 |  | 10 kV | _ | LV | 50 kVA :Pole Substation | 0.05 | --> | 0.05 | 0.037 | 0.7 |  | --> | 0.048 | 0 | 0 | 0 | 0 | Constrained, otherwise capacity available =49 kW | --> | C16 ex KILRUSH | Kilrush [T41,T42] | TULLABRACK |  | 52.6469 | -9.4993
MV/LV Substation WH***875X |  | 10 kV | _ | LV | 50 kVA :Pole Substation | 0.05 | --> | 0.05 | 0.05 | 1.1 |  | --> | 0.048 | 0 | 0 | 0 | 0 | Constrained, otherwise capacity available =48 kW | --> | C23 ex KILKEE | Kilkee [T41] | TULLABRACK |  | 52.6477 | -9.6727
MV/LV Substation TH***887X |  | 10 kV | _ | LV | 400 kVA :Kiosk Substation | 0.4 | --> | 0.4 | 0.388 | 0.7 |  | --> | 0.38 | 0 | 0.003 | 0 | 0 | Constrained, otherwise capacity available =379 kW | --> | C16 ex KILRUSH | Kilrush [T41,T42] | TULLABRACK |  | 52.6346 | -9.5983
MV/LV Substation CL***891X |  | 10 kV | _ | LV | 100 kVA :Pole Substation | 0.1 | --> | 0.1 | 0.079 | 1.1 |  | --> | 0.095 | 0 | 0 | 0 | 0 | Constrained, otherwise capacity available =98 kW | --> | C25 ex KILKEE | Kilkee [T41] | TULLABRACK |  | 52.6739 | -9.6516
MV/LV Substation BL***895 |  | 10 kV | _ | LV | 200 kVA :Pole Substation | 0.2 | --> | 0.2 | 0.195 | 0.7 |  | --> | 0.19 | 0 | 0 | 0 | 0 | Constrained, otherwise capacity available =191 kW | --> | C16 ex KILRUSH | Kilrush [T41,T42] | TULLABRACK |  | 52.668 | -9.5896
MV/LV Substation KE***916X |  | 10 kV | _ | LV | 50 kVA :Pole Substation | 0.05 | --> | 0.05 | 0.034 | 0.7 |  | --> | 0.048 | 0 | 0 | 0 | 0 | Constrained, otherwise capacity available =50 kW | --> | C14 ex KILRUSH | Kilrush [T41,T42] | TULLABRACK |  | 52.646 | -9.4816
MV/LV Substation CL***918X |  | 10 kV | _ | LV | 50 kVA :Pole Substation | 0.05 | --> | 0.05 | 0.05 | 0.7 |  | --> | 0.048 | 0 | 0 | 0 | 0 | Constrained, otherwise capacity available =48 kW | --> | C11 ex KILRUSH | Kilrush [T41,T42] | TULLABRACK |  | 52.6446 | -9.2636
MV/LV Substation LA***932X |  | 10 kV | _ | LV | 50 kVA :Pole Substation | 0.05 | --> | 0.05 | 0 | 0 | Constrained, otherwise capacity available =50 kVA | --> | 0.048 | 0 | 0 | 0.048 | 0 |  | --> | C15 ex CRANNY | Cranny [T41] | ENNIS |  | 52.7184 | -9.2802
MV/LV Substation DO***975X |  | 10 kV | _ | LV | 50 kVA :Pole Substation | 0.05 | --> | 0.05 | 0.046 | 1.1 |  | --> | 0.048 | 0 | 0 | 0 | 0 | Constrained, otherwise capacity available =48 kW | --> | C26 ex KILKEE | Kilkee [T41] | TULLABRACK |  | 52.7278 | -9.5474
MV/LV Substation DO***981X |  | 10 kV | _ | LV | 50 kVA :Pole Substation | 0.05 | --> | 0.05 | 0.045 | 1.1 |  | --> | 0.048 | 0 | 0 | 0 | 0 | Constrained, otherwise capacity available =48 kW | --> | C26 ex KILKEE | Kilkee [T41] | TULLABRACK |  | 52.7336 | -9.5327
MV/LV Substation BE***982X |  | 10 kV | _ | LV | 200 kVA :Kiosk Substation | 0.2 | --> | 0.2 | 0.158 | 0.7 |  | --> | 0.19 | 0 | 0.032 | 0 | 0 | Constrained, otherwise capacity available =172 kW | --> | C14 ex KILRUSH | Kilrush [T41,T42] | TULLABRACK |  | 52.6364 | -9.4995
MV/LV Substation DO***993X |  | 10 kV | _ | LV | 50 kVA :Pole Substation | 0.05 | --> | 0.05 | 0.05 | 1.1 |  | --> | 0.048 | 0 | 0 | 0 | 0 | Constrained, otherwise capacity available =48 kW | --> | C23 ex KILKEE | Kilkee [T41] | TULLABRACK |  | 52.623 | -9.6476
MV/LV Substation TH***994X |  | 10 kV | _ | LV | 200 kVA :Kiosk Substation | 0.2 | --> | 0.2 | 0.136 | 0.7 |  | --> | 0.19 | 0 | 0 | 0 | 0 | Constrained, otherwise capacity available =199 kW | --> | C20 ex KILRUSH | Kilrush [T41,T42] | TULLABRACK |  | 52.7474 | -9.4943
MV/LV Substation I ***001 |  | 10 kV | _ | LV | 200 kVA :Pole Substation | 0.2 | --> | 0.2 | 0.108 | 2.96 |  | --> | 0.19 | 0 | 0.071 | 0 | 0 | Constrained, otherwise capacity available =150 kW | --> | C15 ex BALLYRAINE | Ballyraine [T41,T42] | LETTERKENNY |  | 54.9525 | -7.7236
MV/LV Substation NE***002 |  | 10 kV | _ | LV | 400 kVA :Kiosk Substation | 0.4 | --> | 0.4 | 0.247 | 5.45 |  | --> | 0.38 | 0 | 0.018 | 0 | 0 | Constrained, otherwise capacity available =387 kW | --> | C17 ex GORTLEE | Gortlee [T41,T42] | LETTERKENNY |  | 54.9532 | -7.741
MV/LV Substation CO***005 |  | 10 kV | _ | LV | 200 kVA :Pole Substation | 0.2 | --> | 0.2 | 0 | 0 | Constrained, otherwise capacity available =147 kVA | --> | 0.19 | 0 | 0 | 0 | 0 | Constrained, otherwise capacity available =197 kW | --> | C12 ex CULLION | Cullion [T41,T42] | LETTERKENNY |  | 54.9488 | -7.7449
MV/LV Substation BA***006 |  | 10 kV | _ | LV | 200 kVA :Kiosk Substation | 0.2 | --> | 0.2 | 0.107 | 2.96 |  | --> | 0.19 | 0 | 0.022 | 0 | 0 | Constrained, otherwise capacity available =186 kW | --> | C12 ex BALLYRAINE | Ballyraine [T41,T42] | LETTERKENNY |  | 54.9538 | -7.7113
MV/LV Substation CR***010 |  | 10 kV | _ | LV | 100 kVA :Pole Substation | 0.1 | --> | 0.1 | 0.095 | 2.96 |  | --> | 0.095 | 0 | 0 | 0 | 0 | Constrained, otherwise capacity available =96 kW | --> | C12 ex BALLYRAINE | Ballyraine [T41,T42] | LETTERKENNY |  | 54.9561 | -7.7105
MV/LV Substation BR***013X |  | 10 kV | _ | LV | 200 kVA :Pole Substation | 0.2 | --> | 0.2 | 0.144 | 2.96 |  | --> | 0.19 | 0 | 0.011 | 0 | 0 | Constrained, otherwise capacity available =189 kW | --> | C21 ex BALLYRAINE | Ballyraine [T41,T42] | LETTERKENNY |  | 54.9834 | -7.7197
MV/LV Substation MA***014 |  | 10 kV | _ | LV | 200 kVA :Pole Substation | 0.2 | --> | 0.2 | 0.183 | 2.96 |  | --> | 0.19 | 0 | 0.015 | 0 | 0 | Constrained, otherwise capacity available =181 kW | --> | C12 ex BALLYRAINE | Ballyraine [T41,T42] | LETTERKENNY |  | 54.9586 | -7.7012
MV/LV Substation IR***015 |  | 10 kV | _ | LV | 1000 kVA :Building Structure | 1 | --> | 1 | 0.5 | 2.96 |  | --> | 0.95 | 0 | 0 | 0 | 0 | Constrained, otherwise capacity available =954 kW | --> | C12 ex BALLYRAINE | Ballyraine [T41,T42] | LETTERKENNY |  | 54.9594 | -7.7051
MV/LV Substation BU***015X |  | 10 kV | _ | LV | 630 kVA :Kiosk Substation | 0.63 | --> | 0.63 | 0 | 0 | Constrained, otherwise capacity available =579 kVA | --> | 0.598 | 0 | 0 | 0 | 0 | Constrained, otherwise capacity available =605 kW | --> | C18 ex CULLION | Cullion [T41,T42] | LETTERKENNY |  | 54.9474 | -7.7392
MV/LV Substation NE***018 |  | 10 kV | _ | LV | 200 kVA :Pole Substation | 0.2 | --> | 0.2 | 0 | 0 | Constrained, otherwise capacity available =160 kVA | --> | 0.19 | 0 | 0.009 | 0 | 0 | Constrained, otherwise capacity available =189 kW | --> | C12 ex CULLION | Cullion [T41,T42] | LETTERKENNY |  | 54.9419 | -7.7453
MV/LV Substation PO***019 |  | 10 kV | _ | LV | 630 kVA :Kiosk Substation | 0.63 | --> | 0.63 | 0.5 | 5.45 |  | --> | 0.598 | 0 | 0 | 0 | 0 | Constrained, otherwise capacity available =616 kW | --> | C17 ex GORTLEE | Gortlee [T41,T42] | LETTERKENNY |  | 54.9512 | -7.7353
MV/LV Substation GA***019X |  | 10 kV | _ | LV | 50 kVA :Pole Substation | 0.05 | --> | 0.05 | 0.036 | 1.69 |  | --> | 0.048 | 0 | 0 | 0 | 0 | Constrained, otherwise capacity available =49 kW | --> | C16 ex NEWTOWNCUNNINGHAM | Newtowncunningham [T41,T42] | LETTERKENNY |  | 54.9365 | -7.5694
MV/LV Substation BR***021X |  | 10 kV | _ | LV | 100 kVA :Pole Substation | 0.1 | --> | 0.1 | 0 | 0 | Constrained, otherwise capacity available =84 kVA | --> | 0.095 | 0 | 0 | 0 | 0 | Constrained, otherwise capacity available =97 kW | --> | C15 ex CULLION | Cullion [T41,T42] | LETTERKENNY |  | 54.9451 | -7.6987
MV/LV Substation HE***022 |  | 10 kV | _ | LV | 630 kVA :Kiosk Substation | 0.63 | --> | 0.63 | 0.446 | 2.96 |  | --> | 0.598 | 0 | 0.009 | 0 | 0 | Constrained, otherwise capacity available =616 kW | --> | C12 ex BALLYRAINE | Ballyraine [T41,T42] | LETTERKENNY |  | 54.9493 | -7.7208
MV/LV Substation BU***023X |  | 10 kV | _ | LV | 630 kVA :Kiosk Substation | 0.63 | --> | 0.63 | 0 | 0 | Constrained, otherwise capacity available =518 kVA | --> | 0.598 | 0 | 0 | 0 | 0 | Constrained, otherwise capacity available =614 kW | --> | C18 ex CULLION | Cullion [T41,T42] | LETTERKENNY |  | 54.9471 | -7.7397
MV/LV Substation TR***024X |  | 10 kV | _ | LV | 50 kVA :Pole Substation | 0.05 | --> | 0.05 | 0 | 0 | Constrained, otherwise capacity available =48 kVA | --> | 0.048 | 0 | 0 | 0 | 0 | Constrained, otherwise capacity available =48 kW | --> | C15 ex CULLION | Cullion [T41,T42] | LETTERKENNY |  | 54.9447 | -7.6627
MV/LV Substation AR***025 |  | 10 kV | _ | LV | 400 kVA :Kiosk Substation | 0.4 | --> | 0.4 | 0.299 | 2.96 |  | --> | 0.38 | 0 | 0.011 | 0 | 0 | Constrained, otherwise capacity available =386 kW | --> | C11 ex BALLYRAINE | Ballyraine [T41,T42] | LETTERKENNY |  | 54.9577 | -7.7193
MV/LV Substation KN***026 |  | 10 kV | _ | LV | 200 kVA :Kiosk Substation | 0.2 | --> | 0.2 | 0.119 | 2.96 |  | --> | 0.19 | 0 | 0.023 | 0 | 0 | Constrained, otherwise capacity available =184 kW | --> | C11 ex BALLYRAINE | Ballyraine [T41,T42] | LETTERKENNY |  | 54.9613 | -7.7242
MV/LV Substation BA***028 |  | 10 kV | _ | LV | 400 kVA :Building Structure | 0.4 | --> | 0.4 | 0 | 0 | Constrained, otherwise capacity available =373 kVA | --> | 0.38 | 0 | 0 | 0 | 0 | Constrained, otherwise capacity available =384 kW | --> | C13 ex CULLION | Cullion [T41,T42] | LETTERKENNY |  | 54.952 | -7.729
MV/LV Substation KN***029 |  | 10 kV | _ | LV | 100 kVA :Pole Substation | 0.1 | --> | 0.1 | 0 | 5.45 |  | --> | 0.095 | 0 | 0.005 | 0 | 0 | Constrained, otherwise capacity available =107 kW | --> | C17 ex GORTLEE | Gortlee [T41,T42] | LETTERKENNY |  | 54.9624 | -7.7275
MV/LV Substation MC***031 |  | 10 kV | _ | LV | 200 kVA :Pole Substation | 0.2 | --> | 0.2 | 0.172 | 5.45 |  | --> | 0.19 | 0 | 0 | 0 | 0 | Constrained, otherwise capacity available =194 kW | --> | C14 ex GORTLEE | Gortlee [T41,T42] | LETTERKENNY |  | 54.9583 | -7.7456
MV/LV Substation ST***032 |  | 10 kV | _ | LV | 400 kVA :Building Structure | 0.4 | --> | 0.4 | 0.262 | 5.45 |  | --> | 0.38 | 0 | 0 | 0 | 0 | Constrained, otherwise capacity available =398 kW | --> | C17 ex GORTLEE | Gortlee [T41,T42] | LETTERKENNY |  | 54.9599 | -7.7296
MV/LV Substation KE***033 |  | 10 kV | _ | LV | 200 kVA :Pole Substation | 0.2 | --> | 0.2 | 0 | 0 | Constrained, otherwise capacity available =141 kVA | --> | 0.19 | 0 | 0 | 0 | 0 | Constrained, otherwise capacity available =198 kW | --> | C12 ex CULLION | Cullion [T41,T42] | LETTERKENNY |  | 54.9471 | -7.7458
MV/LV Substation OL***034 |  | 10 kV | _ | LV | 630 kVA :Building Structure | 0.63 | --> | 0.63 | 0 | 0 | Constrained, otherwise capacity available =174 kVA | --> | 0.598 | 0 | 0.01 | 0 | 0 | Constrained, otherwise capacity available =650 kW | --> | C18 ex CULLION | Cullion [T41,T42] | LETTERKENNY |  | 54.9481 | -7.7378
MV/LV Substation ST***035 |  | 10 kV | _ | LV | 200 kVA :Pole Substation | 0.2 | --> | 0.2 | 0 | 0 | Constrained, otherwise capacity available =125 kVA | --> | 0.19 | 0 | 0.01 | 0 | 0 | Constrained, otherwise capacity available =193 kW | --> | C12 ex CULLION | Cullion [T41,T42] | LETTERKENNY |  | 54.9513 | -7.745
MV/LV Substation OA***037 |  | 10 kV | _ | LV | 400 kVA :Building Structure | 0.4 | --> | 0.4 | 0.29 | 2.96 |  | --> | 0.38 | 0 | 0.027 | 0 | 0 | Constrained, otherwise capacity available =375 kW | --> | C15 ex BALLYRAINE | Ballyraine [T41,T42] | LETTERKENNY |  | 54.9548 | -7.7282
MV/LV Substation GL***038 |  | 10 kV | _ | LV | 400 kVA :Kiosk Substation | 0.4 | --> | 0.4 | 0.29 | 5.45 |  | --> | 0.38 | 0 | 0.021 | 0 | 0 | Constrained, otherwise capacity available =379 kW | --> | C14 ex GORTLEE | Gortlee [T41,T42] | LETTERKENNY |  | 54.9563 | -7.7464
MV/LV Substation DU***039 |  | 10 kV | _ | LV | 630 kVA :Building Structure | 0.63 | --> | 0.63 | 0 | 0 | Constrained, otherwise capacity available =362 kVA | --> | 0.598 | 0 | 0 | 0 | 0 | Constrained, otherwise capacity available =634 kW | --> | C12 ex CULLION | Cullion [T41,T42] | LETTERKENNY |  | 54.9462 | -7.7416
MV/LV Substation NE***040 |  | 10 kV | _ | LV | 200 kVA :Pole Substation | 0.2 | --> | 0.2 | 0.148 | 5.45 |  | --> | 0.19 | 0 | 0 | 0 | 0 | Constrained, otherwise capacity available =197 kW | --> | C17 ex GORTLEE | Gortlee [T41,T42] | LETTERKENNY |  | 54.9548 | -7.7416
MV/LV Substation E ***041 |  | 10 kV | _ | LV | 400 kVA :Kiosk Substation | 0.4 | --> | 0.4 | 0.186 | 2.96 |  | --> | 0.38 | 0 | 0.03 | 0 | 0 | Constrained, otherwise capacity available =386 kW | --> | C15 ex BALLYRAINE | Ballyraine [T41,T42] | LETTERKENNY |  | 54.9525 | -7.7327
MV/LV Substation BO***041X |  | 10 kV | _ | LV | 630 kVA :Kiosk Substation | 0.63 | --> | 0.63 | 0 | 0 | Constrained, otherwise capacity available =535 kVA | --> | 0.598 | 0 | 0 | 0 | 0 | Constrained, otherwise capacity available =611 kW | --> | C18 ex CULLION | Cullion [T41,T42] | LETTERKENNY |  | 54.9464 | -7.7294
MV/LV Substation MT***042 |  | 10 kV | _ | LV | 400 kVA :Building Structure | 0.4 | --> | 0.4 | 0.21 | 2.96 |  | --> | 0.38 | 0 | 0.011 | 0 | 0 | Constrained, otherwise capacity available =397 kW | --> | C12 ex BALLYRAINE | Ballyraine [T41,T42] | LETTERKENNY |  | 54.9502 | -7.7148
MV/LV Substation MC***044 |  | 10 kV | _ | LV | 200 kVA :Pole Substation | 0.2 | --> | 0.2 | 0 | 0 | Constrained, otherwise capacity available =72 kVA | --> | 0.19 | 0 | 0.005 | 0 | 0 | Constrained, otherwise capacity available =203 kW | --> | C12 ex CULLION | Cullion [T41,T42] | LETTERKENNY |  | 54.9421 | -7.7411
MV/LV Substation GL***045 |  | 10 kV | _ | LV | 200 kVA :Pole Substation | 0.2 | --> | 0.2 | 0.143 | 5.45 |  | --> | 0.19 | 0 | 0.018 | 0 | 0 | Constrained, otherwise capacity available =184 kW | --> | C14 ex GORTLEE | Gortlee [T41,T42] | LETTERKENNY |  | 54.9599 | -7.7513
MV/LV Substation TH***046 |  | 10 kV | _ | LV | 200 kVA :Building Structure | 0.2 | --> | 0.2 | 0.174 | 2.96 |  | --> | 0.19 | 0 | 0.011 | 0 | 0 | Constrained, otherwise capacity available =185 kW | --> | C12 ex BALLYRAINE | Ballyraine [T41,T42] | LETTERKENNY |  | 54.9588 | -7.7039
MV/LV Substation I ***047 |  | 10 kV | _ | LV | 400 kVA :Building Structure | 0.4 | --> | 0.4 | 0.335 | 2.96 |  | --> | 0.38 | 0 | 0 | 0 | 0 | Constrained, otherwise capacity available =389 kW | --> | C12 ex BALLYRAINE | Ballyraine [T41,T42] | LETTERKENNY |  | 54.9564 | -7.7059
MV/LV Substation GR***048 |  | 10 kV | _ | LV | 630 kVA :Building Structure | 0.63 | --> | 0.63 | 0 | 0 | Constrained, otherwise capacity available =390 kVA | --> | 0.598 | 0 | 0 | 0 | 0 | Constrained, otherwise capacity available =630 kW | --> | C18 ex CULLION | Cullion [T41,T42] | LETTERKENNY |  | 54.9493 | -7.7371
MV/LV Substation AN***049 |  | 10 kV | _ | LV | 200 kVA :Building Structure | 0.2 | --> | 0.2 | 0.143 | 2.96 |  | --> | 0.19 | 0 | 0 | 0 | 0 | Constrained, otherwise capacity available =198 kW | --> | C12 ex BALLYRAINE | Ballyraine [T41,T42] | LETTERKENNY |  | 54.9552 | -7.7045
MV/LV Substation HA***049X |  | 10 kV | _ | LV | 200 kVA :Kiosk Substation | 0.2 | --> | 0.2 | 0.131 | 5.45 |  | --> | 0.19 | 0 | 0.01 | 0 | 0 | Constrained, otherwise capacity available =192 kW | --> | C13 ex GORTLEE | Gortlee [T41,T42] | LETTERKENNY |  | 54.9669 | -7.726
MV/LV Substation GO***050 |  | 10 kV | _ | LV | 400 kVA :Kiosk Substation | 0.4 | --> | 0.4 | 0.156 | 2.96 |  | --> | 0.38 | 0 | 0.046 | 0 | 0 | Constrained, otherwise capacity available =378 kW | --> | C15 ex BALLYRAINE | Ballyraine [T41,T42] | LETTERKENNY |  | 54.9555 | -7.7349
MV/LV Substation RI***050X |  | 10 kV | _ | LV | 630 kVA :Kiosk Substation | 0.63 | --> | 0.63 | 0 | 0 | Constrained, otherwise capacity available =330 kVA | --> | 0.598 | 0 | 0 | 0 | 0 | Constrained, otherwise capacity available =638 kW | --> | C18 ex CULLION | Cullion [T41,T42] | LETTERKENNY |  | 54.9463 | -7.7391
MV/LV Substation L/***051 |  | 10 kV | _ | LV | 630 kVA :Kiosk Substation | 0.63 | --> | 0.63 | 0 | 0 | Constrained, otherwise capacity available =460 kVA | --> | 0.598 | 0 | 0 | 0 | 0 | Constrained, otherwise capacity available =621 kW | --> | C18 ex CULLION | Cullion [T41,T42] | LETTERKENNY |  | 54.9485 | -7.7336
MV/LV Substation IO***052 |  | 10 kV | _ | LV | 400 kVA :Kiosk Substation | 0.4 | --> | 0.4 | 0.239 | 5.45 |  | --> | 0.38 | 0 | 0.037 | 0 | 0 | Constrained, otherwise capacity available =374 kW | --> | C17 ex GORTLEE | Gortlee [T41,T42] | LETTERKENNY |  | 54.9567 | -7.7375
MV/LV Substation HA***053 |  | 10 kV | _ | LV | 200 kVA :Kiosk Substation | 0.2 | --> | 0.2 | 0 | 0 | Constrained, otherwise capacity available =93 kVA | --> | 0.19 | 0 | 0.037 | 0 | 0 | Constrained, otherwise capacity available =177 kW | --> | C12 ex CULLION | Cullion [T41,T42] | LETTERKENNY |  | 54.9521 | -7.7481
MV/LV Substation FI***053X |  | 10 kV | _ | LV | 50 kVA :Pole Substation | 0.05 | --> | 0.05 | 0 | 0 | Constrained, otherwise capacity available =15 kVA | --> | 0.048 | 0 | 0.006 | 0 | 0 | Constrained, otherwise capacity available =48 kW | --> | C12 ex CULLION | Cullion [T41,T42] | LETTERKENNY |  | 54.9366 | -7.7933
MV/LV Substation SL***054 |  | 10 kV | _ | LV | 400 kVA :Kiosk Substation | 0.4 | --> | 0.4 | 0.246 | 5.45 |  | --> | 0.38 | 0 | 0 | 0 | 0 | Constrained, otherwise capacity available =400 kW | --> | C17 ex GORTLEE | Gortlee [T41,T42] | LETTERKENNY |  | 54.9595 | -7.7403
MV/LV Substation AS***055 |  | 10 kV | _ | LV | 400 kVA :Kiosk Substation | 0.4 | --> | 0.4 | 0.337 | 2.96 |  | --> | 0.38 | 0 | 0.019 | 0 | 0 | Constrained, otherwise capacity available =374 kW | --> | C15 ex BALLYRAINE | Ballyraine [T41,T42] | LETTERKENNY |  | 54.9555 | -7.7165
MV/LV Substation AS***056 |  | 10 kV | _ | LV | 400 kVA :Kiosk Substation | 0.4 | --> | 0.4 | 0.321 | 2.96 |  | --> | 0.38 | 0 | 0.023 | 0 | 0 | Constrained, otherwise capacity available =374 kW | --> | C15 ex BALLYRAINE | Ballyraine [T41,T42] | LETTERKENNY |  | 54.9545 | -7.7175
MV/LV Substation ER***056X |  | 10 kV | _ | LV | 200 kVA :Kiosk Substation | 0.2 | --> | 0.2 | 0.111 | 2.96 |  | --> | 0.19 | 0 | 0.01 | 0 | 0 | Constrained, otherwise capacity available =194 kW | --> | C21 ex BALLYRAINE | Ballyraine [T41,T42] | LETTERKENNY |  | 54.9847 | -7.7231
MV/LV Substation QU***057 |  | 10 kV | _ | LV | 1000 kVA :Building Structure | 1 | --> | 1 | 0.5 | 2.96 |  | --> | 0.95 | 0 | 0 | 0 | 0 | Constrained, otherwise capacity available =998 kW | --> | C15 ex BALLYRAINE | Ballyraine [T41,T42] | LETTERKENNY |  | 54.954 | -7.7263
MV/LV Substation DI***058 |  | 10 kV | _ | LV | 1000 kVA :Kiosk Substation | 1 | --> | 1 | 0.5 | 5.45 |  | --> | 0.95 | 0 | 0 | 0 | 0 | Constrained, otherwise capacity available =978 kW | --> | C17 ex GORTLEE | Gortlee [T41,T42] | LETTERKENNY |  | 54.9505 | -7.7361
MV/LV Substation NI***059 |  | 10 kV | _ | LV | 200 kVA :Pole Substation | 0.2 | --> | 0.2 | 0 | 0 | Constrained, otherwise capacity available =102 kVA | --> | 0.19 | 0 | 0.01 | 0 | 0 | Constrained, otherwise capacity available =196 kW | --> | C13 ex CULLION | Cullion [T41,T42] | LETTERKENNY |  | 54.9507 | -7.7247
MV/LV Substation KN***063 |  | 10 kV | _ | LV | 400 kVA :Kiosk Substation | 0.4 | --> | 0.4 | 0.317 | 5.45 |  | --> | 0.38 | 0 | 0.007 | 0 | 0 | Constrained, otherwise capacity available =386 kW | --> | C17 ex GORTLEE | Gortlee [T41,T42] | LETTERKENNY |  | 54.9556 | -7.7404
MV/LV Substation SI***064 |  | 10 kV | _ | LV | 630 kVA :Building Structure | 0.63 | --> | 0.63 | 0.494 | 2.96 |  | --> | 0.598 | 0 | 0 | 0 | 0 | Constrained, otherwise capacity available =617 kW | --> | C12 ex BALLYRAINE | Ballyraine [T41,T42] | LETTERKENNY |  | 54.9587 | -7.7039
MV/LV Substation TH***064X |  | 10 kV | _ | LV | 400 kVA :Kiosk Substation | 0.4 | --> | 0.4 | 0 | 0 | Constrained, otherwise capacity available =398 kVA | --> | 0.38 | 0 | 0 | 0 | 0 | Constrained, otherwise capacity available =380 kW | --> | C12 ex CULLION | Cullion [T41,T42] | LETTERKENNY |  | 54.9288 | -7.7291
MV/LV Substation FO***065X |  | 10 kV | _ | LV | 400 kVA :Kiosk Substation | 0.4 | --> | 0.4 | 0.197 | 5.45 |  | --> | 0.38 | 0 | 0.042 | 0 | 0 | Constrained, otherwise capacity available =376 kW | --> | C13 ex GORTLEE | Gortlee [T41,T42] | LETTERKENNY |  | 54.975 | -7.7299
MV/LV Substation WO***067 |  | 10 kV | _ | LV | 400 kVA :Kiosk Substation | 0.4 | --> | 0.4 | 0 | 0 | Constrained, otherwise capacity available =283 kVA | --> | 0.38 | 0 | 0.026 | 0 | 0 | Constrained, otherwise capacity available =376 kW | --> | C12 ex CULLION | Cullion [T41,T42] | LETTERKENNY |  | 54.9349 | -7.7353
MV/LV Substation RE***070 |  | 10 kV | _ | LV | 200 kVA :Pole Substation | 0.2 | --> | 0.2 | 0 | 0 | Constrained, otherwise capacity available =163 kVA | --> | 0.19 | 0 | 0 | 0 | 0 | Constrained, otherwise capacity available =195 kW | --> | C15 ex CULLION | Cullion [T41,T42] | LETTERKENNY |  | 54.9352 | -7.6268
MV/LV Substation CO***075X |  | 10 kV | _ | LV | 200 kVA :Pole Substation | 0.2 | --> | 0.2 | 0 | 0 | Constrained, otherwise capacity available =199 kVA | --> | 0.19 | 0 | 0 | 0 | 0 | Constrained, otherwise capacity available =190 kW | --> | C15 ex CULLION | Cullion [T41,T42] | LETTERKENNY |  | 54.9409 | -7.6997
MV/LV Substation CO***076 |  | 10 kV | _ | LV | 400 kVA :Kiosk Substation | 0.4 | --> | 0.4 | 0.23 | 5.45 |  | --> | 0.38 | 0 | 0.018 | 0 | 0 | Constrained, otherwise capacity available =389 kW | --> | C14 ex GORTLEE | Gortlee [T41,T42] | LETTERKENNY |  | 54.9572 | -7.7532
MV/LV Substation SO***080X |  | 10 kV | _ | LV | 200 kVA :Kiosk Substation | 0.2 | --> | 0.2 | 0.115 | 5.45 |  | --> | 0.19 | 0 | 0.014 | 0 | 0 | Constrained, otherwise capacity available =191 kW | --> | C14 ex GORTLEE | Gortlee [T41,T42] | LETTERKENNY |  | 54.9642 | -7.7551
MV/LV Substation MU***081 |  | 10 kV | _ | LV | 50 kVA :Pole Substation | 0.05 | --> | 0.05 | 0 | 0 | Constrained, otherwise capacity available =38 kVA | --> | 0.048 | 0 | 0 | 0 | 0 | Constrained, otherwise capacity available =49 kW | --> | C15 ex CULLION | Cullion [T41,T42] | LETTERKENNY |  | 54.9466 | -7.7024
MV/LV Substation DO***084X |  | 10 kV | _ | LV | 400 kVA :Kiosk Substation | 0.4 | --> | 0.4 | 0.385 | 5.45 |  | --> | 0.38 | 0 | 0 | 0 | 0 | Constrained, otherwise capacity available =382 kW | --> | C18 ex GORTLEE | Gortlee [T41,T42] | LETTERKENNY |  | 54.962 | -7.7126
MV/LV Substation CA***088 |  | 10 kV | _ | LV | 200 kVA :Kiosk Substation | 0.2 | --> | 0.2 | 0.13 | 2.96 |  | --> | 0.19 | 0 | 0.041 | 0 | 0 | Constrained, otherwise capacity available =169 kW | --> | C21 ex BALLYRAINE | Ballyraine [T41,T42] | LETTERKENNY |  | 54.9634 | -7.6933
MV/LV Substation AR***090 |  | 10 kV | _ | LV | 630 kVA :Building Structure | 0.63 | --> | 0.63 | 0.5 | 2.96 |  | --> | 0.598 | 0 | 0.02 | 0 | 0 | Constrained, otherwise capacity available =595 kW | --> | C15 ex BALLYRAINE | Ballyraine [T41,T42] | LETTERKENNY |  | 54.9534 | -7.7323
MV/LV Substation PA***095X |  | 10 kV | _ | LV | 630 kVA :Building Structure | 0.63 | --> | 0.63 | 0.5 | 5.45 |  | --> | 0.598 | 0 | 0.011 | 0 | 0 | Constrained, otherwise capacity available =605 kW | --> | C18 ex GORTLEE | Gortlee [T41,T42] | LETTERKENNY |  | 54.9613 | -7.715
MV/LV Substation TH***097X |  | 10 kV | _ | LV | 400 kVA :Kiosk Substation | 0.4 | --> | 0.4 | 0.361 | 5.45 |  | --> | 0.38 | 0 | 0.009 | 0 | 0 | Constrained, otherwise capacity available =379 kW | --> | C14 ex GORTLEE | Gortlee [T41,T42] | LETTERKENNY |  | 54.9548 | -7.7523
MV/LV Substation RA***099X |  | 10 kV | _ | LV | 100 kVA :Pole Substation | 0.1 | --> | 0.1 | 0 | 0 | Constrained, otherwise capacity available =95 kVA | --> | 0.095 | 0 | 0 | 0 | 0 | Constrained, otherwise capacity available =96 kW | --> | C15 ex CULLION | Cullion [T41,T42] | LETTERKENNY |  | 54.9384 | -7.6186
MV/LV Substation CO***100 |  | 10 kV | _ | LV | 50 kVA :Pole Substation | 0.05 | --> | 0.05 | 0 | 0 | Constrained, otherwise capacity available =50 kVA | --> | 0.048 | 0 | 0 | 0 | 0 | Constrained, otherwise capacity available =48 kW | --> | C15 ex CULLION | Cullion [T41,T42] | LETTERKENNY |  | 54.9482 | -7.6652
MV/LV Substation BA***102 |  | 10 kV | _ | LV | 400 kVA :Building Structure | 0.4 | --> | 0.4 | 0.337 | 2.96 |  | --> | 0.38 | 0 | 0.018 | 0 | 0 | Constrained, otherwise capacity available =375 kW | --> | C15 ex BALLYRAINE | Ballyraine [T41,T42] | LETTERKENNY |  | 54.9528 | -7.7205
MV/LV Substation DO***114X |  | 10 kV | _ | LV | 630 kVA :Kiosk Substation | 0.63 | --> | 0.63 | 0.5 | 2.96 |  | --> | 0.598 | 0 | 0.006 | 0 | 0 | Constrained, otherwise capacity available =603 kW | --> | C12 ex BALLYRAINE | Ballyraine [T41,T42] | LETTERKENNY |  | 54.9477 | -7.7189
MV/LV Substation DO***117 |  | 10 kV | _ | LV | 1000 kVA :Building Structure | 1 | --> | 1 | 0 | 0 | Constrained, otherwise capacity available =541 kVA | --> | 0.95 | 0 | 0.05 | 0 | 0 | Constrained, otherwise capacity available =971 kW | --> | C18 ex CULLION | Cullion [T41,T42] | LETTERKENNY |  | 54.9461 | -7.7345
MV/LV Substation DR***119 |  | 10 kV | _ | LV | 200 kVA :Pole Substation | 0.2 | --> | 0.2 | 0.18 | 2.96 |  | --> | 0.19 | 0 | 0.015 | 0 | 0 | Constrained, otherwise capacity available =182 kW | --> | C21 ex BALLYRAINE | Ballyraine [T41,T42] | LETTERKENNY |  | 54.9724 | -7.6895
MV/LV Substation IL***124X |  | 10 kV | _ | LV | 200 kVA :Pole Substation | 0.2 | --> | 0.2 | 0.145 | 2.96 |  | --> | 0.19 | 0 | 0.01 | 0 | 0 | Constrained, otherwise capacity available =190 kW | --> | C21 ex BALLYRAINE | Ballyraine [T41,T42] | LETTERKENNY |  | 54.9953 | -7.7311
MV/LV Substation TR***128X |  | 10 kV | _ | LV | 200 kVA :Pole Substation | 0.2 | --> | 0.2 | 0 | 0 | Constrained, otherwise capacity available =166 kVA | --> | 0.19 | 0 | 0 | 0 | 0 | Constrained, otherwise capacity available =195 kW | --> | C20 ex CULLION | Cullion [T41,T42] | LETTERKENNY |  | 54.8897 | -7.7347
MV/LV Substation HO***131 |  | 10 kV | _ | LV | 630 kVA :Building Structure | 0.63 | --> | 0.63 | 0.5 | 2.96 |  | --> | 0.598 | 0 | 0.01 | 0 | 0 | Constrained, otherwise capacity available =600 kW | --> | C12 ex BALLYRAINE | Ballyraine [T41,T42] | LETTERKENNY |  | 54.9587 | -7.7059
MV/LV Substation FA***133X |  | 10 kV | _ | LV | 400 kVA :Kiosk Substation | 0.4 | --> | 0.4 | 0.2 | 5.45 |  | --> | 0.38 | 0 | 0.03 | 0 | 0 | Constrained, otherwise capacity available =384 kW | --> | C14 ex GORTLEE | Gortlee [T41,T42] | LETTERKENNY |  | 54.9634 | -7.7454
MV/LV Substation WO***136X |  | 10 kV | _ | LV | 50 kVA :Pole Substation | 0.05 | --> | 0.05 | 0 | 0 | Constrained, otherwise capacity available =45 kVA | --> | 0.048 | 0 | 0.006 | 0 | 0 | Constrained, otherwise capacity available =44 kW | --> | C12 ex CULLION | Cullion [T41,T42] | LETTERKENNY |  | 54.9301 | -7.7203
MV/LV Substation GL***139X |  | 10 kV | _ | LV | 50 kVA :Pole Substation | 0.05 | --> | 0.05 | 0 | 0 | Constrained, otherwise capacity available =46 kVA | --> | 0.048 | 0 | 0 | 0 | 0 | Constrained, otherwise capacity available =48 kW | --> | C12 ex CULLION | Cullion [T41,T42] | LETTERKENNY |  | 54.9403 | -7.8386
MV/LV Substation CO***141 |  | 10 kV | _ | LV | 400 kVA :Building Structure | 0.4 | --> | 0.4 | 0.244 | 2.96 |  | --> | 0.38 | 0 | 0.006 | 0 | 0 | Constrained, otherwise capacity available =396 kW | --> | C15 ex BALLYRAINE | Ballyraine [T41,T42] | LETTERKENNY |  | 54.9517 | -7.7346
MV/LV Substation BA***141X |  | 10 kV | _ | LV | 400 kVA :Kiosk Substation | 0.4 | --> | 0.4 | 0.198 | 5.45 |  | --> | 0.38 | 0 | 0.034 | 0 | 0 | Constrained, otherwise capacity available =382 kW | --> | C14 ex GORTLEE | Gortlee [T41,T42] | LETTERKENNY |  | 54.9477 | -7.7584
MV/LV Substation CA***145X |  | 10 kV | _ | LV | 100 kVA :Pole Substation | 0.1 | --> | 0.1 | 0.098 | 2.96 |  | --> | 0.095 | 0 | 0 | 0 | 0 | Constrained, otherwise capacity available =95 kW | --> | C21 ex BALLYRAINE | Ballyraine [T41,T42] | LETTERKENNY |  | 54.9832 | -7.6902
MV/LV Substation AS***152X |  | 10 kV | _ | LV | 400 kVA :Kiosk Substation | 0.4 | --> | 0.4 | 0.289 | 5.45 |  | --> | 0.38 | 0 | 0 | 0 | 0 | Constrained, otherwise capacity available =395 kW | --> | C13 ex GORTLEE | Gortlee [T41,T42] | LETTERKENNY |  | 54.9697 | -7.725
MV/LV Substation ID***153X |  | 10 kV | _ | LV | 630 kVA :Building Structure | 0.63 | --> | 0.63 | 0.479 | 5.45 |  | --> | 0.598 | 0 | 0 | 0 | 0 | Constrained, otherwise capacity available =619 kW | --> | C13 ex GORTLEE | Gortlee [T41,T42] | LETTERKENNY |  | 54.9657 | -7.7318
MV/LV Substation GO***156X |  | 10 kV | _ | LV | 400 kVA :Kiosk Substation | 0.4 | --> | 0.4 | 0.385 | 2.96 |  | --> | 0.38 | 0 | 0.01 | 0 | 0 | Constrained, otherwise capacity available =375 kW | --> | C15 ex BALLYRAINE | Ballyraine [T41,T42] | LETTERKENNY |  | 54.9521 | -7.7327
MV/LV Substation CO***161 |  | 10 kV | _ | LV | 630 kVA :Building Structure | 0.63 | --> | 0.63 | 0 | 0 | Constrained, otherwise capacity available =348 kVA | --> | 0.598 | 0 | 0 | 0 | 0 | Constrained, otherwise capacity available =632 kW | --> | C18 ex CULLION | Cullion [T41,T42] | LETTERKENNY |  | 54.9487 | -7.7373
MV/LV Substation FR***162X |  | 10 kV | _ | LV | 50 kVA :Pole Substation | 0.05 | --> | 0.05 | 0 | 0 | Constrained, otherwise capacity available =49 kVA | --> | 0.048 | 0 | 0 | 0 | 0 | Constrained, otherwise capacity available =48 kW | --> | C12 ex CULLION | Cullion [T41,T42] | LETTERKENNY |  | 54.9548 | -7.8501
MV/LV Substation GL***169 |  | 10 kV | _ | LV | 100 kVA :Pole Substation | 0.1 | --> | 0.1 | 0.068 | 5.45 |  | --> | 0.095 | 0 | 0 | 0 | 0 | Constrained, otherwise capacity available =99 kW | --> | C14 ex GORTLEE | Gortlee [T41,T42] | LETTERKENNY |  | 54.9621 | -7.7542
MV/LV Substation LI***173X |  | 10 kV | _ | LV | 400 kVA :Kiosk Substation | 0.4 | --> | 0.4 | 0.25 | 5.45 |  | --> | 0.38 | 0 | 0.028 | 0 | 0 | Constrained, otherwise capacity available =379 kW | --> | C18 ex GORTLEE | Gortlee [T41,T42] | LETTERKENNY |  | 54.9686 | -7.7114
MV/LV Substation WH***178 |  | 10 kV | _ | LV | 400 kVA :Kiosk Substation | 0.4 | --> | 0.4 | 0.245 | 2.96 |  | --> | 0.38 | 0 | 0.021 | 0 | 0 | Constrained, otherwise capacity available =385 kW | --> | C11 ex BALLYRAINE | Ballyraine [T41,T42] | LETTERKENNY |  | 54.9589 | -7.7224
MV/LV Substation SY***181 |  | 10 kV | _ | LV | 400 kVA :Building Structure | 0.4 | --> | 0.4 | 0.3 | 2.96 |  | --> | 0.38 | 0 | 0.011 | 0 | 0 | Constrained, otherwise capacity available =385 kW | --> | C11 ex BALLYRAINE | Ballyraine [T41,T42] | LETTERKENNY |  | 54.9575 | -7.7163
MV/LV Substation GL***190X |  | 10 kV | _ | LV | 100 kVA :Pole Substation | 0.1 | --> | 0.1 | 0.069 | 2.96 |  | --> | 0.095 | 0 | 0.023 | 0 | 0 | Constrained, otherwise capacity available =82 kW | --> | C21 ex BALLYRAINE | Ballyraine [T41,T42] | LETTERKENNY |  | 54.9594 | -7.6895
MV/LV Substation MC***191X |  | 10 kV | _ | LV | 100 kVA :Pole Substation | 0.1 | --> | 0.1 | 0.094 | 2.96 |  | --> | 0.095 | 0 | 0.021 | 0 | 0 | Constrained, otherwise capacity available =80 kW | --> | C12 ex BALLYRAINE | Ballyraine [T41,T42] | LETTERKENNY |  | 54.9503 | -7.7111
MV/LV Substation BA***195 |  | 10 kV | _ | LV | 50 kVA :Pole Substation | 0.05 | --> | 0.05 | 0 | 0 | Constrained, otherwise capacity available =50 kVA | --> | 0.048 | 0 | 0 | 0 | 0 | Constrained, otherwise capacity available =48 kW | --> | C15 ex CULLION | Cullion [T41,T42] | LETTERKENNY |  | 54.9487 | -7.6963
MV/LV Substation LE***197 |  | 10 kV | _ | LV | 50 kVA :Pole Substation | 0.05 | --> | 0.05 | 0 | 0 | Constrained, otherwise capacity available =41 kVA | --> | 0.048 | 0 | 0.005 | 0 | 0 | Constrained, otherwise capacity available =45 kW | --> | C15 ex CULLION | Cullion [T41,T42] | LETTERKENNY |  | 54.9306 | -7.7005
MV/LV Substation TR***204 |  | 10 kV | _ | LV | 50 kVA :Pole Substation | 0.05 | --> | 0.05 | 0 | 0 | Constrained, otherwise capacity available =39 kVA | --> | 0.048 | 0 | 0.012 | 0 | 0 | Constrained, otherwise capacity available =40 kW | --> | C15 ex CULLION | Cullion [T41,T42] | LETTERKENNY |  | 54.9486 | -7.664
MV/LV Substation MU***204X |  | 10 kV | _ | LV | 630 kVA :Kiosk Substation | 0.63 | --> | 0.63 | 0 | 0 | Constrained, otherwise capacity available =597 kVA | --> | 0.598 | 0 | 0 | 0 | 0 | Constrained, otherwise capacity available =603 kW | --> | C18 ex CULLION | Cullion [T41,T42] | LETTERKENNY |  | 54.9489 | -7.7315
MV/LV Substation DO***207X |  | 10 kV | _ | LV | 400 kVA :Building Structure | 0.4 | --> | 0.4 | 0.352 | 5.45 |  | --> | 0.38 | 0 | 0 | 0 | 0 | Constrained, otherwise capacity available =386 kW | --> | C18 ex GORTLEE | Gortlee [T41,T42] | LETTERKENNY |  | 54.9616 | -7.713
MV/LV Substation FA***208X |  | 10 kV | _ | LV | 200 kVA :Kiosk Substation | 0.2 | --> | 0.2 | 0.169 | 5.45 |  | --> | 0.19 | 0 | 0 | 0 | 0 | Constrained, otherwise capacity available =194 kW | --> | C14 ex GORTLEE | Gortlee [T41,T42] | LETTERKENNY |  | 54.9645 | -7.7477
MV/LV Substation WI***221X |  | 10 kV | _ | LV | 400 kVA :Kiosk Substation | 0.4 | --> | 0.4 | 0.324 | 5.45 |  | --> | 0.38 | 0 | 0.011 | 0 | 0 | Constrained, otherwise capacity available =382 kW | --> | C14 ex GORTLEE | Gortlee [T41,T42] | LETTERKENNY |  | 54.9666 | -7.7582
MV/LV Substation MA***229X |  | 10 kV | _ | LV | 50 kVA :Pole Substation | 0.05 | --> | 0.05 | 0 | 0 | Constrained, otherwise capacity available =44 kVA | --> | 0.048 | 0 | 0 | 0 | 0 | Constrained, otherwise capacity available =48 kW | --> | C15 ex CULLION | Cullion [T41,T42] | LETTERKENNY |  | 54.9493 | -7.6346
MV/LV Substation KE***230X |  | 10 kV | _ | LV | 200 kVA :Pole Substation | 0.2 | --> | 0.2 | 0.196 | 5.45 |  | --> | 0.19 | 0 | 0 | 0 | 0 | Constrained, otherwise capacity available =190 kW | --> | C14 ex GORTLEE | Gortlee [T41,T42] | LETTERKENNY |  | 54.9596 | -7.7449
MV/LV Substation WO***232 |  | 10 kV | _ | LV | 100 kVA :Pole Substation | 0.1 | --> | 0.1 | 0.083 | 2.96 |  | --> | 0.095 | 0 | 0 | 0 | 0 | Constrained, otherwise capacity available =97 kW | --> | C21 ex BALLYRAINE | Ballyraine [T41,T42] | LETTERKENNY |  | 54.9831 | -7.6955
MV/LV Substation GL***256X |  | 10 kV | _ | LV | 400 kVA :Kiosk Substation | 0.4 | --> | 0.4 | 0.318 | 5.45 |  | --> | 0.38 | 0 | 0.008 | 0 | 0 | Constrained, otherwise capacity available =385 kW | --> | C14 ex GORTLEE | Gortlee [T41,T42] | LETTERKENNY |  | 54.9645 | -7.7587
MV/LV Substation LE***261X |  | 10 kV | _ | LV | 100 kVA :Pole Substation | 0.1 | --> | 0.1 | 0 | 0 | Constrained, otherwise capacity available =100 kVA | --> | 0.095 | 0 | 0 | 0 | 0 | Constrained, otherwise capacity available =95 kW | --> | C20 ex CULLION | Cullion [T41,T42] | LETTERKENNY |  | 54.8989 | -7.7262
MV/LV Substation KE***263X |  | 10 kV | _ | LV | 200 kVA :Pole Substation | 0.2 | --> | 0.2 | 0 | 0 | Constrained, otherwise capacity available =173 kVA | --> | 0.19 | 0 | 0 | 0 | 0 | Constrained, otherwise capacity available =194 kW | --> | C12 ex CULLION | Cullion [T41,T42] | LETTERKENNY |  | 54.9455 | -7.746
MV/LV Substation DO***266X |  | 10 kV | _ | LV | 630 kVA :Building Structure | 0.63 | --> | 0.63 | 0.5 | 2.96 |  | --> | 0.598 | 0 | 0.05 | 0 | 0 | Constrained, otherwise capacity available =569 kW | --> | C12 ex BALLYRAINE | Ballyraine [T41,T42] | LETTERKENNY |  | 54.9509 | -7.7172
MV/LV Substation FI***268X |  | 10 kV | _ | LV | 630 kVA :Kiosk Substation | 0.63 | --> | 0.63 | 0.5 | 5.45 |  | --> | 0.598 | 0 | 0 | 0 | 0 | Constrained, otherwise capacity available =603 kW | --> | C17 ex GORTLEE | Gortlee [T41,T42] | LETTERKENNY |  | 54.9566 | -7.7336
MV/LV Substation PA***277X |  | 10 kV | _ | LV | 100 kVA :Pole Substation | 0.1 | --> | 0.1 | 0.098 | 2.96 |  | --> | 0.095 | 0 | 0 | 0 | 0 | Constrained, otherwise capacity available =95 kW | --> | C21 ex BALLYRAINE | Ballyraine [T41,T42] | LETTERKENNY |  | 54.999 | -7.6615
MV/LV Substation JO***282X |  | 10 kV | _ | LV | 630 kVA :Kiosk Substation | 0.63 | --> | 0.63 | 0.5 | 2.96 |  | --> | 0.598 | 0 | 0.005 | 0 | 0 | Constrained, otherwise capacity available =601 kW | --> | C12 ex BALLYRAINE | Ballyraine [T41,T42] | LETTERKENNY |  | 54.9579 | -7.7088
MV/LV Substation TH***284X |  | 10 kV | _ | LV | 400 kVA :Kiosk Substation | 0.4 | --> | 0.4 | 0.317 | 5.45 |  | --> | 0.38 | 0 | 0 | 0 | 0 | Constrained, otherwise capacity available =391 kW | --> | C14 ex GORTLEE | Gortlee [T41,T42] | LETTERKENNY |  | 54.9635 | -7.7611
MV/LV Substation TA***317 |  | 10 kV | _ | LV | 200 kVA :Kiosk Substation | 0.2 | --> | 0.2 | 0.131 | 2.96 |  | --> | 0.19 | 0 | 0.015 | 0 | 0 | Constrained, otherwise capacity available =188 kW | --> | C21 ex BALLYRAINE | Ballyraine [T41,T42] | LETTERKENNY |  | 54.9597 | -7.694
MV/LV Substation MA***320X |  | 10 kV | _ | LV | 200 kVA :Pole Substation | 0.2 | --> | 0.2 | 0 | 0 | Constrained, otherwise capacity available =144 kVA | --> | 0.19 | 0 | 0.01 | 0 | 0 | Constrained, otherwise capacity available =190 kW | --> | C15 ex CULLION | Cullion [T41,T42] | LETTERKENNY |  | 54.9469 | -7.6974
MV/LV Substation AS***321X |  | 10 kV | _ | LV | 100 kVA :Pole Substation | 0.1 | --> | 0.1 | 0 | 0 | Constrained, otherwise capacity available =96 kVA | --> | 0.095 | 0 | 0 | 0 | 0 | Constrained, otherwise capacity available =96 kW | --> | C15 ex CULLION | Cullion [T41,T42] | LETTERKENNY |  | 54.9453 | -7.6826
MV/LV Substation TH***335X |  | 10 kV | _ | LV | 630 kVA :Kiosk Substation | 0.63 | --> | 0.63 | 0.5 | 5.45 |  | --> | 0.598 | 0 | 0.027 | 0 | 0 | Constrained, otherwise capacity available =596 kW | --> | C13 ex GORTLEE | Gortlee [T41,T42] | LETTERKENNY |  | 54.9729 | -7.7251
MV/LV Substation RA***337X |  | 10 kV | _ | LV | 630 kVA :Building Structure | 0.63 | --> | 0.63 | 0 | 0 | Constrained, otherwise capacity available =503 kVA | --> | 0.598 | 0 | 0 | 0 | 0 | Constrained, otherwise capacity available =616 kW | --> | C18 ex CULLION | Cullion [T41,T42] | LETTERKENNY |  | 54.9474 | -7.7336
MV/LV Substation DR***344X |  | 10 kV | _ | LV | 50 kVA :Pole Substation | 0.05 | --> | 0.05 | 0 | 0 | Constrained, otherwise capacity available =48 kVA | --> | 0.048 | 0 | 0 | 0 | 0 | Constrained, otherwise capacity available =48 kW | --> | C18 ex CULLION | Cullion [T41,T42] | LETTERKENNY |  | 54.9389 | -7.7252
MV/LV Substation TI***347X |  | 10 kV | _ | LV | 400 kVA :Kiosk Substation | 0.4 | --> | 0.4 | 0 | 0 | Constrained, otherwise capacity available =382 kVA | --> | 0.38 | 0 | 0 | 0 | 0 | Constrained, otherwise capacity available =382 kW | --> | C15 ex CULLION | Cullion [T41,T42] | LETTERKENNY |  | 54.9504 | -7.6969
MV/LV Substation CA***352X |  | 10 kV | _ | LV | 400 kVA :Kiosk Substation | 0.4 | --> | 0.4 | 0.364 | 5.45 |  | --> | 0.38 | 0 | 0.022 | 0 | 0 | Constrained, otherwise capacity available =368 kW | --> | C18 ex GORTLEE | Gortlee [T41,T42] | LETTERKENNY |  | 54.9733 | -7.708
MV/LV Substation LI***361X |  | 10 kV | _ | LV | 1000 kVA :Building Structure | 1 | --> | 1 | 0 | 0 | Constrained, otherwise capacity available =732 kVA | --> | 0.95 | 0 | 0 | 0 | 0 | Constrained, otherwise capacity available =986 kW | --> | C18 ex CULLION | Cullion [T41,T42] | LETTERKENNY |  | 54.9451 | -7.7331
MV/LV Substation KE***363 |  | 10 kV | _ | LV | 630 kVA :Building Structure | 0.63 | --> | 0.63 | 0 | 0 | Constrained, otherwise capacity available =617 kVA | --> | 0.598 | 0 | 0 | 0 | 0 | Constrained, otherwise capacity available =600 kW | --> | C12 ex CULLION | Cullion [T41,T42] | LETTERKENNY |  | 54.9798 | -7.8892
MV/LV Substation TH***365X |  | 10 kV | _ | LV | 400 kVA :Kiosk Substation | 0.4 | --> | 0.4 | 0.346 | 2.96 |  | --> | 0.38 | 0 | 0.032 | 0 | 0 | Constrained, otherwise capacity available =364 kW | --> | C21 ex BALLYRAINE | Ballyraine [T41,T42] | LETTERKENNY |  | 54.963 | -7.6901
MV/LV Substation ST***381X |  | 10 kV | _ | LV | 200 kVA :Pole Substation | 0.2 | --> | 0.2 | 0.135 | 5.45 |  | --> | 0.19 | 0 | 0 | 0 | 0 | Constrained, otherwise capacity available =199 kW | --> | C14 ex GORTLEE | Gortlee [T41,T42] | LETTERKENNY |  | 54.973 | -7.7627
MV/LV Substation LK***382X |  | 10 kV | _ | LV | 630 kVA :Building Structure | 0.63 | --> | 0.63 | 0.5 | 2.96 |  | --> | 0.598 | 0 | 0.033 | 0 | 0 | Constrained, otherwise capacity available =590 kW | --> | C12 ex BALLYRAINE | Ballyraine [T41,T42] | LETTERKENNY |  | 54.9515 | -7.7108
MV/LV Substation HO***388X |  | 10 kV | _ | LV | 50 kVA :Pole Substation | 0.05 | --> | 0.05 | 0.043 | 2.96 |  | --> | 0.048 | 0 | 0.005 | 0 | 0 | Constrained, otherwise capacity available =45 kW | --> | C21 ex BALLYRAINE | Ballyraine [T41,T42] | LETTERKENNY |  | 55.0008 | -7.6623
MV/LV Substation CH***392X |  | 10 kV | _ | LV | 400 kVA :Kiosk Substation | 0.4 | --> | 0.4 | 0.322 | 5.45 |  | --> | 0.38 | 0 | 0 | 0 | 0 | Constrained, otherwise capacity available =391 kW | --> | C14 ex GORTLEE | Gortlee [T41,T42] | LETTERKENNY |  | 54.9612 | -7.7579
MV/LV Substation JO***398 |  | 10 kV | _ | LV | 200 kVA :Pole Substation | 0.2 | --> | 0.2 | 0 | 0 | Constrained, otherwise capacity available =196 kVA | --> | 0.19 | 0 | 0 | 0 | 0 | Constrained, otherwise capacity available =190 kW | --> | C20 ex CULLION | Cullion [T41,T42] | LETTERKENNY |  | 54.9155 | -7.7033
MV/LV Substation MC***399 |  | 10 kV | _ | LV | 50 kVA :Pole Substation | 0.05 | --> | 0.05 | 0 | 0 | Constrained, otherwise capacity available =39 kVA | --> | 0.048 | 0 | 0 | 0 | 0 | Constrained, otherwise capacity available =49 kW | --> | C20 ex CULLION | Cullion [T41,T42] | LETTERKENNY |  | 54.9244 | -7.6948
MV/LV Substation KI***400 |  | 10 kV | _ | LV | 100 kVA :Pole Substation | 0.1 | --> | 0.1 | 0.076 | 2.96 |  | --> | 0.095 | 0 | 0.016 | 0 | 0 | Constrained, otherwise capacity available =86 kW | --> | C21 ex BALLYRAINE | Ballyraine [T41,T42] | LETTERKENNY |  | 54.9626 | -7.6974
MV/LV Substation GL***4031 |  | 10 kV | _ | LV | 50 kVA :Pole Substation | 0.05 | --> | 0.05 | 0 | 0 | Constrained, otherwise capacity available =47 kVA | --> | 0.048 | 0 | 0 | 0 | 0 | Constrained, otherwise capacity available =48 kW | --> | C20 ex CULLION | Cullion [T41,T42] | LETTERKENNY |  | 54.9005 | -7.6572
MV/LV Substation A+***4034 |  | 10 kV | _ | LV | 630 kVA :Building Structure | 0.63 | --> | 0.63 | 0.5 | 2.96 |  | --> | 0.598 | 0 | 0 | 0 | 0 | Constrained, otherwise capacity available =601 kW | --> | C12 ex BALLYRAINE | Ballyraine [T41,T42] | LETTERKENNY |  | 54.9556 | -7.706
MV/LV Substation HE***403X |  | 10 kV | _ | LV | 630 kVA :Kiosk Substation | 0.63 | --> | 0.63 | 0.412 | 5.45 |  | --> | 0.598 | 0 | 0.042 | 0 | 0 | Constrained, otherwise capacity available =596 kW | --> | C13 ex GORTLEE | Gortlee [T41,T42] | LETTERKENNY |  | 54.9696 | -7.7308
MV/LV Substation DR***4048 |  | 10 kV | _ | LV | 100 kVA :Pole Substation | 0.1 | --> | 0.1 | 0 | 0 | Constrained, otherwise capacity available =89 kVA | --> | 0.095 | 0 | 0 | 0 | 0 | Constrained, otherwise capacity available =96 kW | --> | C15 ex CULLION | Cullion [T41,T42] | LETTERKENNY |  | 54.9369 | -7.5948
MV/LV Substation BL***4049 |  | 10 kV | _ | LV | 630 kVA :Kiosk Substation | 0.63 | --> | 0.63 | 0 | 0 | Constrained, otherwise capacity available =543 kVA | --> | 0.598 | 0 | 0 | 0 | 0 | Constrained, otherwise capacity available =610 kW | --> | C13 ex CULLION | Cullion [T41,T42] | LETTERKENNY |  | 54.9469 | -7.7253
MV/LV Substation DR***405 |  | 10 kV | _ | LV | 50 kVA :Pole Substation | 0.05 | --> | 0.05 | 0 | 0 | Constrained, otherwise capacity available =27 kVA | --> | 0.048 | 0 | 0.011 | 0 | 0 | Constrained, otherwise capacity available =42 kW | --> | C15 ex CULLION | Cullion [T41,T42] | LETTERKENNY |  | 54.9448 | -7.6814
MV/LV Substation MO***4055 |  | 10 kV | _ | LV | 400 kVA :Building Structure | 0.4 | --> | 0.4 | 0 | 0 | Constrained, otherwise capacity available =271 kVA | --> | 0.38 | 0 | 0 | 0 | 0 | Constrained, otherwise capacity available =382 kW | --> | C12 ex CULLION | Cullion [T41,T42] | LETTERKENNY |  | 54.9781 | -7.8929
MV/LV Substation GO***4060 |  | 10 kV | _ | LV | 200 kVA :Kiosk Substation | 0.2 | --> | 0.2 | 0.2 | 5.45 |  | --> | 0.19 | 0 | 0 | 0 | 0 | Constrained, otherwise capacity available =190 kW | --> | C13 ex GORTLEE | Gortlee [T41,T42] | LETTERKENNY |  | 54.9668 | -7.7204
MV/LV Substation RU***4069 |  | 10 kV | _ | LV | 50 kVA :Pole Substation | 0.05 | --> | 0.05 | 0.046 | 2.96 |  | --> | 0.048 | 0 | 0 | 0 | 0 | Constrained, otherwise capacity available =48 kW | --> | C12 ex BALLYRAINE | Ballyraine [T41,T42] | LETTERKENNY |  | 54.9519 | -7.6928
MV/LV Substation ST***4072 |  | 10 kV | _ | LV | 100 kVA :Pole Substation | 0.1 | --> | 0.1 | 0.069 | 2.96 |  | --> | 0.095 | 0 | 0 | 0 | 0 | Constrained, otherwise capacity available =99 kW | --> | C12 ex BALLYRAINE | Ballyraine [T41,T42] | LETTERKENNY |  | 54.9492 | -7.7117
MV/LV Substation CO***4080 |  | 10 kV | _ | LV | 400 kVA :Kiosk Substation | 0.4 | --> | 0.4 | 0.369 | 5.45 |  | --> | 0.38 | 0 | 0 | 0 | 0 | Constrained, otherwise capacity available =384 kW | --> | C17 ex GORTLEE | Gortlee [T41,T42] | LETTERKENNY |  | 54.9631 | -7.7236
MV/LV Substation WO***4086 |  | 10 kV | _ | LV | 50 kVA :Pole Substation | 0.05 | --> | 0.05 | 0 | 0 | Constrained, otherwise capacity available =44 kVA | --> | 0.048 | 0 | 0 | 0 | 0 | Constrained, otherwise capacity available =48 kW | --> | C12 ex CULLION | Cullion [T41,T42] | LETTERKENNY |  | 54.9394 | -7.7375
MV/LV Substation LU***409 |  | 10 kV | _ | LV | 100 kVA :Pole Substation | 0.1 | --> | 0.1 | 0 | 0 | Constrained, otherwise capacity available =92 kVA | --> | 0.095 | 0 | 0 | 0 | 0 | Constrained, otherwise capacity available =96 kW | --> | C15 ex CULLION | Cullion [T41,T42] | LETTERKENNY |  | 54.9371 | -7.696
MV/LV Substation MV***4091 |  | 10 kV | _ | LV | 630 kVA :Building Structure | 0.63 | --> | 0.63 | 0.5 | 5.45 |  | --> | 0.598 | 0 | 0 | 0 | 0 | Constrained, otherwise capacity available =605 kW | --> | C19 ex GORTLEE | Gortlee [T41,T42] | LETTERKENNY |  | 54.9653 | -7.7179
MV/LV Substation LI***4093 |  | 10 kV | _ | LV | 630 kVA :Building Structure | 0.63 | --> | 0.63 | 0.5 | 5.45 |  | --> | 0.598 | 0 | 0 | 0 | 0 | Constrained, otherwise capacity available =611 kW | --> | C19 ex GORTLEE | Gortlee [T41,T42] | LETTERKENNY |  | 54.9639 | -7.7134
MV/LV Substation LE***4109 |  | 10 kV | _ | LV | 200 kVA :Kiosk Substation | 0.2 | --> | 0.2 | 0 | 0 | Constrained, otherwise capacity available =152 kVA | --> | 0.19 | 0 | 0.011 | 0 | 0 | Constrained, otherwise capacity available =188 kW | --> | C12 ex CULLION | Cullion [T41,T42] | LETTERKENNY |  | 54.9384 | -7.7519
MV/LV Substation ED***4112 |  | 10 kV | _ | LV | 400 kVA :Kiosk Substation | 0.4 | --> | 0.4 | 0.388 | 2.96 |  | --> | 0.38 | 0 | 0 | 0 | 0 | Constrained, otherwise capacity available =382 kW | --> | C21 ex BALLYRAINE | Ballyraine [T41,T42] | LETTERKENNY |  | 54.9609 | -7.7087
MV/LV Substation NE***4115 |  | 10 kV | _ | LV | 1000 kVA :Building Structure | 1 | --> | 1 | 0.5 | 2.96 |  | --> | 0.95 | 0 | 0 | 0 | 0 | Constrained, otherwise capacity available =962 kW | --> | C15 ex BALLYRAINE | Ballyraine [T41,T42] | LETTERKENNY |  | 54.9532 | -7.7346
MV/LV Substation RO***4117 |  | 10 kV | _ | LV | 200 kVA :Kiosk Substation | 0.2 | --> | 0.2 | 0 | 0 | Constrained, otherwise capacity available =160 kVA | --> | 0.19 | 0 | 0 | 0 | 0 | Constrained, otherwise capacity available =195 kW | --> | C12 ex CULLION | Cullion [T41,T42] | LETTERKENNY |  | 54.9328 | -7.7741
MV/LV Substation JM***4127 |  | 10 kV | _ | LV | 100 kVA :Pole Substation | 0.1 | --> | 0.1 | 0 | 0 | Constrained, otherwise capacity available =87 kVA | --> | 0.095 | 0 | 0 | 0 | 0 | Constrained, otherwise capacity available =97 kW | --> | C15 ex CULLION | Cullion [T41,T42] | LETTERKENNY |  | 54.9462 | -7.6855
MV/LV Substation TH***412X |  | 10 kV | _ | LV | 630 kVA :Kiosk Substation | 0.63 | --> | 0.63 | 0.5 | 5.45 |  | --> | 0.598 | 0 | 0 | 0 | 0 | Constrained, otherwise capacity available =608 kW | --> | C14 ex GORTLEE | Gortlee [T41,T42] | LETTERKENNY |  | 54.9476 | -7.766
MV/LV Substation MU***4142 |  | 10 kV | _ | LV | 400 kVA :Kiosk Substation | 0.4 | --> | 0.4 | 0.4 | 2.96 |  | --> | 0.38 | 0 | 0 | 0 | 0 | Constrained, otherwise capacity available =380 kW | --> | C21 ex BALLYRAINE | Ballyraine [T41,T42] | LETTERKENNY |  | 54.9847 | -7.7189
MV/LV Substation CR***4147 |  | 10 kV | _ | LV | 400 kVA :Kiosk Substation | 0.4 | --> | 0.4 | 0 | 0 | Constrained, otherwise capacity available =266 kVA | --> | 0.38 | 0 | 0.035 | 0 | 0 | Constrained, otherwise capacity available =372 kW | --> | C12 ex CULLION | Cullion [T41,T42] | LETTERKENNY |  | 54.9368 | -7.7501
MV/LV Substation BA***414X |  | 10 kV | _ | LV | 630 kVA :Building Structure | 0.63 | --> | 0.63 | 0.5 | 2.96 |  | --> | 0.598 | 0 | 0 | 0 | 0 | Constrained, otherwise capacity available =613 kW | --> | C12 ex BALLYRAINE | Ballyraine [T41,T42] | LETTERKENNY |  | 54.957 | -7.7055
MV/LV Substation MO***4151 |  | 10 kV | _ | LV | 50 kVA :Pole Substation | 0.05 | --> | 0.05 | 0.05 | 2.96 |  | --> | 0.048 | 0 | 0 | 0 | 0 | Constrained, otherwise capacity available =48 kW | --> | C21 ex BALLYRAINE | Ballyraine [T41,T42] | LETTERKENNY |  | 54.9738 | -7.6835
MV/LV Substation GL***4166 |  | 10 kV | _ | LV | 100 kVA :Pole Substation | 0.1 | --> | 0.1 | 0 | 0 | Constrained, otherwise capacity available =83 kVA | --> | 0.095 | 0 | 0.026 | 0 | 0 | Constrained, otherwise capacity available =78 kW | --> | C12 ex CULLION | Cullion [T41,T42] | LETTERKENNY |  | 54.9364 | -7.8492
MV/LV Substation FR***419X |  | 10 kV | _ | LV | 100 kVA :Pole Substation | 0.1 | --> | 0.1 | 0 | 0 | Constrained, otherwise capacity available =98 kVA | --> | 0.095 | 0 | 0 | 0 | 0 | Constrained, otherwise capacity available =95 kW | --> | C12 ex CULLION | Cullion [T41,T42] | LETTERKENNY |  | 54.9552 | -7.8541
MV/LV Substation MA***420 |  | 10 kV | _ | LV | 100 kVA :Pole Substation | 0.1 | --> | 0.1 | 0 | 0 | Constrained, otherwise capacity available =21 kVA | --> | 0.095 | 0 | 0.004 | 0 | 0 | Constrained, otherwise capacity available =102 kW | --> | C15 ex CULLION | Cullion [T41,T42] | LETTERKENNY |  | 54.9527 | -7.6208
MV/LV Substation SC***4200 |  | 10 kV | _ | LV | 50 kVA :Pole Substation | 0.05 | --> | 0.05 | 0.05 | 2.96 |  | --> | 0.048 | 0 | 0 | 0 | 0 | Constrained, otherwise capacity available =48 kW | --> | C12 ex BALLYRAINE | Ballyraine [T41,T42] | LETTERKENNY |  | 54.9499 | -7.7126
MV/LV Substation MU***420X |  | 10 kV | _ | LV | 200 kVA :Kiosk Substation | 0.2 | --> | 0.2 | 0 | 0 | Constrained, otherwise capacity available =176 kVA | --> | 0.19 | 0 | 0.005 | 0 | 0 | Constrained, otherwise capacity available =190 kW | --> | C15 ex CULLION | Cullion [T41,T42] | LETTERKENNY |  | 54.9442 | -7.7017
MV/LV Substation DR***422X |  | 10 kV | _ | LV | 50 kVA :Pole Substation | 0.05 | --> | 0.05 | 0 | 0 | Constrained, otherwise capacity available =49 kVA | --> | 0.048 | 0 | 0 | 0 | 0 | Constrained, otherwise capacity available =48 kW | --> | C15 ex CULLION | Cullion [T41,T42] | LETTERKENNY |  | 54.935 | -7.6844
MV/LV Substation MO***425 |  | 10 kV | _ | LV | 200 kVA :Pole Substation | 0.2 | --> | 0.2 | 0 | 0 | Constrained, otherwise capacity available =182 kVA | --> | 0.19 | 0 | 0 | 0 | 0 | Constrained, otherwise capacity available =192 kW | --> | C15 ex CULLION | Cullion [T41,T42] | LETTERKENNY |  | 54.9742 | -7.6012
MV/LV Substation DO***4264 |  | 10 kV | _ | LV | 630 kVA :Kiosk Substation | 0.63 | --> | 0.63 | 0 | 0 | Constrained, otherwise capacity available =630 kVA | --> | 0.598 | 0 | 0 | 0 | 0 | Constrained, otherwise capacity available =598 kW | --> | C15 ex CULLION | Cullion [T41,T42] | LETTERKENNY |  | 54.9478 | -7.7056
MV/LV Substation DO***4265 |  | 10 kV | _ | LV | 50 kVA :Pole Substation | 0.05 | --> | 0.05 | 0 | 0 | Constrained, otherwise capacity available =43 kVA | --> | 0.048 | 0 | 0 | 0 | 0 | Constrained, otherwise capacity available =48 kW | --> | C20 ex CULLION | Cullion [T41,T42] | LETTERKENNY |  | 54.9106 | -7.705
MV/LV Substation ES***431X |  | 10 kV | _ | LV | 200 kVA :Kiosk Substation | 0.2 | --> | 0.2 | 0.177 | 2.96 |  | --> | 0.19 | 0 | 0 | 0 | 0 | Constrained, otherwise capacity available =193 kW | --> | C21 ex BALLYRAINE | Ballyraine [T41,T42] | LETTERKENNY |  | 54.9567 | -7.7138
MV/LV Substation JU***449X |  | 10 kV | _ | LV | 1000 kVA :Building Structure | 1 | --> | 1 | 0.5 | 2.96 |  | --> | 0.95 | 0 | 0 | 0 | 0 | Constrained, otherwise capacity available =983 kW | --> | C15 ex BALLYRAINE | Ballyraine [T41,T42] | LETTERKENNY |  | 54.951 | -7.7339
MV/LV Substation GO***450X |  | 10 kV | _ | LV | 1000 kVA :Building Structure | 1 | --> | 1 | 0.5 | 2.96 |  | --> | 0.95 | 0 | 0 | 0 | 0 | Constrained, otherwise capacity available =971 kW | --> | C15 ex BALLYRAINE | Ballyraine [T41,T42] | LETTERKENNY |  | 54.9504 | -7.7338
MV/LV Substation GA***465X |  | 10 kV | _ | LV | 630 kVA :Building Structure | 0.63 | --> | 0.63 | 0.497 | 5.45 |  | --> | 0.598 | 0 | 0.08 | 0 | 0 | Constrained, otherwise capacity available =557 kW | --> | C17 ex GORTLEE | Gortlee [T41,T42] | LETTERKENNY |  | 54.9524 | -7.7361
MV/LV Substation PA***475X |  | 10 kV | _ | LV | 630 kVA :Kiosk Substation | 0.63 | --> | 0.63 | 0.5 | 2.96 |  | --> | 0.598 | 0 | 0 | 0 | 0 | Constrained, otherwise capacity available =603 kW | --> | C12 ex BALLYRAINE | Ballyraine [T41,T42] | LETTERKENNY |  | 54.9541 | -7.7091
MV/LV Substation RO***476 |  | 10 kV | _ | LV | 50 kVA :Pole Substation | 0.05 | --> | 0.05 | 0 | 0 | Constrained, otherwise capacity available =34 kVA | --> | 0.048 | 0 | 0.01 | 0 | 0 | Constrained, otherwise capacity available =42 kW | --> | C15 ex CULLION | Cullion [T41,T42] | LETTERKENNY |  | 54.9489 | -7.6376
MV/LV Substation KI***478X |  | 10 kV | _ | LV | 630 kVA :Kiosk Substation | 0.63 | --> | 0.63 | 0.5 | 5.45 |  | --> | 0.598 | 0 | 0.05 | 0 | 0 | Constrained, otherwise capacity available =567 kW | --> | C14 ex GORTLEE | Gortlee [T41,T42] | LETTERKENNY |  | 54.9698 | -7.7621
MV/LV Substation MC***479X |  | 10 kV | _ | LV | 630 kVA :Building Structure | 0.63 | --> | 0.63 | 0 | 0 | Constrained, otherwise capacity available =592 kVA | --> | 0.598 | 0 | 0.005 | 0 | 0 | Constrained, otherwise capacity available =600 kW | --> | C18 ex CULLION | Cullion [T41,T42] | LETTERKENNY |  | 54.947 | -7.7356
MV/LV Substation NU***482 |  | 10 kV | _ | LV | 200 kVA :Pole Substation | 0.2 | --> | 0.2 | 0 | 0 | Constrained, otherwise capacity available =138 kVA | --> | 0.19 | 0 | 0.011 | 0 | 0 | Constrained, otherwise capacity available =190 kW | --> | C15 ex CULLION | Cullion [T41,T42] | LETTERKENNY |  | 54.9416 | -7.6927
MV/LV Substation HE***484 |  | 10 kV | _ | LV | 50 kVA :Pole Substation | 0.05 | --> | 0.05 | 0 | 0 | Constrained, otherwise capacity available =41 kVA | --> | 0.048 | 0 | 0 | 0 | 0 | Constrained, otherwise capacity available =49 kW | --> | C20 ex CULLION | Cullion [T41,T42] | LETTERKENNY |  | 54.9312 | -7.7101
MV/LV Substation DR***485X |  | 10 kV | _ | LV | 200 kVA :Pole Substation | 0.2 | --> | 0.2 | 0 | 0 | Constrained, otherwise capacity available =192 kVA | --> | 0.19 | 0 | 0 | 0 | 0 | Constrained, otherwise capacity available =191 kW | --> | C15 ex CULLION | Cullion [T41,T42] | LETTERKENNY |  | 54.9454 | -7.6934
MV/LV Substation ST***490X |  | 10 kV | _ | LV | 1000 kVA :Building Structure | 1 | --> | 1 | 0 | 0 | Constrained, otherwise capacity available =738 kVA | --> | 0.95 | 0 | 0 | 0 | 0 | Constrained, otherwise capacity available =982 kW | --> | C13 ex CULLION | Cullion [T41,T42] | LETTERKENNY |  | 54.949 | -7.72
MV/LV Substation CO***495X |  | 10 kV | _ | LV | 400 kVA :Kiosk Substation | 0.4 | --> | 0.4 | 0.382 | 5.45 |  | --> | 0.38 | 0 | 0 | 0 | 0 | Constrained, otherwise capacity available =382 kW | --> | C13 ex GORTLEE | Gortlee [T41,T42] | LETTERKENNY |  | 54.973 | -7.7262
MV/LV Substation WI***496X |  | 10 kV | _ | LV | 630 kVA :Building Structure | 0.63 | --> | 0.63 | 0.5 | 5.45 |  | --> | 0.598 | 0 | 0 | 0 | 0 | Constrained, otherwise capacity available =613 kW | --> | C13 ex GORTLEE | Gortlee [T41,T42] | LETTERKENNY |  | 54.9668 | -7.7327
MV/LV Substation RA***502X |  | 10 kV | _ | LV | 400 kVA :Kiosk Substation | 0.4 | --> | 0.4 | 0 | 0 | Constrained, otherwise capacity available =180 kVA | --> | 0.38 | 0 | 0.048 | 0 | 0 | Constrained, otherwise capacity available =373 kW | --> | C12 ex CULLION | Cullion [T41,T42] | LETTERKENNY |  | 54.9407 | -7.7466
MV/LV Substation AN***503X |  | 10 kV | _ | LV | 630 kVA :Kiosk Substation | 0.63 | --> | 0.63 | 0.5 | 5.45 |  | --> | 0.598 | 0 | 0.015 | 0 | 0 | Constrained, otherwise capacity available =602 kW | --> | C14 ex GORTLEE | Gortlee [T41,T42] | LETTERKENNY |  | 54.9697 | -7.7556
MV/LV Substation BO***505 |  | 10 kV | _ | LV | 50 kVA :Pole Substation | 0.05 | --> | 0.05 | 0 | 0 | Constrained, otherwise capacity available =38 kVA | --> | 0.048 | 0 | 0.01 | 0 | 0 | Constrained, otherwise capacity available =42 kW | --> | C12 ex CULLION | Cullion [T41,T42] | LETTERKENNY |  | 54.9364 | -7.7792
MV/LV Substation NE***507 |  | 10 kV | _ | LV | 100 kVA :Pole Substation | 0.1 | --> | 0.1 | 0 | 0 | Constrained, otherwise capacity available =59 kVA | --> | 0.095 | 0 | 0.016 | 0 | 0 | Constrained, otherwise capacity available =89 kW | --> | C12 ex CULLION | Cullion [T41,T42] | LETTERKENNY |  | 54.9296 | -7.8071
MV/LV Substation DO***513 |  | 10 kV | _ | LV | 50 kVA :Pole Substation | 0.05 | --> | 0.05 | 0 | 0 | Constrained, otherwise capacity available =37 kVA | --> | 0.048 | 0 | 0.014 | 0 | 0 | Constrained, otherwise capacity available =39 kW | --> | C12 ex CULLION | Cullion [T41,T42] | LETTERKENNY |  | 54.9427 | -7.8342
MV/LV Substation TO***515X |  | 10 kV | _ | LV | 630 kVA :Building Structure | 0.63 | --> | 0.63 | 0 | 0 | Constrained, otherwise capacity available =629 kVA | --> | 0.598 | 0 | 0 | 0 | 0 | Constrained, otherwise capacity available =599 kW | --> | C15 ex CULLION | Cullion [T41,T42] | LETTERKENNY |  | 54.9421 | -7.653
MV/LV Substation CL***516X |  | 10 kV | _ | LV | 400 kVA :Kiosk Substation | 0.4 | --> | 0.4 | 0.283 | 5.45 |  | --> | 0.38 | 0 | 0.009 | 0 | 0 | Constrained, otherwise capacity available =389 kW | --> | C14 ex GORTLEE | Gortlee [T41,T42] | LETTERKENNY |  | 54.9684 | -7.7672
MV/LV Substation BA***517X |  | 10 kV | _ | LV | 100 kVA :Pole Substation | 0.1 | --> | 0.1 | 0 | 0 | Constrained, otherwise capacity available =51 kVA | --> | 0.095 | 0 | 0.011 | 0 | 0 | Constrained, otherwise capacity available =93 kW | --> | C16 ex MILFORD (NR) | Milford (nr) [T41,T42] | LETTERKENNY |  | 55.0142 | -7.7643
MV/LV Substation ST***519X |  | 10 kV | _ | LV | 630 kVA :Building Structure | 0.63 | --> | 0.63 | 0 | 0 | Constrained, otherwise capacity available =556 kVA | --> | 0.598 | 0 | 0 | 0 | 0 | Constrained, otherwise capacity available =608 kW | --> | C18 ex CULLION | Cullion [T41,T42] | LETTERKENNY |  | 54.9458 | -7.7402
MV/LV Substation VO***521X |  | 10 kV | _ | LV | 400 kVA :Kiosk Substation | 0.4 | --> | 0.4 | 0.251 | 5.45 |  | --> | 0.38 | 0 | 0.015 | 0 | 0 | Constrained, otherwise capacity available =389 kW | --> | C14 ex GORTLEE | Gortlee [T41,T42] | LETTERKENNY |  | 54.9633 | -7.7319
MV/LV Substation LK***523X |  | 10 kV | _ | LV | 630 kVA :Building Structure | 0.63 | --> | 0.63 | 0 | 0 | Constrained, otherwise capacity available =609 kVA | --> | 0.598 | 0 | 0 | 0 | 0 | Constrained, otherwise capacity available =601 kW | --> | C18 ex CULLION | Cullion [T41,T42] | LETTERKENNY |  | 54.9472 | -7.7291
MV/LV Substation LK***524X |  | 10 kV | _ | LV | 630 kVA :Building Structure | 0.63 | --> | 0.63 | 0 | 0 | Constrained, otherwise capacity available =533 kVA | --> | 0.598 | 0 | 0 | 0 | 0 | Constrained, otherwise capacity available =612 kW | --> | C18 ex CULLION | Cullion [T41,T42] | LETTERKENNY |  | 54.9481 | -7.7276
MV/LV Substation LK***525X |  | 10 kV | _ | LV | 1000 kVA :Building Structure | 1 | --> | 1 | 0 | 0 | Constrained, otherwise capacity available =946 kVA | --> | 0.95 | 0 | 0 | 0 | 0 | Constrained, otherwise capacity available =957 kW | --> | C18 ex CULLION | Cullion [T41,T42] | LETTERKENNY |  | 54.9481 | -7.7312
MV/LV Substation LK***526X |  | 10 kV | _ | LV | 630 kVA :Building Structure | 0.63 | --> | 0.63 | 0 | 0 | Constrained, otherwise capacity available =523 kVA | --> | 0.598 | 0 | 0 | 0 | 0 | Constrained, otherwise capacity available =613 kW | --> | C18 ex CULLION | Cullion [T41,T42] | LETTERKENNY |  | 54.9488 | -7.7305
MV/LV Substation PE***528X |  | 10 kV | _ | LV | 630 kVA :Kiosk Substation | 0.63 | --> | 0.63 | 0 | 0 | Constrained, otherwise capacity available =528 kVA | --> | 0.598 | 0 | 0 | 0 | 0 | Constrained, otherwise capacity available =612 kW | --> | C13 ex CULLION | Cullion [T41,T42] | LETTERKENNY |  | 54.9515 | -7.7309
MV/LV Substation GI***529X |  | 10 kV | _ | LV | 630 kVA :Kiosk Substation | 0.63 | --> | 0.63 | 0.5 | 2.96 |  | --> | 0.598 | 0 | 0.036 | 0 | 0 | Constrained, otherwise capacity available =588 kW | --> | C12 ex BALLYRAINE | Ballyraine [T41,T42] | LETTERKENNY |  | 54.9564 | -7.6974
MV/LV Substation RO***530X |  | 10 kV | _ | LV | 200 kVA :Kiosk Substation | 0.2 | --> | 0.2 | 0 | 0 | Constrained, otherwise capacity available =200 kVA | --> | 0.19 | 0 | 0 | 0 | 0 | Constrained, otherwise capacity available =190 kW | --> | C12 ex CULLION | Cullion [T41,T42] | LETTERKENNY |  | 54.9333 | -7.7734
MV/LV Substation DA***533X |  | 10 kV | _ | LV | 200 kVA :Pole Substation | 0.2 | --> | 0.2 | 0 | 0 | Constrained, otherwise capacity available =199 kVA | --> | 0.19 | 0 | 0 | 0 | 0 | Constrained, otherwise capacity available =190 kW | --> | C12 ex CULLION | Cullion [T41,T42] | LETTERKENNY |  | 54.9395 | -7.7831
MV/LV Substation MI***535X |  | 10 kV | _ | LV | 100 kVA :Pole Substation | 0.1 | --> | 0.1 | 0 | 0 | Constrained, otherwise capacity available =100 kVA | --> | 0.095 | 0 | 0 | 0 | 0 | Constrained, otherwise capacity available =95 kW | --> | C12 ex CULLION | Cullion [T41,T42] | LETTERKENNY |  | 54.9301 | -7.8044
MV/LV Substation ZE***539X |  | 10 kV | _ | LV | 1000 kVA :Building Structure | 1 | --> | 1 | 0.5 | 5.45 |  | --> | 0.95 | 0 | 0 | 0 | 0 | Constrained, otherwise capacity available =950 kW | --> | C18 ex GORTLEE | Gortlee [T41,T42] | LETTERKENNY |  | 54.9604 | -7.7137
MV/LV Substation CH***549X |  | 10 kV | _ | LV | 400 kVA :Kiosk Substation | 0.4 | --> | 0.4 | 0 | 0 | Constrained, otherwise capacity available =361 kVA | --> | 0.38 | 0 | 0 | 0 | 0 | Constrained, otherwise capacity available =385 kW | --> | C15 ex CULLION | Cullion [T41,T42] | LETTERKENNY |  | 54.9549 | -7.6202
MV/LV Substation BO***550 |  | 10 kV | _ | LV | 100 kVA :Pole Substation | 0.1 | --> | 0.1 | 0 | 0 | Constrained, otherwise capacity available =68 kVA | --> | 0.095 | 0 | 0.021 | 0 | 0 | Constrained, otherwise capacity available =84 kW | --> | C12 ex CULLION | Cullion [T41,T42] | LETTERKENNY |  | 54.9319 | -7.7818
MV/LV Substation GL***559X |  | 10 kV | _ | LV | 50 kVA :Pole Substation | 0.05 | --> | 0.05 | 0 | 0 | Constrained, otherwise capacity available =44 kVA | --> | 0.048 | 0 | 0 | 0 | 0 | Constrained, otherwise capacity available =48 kW | --> | C20 ex CULLION | Cullion [T41,T42] | LETTERKENNY |  | 54.9149 | -7.6867
MV/LV Substation CE***561X |  | 10 kV | _ | LV | 630 kVA :Kiosk Substation | 0.63 | --> | 0.63 | 0.5 | 5.45 |  | --> | 0.598 | 0 | 0.011 | 0 | 0 | Constrained, otherwise capacity available =600 kW | --> | C13 ex GORTLEE | Gortlee [T41,T42] | LETTERKENNY |  | 54.9727 | -7.7297
MV/LV Substation LE***563X |  | 10 kV | _ | LV | 50 kVA :Pole Substation | 0.05 | --> | 0.05 | 0 | 0 | Constrained, otherwise capacity available =50 kVA | --> | 0.048 | 0 | 0 | 0 | 0 | Constrained, otherwise capacity available =48 kW | --> | C15 ex CULLION | Cullion [T41,T42] | LETTERKENNY |  | 54.9398 | -7.6425
MV/LV Substation LE***564X |  | 10 kV | _ | LV | 630 kVA :Building Structure | 0.63 | --> | 0.63 | 0 | 0 | Constrained, otherwise capacity available =475 kVA | --> | 0.598 | 0 | 0 | 0 | 0 | Constrained, otherwise capacity available =618 kW | --> | C12 ex CULLION | Cullion [T41,T42] | LETTERKENNY |  | 54.9462 | -7.751
MV/LV Substation IS***566X |  | 10 kV | _ | LV | 630 kVA :Building Structure | 0.63 | --> | 0.63 | 0.5 | 2.96 |  | --> | 0.598 | 0 | 0 | 0 | 0 | Constrained, otherwise capacity available =606 kW | --> | C15 ex BALLYRAINE | Ballyraine [T41,T42] | LETTERKENNY |  | 54.9527 | -7.7282
MV/LV Substation GR***570X |  | 10 kV | _ | LV | 630 kVA :Building Structure | 0.63 | --> | 0.63 | 0 | 0 | Constrained, otherwise capacity available =570 kVA | --> | 0.598 | 0 | 0 | 0 | 0 | Constrained, otherwise capacity available =607 kW | --> | C18 ex CULLION | Cullion [T41,T42] | LETTERKENNY |  | 54.9471 | -7.7328
MV/LV Substation AB***571X |  | 10 kV | _ | LV | 400 kVA :Kiosk Substation | 0.4 | --> | 0.4 | 0 | 0 | Constrained, otherwise capacity available =302 kVA | --> | 0.38 | 0 | 0.02 | 0 | 0 | Constrained, otherwise capacity available =378 kW | --> | C15 ex CULLION | Cullion [T41,T42] | LETTERKENNY |  | 54.9514 | -7.6231
MV/LV Substation GL***572 |  | 10 kV | _ | LV | 50 kVA :Pole Substation | 0.05 | --> | 0.05 | 0.044 | 5.45 |  | --> | 0.048 | 0 | 0.006 | 0 | 0 | Constrained, otherwise capacity available =44 kW | --> | C14 ex GORTLEE | Gortlee [T41,T42] | LETTERKENNY |  | 54.9654 | -7.7478
MV/LV Substation SW***574X |  | 10 kV | _ | LV | 630 kVA :Building Structure | 0.63 | --> | 0.63 | 0 | 0 | Constrained, otherwise capacity available =578 kVA | --> | 0.598 | 0 | 0 | 0 | 0 | Constrained, otherwise capacity available =606 kW | --> | C18 ex CULLION | Cullion [T41,T42] | LETTERKENNY |  | 54.946 | -7.7294
MV/LV Substation LI***578 |  | 10 kV | _ | LV | 50 kVA :Pole Substation | 0.05 | --> | 0.05 | 0.048 | 2.96 |  | --> | 0.048 | 0 | 0 | 0 | 0 | Constrained, otherwise capacity available =48 kW | --> | C21 ex BALLYRAINE | Ballyraine [T41,T42] | LETTERKENNY |  | 54.9662 | -7.7087
MV/LV Substation GO***579X |  | 10 kV | _ | LV | 630 kVA :Kiosk Substation | 0.63 | --> | 0.63 | 0.5 | 5.45 |  | --> | 0.598 | 0 | 0 | 0 | 0 | Constrained, otherwise capacity available =603 kW | --> | C13 ex GORTLEE | Gortlee [T41,T42] | LETTERKENNY |  | 54.971 | -7.7353
MV/LV Substation GO***580 |  | 10 kV | _ | LV | 100 kVA :Pole Substation | 0.1 | --> | 0.1 | 0.088 | 2.96 |  | --> | 0.095 | 0 | 0.022 | 0 | 0 | Constrained, otherwise capacity available =80 kW | --> | C21 ex BALLYRAINE | Ballyraine [T41,T42] | LETTERKENNY |  | 54.9638 | -7.6862
MV/LV Substation SI***584 |  | 10 kV | _ | LV | 200 kVA :Pole Substation | 0.2 | --> | 0.2 | 0.165 | 2.96 |  | --> | 0.19 | 0 | 0 | 0 | 0 | Constrained, otherwise capacity available =195 kW | --> | C21 ex BALLYRAINE | Ballyraine [T41,T42] | LETTERKENNY |  | 54.9856 | -7.6713
MV/LV Substation SW***586X |  | 10 kV | _ | LV | 200 kVA :Pole Substation | 0.2 | --> | 0.2 | 0.133 | 5.45 |  | --> | 0.19 | 0 | 0.01 | 0 | 0 | Constrained, otherwise capacity available =192 kW | --> | C18 ex GORTLEE | Gortlee [T41,T42] | LETTERKENNY |  | 54.9621 | -7.7165
MV/LV Substation BA***587 |  | 10 kV | _ | LV | 50 kVA :Pole Substation | 0.05 | --> | 0.05 | 0.033 | 2.96 |  | --> | 0.048 | 0 | 0.016 | 0 | 0 | Constrained, otherwise capacity available =38 kW | --> | C21 ex BALLYRAINE | Ballyraine [T41,T42] | LETTERKENNY |  | 54.9903 | -7.6755
MV/LV Substation WO***589 |  | 10 kV | _ | LV | 33 kVA :Pole Substation | 0.033 | --> | 0.033 | 0.022 | 2.96 |  | --> | 0.031 | 0 | 0.011 | 0 | 0 | Constrained, otherwise capacity available =25 kW | --> | C21 ex BALLYRAINE | Ballyraine [T41,T42] | LETTERKENNY |  | 54.9825 | -7.6987
MV/LV Substation SW***590 |  | 10 kV | _ | LV | 50 kVA :Pole Substation | 0.05 | --> | 0.05 | 0.036 | 2.96 |  | --> | 0.048 | 0 | 0 | 0 | 0 | Constrained, otherwise capacity available =49 kW | --> | C21 ex BALLYRAINE | Ballyraine [T41,T42] | LETTERKENNY |  | 54.9957 | -7.6641
MV/LV Substation TH***593X |  | 10 kV | _ | LV | 630 kVA :Kiosk Substation | 0.63 | --> | 0.63 | 0 | 0 | Constrained, otherwise capacity available =490 kVA | --> | 0.598 | 0 | 0.016 | 0 | 0 | Constrained, otherwise capacity available =606 kW | --> | C12 ex CULLION | Cullion [T41,T42] | LETTERKENNY |  | 54.9385 | -7.7304
MV/LV Substation BA***597X |  | 10 kV | _ | LV | 400 kVA :Kiosk Substation | 0.4 | --> | 0.4 | 0.343 | 2.96 |  | --> | 0.38 | 0 | 0.011 | 0 | 0 | Constrained, otherwise capacity available =380 kW | --> | C12 ex BALLYRAINE | Ballyraine [T41,T42] | LETTERKENNY |  | 54.9552 | -7.702
MV/LV Substation LI***601X |  | 10 kV | _ | LV | 200 kVA :Pole Substation | 0.2 | --> | 0.2 | 0 | 0 | Constrained, otherwise capacity available =199 kVA | --> | 0.19 | 0 | 0 | 0 | 0 | Constrained, otherwise capacity available =190 kW | --> | C15 ex CULLION | Cullion [T41,T42] | LETTERKENNY |  | 54.9329 | -7.694
MV/LV Substation CI***606X |  | 10 kV | _ | LV | 400 kVA :Kiosk Substation | 0.4 | --> | 0.4 | 0 | 0 | Constrained, otherwise capacity available =309 kVA | --> | 0.38 | 0 | 0.025 | 0 | 0 | Constrained, otherwise capacity available =374 kW | --> | C12 ex CULLION | Cullion [T41,T42] | LETTERKENNY |  | 54.94 | -7.7338