## Heatmap data
Transformer Available Capacity
Station Name | Transformer GroupID | Primary kV | Secondary voltage(s) | Voltage Class | Transformer Configuration | Installed Capacity MVA | Demand Data | Demand FirmCapacity MVA | Demand Available MVA | Parent Available MVA | Demand Parent Constraint | Generation Data | Generation Firm Capacity MW | Generation NonFirm Capacity MW | Generation Total Committed MW | Gen Available Firm MW | Gen Available NonFirm MW | Generation Parent Constraint | General Data | Parent Feeder | Parent Station | TSO Interface Station | Comment | Latitude | Longitude
MV/LV Substation HA***158X |  | 10 kV | _ | LV | 630 kVA :Building Structure | 0.63 | --> | 0.63 | 0 | 0 | Constrained, otherwise capacity available =519 kVA | --> | 0.598 | 0 | 0 | 0.5 | 0 |  | --> | C15 ex DUNDRUM | Dundrum [T41,T42] | BLACKROCK |  | 53.2855 | -6.2246
MV/LV Substation WY***159 |  | 10 kV | _ | LV | 400 kVA :Kiosk Substation | 0.4 | --> | 0.4 | 0.208 | 1.16 |  | --> | 0.38 | 0 | 0.06 | 0.361 | 0 |  | --> | C19 ex DEANSGRANGE | Deansgrange [T41,T42] | CARRICKMINES |  | 53.2894 | -6.1637
MV/LV Substation MA***160 |  | 10 kV | _ | LV | 400 kVA :Kiosk Substation | 0.4 | --> | 0.4 | 0 | 0 | Constrained, otherwise capacity available =122 kVA | --> | 0.38 | 0 | 0.006 | 0.412 | 0 |  | --> | C18 ex DUNDRUM | Dundrum [T41,T42] | BLACKROCK |  | 53.3104 | -6.2379
MV/LV Substation NE***161 |  | 10 kV | _ | LV | 400 kVA :Building Structure | 0.4 | --> | 0.4 | 0.295 | 4.01 |  | --> | 0.38 | 0 | 0.034 | 0.369 | 0 |  | --> | C15 ex BALLINCLEA | Ballinclea [T41] | CHERRYWOOD |  | 53.2734 | -6.0945
MV/LV Substation BR***163 |  | 10 kV | _ | LV | 400 kVA :Kiosk Substation | 0.4 | --> | 0.4 | 0.309 | 1.55 |  | --> | 0.38 | 0 | 0.025 | 0.374 | 0 |  | --> | C11 ex MONKSTOWN | Monkstown [T41,T42] | BLACKROCK |  | 53.2952 | -6.179
MV/LV Substation FL***164 |  | 10 kV | _ | LV | 400 kVA :Kiosk Substation | 0.4 | --> | 0.4 | 0.155 | 13.42 |  | --> | 0.38 | 0 | 0.046 | 0.378 | 0 |  | --> | C20 ex POTTERY ROAD | Pottery Road [T101,T102] | CARRICKMINES |  | 53.2699 | -6.1403
MV/LV Substation TR***164X |  | 10 kV | _ | LV | 400 kVA :Kiosk Substation | 0.4 | --> | 0.4 | 0.377 | 1.23 |  | --> | 0.38 | 0 | 0 | 0.383 | 0 |  | --> | C21 ex SALLYNOGGIN ROAD | Sallynoggin Road [T41,T42] | CHERRYWOOD |  | 53.2845 | -6.1318
MV/LV Substation GL***165X |  | 10 kV | _ | LV | 200 kVA :Kiosk Substation | 0.2 | --> | 0.2 | 0.041 | 0.04 | Constrained, otherwise capacity available =200 kVA | --> | 0.19 | 0 | 0 | 0.19 | 0 |  | --> | C11 ex LITTLE BRAY | Little Bray [T41,T42] | FASSAROE |  | 53.2347 | -6.1167
MV/LV Substation LA***166 |  | 10 kV | _ | LV | 200 kVA :Kiosk Substation | 0.2 | --> | 0.2 | 0.149 | 0.86 |  | --> | 0.19 | 0 | 0.049 | 0.16 | 0 |  | --> | C21 ex BELFIELD | Belfield [T41,T42] | BLACKROCK |  | 53.3014 | -6.2372
MV/LV Substation AL***167 |  | 10 kV | _ | LV | 400 kVA :Kiosk Substation | 0.4 | --> | 0.4 | 0.306 | 1.16 |  | --> | 0.38 | 0 | 0.061 | 0.347 | 0 |  | --> | C18 ex BREWERY ROAD | Brewery Road [T41,T42] | CARRICKMINES |  | 53.2861 | -6.2018
MV/LV Substation CB***167X |  | 10 kV | _ | LV | 400 kVA :Building Structure | 0.4 | --> | 0.4 | 0.4 | 4.37 |  | --> | 0.38 | 0 | 0 | 0.38 | 0 |  | --> | C14 ex DUN LAOGHAIRE | Dun Laoghaire [T41,T42] | BLACKROCK |  | 53.2896 | -6.1493
MV/LV Substation HI***168 |  | 10 kV | _ | LV | 400 kVA :Kiosk Substation | 0.4 | --> | 0.4 | 0.275 | 1.23 |  | --> | 0.38 | 0 | 0.055 | 0.356 | 0 |  | --> | C23 ex SALLYNOGGIN ROAD | Sallynoggin Road [T41,T42] | CHERRYWOOD |  | 53.2754 | -6.1128
MV/LV Substation RO***168X |  | 10 kV | _ | LV | 630 kVA :Building Structure | 0.63 | --> | 0.63 | 0.5 | 0.86 |  | --> | 0.598 | 0 | 0 | 0.5 | 0 |  | --> | C21 ex BELFIELD | Belfield [T41,T42] | BLACKROCK |  | 53.3013 | -6.2199
MV/LV Substation DR***169 |  | 10 kV | _ | LV | 630 kVA :Building Structure | 0.63 | --> | 0.63 | 0 | 0 | Constrained, otherwise capacity available =369 kVA | --> | 0.598 | 0 | 0.079 | 0.5 | 0 |  | --> | C15 ex DUNDRUM | Dundrum [T41,T42] | BLACKROCK |  | 53.2884 | -6.2242
MV/LV Substation AR***169X |  | 10 kV | _ | LV | 400 kVA :Building Structure | 0.4 | --> | 0.4 | 0.355 | 1.16 |  | --> | 0.38 | 0 | 0.01 | 0.379 | 0 |  | --> | C17 ex DEANSGRANGE | Deansgrange [T41,T42] | CARRICKMINES |  | 53.2815 | -6.1522
MV/LV Substation CO***170 |  | 10 kV | _ | LV | 100 kVA :Building Structure | 0.1 | --> | 0.1 | 0.089 | 0.86 |  | --> | 0.095 | 0 | 0.011 | 0.088 | 0 |  | --> | C21 ex BELFIELD | Belfield [T41,T42] | BLACKROCK |  | 53.3011 | -6.2349
MV/LV Substation TH***171 |  | 10 kV | _ | LV | 630 kVA :Kiosk Substation | 0.63 | --> | 0.63 | 0.36 | 13.42 |  | --> | 0.598 | 0 | 0.014 | 0.5 | 0 |  | --> | C17 ex POTTERY ROAD | Pottery Road [T101,T102] | CARRICKMINES |  | 53.2764 | -6.139
MV/LV Substation BR***171X |  | 10 kV | _ | LV | 630 kVA :Building Structure | 0.63 | --> | 0.63 | 0.5 | 1.16 |  | --> | 0.598 | 0 | 0 | 0.5 | 0 |  | --> | C24 ex MOUNT MERRION | Mount Merrion [T41,T42] | CARRICKMINES |  | 53.2988 | -6.179
MV/LV Substation NE***172 |  | 10 kV | _ | LV | 200 kVA :Building Structure | 0.2 | --> | 0.2 | 0 | 0 | Constrained, otherwise capacity available =200 kVA | --> | 0.19 | 0 | 0 | 0.19 | 0 |  | --> | C18 ex DUNDRUM | Dundrum [T41,T42] | BLACKROCK |  | 53.3099 | -6.2351
MV/LV Substation PR***173 |  | 10 kV | _ | LV | 400 kVA :Kiosk Substation | 0.4 | --> | 0.4 | 0.218 | 13.42 |  | --> | 0.38 | 0 | 0.029 | 0.382 | 0 |  | --> | C17 ex POTTERY ROAD | Pottery Road [T101,T102] | CARRICKMINES |  | 53.2707 | -6.147
MV/LV Substation IR***173X |  | 10 kV | _ | LV | 630 kVA :Building Structure | 0.63 | --> | 0.63 | 0.5 | 4.37 |  | --> | 0.598 | 0 | 0 | 0.5 | 0 |  | --> | C19 ex DUN LAOGHAIRE | Dun Laoghaire [T41,T42] | BLACKROCK |  | 53.2966 | -6.1398
MV/LV Substation QU***174X |  | 10 kV | _ | LV | 1000 kVA :Building Structure | 1 | --> | 1 | 0.5 | 15.18 |  | --> | 0.95 | 0 | 0 | 0.5 | 0 |  | --> | C14 ex CENTRAL PARK | Central Park [T101,T102] | CARRICKMINES |  | 53.28 | -6.1925
MV/LV Substation KI***175 |  | 10 kV | _ | LV | 200 kVA :Kiosk Substation | 0.2 | --> | 0.2 | 0.133 | 1.16 |  | --> | 0.19 | 0 | 0.069 | 0.148 | 0 |  | --> | C17 ex DEANSGRANGE | Deansgrange [T41,T42] | CARRICKMINES |  | 53.2801 | -6.1624
MV/LV Substation BO***175X |  | 10 kV | _ | LV | 400 kVA :Kiosk Substation | 0.4 | --> | 0.4 | 0.361 | 1.16 |  | --> | 0.38 | 0 | 0 | 0.385 | 0 |  | --> | C21 ex MOUNT MERRION | Mount Merrion [T41,T42] | CARRICKMINES |  | 53.2995 | -6.2036
MV/LV Substation GO***177X |  | 10 kV | _ | LV | 400 kVA :Kiosk Substation | 0.4 | --> | 0.4 | 0.328 | 1.16 |  | --> | 0.38 | 0 | 0.011 | 0.382 | 0 |  | --> | C20 ex MOUNT MERRION | Mount Merrion [T41,T42] | CARRICKMINES |  | 53.2959 | -6.2286
MV/LV Substation MT***178 |  | 10 kV | _ | LV | 630 kVA :Building Structure | 0.63 | --> | 0.63 | 0.5 | 1.16 |  | --> | 0.598 | 0 | 0.065 | 0.5 | 0 |  | --> | C23 ex MOUNT MERRION | Mount Merrion [T41,T42] | CARRICKMINES |  | 53.2889 | -6.2164
MV/LV Substation HA***178X |  | 10 kV | _ | LV | 1000 kVA :Building Structure | 1 | --> | 1 | 0.5 | 4.37 |  | --> | 0.95 | 0 | 0 | 0.5 | 0 |  | --> | C19 ex DUN LAOGHAIRE | Dun Laoghaire [T41,T42] | BLACKROCK |  | 53.2945 | -6.1366
MV/LV Substation BA***179 |  | 10 kV | _ | LV | 400 kVA :Kiosk Substation | 0.4 | --> | 0.4 | 0.3 | 4.01 |  | --> | 0.38 | 0 | 0.055 | 0.353 | 0 |  | --> | C19 ex BALLINCLEA | Ballinclea [T41] | CHERRYWOOD |  | 53.269 | -6.1196
MV/LV Substation HA***179X |  | 10 kV | _ | LV | 1000 kVA :Building Structure | 1 | --> | 1 | 0.5 | 4.37 |  | --> | 0.95 | 0 | 0 | 0.5 | 0 |  | --> | C19 ex DUN LAOGHAIRE | Dun Laoghaire [T41,T42] | BLACKROCK |  | 53.2945 | -6.1367
MV/LV Substation BO***180 |  | 10 kV | _ | LV | 630 kVA :Kiosk Substation | 0.63 | --> | 0.63 | 0.5 | 13.42 |  | --> | 0.598 | 0 | 0.01 | 0.5 | 0 |  | --> | C19 ex POTTERY ROAD | Pottery Road [T101,T102] | CARRICKMINES |  | 53.2783 | -6.1602
MV/LV Substation TO***181 |  | 10 kV | _ | LV | 400 kVA :Kiosk Substation | 0.4 | --> | 0.4 | 0.256 | 4.01 |  | --> | 0.38 | 0 | 0.041 | 0.369 | 0 |  | --> | C15 ex BALLINCLEA | Ballinclea [T41] | CHERRYWOOD |  | 53.2716 | -6.1022
MV/LV Substation NU***182 |  | 10 kV | _ | LV | 400 kVA :Kiosk Substation | 0.4 | --> | 0.4 | 0 | 0 | Constrained, otherwise capacity available =252 kVA | --> | 0.38 | 0 | 0.066 | 0.351 | 0 |  | --> | C18 ex DUNDRUM | Dundrum [T41,T42] | BLACKROCK |  | 53.3074 | -6.2377
MV/LV Substation CL***182X |  | 10 kV | _ | LV | 200 kVA :Kiosk Substation | 0.2 | --> | 0.2 | 0.161 | 1.16 |  | --> | 0.19 | 0 | 0.015 | 0.184 | 0 |  | --> | C24 ex DEANSGRANGE | Deansgrange [T41,T42] | CARRICKMINES |  | 53.2617 | -6.169
MV/LV Substation BI***183 |  | 10 kV | _ | LV | 400 kVA :Building Structure | 0.4 | --> | 0.4 | 0.181 | 1.23 |  | --> | 0.38 | 0 | 0.074 | 0.354 | 0 |  | --> | C20 ex SALLYNOGGIN ROAD | Sallynoggin Road [T41,T42] | CHERRYWOOD |  | 53.2837 | -6.1537
MV/LV Substation BE***183X |  | 10 kV | _ | LV | 400 kVA :Building Structure | 0.4 | --> | 0.4 | 0.226 | 13.42 |  | --> | 0.38 | 0 | 0 | 0.393 | 0 |  | --> | C20 ex POTTERY ROAD | Pottery Road [T101,T102] | CARRICKMINES |  | 53.2676 | -6.1489
MV/LV Substation I.***184 |  | 10 kV | _ | LV | 630 kVA :Kiosk Substation | 0.63 | --> | 0.63 | 0 | 0 | Constrained, otherwise capacity available =488 kVA | --> | 0.598 | 0 | 0.032 | 0.5 | 0 |  | --> | C12 ex DUNDRUM | Dundrum [T41,T42] | BLACKROCK |  | 53.2948 | -6.2324
MV/LV Substation TH***184X |  | 10 kV | _ | LV | 630 kVA :Building Structure | 0.63 | --> | 0.63 | 0.5 | 0.86 |  | --> | 0.598 | 0 | 0 | 0.5 | 0 |  | --> | C17 ex BELFIELD | Belfield [T41,T42] | BLACKROCK |  | 53.3145 | -6.2079
MV/LV Substation ST***185 |  | 10 kV | _ | LV | 630 kVA :Building Structure | 0.63 | --> | 0.63 | 0.364 | 1.55 |  | --> | 0.598 | 0 | 0.019 | 0.5 | 0 |  | --> | C11 ex MONKSTOWN | Monkstown [T41,T42] | BLACKROCK |  | 53.2862 | -6.1922
MV/LV Substation TH***185X |  | 10 kV | _ | LV | 630 kVA :Building Structure | 0.63 | --> | 0.63 | 0.5 | 0.86 |  | --> | 0.598 | 0 | 0 | 0.5 | 0 |  | --> | C17 ex BELFIELD | Belfield [T41,T42] | BLACKROCK |  | 53.3145 | -6.2079
MV/LV Substation TH***186X |  | 10 kV | _ | LV | 1000 kVA :Building Structure | 1 | --> | 1 | 0.5 | 0.86 | Constrained, otherwise capacity available =873 kVA | --> | 0.95 | 0 | 0 | 0.5 | 0 |  | --> | C17 ex BELFIELD | Belfield [T41,T42] | BLACKROCK |  | 53.313 | -6.2071
MV/LV Substation BA***187 |  | 10 kV | _ | LV | 400 kVA :Kiosk Substation | 0.4 | --> | 0.4 | 0.23 | 1.23 |  | --> | 0.38 | 0 | 0.061 | 0.357 | 0 |  | --> | C23 ex SALLYNOGGIN ROAD | Sallynoggin Road [T41,T42] | CHERRYWOOD |  | 53.2776 | -6.1166
MV/LV Substation TA***187X |  | 10 kV | _ | LV | 630 kVA :Building Structure | 0.63 | --> | 0.63 | 0.5 | 0.86 |  | --> | 0.598 | 0 | 0 | 0.5 | 0 |  | --> | C17 ex BELFIELD | Belfield [T41,T42] | BLACKROCK |  | 53.3128 | -6.2059
MV/LV Substation TA***188X |  | 10 kV | _ | LV | 630 kVA :Building Structure | 0.63 | --> | 0.63 | 0.5 | 0.86 |  | --> | 0.598 | 0 | 0 | 0.5 | 0 |  | --> | C17 ex BELFIELD | Belfield [T41,T42] | BLACKROCK |  | 53.3128 | -6.206
MV/LV Substation TO***190 |  | 10 kV | _ | LV | 400 kVA :Kiosk Substation | 0.4 | --> | 0.4 | 0.188 | 1.55 |  | --> | 0.38 | 0 | 0.032 | 0.384 | 0 |  | --> | C17 ex MONKSTOWN | Monkstown [T41,T42] | BLACKROCK |  | 53.2987 | -6.1675
MV/LV Substation ME***190X |  | 10 kV | _ | LV | 630 kVA :Building Structure | 0.63 | --> | 0.63 | 0.5 | 0.86 |  | --> | 0.598 | 0 | 0 | 0.5 | 0 |  | --> | C17 ex BELFIELD | Belfield [T41,T42] | BLACKROCK |  | 53.3128 | -6.2054
MV/LV Substation BR***191 |  | 10 kV | _ | LV | 400 kVA :Kiosk Substation | 0.4 | --> | 0.4 | 0.223 | 1.55 |  | --> | 0.38 | 0 | 0.029 | 0.382 | 0 |  | --> | C16 ex MONKSTOWN | Monkstown [T41,T42] | BLACKROCK |  | 53.2948 | -6.1573
MV/LV Substation BR***150 |  | 10 kV | _ | LV | 400 kVA :Kiosk Substation | 0.4 | --> | 0.4 | 0.356 | 15.18 |  | --> | 0.38 | 0 | 0.03 | 0.364 | 0 |  | --> | C21 ex CENTRAL PARK | Central Park [T101,T102] | CARRICKMINES |  | 53.2828 | -6.1949
MV/LV Substation GL***152 |  | 10 kV | _ | LV | 400 kVA :Kiosk Substation | 0.4 | --> | 0.4 | 0.226 | 1.23 |  | --> | 0.38 | 0 | 0.028 | 0.382 | 0 |  | --> | C22 ex SALLYNOGGIN ROAD | Sallynoggin Road [T41,T42] | CHERRYWOOD |  | 53.2847 | -6.133
MV/LV Substation CL***153 |  | 10 kV | _ | LV | 400 kVA :Kiosk Substation | 0.4 | --> | 0.4 | 0.258 | 1.16 |  | --> | 0.38 | 0 | 0.093 | 0.33 | 0 |  | --> | C24 ex DEANSGRANGE | Deansgrange [T41,T42] | CARRICKMINES |  | 53.2715 | -6.1598
MV/LV Substation SI***154 |  | 10 kV | _ | LV | 400 kVA :Kiosk Substation | 0.4 | --> | 0.4 | 0.26 | 1.23 |  | --> | 0.38 | 0 | 0.061 | 0.354 | 0 |  | --> | C16 ex SALLYNOGGIN ROAD | Sallynoggin Road [T41,T42] | CHERRYWOOD |  | 53.2795 | -6.1314
MV/LV Substation CA***155 |  | 10 kV | _ | LV | 400 kVA :Kiosk Substation | 0.4 | --> | 0.4 | 0.248 | 4.37 |  | --> | 0.38 | 0 | 0.084 | 0.338 | 0 |  | --> | C14 ex DUN LAOGHAIRE | Dun Laoghaire [T41,T42] | BLACKROCK |  | 53.291 | -6.1516
MV/LV Substation RI***155X |  | 10 kV | _ | LV | 400 kVA :Building Structure | 0.4 | --> | 0.4 | 0 | 0 | Constrained, otherwise capacity available =293 kVA | --> | 0.38 | 0 | 0 | 0.394 | 0 |  | --> | C13 ex LOUGHLINSTOWN | Loughlinstown [T41,T42] | CARRICKMINES |  | 53.2513 | -6.1238
MV/LV Substation ED***157 |  | 10 kV | _ | LV | 400 kVA :Kiosk Substation | 0.4 | --> | 0.4 | 0 | 0 | Constrained, otherwise capacity available =275 kVA | --> | 0.38 | 0 | 0.039 | 0.368 | 0 |  | --> | C13 ex DUNDRUM | Dundrum [T41,T42] | BLACKROCK |  | 53.2891 | -6.2294
MV/LV Substation DU***157X |  | 10 kV | _ | LV | 400 kVA :Kiosk Substation | 0.4 | --> | 0.4 | 0.374 | 1.55 |  | --> | 0.38 | 0 | 0 | 0.384 | 0 |  | --> | C11 ex MONKSTOWN | Monkstown [T41,T42] | BLACKROCK |  | 53.2979 | -6.1747
MV/LV Substation KI***158 |  | 10 kV | _ | LV | 400 kVA :Kiosk Substation | 0.4 | --> | 0.4 | 0.334 | 4.01 |  | --> | 0.38 | 0 | 0.01 | 0.381 | 0 |  | --> | C15 ex BALLINCLEA | Ballinclea [T41] | CHERRYWOOD |  | 53.2678 | -6.1146
MV/LV Substation EN***191X |  | 10 kV | _ | LV | 1000 kVA :Building Structure | 1 | --> | 1 | 0.5 | 0.86 | Constrained, otherwise capacity available =922 kVA | --> | 0.95 | 0 | 0 | 0.5 | 0 |  | --> | C17 ex BELFIELD | Belfield [T41,T42] | BLACKROCK |  | 53.3128 | -6.2049
MV/LV Substation GL***192 |  | 10 kV | _ | LV | 200 kVA :Kiosk Substation | 0.2 | --> | 0.2 | 0.166 | 4.01 |  | --> | 0.19 | 0 | 0.018 | 0.181 | 0 |  | --> | C15 ex BALLINCLEA | Ballinclea [T41] | CHERRYWOOD |  | 53.2626 | -6.1201
MV/LV Substation EN***192X |  | 10 kV | _ | LV | 630 kVA :Building Structure | 0.63 | --> | 0.63 | 0.5 | 0.86 |  | --> | 0.598 | 0 | 0.352 | 0.346 | 0 |  | --> | C17 ex BELFIELD | Belfield [T41,T42] | BLACKROCK |  | 53.3128 | -6.2048
MV/LV Substation FA***193 |  | 10 kV | _ | LV | 400 kVA :Building Structure | 0.4 | --> | 0.4 | 0.24 | 1.55 |  | --> | 0.38 | 0 | 0.034 | 0.376 | 0 |  | --> | C21 ex MONKSTOWN | Monkstown [T41,T42] | BLACKROCK |  | 53.2866 | -6.1774
MV/LV Substation AI***193X |  | 10 kV | _ | LV | 1000 kVA :Building Structure | 1 | --> | 1 | 0.5 | 13.42 |  | --> | 0.95 | 0 | 0.005 | 0.5 | 0 |  | --> | C14 ex POTTERY ROAD | Pottery Road [T101,T102] | CARRICKMINES |  | 53.2695 | -6.1662
MV/LV Substation AR***194 |  | 10 kV | _ | LV | 400 kVA :Kiosk Substation | 0.4 | --> | 0.4 | 0.246 | 1.16 |  | --> | 0.38 | 0 | 0.04 | 0.371 | 0 |  | --> | C14 ex DEANSGRANGE | Deansgrange [T41,T42] | CARRICKMINES |  | 53.2837 | -6.1848
MV/LV Substation HA***194X |  | 10 kV | _ | LV | 630 kVA :Building Structure | 0.63 | --> | 0.63 | 0.5 | 4.37 |  | --> | 0.598 | 0 | 0 | 0.5 | 0 |  | --> | C21 ex DUN LAOGHAIRE | Dun Laoghaire [T41,T42] | BLACKROCK |  | 53.2916 | -6.1332
MV/LV Substation GL***195 |  | 10 kV | _ | LV | 400 kVA :Building Structure | 0.4 | --> | 0.4 | 0.274 | 1.16 |  | --> | 0.38 | 0 | 0.02 | 0.382 | 0 |  | --> | C14 ex MOUNT MERRION | Mount Merrion [T41,T42] | CARRICKMINES |  | 53.3018 | -6.2113
MV/LV Substation MO***196 |  | 10 kV | _ | LV | 630 kVA :Kiosk Substation | 0.63 | --> | 0.63 | 0.407 | 1.23 |  | --> | 0.598 | 0 | 0.105 | 0.5 | 0 |  | --> | C20 ex SALLYNOGGIN ROAD | Sallynoggin Road [T41,T42] | CHERRYWOOD |  | 53.2857 | -6.1465
MV/LV Substation HA***196X |  | 10 kV | _ | LV | 630 kVA :Building Structure | 0.63 | --> | 0.63 | 0.479 | 4.37 |  | --> | 0.598 | 0 | 0.02 | 0.5 | 0 |  | --> | C19 ex DUN LAOGHAIRE | Dun Laoghaire [T41,T42] | BLACKROCK |  | 53.2949 | -6.1405
MV/LV Substation GR***197 |  | 10 kV | _ | LV | 200 kVA :Kiosk Substation | 0.2 | --> | 0.2 | 0.2 | 1.55 |  | --> | 0.19 | 0 | 0 | 0.19 | 0 |  | --> | C21 ex MONKSTOWN | Monkstown [T41,T42] | BLACKROCK |  | 53.2797 | -6.1938
MV/LV Substation WI***197X |  | 10 kV | _ | LV | 630 kVA :Kiosk Substation | 0.63 | --> | 0.63 | 0.5 | 7.75 |  | --> | 0.598 | 0 | 0 | 0.5 | 0 |  | --> | C26 ex MILLTOWN (DR) | Milltown (dr) [T101,T102] | INCHICORE 220KV |  | 53.3013 | -6.2454
MV/LV Substation ME***198 |  | 10 kV | _ | LV | 630 kVA :Kiosk Substation | 0.63 | --> | 0.63 | 0.382 | 4.37 |  | --> | 0.598 | 0 | 0.013 | 0.5 | 0 |  | --> | C21 ex DUN LAOGHAIRE | Dun Laoghaire [T41,T42] | BLACKROCK |  | 53.2915 | -6.1306
MV/LV Substation BA***199X |  | 10 kV | _ | LV | 630 kVA :Building Structure | 0.63 | --> | 0.63 | 0.5 | 1.55 |  | --> | 0.598 | 0 | 0.01 | 0.5 | 0 |  | --> | C17 ex MONKSTOWN | Monkstown [T41,T42] | BLACKROCK |  | 53.3023 | -6.1783
MV/LV Substation AR***200 |  | 10 kV | _ | LV | 400 kVA :Kiosk Substation | 0.4 | --> | 0.4 | 0.283 | 1.23 |  | --> | 0.38 | 0 | 0.032 | 0.372 | 0 |  | --> | C20 ex SALLYNOGGIN ROAD | Sallynoggin Road [T41,T42] | CHERRYWOOD |  | 53.2814 | -6.1477
MV/LV Substation HO***200X |  | 10 kV | _ | LV | 1000 kVA :Building Structure | 1 | --> | 1 | 0.5 | 0.86 | Constrained, otherwise capacity available =920 kVA | --> | 0.95 | 0 | 0 | 0.5 | 0 |  | --> | C17 ex BELFIELD | Belfield [T41,T42] | BLACKROCK |  | 53.3128 | -6.2041
MV/LV Substation ST***201X |  | 10 kV | _ | LV | 1000 kVA :Building Structure | 1 | --> | 1 | 0.5 | 0.86 | Constrained, otherwise capacity available =1000 kVA | --> | 0.95 | 0 | 0 | 0.5 | 0 |  | --> | C17 ex BELFIELD | Belfield [T41,T42] | BLACKROCK |  | 53.3128 | -6.204
MV/LV Substation TR***202 |  | 10 kV | _ | LV | 630 kVA :Kiosk Substation | 0.63 | --> | 0.63 | 0.344 | 1.16 |  | --> | 0.598 | 0 | 0.098 | 0.5 | 0 |  | --> | C23 ex MOUNT MERRION | Mount Merrion [T41,T42] | CARRICKMINES |  | 53.2925 | -6.2075
MV/LV Substation SE***203X |  | 10 kV | _ | LV | 400 kVA :Kiosk Substation | 0.4 | --> | 0.4 | 0.279 | 13.42 |  | --> | 0.38 | 0 | 0.033 | 0.372 | 0 |  | --> | C20 ex POTTERY ROAD | Pottery Road [T101,T102] | CARRICKMINES |  | 53.2597 | -6.1386
MV/LV Substation RI***204 |  | 10 kV | _ | LV | 630 kVA :Kiosk Substation | 0.63 | --> | 0.63 | 0.41 | 4.37 |  | --> | 0.598 | 0 | 0.128 | 0.5 | 0 |  | --> | C14 ex DUN LAOGHAIRE | Dun Laoghaire [T41,T42] | BLACKROCK |  | 53.2889 | -6.1588
MV/LV Substation CA***205 |  | 10 kV | _ | LV | 630 kVA :Kiosk Substation | 0.63 | --> | 0.63 | 0.346 | 0.86 |  | --> | 0.598 | 0 | 0.008 | 0.5 | 0 |  | --> | C15 ex BELFIELD | Belfield [T41,T42] | BLACKROCK |  | 53.3044 | -6.1887
MV/LV Substation JA***205X |  | 10 kV | _ | LV | 1000 kVA :Building Structure | 1 | --> | 1 | 0.5 | 15.18 |  | --> | 0.95 | 0 | 0.006 | 0.5 | 0 |  | --> | C14 ex CENTRAL PARK | Central Park [T101,T102] | CARRICKMINES |  | 53.2811 | -6.1945
MV/LV Substation MT***206 |  | 10 kV | _ | LV | 400 kVA :Kiosk Substation | 0.4 | --> | 0.4 | 0 | 0 | Constrained, otherwise capacity available =317 kVA | --> | 0.38 | 0 | 0.049 | 0.355 | 0 |  | --> | C15 ex DUNDRUM | Dundrum [T41,T42] | BLACKROCK |  | 53.2901 | -6.224
MV/LV Substation JA***206X |  | 10 kV | _ | LV | 1000 kVA :Building Structure | 1 | --> | 1 | 0.5 | 15.18 |  | --> | 0.95 | 0 | 0 | 0.5 | 0 |  | --> | C14 ex CENTRAL PARK | Central Park [T101,T102] | CARRICKMINES |  | 53.2814 | -6.1931
MV/LV Substation LA***207 |  | 10 kV | _ | LV | 200 kVA :Kiosk Substation | 0.2 | --> | 0.2 | 0.161 | 4.01 |  | --> | 0.19 | 0 | 0.005 | 0.192 | 0 |  | --> | C15 ex BALLINCLEA | Ballinclea [T41] | CHERRYWOOD |  | 53.2614 | -6.1243
MV/LV Substation PE***207X |  | 10 kV | _ | LV | 400 kVA :Kiosk Substation | 0.4 | --> | 0.4 | 0.308 | 13.42 |  | --> | 0.38 | 0 | 0.005 | 0.389 | 0 |  | --> | C17 ex POTTERY ROAD | Pottery Road [T101,T102] | CARRICKMINES |  | 53.2768 | -6.1406
MV/LV Substation TH***208X |  | 10 kV | _ | LV | 400 kVA :Building Structure | 0.4 | --> | 0.4 | 0.041 | 0.04 | Constrained, otherwise capacity available =365 kVA | --> | 0.38 | 0 | 0.005 | 0.381 | 0 |  | --> | C16 ex LITTLE BRAY | Little Bray [T41,T42] | FASSAROE |  | 53.2391 | -6.1314
MV/LV Substation DA***209 |  | 10 kV | _ | LV | 100 kVA :Pole Substation | 0.1 | --> | 0.1 | 0.032 | 4.01 |  | --> | 0.095 | 0 | 0.033 | 0.079 | 0 |  | --> | C15 ex BALLINCLEA | Ballinclea [T41] | CHERRYWOOD |  | 53.2715 | -6.1119
MV/LV Substation PO***210X |  | 10 kV | _ | LV | 400 kVA :Kiosk Substation | 0.4 | --> | 0.4 | 0 | 0 | Constrained, otherwise capacity available =400 kVA | --> | 0.38 | 0 | 0 | 0 | 0 | Constrained, otherwise capacity available =380 kW | --> | C12 ex POTTERY ROAD |  |  |  | 53.2734 | -6.1517
MV/LV Substation PE***211 |  | 10 kV | _ | LV | 630 kVA :Kiosk Substation | 0.63 | --> | 0.63 | 0.5 | 1.23 |  | --> | 0.598 | 0 | 0.038 | 0.5 | 0 |  | --> | C25 ex SALLYNOGGIN ROAD | Sallynoggin Road [T41,T42] | CHERRYWOOD |  | 53.2782 | -6.1377
MV/LV Substation BE***211X |  | 10 kV | _ | LV | 1000 kVA :Building Structure | 1 | --> | 1 | 0.5 | 15.18 |  | --> | 0.95 | 0 | 0 | 0.5 | 0 |  | --> | C14 ex CENTRAL PARK | Central Park [T101,T102] | CARRICKMINES |  | 53.2814 | -6.1908
MV/LV Substation KI***212 |  | 10 kV | _ | LV | 400 kVA :Kiosk Substation | 0.4 | --> | 0.4 | 0.226 | 1.16 |  | --> | 0.38 | 0 | 0.082 | 0.342 | 0 |  | --> | C17 ex DEANSGRANGE | Deansgrange [T41,T42] | CARRICKMINES |  | 53.282 | -6.1597
MV/LV Substation VA***212X |  | 10 kV | _ | LV | 1000 kVA :Building Structure | 1 | --> | 1 | 0.5 | 15.18 |  | --> | 0.95 | 0 | 0 | 0.5 | 0 |  | --> | C13 ex CENTRAL PARK | Central Park [T101,T102] | CARRICKMINES |  | 53.271 | -6.2028
MV/LV Substation AR***213 |  | 10 kV | _ | LV | 400 kVA :Building Structure | 0.4 | --> | 0.4 | 0.269 | 1.16 |  | --> | 0.38 | 0 | 0.024 | 0.38 | 0 |  | --> | C22 ex MOUNT MERRION | Mount Merrion [T41,T42] | CARRICKMINES |  | 53.2992 | -6.223
MV/LV Substation LI***213X |  | 10 kV | _ | LV | 400 kVA :Kiosk Substation | 0.4 | --> | 0.4 | 0.117 | 1.16 |  | --> | 0.38 | 0 | 0.029 | 0.395 | 0 |  | --> | C14 ex DEANSGRANGE | Deansgrange [T41,T42] | CARRICKMINES |  | 53.2776 | -6.1636
MV/LV Substation MO***214 |  | 10 kV | _ | LV | 400 kVA :Kiosk Substation | 0.4 | --> | 0.4 | 0.251 | 1.16 |  | --> | 0.38 | 0 | 0.064 | 0.352 | 0 |  | --> | C22 ex MOUNT MERRION | Mount Merrion [T41,T42] | CARRICKMINES |  | 53.2979 | -6.2271
MV/LV Substation DU***214X |  | 10 kV | _ | LV | 1000 kVA :Building Structure | 1 | --> | 1 | 0 | 0 | Constrained, otherwise capacity available =796 kVA | --> | 0.95 | 0 | 0 | 0.5 | 0 |  | --> | C19 ex DUNDRUM | Dundrum [T41,T42] | BLACKROCK |  | 53.3036 | -6.2443
MV/LV Substation EL***215 |  | 10 kV | _ | LV | 400 kVA :Kiosk Substation | 0.4 | --> | 0.4 | 0.278 | 0.86 |  | --> | 0.38 | 0 | 0.01 | 0.389 | 0 |  | --> | C16 ex BELFIELD | Belfield [T41,T42] | BLACKROCK |  | 53.3178 | -6.2149
MV/LV Substation LO***215X |  | 10 kV | _ | LV | 200 kVA :Kiosk Substation | 0.2 | --> | 0.2 | 0.172 | 13.42 |  | --> | 0.19 | 0 | 0 | 0.194 | 0 |  | --> | C20 ex POTTERY ROAD | Pottery Road [T101,T102] | CARRICKMINES |  | 53.2656 | -6.1485
MV/LV Substation MT***216 |  | 10 kV | _ | LV | 400 kVA :Building Structure | 0.4 | --> | 0.4 | 0 | 0 | Constrained, otherwise capacity available =274 kVA | --> | 0.38 | 0 | 0.083 | 0.335 | 0 |  | --> | C12 ex DUNDRUM | Dundrum [T41,T42] | BLACKROCK |  | 53.2957 | -6.2404
MV/LV Substation ST***217 |  | 10 kV | _ | LV | 400 kVA :Building Structure | 0.4 | --> | 0.4 | 0.267 | 1.16 |  | --> | 0.38 | 0 | 0.068 | 0.347 | 0 |  | --> | C17 ex MOUNT MERRION | Mount Merrion [T41,T42] | CARRICKMINES |  | 53.2926 | -6.1959
MV/LV Substation TO***218 |  | 10 kV | _ | LV | 400 kVA :Kiosk Substation | 0.4 | --> | 0.4 | 0.189 | 1.16 |  | --> | 0.38 | 0 | 0.061 | 0.362 | 0 |  | --> | C21 ex DEANSGRANGE | Deansgrange [T41,T42] | CARRICKMINES |  | 53.2699 | -6.1842
MV/LV Substation CA***219 |  | 10 kV | _ | LV | 630 kVA :Kiosk Substation | 0.63 | --> | 0.63 | 0.234 | 1.23 |  | --> | 0.598 | 0 | 0.063 | 0.5 | 0 |  | --> | C23 ex SALLYNOGGIN ROAD | Sallynoggin Road [T41,T42] | CHERRYWOOD |  | 53.277 | -6.1038
MV/LV Substation BY***219X |  | 10 kV | _ | LV | 1000 kVA :Building Structure | 1 | --> | 1 | 0.5 | 1.16 |  | --> | 0.95 | 0 | 0 | 0.5 | 0 |  | --> | C11 ex DEANSGRANGE | Deansgrange [T41,T42] | CARRICKMINES |  | 53.275 | -6.158
MV/LV Substation MA***220 |  | 10 kV | _ | LV | 400 kVA :Building Structure | 0.4 | --> | 0.4 | 0.189 | 4.37 |  | --> | 0.38 | 0 | 0 | 0.408 | 0 |  | --> | C19 ex DUN LAOGHAIRE | Dun Laoghaire [T41,T42] | BLACKROCK |  | 53.294 | -6.1316
MV/LV Substation MU***221 |  | 10 kV | _ | LV | 400 kVA :Kiosk Substation | 0.4 | --> | 0.4 | 0.32 | 1.23 |  | --> | 0.38 | 0 | 0.01 | 0.383 | 0 |  | --> | C21 ex SALLYNOGGIN ROAD | Sallynoggin Road [T41,T42] | CHERRYWOOD |  | 53.2907 | -6.1362
MV/LV Substation EL***222 |  | 10 kV | _ | LV | 400 kVA :Kiosk Substation | 0.4 | --> | 0.4 | 0.307 | 1.23 |  | --> | 0.38 | 0 | 0.015 | 0.381 | 0 |  | --> | C16 ex SALLYNOGGIN ROAD | Sallynoggin Road [T41,T42] | CHERRYWOOD |  | 53.2845 | -6.1156
MV/LV Substation CH***222X |  | 10 kV | _ | LV | 1000 kVA :Building Structure | 1 | --> | 1 | 0 | 0 | Constrained, otherwise capacity available =684 kVA | --> | 0.95 | 0 | 0 | 0.5 | 0 |  | --> | C19 ex LOUGHLINSTOWN | Loughlinstown [T41,T42] | CARRICKMINES |  | 53.2444 | -6.139
MV/LV Substation MA***223 |  | 10 kV | _ | LV | 1000 kVA :Kiosk Substation | 1 | --> | 1 | 0.35 | 4.37 |  | --> | 0.95 | 0 | 0 | 0.5 | 0 |  | --> | C19 ex DUN LAOGHAIRE | Dun Laoghaire [T41,T42] | BLACKROCK |  | 53.2934 | -6.1345
MV/LV Substation CH***223X |  | 10 kV | _ | LV | 1000 kVA :Building Structure | 1 | --> | 1 | 0 | 0 | Constrained, otherwise capacity available =738 kVA | --> | 0.95 | 0 | 0 | 0.5 | 0 |  | --> | C19 ex LOUGHLINSTOWN | Loughlinstown [T41,T42] | CARRICKMINES |  | 53.2416 | -6.1401
MV/LV Substation SI***224 |  | 10 kV | _ | LV | 400 kVA :Kiosk Substation | 0.4 | --> | 0.4 | 0 | 0 | Constrained, otherwise capacity available =290 kVA | --> | 0.38 | 0 | 0.034 | 0.37 | 0 |  | --> | C18 ex DUNDRUM | Dundrum [T41,T42] | BLACKROCK |  | 53.3173 | -6.2248
MV/LV Substation VI***224X |  | 10 kV | _ | LV | 1000 kVA :Building Structure | 1 | --> | 1 | 0 | 0 | Constrained, otherwise capacity available =584 kVA | --> | 0.95 | 0 | 0 | 0.5 | 0 |  | --> | C19 ex LOUGHLINSTOWN | Loughlinstown [T41,T42] | CARRICKMINES |  | 53.2413 | -6.1409
MV/LV Substation MA***225 |  | 10 kV | _ | LV | 200 kVA :Pole Substation | 0.2 | --> | 0.2 | 0.174 | 13.42 |  | --> | 0.19 | 0 | 0.036 | 0.167 | 0 |  | --> | C21 ex POTTERY ROAD | Pottery Road [T101,T102] | CARRICKMINES |  | 53.2629 | -6.1533
MV/LV Substation JO***226 |  | 10 kV | _ | LV | 630 kVA :Kiosk Substation | 0.63 | --> | 0.63 | 0.488 | 13.42 |  | --> | 0.598 | 0 | 0.071 | 0.5 | 0 |  | --> | C20 ex POTTERY ROAD | Pottery Road [T101,T102] | CARRICKMINES |  | 53.2677 | -6.1467
MV/LV Substation VA***228X |  | 10 kV | _ | LV | 1000 kVA :Building Structure | 1 | --> | 1 | 0.5 | 15.18 |  | --> | 0.95 | 0 | 0 | 0.5 | 0 |  | --> | C13 ex CENTRAL PARK | Central Park [T101,T102] | CARRICKMINES |  | 53.2706 | -6.2035
MV/LV Substation ST***229 |  | 10 kV | _ | LV | 630 kVA :Building Structure | 0.63 | --> | 0.63 | 0.358 | 4.37 |  | --> | 0.598 | 0 | 0.009 | 0.5 | 0 |  | --> | C19 ex DUN LAOGHAIRE | Dun Laoghaire [T41,T42] | BLACKROCK |  | 53.2943 | -6.1384
MV/LV Substation LO***229X |  | 10 kV | _ | LV | 200 kVA :Building Structure | 0.2 | --> | 0.2 | 0 | 0 | Constrained, otherwise capacity available =168 kVA | --> | 0.19 | 0 | 0 | 0.194 | 0 |  | --> | C12 ex LOUGHLINSTOWN | Loughlinstown [T41,T42] | CARRICKMINES |  | 53.2501 | -6.1327
MV/LV Substation KI***230 |  | 10 kV | _ | LV | 400 kVA :Kiosk Substation | 0.4 | --> | 0.4 | 0.298 | 1.16 |  | --> | 0.38 | 0 | 0.039 | 0.365 | 0 |  | --> | C18 ex BREWERY ROAD | Brewery Road [T41,T42] | CARRICKMINES |  | 53.2877 | -6.2081
MV/LV Substation ME***230X |  | 10 kV | _ | LV | 630 kVA :Building Structure | 0.63 | --> | 0.63 | 0.5 | 1.16 |  | --> | 0.598 | 0 | 0 | 0.5 | 0 |  | --> | C14 ex MOUNT MERRION | Mount Merrion [T41,T42] | CARRICKMINES |  | 53.3128 | -6.2053
MV/LV Substation BE***231 |  | 10 kV | _ | LV | 400 kVA :Kiosk Substation | 0.4 | --> | 0.4 | 0.298 | 4.01 |  | --> | 0.38 | 0 | 0.09 | 0.327 | 0 |  | --> | C11 ex BALLINCLEA | Ballinclea [T41] | CHERRYWOOD |  | 53.2754 | -6.127
MV/LV Substation CH***231X |  | 10 kV | _ | LV | 400 kVA :Building Structure | 0.4 | --> | 0.4 | 0 | 0 | Constrained, otherwise capacity available =392 kVA | --> | 0.38 | 0 | 0 | 0.381 | 0 |  | --> | C24 ex CARRICKMINES | Carrickmines [T41,T42] | CARRICKMINES |  | 53.2463 | -6.1478
MV/LV Substation KI***232 |  | 10 kV | _ | LV | 630 kVA :Building Structure | 0.63 | --> | 0.63 | 0.428 | 4.01 |  | --> | 0.598 | 0 | 0 | 0.5 | 0 |  | --> | C15 ex BALLINCLEA | Ballinclea [T41] | CHERRYWOOD |  | 53.2692 | -6.1125
MV/LV Substation PA***233 |  | 10 kV | _ | LV | 400 kVA :Kiosk Substation | 0.4 | --> | 0.4 | 0.166 | 1.16 |  | --> | 0.38 | 0 | 0.047 | 0.376 | 0 |  | --> | C17 ex MOUNT MERRION | Mount Merrion [T41,T42] | CARRICKMINES |  | 53.2964 | -6.1981
MV/LV Substation HY***234 |  | 10 kV | _ | LV | 400 kVA :Kiosk Substation | 0.4 | --> | 0.4 | 0.28 | 1.23 |  | --> | 0.38 | 0 | 0.047 | 0.361 | 0 |  | --> | C23 ex SALLYNOGGIN ROAD | Sallynoggin Road [T41,T42] | CHERRYWOOD |  | 53.2812 | -6.11
MV/LV Substation AI***235 |  | 10 kV | _ | LV | 400 kVA :Kiosk Substation | 0.4 | --> | 0.4 | 0 | 0 | Constrained, otherwise capacity available =303 kVA | --> | 0.38 | 0 | 0.019 | 0.379 | 0 |  | --> | C18 ex DUNDRUM | Dundrum [T41,T42] | BLACKROCK |  | 53.3137 | -6.2294
MV/LV Substation DU***235X |  | 10 kV | _ | LV | 400 kVA :Building Structure | 0.4 | --> | 0.4 | 0 | 0 | Constrained, otherwise capacity available =388 kVA | --> | 0.38 | 0 | 0 | 0.382 | 0 |  | --> | C14 ex DUNDRUM | Dundrum [T41,T42] | BLACKROCK |  | 53.2821 | -6.2573
MV/LV Substation SI***236 |  | 10 kV | _ | LV | 400 kVA :Kiosk Substation | 0.4 | --> | 0.4 | 0.236 | 1.23 |  | --> | 0.38 | 0 | 0.054 | 0.362 | 0 |  | --> | C21 ex SALLYNOGGIN ROAD | Sallynoggin Road [T41,T42] | CHERRYWOOD |  | 53.2824 | -6.1313
MV/LV Substation TH***236X |  | 10 kV | _ | LV | 630 kVA :Building Structure | 0.63 | --> | 0.63 | 0.5 | 4.37 |  | --> | 0.598 | 0 | 0 | 0.5 | 0 |  | --> | C18 ex DUN LAOGHAIRE | Dun Laoghaire [T41,T42] | BLACKROCK |  | 53.2944 | -6.1406
MV/LV Substation AL***237 |  | 10 kV | _ | LV | 400 kVA :Kiosk Substation | 0.4 | --> | 0.4 | 0.274 | 1.23 |  | --> | 0.38 | 0 | 0.053 | 0.358 | 0 |  | --> | C16 ex SALLYNOGGIN ROAD | Sallynoggin Road [T41,T42] | CHERRYWOOD |  | 53.2825 | -6.1189
MV/LV Substation RO***237X |  | 10 kV | _ | LV | 630 kVA :Kiosk Substation | 0.63 | --> | 0.63 | 0.5 | 4.37 |  | --> | 0.598 | 0 | 0 | 0.5 | 0 |  | --> | C12 ex DUN LAOGHAIRE | Dun Laoghaire [T41,T42] | BLACKROCK |  | 53.2923 | -6.1343
MV/LV Substation TA***238 |  | 10 kV | _ | LV | 400 kVA :Kiosk Substation | 0.4 | --> | 0.4 | 0.339 | 4.01 |  | --> | 0.38 | 0 | 0.034 | 0.363 | 0 |  | --> | C19 ex BALLINCLEA | Ballinclea [T41] | CHERRYWOOD |  | 53.2704 | -6.1327
MV/LV Substation LO***239 |  | 10 kV | _ | LV | 400 kVA :Kiosk Substation | 0.4 | --> | 0.4 | 0.253 | 4.01 |  | --> | 0.38 | 0 | 0.043 | 0.368 | 0 |  | --> | C15 ex BALLINCLEA | Ballinclea [T41] | CHERRYWOOD |  | 53.274 | -6.1153
MV/LV Substation OU***239X |  | 10 kV | _ | LV | 400 kVA :Kiosk Substation | 0.4 | --> | 0.4 | 0 | 0 | Constrained, otherwise capacity available =349 kVA | --> | 0.38 | 0 | 0.053 | 0.348 | 0 |  | --> | C12 ex DUNDRUM | Dundrum [T41,T42] | BLACKROCK |  | 53.2999 | -6.2335
MV/LV Substation LU***240 |  | 10 kV | _ | LV | 400 kVA :Kiosk Substation | 0.4 | --> | 0.4 | 0.155 | 1.23 |  | --> | 0.38 | 0 | 0.049 | 0.376 | 0 |  | --> | C23 ex SALLYNOGGIN ROAD | Sallynoggin Road [T41,T42] | CHERRYWOOD |  | 53.2816 | -6.1068
MV/LV Substation AV***241 |  | 10 kV | _ | LV | 400 kVA :Kiosk Substation | 0.4 | --> | 0.4 | 0.232 | 1.23 |  | --> | 0.38 | 0 | 0.111 | 0.32 | 0 |  | --> | C17 ex SALLYNOGGIN ROAD | Sallynoggin Road [T41,T42] | CHERRYWOOD |  | 53.2714 | -6.1272
MV/LV Substation VA***241X |  | 10 kV | _ | LV | 1000 kVA :Kiosk Substation | 1 | --> | 1 | 0.5 | 15.18 |  | --> | 0.95 | 0 | 0 | 0.5 | 0 |  | --> | C13 ex CENTRAL PARK | Central Park [T101,T102] | CARRICKMINES |  | 53.2706 | -6.2034
MV/LV Substation HI***242 |  | 10 kV | _ | LV | 400 kVA :Building Structure | 0.4 | --> | 0.4 | 0.267 | 1.23 |  | --> | 0.38 | 0 | 0.107 | 0.318 | 0 |  | --> | C17 ex SALLYNOGGIN ROAD | Sallynoggin Road [T41,T42] | CHERRYWOOD |  | 53.2734 | -6.1318
MV/LV Substation CE***242X |  | 10 kV | _ | LV | 400 kVA :Kiosk Substation | 0.4 | --> | 0.4 | 0.4 | 15.18 |  | --> | 0.38 | 0 | 0 | 0.38 | 0 |  | --> | C12 ex CENTRAL PARK | Central Park [T101,T102] | CARRICKMINES |  | 53.2701 | -6.2061
MV/LV Substation SP***243 |  | 10 kV | _ | LV | 400 kVA :Kiosk Substation | 0.4 | --> | 0.4 | 0.266 | 1.16 |  | --> | 0.38 | 0 | 0.051 | 0.36 | 0 |  | --> | C19 ex DEANSGRANGE | Deansgrange [T41,T42] | CARRICKMINES |  | 53.2842 | -6.1718
MV/LV Substation DU***245 |  | 10 kV | _ | LV | 630 kVA :Building Structure | 0.63 | --> | 0.63 | 0.5 | 13.42 |  | --> | 0.598 | 0 | 0 | 0.5 | 0 |  | --> | C21 ex POTTERY ROAD | Pottery Road [T101,T102] | CARRICKMINES |  | 53.2663 | -6.1596
MV/LV Substation LE***247 |  | 10 kV | _ | LV | 630 kVA :Kiosk Substation | 0.63 | --> | 0.63 | 0.412 | 1.55 |  | --> | 0.598 | 0 | 0.062 | 0.5 | 0 |  | --> | C21 ex MONKSTOWN | Monkstown [T41,T42] | BLACKROCK |  | 53.2791 | -6.1961
MV/LV Substation LE***248 |  | 10 kV | _ | LV | 400 kVA :Kiosk Substation | 0.4 | --> | 0.4 | 0.282 | 1.55 |  | --> | 0.38 | 0 | 0.073 | 0.342 | 0 |  | --> | C21 ex MONKSTOWN | Monkstown [T41,T42] | BLACKROCK |  | 53.2776 | -6.1938
MV/LV Substation LE***249 |  | 10 kV | _ | LV | 400 kVA :Building Structure | 0.4 | --> | 0.4 | 0.304 | 1.55 |  | --> | 0.38 | 0 | 0.039 | 0.364 | 0 |  | --> | C21 ex MONKSTOWN | Monkstown [T41,T42] | BLACKROCK |  | 53.2753 | -6.1949
MV/LV Substation GR***250 |  | 10 kV | _ | LV | 400 kVA :Kiosk Substation | 0.4 | --> | 0.4 | 0.284 | 13.42 |  | --> | 0.38 | 0 | 0.044 | 0.363 | 0 |  | --> | C20 ex POTTERY ROAD | Pottery Road [T101,T102] | CARRICKMINES |  | 53.2685 | -6.142
MV/LV Substation CH***251 |  | 10 kV | _ | LV | 400 kVA :Kiosk Substation | 0.4 | --> | 0.4 | 0.301 | 4.01 |  | --> | 0.38 | 0 | 0.054 | 0.353 | 0 |  | --> | C19 ex BALLINCLEA | Ballinclea [T41] | CHERRYWOOD |  | 53.2616 | -6.1333
MV/LV Substation KI***252 |  | 10 kV | _ | LV | 400 kVA :Kiosk Substation | 0.4 | --> | 0.4 | 0.204 | 4.01 |  | --> | 0.38 | 0 | 0.063 | 0.359 | 0 |  | --> | C19 ex BALLINCLEA | Ballinclea [T41] | CHERRYWOOD |  | 53.2635 | -6.135
MV/LV Substation MO***254 |  | 10 kV | _ | LV | 400 kVA :Building Structure | 0.4 | --> | 0.4 | 0.236 | 1.16 |  | --> | 0.38 | 0 | 0.006 | 0.397 | 0 |  | --> | C19 ex MOUNT MERRION | Mount Merrion [T41,T42] | CARRICKMINES |  | 53.3083 | -6.2144
MV/LV Substation WA***255 |  | 10 kV | _ | LV | 400 kVA :Kiosk Substation | 0.4 | --> | 0.4 | 0.235 | 1.16 |  | --> | 0.38 | 0 | 0.058 | 0.359 | 0 |  | --> | C18 ex MOUNT MERRION | Mount Merrion [T41,T42] | CARRICKMINES |  | 53.2977 | -6.1883
MV/LV Substation GL***256 |  | 10 kV | _ | LV | 400 kVA :Kiosk Substation | 0.4 | --> | 0.4 | 0.272 | 1.23 |  | --> | 0.38 | 0 | 0.069 | 0.346 | 0 |  | --> | C17 ex SALLYNOGGIN ROAD | Sallynoggin Road [T41,T42] | CHERRYWOOD |  | 53.2766 | -6.1359
MV/LV Substation DU***257 |  | 10 kV | _ | LV | 630 kVA :Kiosk Substation | 0.63 | --> | 0.63 | 0.463 | 1.23 |  | --> | 0.598 | 0 | 0.037 | 0.5 | 0 |  | --> | C16 ex SALLYNOGGIN ROAD | Sallynoggin Road [T41,T42] | CHERRYWOOD |  | 53.2792 | -6.1343
MV/LV Substation SW***260 |  | 10 kV | _ | LV | 400 kVA :Kiosk Substation | 0.4 | --> | 0.4 | 0 | 0 | Constrained, otherwise capacity available =178 kVA | --> | 0.38 | 0 | 0.051 | 0.372 | 0 |  | --> | C15 ex DUNDRUM | Dundrum [T41,T42] | BLACKROCK |  | 53.286 | -6.2205
MV/LV Substation BE***261 |  | 10 kV | _ | LV | 400 kVA :Kiosk Substation | 0.4 | --> | 0.4 | 0.209 | 13.42 |  | --> | 0.38 | 0 | 0.102 | 0.33 | 0 |  | --> | C14 ex POTTERY ROAD | Pottery Road [T101,T102] | CARRICKMINES |  | 53.2732 | -6.1641
MV/LV Substation BE***262 |  | 10 kV | _ | LV | 400 kVA :Kiosk Substation | 0.4 | --> | 0.4 | 0.284 | 13.42 |  | --> | 0.38 | 0 | 0.086 | 0.332 | 0 |  | --> | C14 ex POTTERY ROAD | Pottery Road [T101,T102] | CARRICKMINES |  | 53.2709 | -6.1637
MV/LV Substation SO***263 |  | 10 kV | _ | LV | 400 kVA :Kiosk Substation | 0.4 | --> | 0.4 | 0.273 | 1.16 |  | --> | 0.38 | 0 | 0.054 | 0.357 | 0 |  | --> | C24 ex DEANSGRANGE | Deansgrange [T41,T42] | CARRICKMINES |  | 53.2683 | -6.1602
MV/LV Substation SI***264 |  | 10 kV | _ | LV | 400 kVA :Kiosk Substation | 0.4 | --> | 0.4 | 0.26 | 1.55 |  | --> | 0.38 | 0 | 0.006 | 0.394 | 0 |  | --> | C20 ex MONKSTOWN | Monkstown [T41,T42] | BLACKROCK |  | 53.3016 | -6.1872
MV/LV Substation AU***266 |  | 10 kV | _ | LV | 400 kVA :Kiosk Substation | 0.4 | --> | 0.4 | 0.267 | 13.42 |  | --> | 0.38 | 0 | 0.074 | 0.343 | 0 |  | --> | C20 ex POTTERY ROAD | Pottery Road [T101,T102] | CARRICKMINES |  | 53.2665 | -6.1415
MV/LV Substation GR***267 |  | 10 kV | _ | LV | 400 kVA :Kiosk Substation | 0.4 | --> | 0.4 | 0.313 | 13.42 |  | --> | 0.38 | 0 | 0.041 | 0.361 | 0 |  | --> | C20 ex POTTERY ROAD | Pottery Road [T101,T102] | CARRICKMINES |  | 53.2642 | -6.1432
MV/LV Substation WO***268 |  | 10 kV | _ | LV | 400 kVA :Building Structure | 0.4 | --> | 0.4 | 0.312 | 13.42 |  | --> | 0.38 | 0 | 0.022 | 0.376 | 0 |  | --> | C20 ex POTTERY ROAD | Pottery Road [T101,T102] | CARRICKMINES |  | 53.2657 | -6.1452
MV/LV Substation UL***269 |  | 10 kV | _ | LV | 400 kVA :Kiosk Substation | 0.4 | --> | 0.4 | 0.222 | 1.16 |  | --> | 0.38 | 0 | 0.031 | 0.381 | 0 |  | --> | C17 ex MOUNT MERRION | Mount Merrion [T41,T42] | CARRICKMINES |  | 53.29 | -6.1925
MV/LV Substation ME***270 |  | 10 kV | _ | LV | 630 kVA :Kiosk Substation | 0.63 | --> | 0.63 | 0.5 | 1.16 |  | --> | 0.598 | 0 | 0.015 | 0.5 | 0 |  | --> | C14 ex MOUNT MERRION | Mount Merrion [T41,T42] | CARRICKMINES |  | 53.3165 | -6.205
MV/LV Substation LA***271 |  | 10 kV | _ | LV | 400 kVA :Building Structure | 0.4 | --> | 0.4 | 0.254 | 1.16 |  | --> | 0.38 | 0 | 0.072 | 0.346 | 0 |  | --> | C21 ex BREWERY ROAD | Brewery Road [T41,T42] | CARRICKMINES |  | 53.2833 | -6.2141
MV/LV Substation LA***272 |  | 10 kV | _ | LV | 400 kVA :Kiosk Substation | 0.4 | --> | 0.4 | 0.315 | 1.16 |  | --> | 0.38 | 0 | 0.045 | 0.358 | 0 |  | --> | C21 ex BREWERY ROAD | Brewery Road [T41,T42] | CARRICKMINES |  | 53.2832 | -6.2182
MV/LV Substation FA***274 |  | 10 kV | _ | LV | 400 kVA :Kiosk Substation | 0.4 | --> | 0.4 | 0 | 0 | Constrained, otherwise capacity available =250 kVA | --> | 0.38 | 0 | 0.08 | 0.341 | 0 |  | --> | C15 ex DUNDRUM | Dundrum [T41,T42] | BLACKROCK |  | 53.292 | -6.236
MV/LV Substation FA***275 |  | 10 kV | _ | LV | 400 kVA :Kiosk Substation | 0.4 | --> | 0.4 | 0 | 0 | Constrained, otherwise capacity available =298 kVA | --> | 0.38 | 0 | 0.036 | 0.367 | 0 |  | --> | C12 ex DUNDRUM | Dundrum [T41,T42] | BLACKROCK |  | 53.2946 | -6.2354
MV/LV Substation ST***276 |  | 10 kV | _ | LV | 200 kVA :Building Structure | 0.2 | --> | 0.2 | 0 | 0 | Constrained, otherwise capacity available =167 kVA | --> | 0.19 | 0 | 0.017 | 0.182 | 0 |  | --> | C12 ex LOUGHLINSTOWN | Loughlinstown [T41,T42] | CARRICKMINES |  | 53.2518 | -6.1388
MV/LV Substation ST***280 |  | 10 kV | _ | LV | 630 kVA :Building Structure | 0.63 | --> | 0.63 | 0.325 | 15.18 |  | --> | 0.598 | 0 | 0.016 | 0.5 | 0 |  | --> | C21 ex CENTRAL PARK | Central Park [T101,T102] | CARRICKMINES |  | 53.2948 | -6.2026
MV/LV Substation AN***282 |  | 10 kV | _ | LV | 400 kVA :Kiosk Substation | 0.4 | --> | 0.4 | 0.242 | 4.01 |  | --> | 0.38 | 0 | 0.117 | 0.314 | 0 |  | --> | C11 ex BALLINCLEA | Ballinclea [T41] | CHERRYWOOD |  | 53.2724 | -6.1204
MV/LV Substation SP***283 |  | 10 kV | _ | LV | 630 kVA :Building Structure | 0.63 | --> | 0.63 | 0.212 | 1.16 |  | --> | 0.598 | 0 | 0 | 0.5 | 0 |  | --> | C11 ex DEANSGRANGE | Deansgrange [T41,T42] | CARRICKMINES |  | 53.2762 | -6.1574
MV/LV Substation OU***285 |  | 10 kV | _ | LV | 400 kVA :Kiosk Substation | 0.4 | --> | 0.4 | 0.376 | 13.42 |  | --> | 0.38 | 0 | 0 | 0.383 | 0 |  | --> | C18 ex POTTERY ROAD | Pottery Road [T101,T102] | CARRICKMINES |  | 53.2844 | -6.1081
MV/LV Substation AS***286 |  | 10 kV | _ | LV | 400 kVA :Kiosk Substation | 0.4 | --> | 0.4 | 0 | 0 | Constrained, otherwise capacity available =315 kVA | --> | 0.38 | 0 | 0.007 | 0.386 | 0 |  | --> | C13 ex LOUGHLINSTOWN | Loughlinstown [T41,T42] | CARRICKMINES |  | 53.2528 | -6.1337
MV/LV Substation MI***287 |  | 10 kV | _ | LV | 400 kVA :Kiosk Substation | 0.4 | --> | 0.4 | 0 | 0 | Constrained, otherwise capacity available =213 kVA | --> | 0.38 | 0 | 0.067 | 0.355 | 0 |  | --> | C13 ex LOUGHLINSTOWN | Loughlinstown [T41,T42] | CARRICKMINES |  | 53.253 | -6.1172
MV/LV Substation HY***288 |  | 10 kV | _ | LV | 400 kVA :Kiosk Substation | 0.4 | --> | 0.4 | 0.233 | 1.16 |  | --> | 0.38 | 0 | 0.044 | 0.37 | 0 |  | --> | C18 ex MOUNT MERRION | Mount Merrion [T41,T42] | CARRICKMINES |  | 53.2992 | -6.1925
MV/LV Substation ED***290 |  | 10 kV | _ | LV | 400 kVA :Building Structure | 0.4 | --> | 0.4 | 0.209 | 1.23 |  | --> | 0.38 | 0 | 0.065 | 0.357 | 0 |  | --> | C21 ex SALLYNOGGIN ROAD | Sallynoggin Road [T41,T42] | CHERRYWOOD |  | 53.2855 | -6.1279
MV/LV Substation MA***291 |  | 10 kV | _ | LV | 1000 kVA :Building Structure | 1 | --> | 1 | 0.5 | 1.55 |  | --> | 0.95 | 0 | 0.01 | 0.5 | 0 |  | --> | C17 ex MONKSTOWN | Monkstown [T41,T42] | BLACKROCK |  | 53.3013 | -6.1779
MV/LV Substation VI***292 |  | 10 kV | _ | LV | 200 kVA :Kiosk Substation | 0.2 | --> | 0.2 | 0.158 | 4.01 |  | --> | 0.19 | 0 | 0.004 | 0.193 | 0 |  | --> | C15 ex BALLINCLEA | Ballinclea [T41] | CHERRYWOOD |  | 53.2706 | -6.0966
MV/LV Substation DA***294 |  | 10 kV | _ | LV | 400 kVA :Kiosk Substation | 0.4 | --> | 0.4 | 0.303 | 1.55 |  | --> | 0.38 | 0 | 0.064 | 0.346 | 0 |  | --> | C21 ex MONKSTOWN | Monkstown [T41,T42] | BLACKROCK |  | 53.282 | -6.1766
MV/LV Substation DE***297 |  | 10 kV | _ | LV | 630 kVA :Kiosk Substation | 0.63 | --> | 0.63 | 0.436 | 1.16 |  | --> | 0.598 | 0 | 0.019 | 0.5 | 0 |  | --> | C19 ex DEANSGRANGE | Deansgrange [T41,T42] | CARRICKMINES |  | 53.2784 | -6.1629
MV/LV Substation OA***298 |  | 10 kV | _ | LV | 400 kVA :Kiosk Substation | 0.4 | --> | 0.4 | 0 | 0 | Constrained, otherwise capacity available =329 kVA | --> | 0.38 | 0 | 0.019 | 0.376 | 0 |  | --> | C13 ex LOUGHLINSTOWN | Loughlinstown [T41,T42] | CARRICKMINES |  | 53.2518 | -6.1309
MV/LV Substation GO***299 |  | 10 kV | _ | LV | 400 kVA :Kiosk Substation | 0.4 | --> | 0.4 | 0 | 0 | Constrained, otherwise capacity available =310 kVA | --> | 0.38 | 0 | 0.011 | 0.384 | 0 |  | --> | C13 ex LOUGHLINSTOWN | Loughlinstown [T41,T42] | CARRICKMINES |  | 53.2542 | -6.1325
MV/LV Substation RO***300 |  | 10 kV | _ | LV | 400 kVA :Building Structure | 0.4 | --> | 0.4 | 0.297 | 1.16 |  | --> | 0.38 | 0 | 0.022 | 0.378 | 0 |  | --> | C19 ex DEANSGRANGE | Deansgrange [T41,T42] | CARRICKMINES |  | 53.2878 | -6.1658
MV/LV Substation SA***302 |  | 10 kV | _ | LV | 400 kVA :Kiosk Substation | 0.4 | --> | 0.4 | 0.238 | 13.42 |  | --> | 0.38 | 0 | 0.044 | 0.369 | 0 |  | --> | C18 ex POTTERY ROAD | Pottery Road [T101,T102] | CARRICKMINES |  | 53.2873 | -6.1136
MV/LV Substation RU***304 |  | 10 kV | _ | LV | 630 kVA :Kiosk Substation | 0.63 | --> | 0.63 | 0.5 | 13.42 |  | --> | 0.598 | 0 | 0.036 | 0.5 | 0 |  | --> | C19 ex POTTERY ROAD | Pottery Road [T101,T102] | CARRICKMINES |  | 53.2781 | -6.1551
MV/LV Substation SU***306 |  | 10 kV | _ | LV | 400 kVA :Kiosk Substation | 0.4 | --> | 0.4 | 0 | 0 | Constrained, otherwise capacity available =66 kVA | --> | 0.38 | 0 | 0.079 | 0.365 | 0 |  | --> | C19 ex DUNDRUM | Dundrum [T41,T42] | BLACKROCK |  | 53.2975 | -6.2472
MV/LV Substation HA***307 |  | 10 kV | _ | LV | 400 kVA :Kiosk Substation | 0.4 | --> | 0.4 | 0.125 | 1.23 |  | --> | 0.38 | 0 | 0.068 | 0.365 | 0 |  | --> | C23 ex SALLYNOGGIN ROAD | Sallynoggin Road [T41,T42] | CHERRYWOOD |  | 53.2802 | -6.1019
MV/LV Substation CL***308 |  | 10 kV | _ | LV | 200 kVA :Kiosk Substation | 0.2 | --> | 0.2 | 0.111 | 4.01 |  | --> | 0.19 | 0 | 0.023 | 0.185 | 0 |  | --> | C15 ex BALLINCLEA | Ballinclea [T41] | CHERRYWOOD |  | 53.2763 | -6.097
MV/LV Substation PA***310 |  | 10 kV | _ | LV | 400 kVA :Kiosk Substation | 0.4 | --> | 0.4 | 0.272 | 1.55 |  | --> | 0.38 | 0 | 0.09 | 0.33 | 0 |  | --> | C21 ex MONKSTOWN | Monkstown [T41,T42] | BLACKROCK |  | 53.2811 | -6.1721
MV/LV Substation FO***312 |  | 10 kV | _ | LV | 400 kVA :Kiosk Substation | 0.4 | --> | 0.4 | 0.344 | 1.16 |  | --> | 0.38 | 0 | 0.044 | 0.355 | 0 |  | --> | C21 ex DEANSGRANGE | Deansgrange [T41,T42] | CARRICKMINES |  | 53.2772 | -6.1703
MV/LV Substation DA***313 |  | 10 kV | _ | LV | 400 kVA :Kiosk Substation | 0.4 | --> | 0.4 | 0 | 0 | Constrained, otherwise capacity available =265 kVA | --> | 0.38 | 0 | 0.018 | 0.385 | 0 |  | --> | C13 ex LOUGHLINSTOWN | Loughlinstown [T41,T42] | CARRICKMINES |  | 53.2534 | -6.1295
MV/LV Substation ST***314 |  | 10 kV | _ | LV | 400 kVA :Kiosk Substation | 0.4 | --> | 0.4 | 0 | 0 | Constrained, otherwise capacity available =306 kVA | --> | 0.38 | 0 | 0.043 | 0.361 | 0 |  | --> | C13 ex DUNDRUM | Dundrum [T41,T42] | BLACKROCK |  | 53.2909 | -6.2299
MV/LV Substation ST***315 |  | 10 kV | _ | LV | 400 kVA :Kiosk Substation | 0.4 | --> | 0.4 | 0.218 | 1.16 |  | --> | 0.38 | 0 | 0.066 | 0.355 | 0 |  | --> | C18 ex BREWERY ROAD | Brewery Road [T41,T42] | CARRICKMINES |  | 53.2869 | -6.204
MV/LV Substation CL***316 |  | 10 kV | _ | LV | 200 kVA :Kiosk Substation | 0.2 | --> | 0.2 | 0.035 | 1.16 |  | --> | 0.19 | 0 | 0.042 | 0.18 | 0 |  | --> | C24 ex DEANSGRANGE | Deansgrange [T41,T42] | CARRICKMINES |  | 53.2619 | -6.1714
MV/LV Substation HA***317 |  | 10 kV | _ | LV | 400 kVA :Kiosk Substation | 0.4 | --> | 0.4 | 0.269 | 1.16 |  | --> | 0.38 | 0 | 0.047 | 0.363 | 0 |  | --> | C24 ex DEANSGRANGE | Deansgrange [T41,T42] | CARRICKMINES |  | 53.2641 | -6.1759
MV/LV Substation MO***319 |  | 10 kV | _ | LV | 400 kVA :Building Structure | 0.4 | --> | 0.4 | 0.278 | 13.42 |  | --> | 0.38 | 0 | 0.087 | 0.332 | 0 |  | --> | C21 ex POTTERY ROAD | Pottery Road [T101,T102] | CARRICKMINES |  | 53.2661 | -6.1546
MV/LV Substation MO***320 |  | 10 kV | _ | LV | 400 kVA :Kiosk Substation | 0.4 | --> | 0.4 | 0.367 | 13.42 |  | --> | 0.38 | 0 | 0.028 | 0.364 | 0 |  | --> | C20 ex POTTERY ROAD | Pottery Road [T101,T102] | CARRICKMINES |  | 53.268 | -6.1535
MV/LV Substation WY***323 |  | 10 kV | _ | LV | 400 kVA :Kiosk Substation | 0.4 | --> | 0.4 | 0 | 0 | Constrained, otherwise capacity available =241 kVA | --> | 0.38 | 0 | 0.04 | 0.372 | 0 |  | --> | C12 ex LOUGHLINSTOWN | Loughlinstown [T41,T42] | CARRICKMINES |  | 53.2505 | -6.1361
MV/LV Substation SH***326 |  | 10 kV | _ | LV | 200 kVA :Kiosk Substation | 0.2 | --> | 0.2 | 0.145 | 13.42 |  | --> | 0.19 | 0 | 0.009 | 0.191 | 0 |  | --> | C20 ex POTTERY ROAD | Pottery Road [T101,T102] | CARRICKMINES |  | 53.2605 | -6.1471
MV/LV Substation BE***327 |  | 10 kV | _ | LV | 630 kVA :Kiosk Substation | 0.63 | --> | 0.63 | 0.5 | 4.01 |  | --> | 0.598 | 0 | 0.038 | 0.5 | 0 |  | --> | C19 ex BALLINCLEA | Ballinclea [T41] | CHERRYWOOD |  | 53.2682 | -6.1371
MV/LV Substation DO***328 |  | 10 kV | _ | LV | 400 kVA :Building Structure | 0.4 | --> | 0.4 | 0.233 | 13.42 |  | --> | 0.38 | 0 | 0.084 | 0.34 | 0 |  | --> | C20 ex POTTERY ROAD | Pottery Road [T101,T102] | CARRICKMINES |  | 53.2625 | -6.1411
MV/LV Substation TH***329 |  | 10 kV | _ | LV | 400 kVA :Kiosk Substation | 0.4 | --> | 0.4 | 0.183 | 1.16 |  | --> | 0.38 | 0 | 0.061 | 0.362 | 0 |  | --> | C19 ex MOUNT MERRION | Mount Merrion [T41,T42] | CARRICKMINES |  | 53.2997 | -6.2082
MV/LV Substation PA***330 |  | 10 kV | _ | LV | 400 kVA :Kiosk Substation | 0.4 | --> | 0.4 | 0.314 | 4.01 |  | --> | 0.38 | 0 | 0.04 | 0.362 | 0 |  | --> | C19 ex BALLINCLEA | Ballinclea [T41] | CHERRYWOOD |  | 53.2694 | -6.1355
MV/LV Substation CU***331 |  | 10 kV | _ | LV | 400 kVA :Kiosk Substation | 0.4 | --> | 0.4 | 0.239 | 1.23 |  | --> | 0.38 | 0 | 0.065 | 0.353 | 0 |  | --> | C23 ex SALLYNOGGIN ROAD | Sallynoggin Road [T41,T42] | CHERRYWOOD |  | 53.2748 | -6.1044
MV/LV Substation GR***332 |  | 10 kV | _ | LV | 400 kVA :Kiosk Substation | 0.4 | --> | 0.4 | 0.286 | 1.55 |  | --> | 0.38 | 0 | 0.063 | 0.349 | 0 |  | --> | C21 ex MONKSTOWN | Monkstown [T41,T42] | BLACKROCK |  | 53.2789 | -6.1792
MV/LV Substation GA***333 |  | 10 kV | _ | LV | 400 kVA :Building Structure | 0.4 | --> | 0.4 | 0.212 | 1.55 |  | --> | 0.38 | 0 | 0.068 | 0.354 | 0 |  | --> | C21 ex MONKSTOWN | Monkstown [T41,T42] | BLACKROCK |  | 53.2842 | -6.1774
MV/LV Substation RA***334 |  | 10 kV | _ | LV | 400 kVA :Kiosk Substation | 0.4 | --> | 0.4 | 0 | 0 | Constrained, otherwise capacity available =320 kVA | --> | 0.38 | 0 | 0.038 | 0.363 | 0 |  | --> | C14 ex LOUGHLINSTOWN | Loughlinstown [T41,T42] | CARRICKMINES |  | 53.257 | -6.1301
MV/LV Substation ME***336 |  | 10 kV | _ | LV | 400 kVA :Kiosk Substation | 0.4 | --> | 0.4 | 0 | 0 | Constrained, otherwise capacity available =287 kVA | --> | 0.38 | 0 | 0.057 | 0.353 | 0 |  | --> | C12 ex LOUGHLINSTOWN | Loughlinstown [T41,T42] | CARRICKMINES |  | 53.2524 | -6.1407
MV/LV Substation SU***338 |  | 10 kV | _ | LV | 630 kVA :Building Structure | 0.63 | --> | 0.63 | 0.269 | 15.18 |  | --> | 0.598 | 0 | 0.004 | 0.5 | 0 |  | --> | C21 ex CENTRAL PARK | Central Park [T101,T102] | CARRICKMINES |  | 53.2896 | -6.2
MV/LV Substation AR***339 |  | 10 kV | _ | LV | 1000 kVA :Building Structure | 1 | --> | 1 | 0.5 | 15.18 |  | --> | 0.95 | 0 | 0.089 | 0.5 | 0 |  | --> | C21 ex CENTRAL PARK | Central Park [T101,T102] | CARRICKMINES |  | 53.2899 | -6.2015
MV/LV Substation CA***341 |  | 10 kV | _ | LV | 630 kVA :Building Structure | 0.63 | --> | 0.63 | 0.455 | 1.16 |  | --> | 0.598 | 0 | 0 | 0.5 | 0 |  | --> | C24 ex MOUNT MERRION | Mount Merrion [T41,T42] | CARRICKMINES |  | 53.296 | -6.1866
MV/LV Substation AV***343 |  | 10 kV | _ | LV | 400 kVA :Building Structure | 0.4 | --> | 0.4 | 0.274 | 4.01 |  | --> | 0.38 | 0 | 0.055 | 0.356 | 0 |  | --> | C19 ex BALLINCLEA | Ballinclea [T41] | CHERRYWOOD |  | 53.2683 | -6.1324
MV/LV Substation PA***347 |  | 10 kV | _ | LV | 400 kVA :Kiosk Substation | 0.4 | --> | 0.4 | 0.344 | 4.37 |  | --> | 0.38 | 0 | 0.002 | 0.386 | 0 |  | --> | C14 ex DUN LAOGHAIRE | Dun Laoghaire [T41,T42] | BLACKROCK |  | 53.2921 | -6.1521
MV/LV Substation MO***349 |  | 10 kV | _ | LV | 630 kVA :Kiosk Substation | 0.63 | --> | 0.63 | 0.369 | 4.37 |  | --> | 0.598 | 0 | 0.007 | 0.5 | 0 |  | --> | C14 ex DUN LAOGHAIRE | Dun Laoghaire [T41,T42] | BLACKROCK |  | 53.2855 | -6.1529
MV/LV Substation KY***350 |  | 10 kV | _ | LV | 200 kVA :Kiosk Substation | 0.2 | --> | 0.2 | 0 | 4.01 |  | --> | 0.19 | 0 | 0.054 | 0.176 | 0 |  | --> | C19 ex BALLINCLEA | Ballinclea [T41] | CHERRYWOOD |  | 53.2607 | -6.1297
MV/LV Substation ST***351 |  | 10 kV | _ | LV | 400 kVA :Kiosk Substation | 0.4 | --> | 0.4 | 0.218 | 1.23 |  | --> | 0.38 | 0 | 0.083 | 0.343 | 0 |  | --> | C16 ex SALLYNOGGIN ROAD | Sallynoggin Road [T41,T42] | CHERRYWOOD |  | 53.2802 | -6.1201
MV/LV Substation HO***353 |  | 10 kV | _ | LV | 400 kVA :Kiosk Substation | 0.4 | --> | 0.4 | 0.261 | 1.23 |  | --> | 0.38 | 0 | 0.107 | 0.319 | 0 |  | --> | C19 ex SALLYNOGGIN ROAD | Sallynoggin Road [T41,T42] | CHERRYWOOD |  | 53.2844 | -6.1377
MV/LV Substation SL***355 |  | 10 kV | _ | LV | 200 kVA :Kiosk Substation | 0.2 | --> | 0.2 | 0.105 | 4.37 |  | --> | 0.19 | 0 | 0.012 | 0.194 | 0 |  | --> | C11 ex DUN LAOGHAIRE | Dun Laoghaire [T41,T42] | BLACKROCK |  | 53.2931 | -6.1462
MV/LV Substation CR***357 |  | 10 kV | _ | LV | 200 kVA :Kiosk Substation | 0.2 | --> | 0.2 | 0.151 | 0.86 |  | --> | 0.19 | 0 | 0.023 | 0.18 | 0 |  | --> | C14 ex BELFIELD | Belfield [T41,T42] | BLACKROCK |  | 53.3076 | -6.1983
MV/LV Substation ST***358 |  | 10 kV | _ | LV | 400 kVA :Kiosk Substation | 0.4 | --> | 0.4 | 0.178 | 4.37 |  | --> | 0.38 | 0 | 0.06 | 0.365 | 0 |  | --> | C14 ex DUN LAOGHAIRE | Dun Laoghaire [T41,T42] | BLACKROCK |  | 53.2929 | -6.1417
MV/LV Substation GA***359 |  | 10 kV | _ | LV | 200 kVA :Kiosk Substation | 0.2 | --> | 0.2 | 0.108 | 1.55 |  | --> | 0.19 | 0 | 0.021 | 0.187 | 0 |  | --> | C21 ex MONKSTOWN | Monkstown [T41,T42] | BLACKROCK |  | 53.2925 | -6.1706
MV/LV Substation ME***360 |  | 10 kV | _ | LV | 400 kVA :Kiosk Substation | 0.4 | --> | 0.4 | 0.355 | 1.16 |  | --> | 0.38 | 0 | 0 | 0.386 | 0 |  | --> | C14 ex MOUNT MERRION | Mount Merrion [T41,T42] | CARRICKMINES |  | 53.3044 | -6.2115
MV/LV Substation CL***361 |  | 10 kV | _ | LV | 400 kVA :Kiosk Substation | 0.4 | --> | 0.4 | 0.284 | 1.16 |  | --> | 0.38 | 0 | 0.062 | 0.35 | 0 |  | --> | C23 ex MOUNT MERRION | Mount Merrion [T41,T42] | CARRICKMINES |  | 53.2913 | -6.2145
MV/LV Substation CR***362 |  | 10 kV | _ | LV | 630 kVA :Kiosk Substation | 0.63 | --> | 0.63 | 0.474 | 4.37 |  | --> | 0.598 | 0 | 0 | 0.5 | 0 |  | --> | C18 ex DUN LAOGHAIRE | Dun Laoghaire [T41,T42] | BLACKROCK |  | 53.2959 | -6.1417
MV/LV Substation MO***363 |  | 10 kV | _ | LV | 400 kVA :Kiosk Substation | 0.4 | --> | 0.4 | 0.243 | 1.55 |  | --> | 0.38 | 0 | 0.049 | 0.365 | 0 |  | --> | C19 ex MONKSTOWN | Monkstown [T41,T42] | BLACKROCK |  | 53.2955 | -6.1679
MV/LV Substation UL***364 |  | 10 kV | _ | LV | 400 kVA :Building Structure | 0.4 | --> | 0.4 | 0.182 | 1.23 |  | --> | 0.38 | 0 | 0.032 | 0.385 | 0 |  | --> | C23 ex SALLYNOGGIN ROAD | Sallynoggin Road [T41,T42] | CHERRYWOOD |  | 53.2788 | -6.1082
MV/LV Substation TI***365 |  | 10 kV | _ | LV | 400 kVA :Kiosk Substation | 0.4 | --> | 0.4 | 0.252 | 1.23 |  | --> | 0.38 | 0 | 0.037 | 0.372 | 0 |  | --> | C20 ex SALLYNOGGIN ROAD | Sallynoggin Road [T41,T42] | CHERRYWOOD |  | 53.2903 | -6.1406
MV/LV Substation TO***366 |  | 10 kV | _ | LV | 400 kVA :Kiosk Substation | 0.4 | --> | 0.4 | 0.25 | 13.42 |  | --> | 0.38 | 0 | 0.061 | 0.355 | 0 |  | --> | C19 ex POTTERY ROAD | Pottery Road [T101,T102] | CARRICKMINES |  | 53.273 | -6.155
MV/LV Substation CA***368 |  | 10 kV | _ | LV | 400 kVA :Kiosk Substation | 0.4 | --> | 0.4 | 0.24 | 1.16 |  | --> | 0.38 | 0 | 0.043 | 0.369 | 0 |  | --> | C21 ex DEANSGRANGE | Deansgrange [T41,T42] | CARRICKMINES |  | 53.2721 | -6.1714
MV/LV Substation KI***369 |  | 10 kV | _ | LV | 400 kVA :Kiosk Substation | 0.4 | --> | 0.4 | 0.158 | 1.23 |  | --> | 0.38 | 0 | 0.039 | 0.383 | 0 |  | --> | C16 ex SALLYNOGGIN ROAD | Sallynoggin Road [T41,T42] | CHERRYWOOD |  | 53.2772 | -6.1267
MV/LV Substation O ***371 |  | 10 kV | _ | LV | 400 kVA :Kiosk Substation | 0.4 | --> | 0.4 | 0.231 | 13.42 |  | --> | 0.38 | 0 | 0.027 | 0.382 | 0 |  | --> | C17 ex POTTERY ROAD | Pottery Road [T101,T102] | CARRICKMINES |  | 53.277 | -6.1456
MV/LV Substation TH***372 |  | 10 kV | _ | LV | 400 kVA :Building Structure | 0.4 | --> | 0.4 | 0.284 | 1.16 |  | --> | 0.38 | 0 | 0 | 0.396 | 0 |  | --> | C11 ex DEANSGRANGE | Deansgrange [T41,T42] | CARRICKMINES |  | 53.2757 | -6.1587
MV/LV Substation CL***374 |  | 10 kV | _ | LV | 630 kVA :Kiosk Substation | 0.63 | --> | 0.63 | 0.5 | 4.37 |  | --> | 0.598 | 0 | 0 | 0.5 | 0 |  | --> | C21 ex DUN LAOGHAIRE | Dun Laoghaire [T41,T42] | BLACKROCK |  | 53.2898 | -6.1314
MV/LV Substation ST***375 |  | 10 kV | _ | LV | 630 kVA :Kiosk Substation | 0.63 | --> | 0.63 | 0.43 | 1.55 |  | --> | 0.598 | 0 | 0.052 | 0.5 | 0 |  | --> | C12 ex MONKSTOWN | Monkstown [T41,T42] | BLACKROCK |  | 53.2835 | -6.1662
MV/LV Substation WI***376 |  | 10 kV | _ | LV | 400 kVA :Kiosk Substation | 0.4 | --> | 0.4 | 0.189 | 0.86 |  | --> | 0.38 | 0 | 0.015 | 0.397 | 0 |  | --> | C14 ex BELFIELD | Belfield [T41,T42] | BLACKROCK |  | 53.3062 | -6.1976
MV/LV Substation MA***377 |  | 10 kV | _ | LV | 400 kVA :Kiosk Substation | 0.4 | --> | 0.4 | 0.181 | 1.55 |  | --> | 0.38 | 0 | 0.041 | 0.378 | 0 |  | --> | C17 ex MONKSTOWN | Monkstown [T41,T42] | BLACKROCK |  | 53.3002 | -6.1722
MV/LV Substation ME***378 |  | 10 kV | _ | LV | 400 kVA :Kiosk Substation | 0.4 | --> | 0.4 | 0.235 | 1.16 |  | --> | 0.38 | 0 | 0.051 | 0.364 | 0 |  | --> | C18 ex BREWERY ROAD | Brewery Road [T41,T42] | CARRICKMINES |  | 53.284 | -6.1999
MV/LV Substation NO***380 |  | 10 kV | _ | LV | 400 kVA :Kiosk Substation | 0.4 | --> | 0.4 | 0.276 | 1.23 |  | --> | 0.38 | 0 | 0.07 | 0.344 | 0 |  | --> | C21 ex SALLYNOGGIN ROAD | Sallynoggin Road [T41,T42] | CHERRYWOOD |  | 53.289 | -6.1365
MV/LV Substation LI***381 |  | 10 kV | _ | LV | 630 kVA :Building Structure | 0.63 | --> | 0.63 | 0.5 | 1.16 |  | --> | 0.598 | 0 | 0 | 0.5 | 0 |  | --> | C17 ex MOUNT MERRION | Mount Merrion [T41,T42] | CARRICKMINES |  | 53.2934 | -6.194
MV/LV Substation BA***391 |  | 10 kV | _ | LV | 200 kVA :Kiosk Substation | 0.2 | --> | 0.2 | 0.118 | 4.01 |  | --> | 0.19 | 0 | 0.052 | 0.162 | 0 |  | --> | C19 ex BALLINCLEA | Ballinclea [T41] | CHERRYWOOD |  | 53.2674 | -6.1231
MV/LV Substation KI***392 |  | 10 kV | _ | LV | 200 kVA :Kiosk Substation | 0.2 | --> | 0.2 | 0 | 0 | Constrained, otherwise capacity available =111 kVA | --> | 0.19 | 0 | 0.02 | 0.187 | 0 |  | --> | C14 ex LOUGHLINSTOWN | Loughlinstown [T41,T42] | CARRICKMINES |  | 53.2544 | -6.1243
MV/LV Substation BL***393 |  | 10 kV | _ | LV | 400 kVA :Building Structure | 0.4 | --> | 0.4 | 0.201 | 1.55 |  | --> | 0.38 | 0 | 0 | 0.406 | 0 |  | --> | C20 ex MONKSTOWN | Monkstown [T41,T42] | BLACKROCK |  | 53.3038 | -6.1908
MV/LV Substation GE***399 |  | 10 kV | _ | LV | 400 kVA :Kiosk Substation | 0.4 | --> | 0.4 | 0.265 | 1.23 |  | --> | 0.38 | 0 | 0 | 0.398 | 0 |  | --> | C21 ex SALLYNOGGIN ROAD | Sallynoggin Road [T41,T42] | CHERRYWOOD |  | 53.2914 | -6.1356
MV/LV Substation CA***4007 |  | 10 kV | _ | LV | 400 kVA :Building Structure | 0.4 | --> | 0.4 | 0 | 0 | Constrained, otherwise capacity available =399 kVA | --> | 0.38 | 0 | 0 | 0.38 | 0 |  | --> | C11 ex CARRICKMINES | Carrickmines [T41,T42] | CARRICKMINES |  | 53.2531 | -6.164
MV/LV Substation BR***4009 |  | 10 kV | _ | LV | 200 kVA :Kiosk Substation | 0.2 | --> | 0.2 | 0 | 0 | Constrained, otherwise capacity available =103 kVA | --> | 0.19 | 0 | 0.005 | 0.199 | 0 |  | --> | C13 ex CARRICKMINES | Carrickmines [T41,T42] | CARRICKMINES |  | 53.2542 | -6.1676
MV/LV Substation KE***4011 |  | 10 kV | _ | LV | 400 kVA :Kiosk Substation | 0.4 | --> | 0.4 | 0.365 | 13.42 |  | --> | 0.38 | 0 | 0 | 0.385 | 0 |  | --> | C19 ex POTTERY ROAD | Pottery Road [T101,T102] | CARRICKMINES |  | 53.2777 | -6.1533
MV/LV Substation NA***4012 |  | 10 kV | _ | LV | 630 kVA :Building Structure | 0.63 | --> | 0.63 | 0.5 | 13.42 |  | --> | 0.598 | 0 | 0 | 0.5 | 0 |  | --> | C19 ex POTTERY ROAD | Pottery Road [T101,T102] | CARRICKMINES |  | 53.2789 | -6.1525
MV/LV Substation BR***4013 |  | 10 kV | _ | LV | 200 kVA :Kiosk Substation | 0.2 | --> | 0.2 | 0.199 | 1.16 |  | --> | 0.19 | 0 | 0.006 | 0.186 | 0 |  | --> | C21 ex BREWERY ROAD | Brewery Road [T41,T42] | CARRICKMINES |  | 53.2761 | -6.1991
MV/LV Substation LE***4016 |  | 10 kV | _ | LV | 400 kVA :Kiosk Substation | 0.4 | --> | 0.4 | 0 | 0 | Constrained, otherwise capacity available =373 kVA | --> | 0.38 | 0 | 0 | 0.384 | 0 |  | --> | C11 ex LOUGHLINSTOWN | Loughlinstown [T41,T42] | CARRICKMINES |  | 53.2465 | -6.1301
MV/LV Substation RO***4024 |  | 10 kV | _ | LV | 630 kVA :Building Structure | 0.63 | --> | 0.63 | 0.5 | 1.23 |  | --> | 0.598 | 0 | 0.085 | 0.5 | 0 |  | --> | C20 ex SALLYNOGGIN ROAD | Sallynoggin Road [T41,T42] | CHERRYWOOD |  | 53.2827 | -6.1449
MV/LV Substation CA***4025 |  | 10 kV | _ | LV | 400 kVA :Kiosk Substation | 0.4 | --> | 0.4 | 0.351 | 13.42 |  | --> | 0.38 | 0 | 0 | 0.387 | 0 |  | --> | C18 ex POTTERY ROAD | Pottery Road [T101,T102] | CARRICKMINES |  | 53.284 | -6.1116
MV/LV Substation ID***4028 |  | 10 kV | _ | LV | 1000 kVA :Building Structure | 1 | --> | 1 | 0.5 | 1.55 |  | --> | 0.95 | 0 | 0 | 0.5 | 0 |  | --> | C17 ex MONKSTOWN | Monkstown [T41,T42] | BLACKROCK |  | 53.3009 | -6.1752
MV/LV Substation VA***4029 |  | 10 kV | _ | LV | 400 kVA :Kiosk Substation | 0.4 | --> | 0.4 | 0.4 | 1.16 |  | --> | 0.38 | 0 | 0 | 0.38 | 0 |  | --> | C21 ex BREWERY ROAD | Brewery Road [T41,T42] | CARRICKMINES |  | 53.2768 | -6.199
MV/LV Substation BA***4031 |  | 10 kV | _ | LV | 1000 kVA :Building Structure | 1 | --> | 1 | 0.5 | 15.18 |  | --> | 0.95 | 0 | 0 | 0.5 | 0 |  | --> | C13 ex CENTRAL PARK | Central Park [T101,T102] | CARRICKMINES |  | 53.2711 | -6.2035
MV/LV Substation BA***4032 |  | 10 kV | _ | LV | 1000 kVA :Building Structure | 1 | --> | 1 | 0.5 | 15.18 |  | --> | 0.95 | 0 | 0 | 0.5 | 0 |  | --> | C13 ex CENTRAL PARK | Central Park [T101,T102] | CARRICKMINES |  | 53.2711 | -6.2034
MV/LV Substation AU***4033 |  | 10 kV | _ | LV | 400 kVA :Kiosk Substation | 0.4 | --> | 0.4 | 0.356 | 4.01 |  | --> | 0.38 | 0 | 0.003 | 0.384 | 0 |  | --> | C19 ex BALLINCLEA | Ballinclea [T41] | CHERRYWOOD |  | 53.2654 | -6.1372
MV/LV Substation SA***4035 |  | 10 kV | _ | LV | 400 kVA :Building Structure | 0.4 | --> | 0.4 | 0.36 | 1.16 |  | --> | 0.38 | 0 | 0 | 0.385 | 0 |  | --> | C19 ex DEANSGRANGE | Deansgrange [T41,T42] | CARRICKMINES |  | 53.2895 | -6.168
MV/LV Substation E ***4038 |  | 10 kV | _ | LV | 200 kVA :Kiosk Substation | 0.2 | --> | 0.2 | 0 | 0 | Constrained, otherwise capacity available =184 kVA | --> | 0.19 | 0 | 0 | 0.192 | 0 |  | --> | C13 ex CARRICKMINES | Carrickmines [T41,T42] | CARRICKMINES |  | 53.2526 | -6.1692
MV/LV Substation AI***4039 |  | 10 kV | _ | LV | 200 kVA :Kiosk Substation | 0.2 | --> | 0.2 | 0 | 0 |  | --> | 0.19 | 0 | 0.094 | 0.153 | 0 |  | --> | C13 ex DUNDRUM | Dundrum [T41,T42] | BLACKROCK |  | 53.2883 | -6.2329
MV/LV Substation CL***4041 |  | 10 kV | _ | LV | 400 kVA :Building Structure | 0.4 | --> | 0.4 | 0.4 | 1.16 |  | --> | 0.38 | 0 | 0 | 0.38 | 0 |  | --> | C24 ex DEANSGRANGE | Deansgrange [T41,T42] | CARRICKMINES |  | 53.2698 | -6.1583
MV/LV Substation DU***4044 |  | 10 kV | _ | LV | 630 kVA :Kiosk Substation | 0.63 | --> | 0.63 | 0.5 | 4.37 |  | --> | 0.598 | 0 | 0 | 0.5 | 0 |  | --> | C12 ex DUN LAOGHAIRE | Dun Laoghaire [T41,T42] | BLACKROCK |  | 53.2924 | -6.1345
MV/LV Substation HO***4045 |  | 10 kV | _ | LV | 400 kVA :Kiosk Substation | 0.4 | --> | 0.4 | 0.329 | 1.23 |  | --> | 0.38 | 0 | 0.144 | 0.283 | 0 |  | --> | C20 ex SALLYNOGGIN ROAD | Sallynoggin Road [T41,T42] | CHERRYWOOD |  | 53.281 | -6.1439
MV/LV Substation AR***4046 |  | 10 kV | _ | LV | 400 kVA :Kiosk Substation | 0.4 | --> | 0.4 | 0.4 | 1.16 |  | --> | 0.38 | 0 | 0 | 0.38 | 0 |  | --> | C24 ex MOUNT MERRION | Mount Merrion [T41,T42] | CARRICKMINES |  | 53.2984 | -6.1797
MV/LV Substation TH***4047 |  | 10 kV | _ | LV | 200 kVA :Kiosk Substation | 0.2 | --> | 0.2 | 0.041 | 0.04 | Constrained, otherwise capacity available =186 kVA | --> | 0.19 | 0 | 0 | 0.192 | 0 |  | --> | C16 ex LITTLE BRAY | Little Bray [T41,T42] | FASSAROE |  | 53.2364 | -6.1237
MV/LV Substation ST***4051 |  | 10 kV | _ | LV | 400 kVA :Building Structure | 0.4 | --> | 0.4 | 0 | 0 | Constrained, otherwise capacity available =324 kVA | --> | 0.38 | 0 | 0 | 0.39 | 0 |  | --> | C15 ex DUNDRUM | Dundrum [T41,T42] | BLACKROCK |  | 53.284 | -6.205
MV/LV Substation PA***4052 |  | 10 kV | _ | LV | 1000 kVA :Building Structure | 1 | --> | 1 | 0.5 | 1.23 |  | --> | 0.95 | 0 | 0 | 0.5 | 0 |  | --> | C20 ex SALLYNOGGIN ROAD | Sallynoggin Road [T41,T42] | CHERRYWOOD |  | 53.2823 | -6.1447
MV/LV Substation BR***4053 |  | 10 kV | _ | LV | 400 kVA :Kiosk Substation | 0.4 | --> | 0.4 | 0.297 | 1.23 |  | --> | 0.38 | 0 | 0.61 | 0 | 0 |  | --> | C20 ex SALLYNOGGIN ROAD | Sallynoggin Road [T41,T42] | CHERRYWOOD |  | 53.2787 | -6.1478
MV/LV Substation UC***4054 |  | 10 kV | _ | LV | 630 kVA :Building Structure | 0.63 | --> | 0.63 | 0.5 | 0.86 |  | --> | 0.598 | 0 | 0 | 0.5 | 0 |  | --> | C21 ex BELFIELD | Belfield [T41,T42] | BLACKROCK |  | 53.3039 | -6.2222
MV/LV Substation NE***4055 |  | 10 kV | _ | LV | 630 kVA :Building Structure | 0.63 | --> | 0.63 | 0.5 | 1.55 |  | --> | 0.598 | 0 | 0.019 | 0.5 | 0 |  | --> | C12 ex MONKSTOWN | Monkstown [T41,T42] | BLACKROCK |  | 53.2891 | -6.1739
MV/LV Substation SO***4056 |  | 10 kV | _ | LV | 630 kVA :Building Structure | 0.63 | --> | 0.63 | 0 | 0 | Constrained, otherwise capacity available =508 kVA | --> | 0.598 | 0 | 0.007 | 0.5 | 0 |  | --> | C18 ex DUNDRUM | Dundrum [T41,T42] | BLACKROCK |  | 53.2999 | -6.2315
MV/LV Substation CL***4058 |  | 10 kV | _ | LV | 400 kVA :Kiosk Substation | 0.4 | --> | 0.4 | 0.4 | 13.42 |  | --> | 0.38 | 0 | 0 | 0.38 | 0 |  | --> | C18 ex POTTERY ROAD | Pottery Road [T101,T102] | CARRICKMINES |  | 53.2716 | -6.1256
MV/LV Substation PR***4061 |  | 10 kV | _ | LV | 1000 kVA :Building Structure | 1 | --> | 1 | 0.5 | 1.16 |  | --> | 0.95 | 0 | 0 | 0.5 | 0 |  | --> | C20 ex BREWERY ROAD | Brewery Road [T41,T42] | CARRICKMINES |  | 53.2707 | -6.2051
MV/LV Substation PR***4062 |  | 10 kV | _ | LV | 1000 kVA :Building Structure | 1 | --> | 1 | 0.5 | 1.16 |  | --> | 0.95 | 0 | 0 | 0.5 | 0 |  | --> | C20 ex BREWERY ROAD | Brewery Road [T41,T42] | CARRICKMINES |  | 53.2705 | -6.2053
MV/LV Substation AR***4063 |  | 10 kV | _ | LV | 630 kVA :Kiosk Substation | 0.63 | --> | 0.63 | 0.5 | 1.16 |  | --> | 0.598 | 0 | 0.101 | 0.5 | 0 |  | --> | C20 ex MOUNT MERRION | Mount Merrion [T41,T42] | CARRICKMINES |  | 53.2958 | -6.2273
MV/LV Substation WO***4064 |  | 10 kV | _ | LV | 400 kVA :Kiosk Substation | 0.4 | --> | 0.4 | 0.041 | 0.04 | Constrained, otherwise capacity available =346 kVA | --> | 0.38 | 0 | 0.017 | 0.375 | 0 |  | --> | C16 ex LITTLE BRAY | Little Bray [T41,T42] | FASSAROE |  | 53.2363 | -6.1269
MV/LV Substation AL***4065 |  | 10 kV | _ | LV | 400 kVA :Kiosk Substation | 0.4 | --> | 0.4 | 0 | 0 | Constrained, otherwise capacity available =362 kVA | --> | 0.38 | 0 | 0.003 | 0.383 | 0 |  | --> | C13 ex LOUGHLINSTOWN | Loughlinstown [T41,T42] | CARRICKMINES |  | 53.2514 | -6.1218
MV/LV Substation KI***4066 |  | 10 kV | _ | LV | 200 kVA :Kiosk Substation | 0.2 | --> | 0.2 | 0.194 | 1.16 |  | --> | 0.19 | 0 | 0 | 0.191 | 0 |  | --> | C21 ex DEANSGRANGE | Deansgrange [T41,T42] | CARRICKMINES |  | 53.2683 | -6.1758
MV/LV Substation RO***4067 |  | 10 kV | _ | LV | 630 kVA :Kiosk Substation | 0.63 | --> | 0.63 | 0.478 | 1.23 |  | --> | 0.598 | 0 | 0.118 | 0.5 | 0 |  | --> | C20 ex SALLYNOGGIN ROAD | Sallynoggin Road [T41,T42] | CHERRYWOOD |  | 53.2863 | -6.1404
MV/LV Substation NE***4068 |  | 10 kV | _ | LV | 630 kVA :Kiosk Substation | 0.63 | --> | 0.63 | 0.5 | 1.55 |  | --> | 0.598 | 0 | 0 | 0.5 | 0 |  | --> | C21 ex MONKSTOWN | Monkstown [T41,T42] | BLACKROCK |  | 53.2875 | -6.177
MV/LV Substation DA***4070 |  | 10 kV | _ | LV | 400 kVA :Kiosk Substation | 0.4 | --> | 0.4 | 0.4 | 4.01 |  | --> | 0.38 | 0 | 0 | 0.38 | 0 |  | --> | C15 ex BALLINCLEA | Ballinclea [T41] | CHERRYWOOD |  | 53.2706 | -6.1165
MV/LV Substation LI***4072 |  | 10 kV | _ | LV | 630 kVA :Building Structure | 0.63 | --> | 0.63 | 0.5 | 1.23 |  | --> | 0.598 | 0 | 0 | 0.5 | 0 |  | --> | C21 ex SALLYNOGGIN ROAD | Sallynoggin Road [T41,T42] | CHERRYWOOD |  | 53.2786 | -6.1374
MV/LV Substation SI***4073 |  | 10 kV | _ | LV | 200 kVA :Kiosk Substation | 0.2 | --> | 0.2 | 0 | 0 | Constrained, otherwise capacity available =65 kVA | --> | 0.19 | 0 | 0.05 | 0.17 | 0 |  | --> | C12 ex LOUGHLINSTOWN | Loughlinstown [T41,T42] | CARRICKMINES |  | 53.2446 | -6.1347
MV/LV Substation KN***4074 |  | 10 kV | _ | LV | 400 kVA :Kiosk Substation | 0.4 | --> | 0.4 | 0.286 | 1.16 |  | --> | 0.38 | 0 | 0.066 | 0.346 | 0 |  | --> | C20 ex MOUNT MERRION | Mount Merrion [T41,T42] | CARRICKMINES |  | 53.2948 | -6.223
MV/LV Substation HI***4075 |  | 10 kV | _ | LV | 630 kVA :Kiosk Substation | 0.63 | --> | 0.63 | 0 | 0 |  | --> | 0.598 | 0 | 0.046 | 0.5 | 0 |  | --> | C19 ex LOUGHLINSTOWN | Loughlinstown [T41,T42] | CARRICKMINES |  | 53.2431 | -6.1481
MV/LV Substation HA***4076 |  | 10 kV | _ | LV | 400 kVA :Kiosk Substation | 0.4 | --> | 0.4 | 0 | 0 | Constrained, otherwise capacity available =358 kVA | --> | 0.38 | 0 | 0.075 | 0.33 | 0 |  | --> | C19 ex DUNDRUM | Dundrum [T41,T42] | BLACKROCK |  | 53.3055 | -6.2437
MV/LV Substation BR***4077 |  | 10 kV | _ | LV | 400 kVA :Kiosk Substation | 0.4 | --> | 0.4 | 0.379 | 4.01 |  | --> | 0.38 | 0 | 0 | 0.383 | 0 |  | --> | C19 ex BALLINCLEA | Ballinclea [T41] | CHERRYWOOD |  | 53.2677 | -6.1307
MV/LV Substation MA***4078 |  | 10 kV | _ | LV | 1000 kVA :Building Structure | 1 | --> | 1 | 0.5 | 1.23 |  | --> | 0.95 | 0 | 0 | 0.5 | 0 |  | --> | C20 ex SALLYNOGGIN ROAD | Sallynoggin Road [T41,T42] | CHERRYWOOD |  | 53.2794 | -6.1435
MV/LV Substation BR***4079 |  | 10 kV | _ | LV | 400 kVA :Kiosk Substation | 0.4 | --> | 0.4 | 0.285 | 1.16 |  | --> | 0.38 | 0 | 0 | 0.395 | 0 |  | --> | C21 ex DEANSGRANGE | Deansgrange [T41,T42] | CARRICKMINES |  | 53.2617 | -6.1823
MV/LV Substation CU***4081 |  | 10 kV | _ | LV | 1000 kVA :Building Structure | 1 | --> | 1 | 0.5 | 1.23 |  | --> | 0.95 | 0 | 0.011 | 0.5 | 0 |  | --> | C20 ex SALLYNOGGIN ROAD | Sallynoggin Road [T41,T42] | CHERRYWOOD |  | 53.2839 | -6.1427
MV/LV Substation MA***4082 |  | 10 kV | _ | LV | 1000 kVA :Kiosk Substation | 1 | --> | 1 | 0.5 | 1.23 |  | --> | 0.95 | 0 | 0 | 0.5 | 0 |  | --> | C20 ex SALLYNOGGIN ROAD | Sallynoggin Road [T41,T42] | CHERRYWOOD |  | 53.2794 | -6.1435
MV/LV Substation CU***4083 |  | 10 kV | _ | LV | 1000 kVA :Building Structure | 1 | --> | 1 | 0.5 | 1.23 |  | --> | 0.95 | 0 | 0 | 0.5 | 0 |  | --> | C20 ex SALLYNOGGIN ROAD | Sallynoggin Road [T41,T42] | CHERRYWOOD |  | 53.2839 | -6.1427
MV/LV Substation FR***4086 |  | 10 kV | _ | LV | 400 kVA :Kiosk Substation | 0.4 | --> | 0.4 | 0.4 | 1.55 |  | --> | 0.38 | 0 | 0 | 0.38 | 0 |  | --> | C20 ex MONKSTOWN | Monkstown [T41,T42] | BLACKROCK |  | 53.3016 | -6.1836
MV/LV Substation TH***4087 |  | 10 kV | _ | LV | 630 kVA :Kiosk Substation | 0.63 | --> | 0.63 | 0.5 | 1.23 |  | --> | 0.598 | 0 | 0 | 0.5 | 0 |  | --> | C20 ex SALLYNOGGIN ROAD | Sallynoggin Road [T41,T42] | CHERRYWOOD |  | 53.2799 | -6.1463
MV/LV Substation FR***4088 |  | 10 kV | _ | LV | 1000 kVA :Building Structure | 1 | --> | 1 | 0.5 | 1.55 |  | --> | 0.95 | 0 | 0 | 0.5 | 0 |  | --> | C20 ex MONKSTOWN | Monkstown [T41,T42] | BLACKROCK |  | 53.3016 | -6.1818
MV/LV Substation FR***4089 |  | 10 kV | _ | LV | 1000 kVA :Building Structure | 1 | --> | 1 | 0.5 | 1.55 |  | --> | 0.95 | 0 | 0 | 0.5 | 0 |  | --> | C20 ex MONKSTOWN | Monkstown [T41,T42] | BLACKROCK |  | 53.3016 | -6.1817
MV/LV Substation BI***4090 |  | 10 kV | _ | LV | 1000 kVA :Building Structure | 1 | --> | 1 | 0.5 | 1.16 |  | --> | 0.95 | 0 | 0 | 0.5 | 0 |  | --> | C24 ex MOUNT MERRION | Mount Merrion [T41,T42] | CARRICKMINES |  | 53.3004 | -6.1819
MV/LV Substation KI***4092 |  | 10 kV | _ | LV | 400 kVA :Kiosk Substation | 0.4 | --> | 0.4 | 0.387 | 13.42 |  | --> | 0.38 | 0 | 0.011 | 0.374 | 0 |  | --> | C21 ex POTTERY ROAD | Pottery Road [T101,T102] | CARRICKMINES |  | 53.2646 | -6.1565
MV/LV Substation IR***4093 |  | 10 kV | _ | LV | 630 kVA :Building Structure | 0.63 | --> | 0.63 | 0.5 | 1.16 |  | --> | 0.598 | 0 | 0 | 0.5 | 0 |  | --> | C18 ex BREWERY ROAD | Brewery Road [T41,T42] | CARRICKMINES |  | 53.28 | -6.2083
MV/LV Substation RO***4094 |  | 10 kV | _ | LV | 400 kVA :Kiosk Substation | 0.4 | --> | 0.4 | 0.4 | 13.42 |  | --> | 0.38 | 0 | 0 | 0.38 | 0 |  | --> | C17 ex POTTERY ROAD | Pottery Road [T101,T102] | CARRICKMINES |  | 53.2749 | -6.1463
MV/LV Substation CA***4095 |  | 10 kV | _ | LV | 400 kVA :Kiosk Substation | 0.4 | --> | 0.4 | 0.4 | 13.42 |  | --> | 0.38 | 0 | 0 | 0.38 | 0 |  | --> | C17 ex POTTERY ROAD | Pottery Road [T101,T102] | CARRICKMINES |  | 53.2701 | -6.1477
MV/LV Substation FO***4098 |  | 10 kV | _ | LV | 400 kVA :Building Structure | 0.4 | --> | 0.4 | 0 | 0 | Constrained, otherwise capacity available =332 kVA | --> | 0.38 | 0 | 0 | 0.389 | 0 |  | --> | C13 ex CARRICKMINES | Carrickmines [T41,T42] | CARRICKMINES |  | 53.2588 | -6.171
MV/LV Substation PR***4099 |  | 10 kV | _ | LV | 400 kVA :Kiosk Substation | 0.4 | --> | 0.4 | 0.359 | 1.55 |  | --> | 0.38 | 0 | 0.02 | 0.371 | 0 |  | --> | C11 ex MONKSTOWN | Monkstown [T41,T42] | BLACKROCK |  | 53.2919 | -6.1764
MV/LV Substation WE***4100 |  | 10 kV | _ | LV | 400 kVA :Kiosk Substation | 0.4 | --> | 0.4 | 0.4 | 1.16 |  | --> | 0.38 | 0 | 0 | 0.38 | 0 |  | --> | C21 ex DEANSGRANGE | Deansgrange [T41,T42] | CARRICKMINES |  | 53.2732 | -6.1736
MV/LV Substation AB***4101 |  | 10 kV | _ | LV | 1000 kVA :Building Structure | 1 | --> | 1 | 0.5 | 1.23 |  | --> | 0.95 | 0 | 0.061 | 0.5 | 0 |  | --> | C20 ex SALLYNOGGIN ROAD | Sallynoggin Road [T41,T42] | CHERRYWOOD |  | 53.2838 | -6.1397
MV/LV Substation CH***4102 |  | 10 kV | _ | LV | 1000 kVA :Building Structure | 1 | --> | 1 | 0.5 | 1.23 |  | --> | 0.95 | 0 | 0.031 | 0.5 | 0 |  | --> | C20 ex SALLYNOGGIN ROAD | Sallynoggin Road [T41,T42] | CHERRYWOOD |  | 53.2851 | -6.1401
MV/LV Substation HA***4103 |  | 10 kV | _ | LV | 400 kVA :Kiosk Substation | 0.4 | --> | 0.4 | 0.4 | 4.37 |  | --> | 0.38 | 0 | 0 | 0.38 | 0 |  | --> | C21 ex DUN LAOGHAIRE | Dun Laoghaire [T41,T42] | BLACKROCK |  | 53.2918 | -6.1306
MV/LV Substation GR***4104 |  | 10 kV | _ | LV | 630 kVA :Kiosk Substation | 0.63 | --> | 0.63 | 0 | 0 | Constrained, otherwise capacity available =630 kVA | --> | 0.598 | 0 | 0 | 0.5 | 0 |  | --> | C18 ex DUNDRUM | Dundrum [T41,T42] | BLACKROCK |  | 53.3126 | -6.2289
MV/LV Substation TH***4105 |  | 10 kV | _ | LV | 400 kVA :Kiosk Substation | 0.4 | --> | 0.4 | 0 | 0 | Constrained, otherwise capacity available =400 kVA | --> | 0.38 | 0 | 0 | 0.38 | 0 |  | --> | C13 ex DUNDRUM | Dundrum [T41,T42] | BLACKROCK |  | 53.292 | -6.2421
MV/LV Substation DO***4106 |  | 10 kV | _ | LV | 1000 kVA :Building Structure | 1 | --> | 1 | 0 | 0 | Constrained, otherwise capacity available =973 kVA | --> | 0.95 | 0 | 0 | 0.5 | 0 |  | --> | C18 ex DUNDRUM | Dundrum [T41,T42] | BLACKROCK |  | 53.3131 | -6.2286
MV/LV Substation ST***4107 |  | 10 kV | _ | LV | 400 kVA :Kiosk Substation | 0.4 | --> | 0.4 | 0.4 | 1.23 |  | --> | 0.38 | 0 | 0 | 0.38 | 0 |  | --> | C16 ex SALLYNOGGIN ROAD | Sallynoggin Road [T41,T42] | CHERRYWOOD |  | 53.2833 | -6.125
MV/LV Substation LA***4108 |  | 10 kV | _ | LV | 630 kVA :Kiosk Substation | 0.63 | --> | 0.63 | 0.13 | 0.86 |  | --> | 0.598 | 0 | 0 | 0.5 | 0 |  | --> | C16 ex BELFIELD | Belfield [T41,T42] | BLACKROCK |  | 53.3178 | -6.2148
MV/LV Substation FU***4109 |  | 10 kV | _ | LV | 1000 kVA :Building Structure | 1 | --> | 1 | 0.302 | 0.86 |  | --> | 0.95 | 0 | 0 | 0.5 | 0 |  | --> | C19 ex BELFIELD | Belfield [T41,T42] | BLACKROCK |  | 53.3034 | -6.2176
MV/LV Substation FU***4110 |  | 10 kV | _ | LV | 1000 kVA :Building Structure | 1 | --> | 1 | 0.25 | 0.86 |  | --> | 0.95 | 0 | 0 | 0.5 | 0 |  | --> | C19 ex BELFIELD | Belfield [T41,T42] | BLACKROCK |  | 53.3034 | -6.2175
MV/LV Substation EN***4111 |  | 10 kV | _ | LV | 630 kVA :Building Structure | 0.63 | --> | 0.63 | 0.5 | 1.55 |  | --> | 0.598 | 0 | 0 | 0.5 | 0 |  | --> | C22 ex MONKSTOWN | Monkstown [T41,T42] | BLACKROCK |  | 53.3016 | -6.1806
MV/LV Substation GL***4112 |  | 10 kV | _ | LV | 400 kVA :Kiosk Substation | 0.4 | --> | 0.4 | 0.4 | 1.16 |  | --> | 0.38 | 0 | 0 | 0.38 | 0 |  | --> | C17 ex MOUNT MERRION | Mount Merrion [T41,T42] | CARRICKMINES |  | 53.2941 | -6.1899
MV/LV Substation MO***4113 |  | 10 kV | _ | LV | 400 kVA :Building Structure | 0.4 | --> | 0.4 | 0.283 | 1.55 |  | --> | 0.38 | 0 | 0 | 0.396 | 0 |  | --> | C16 ex MONKSTOWN | Monkstown [T41,T42] | BLACKROCK |  | 53.2937 | -6.1609
MV/LV Substation BE***4114 |  | 10 kV | _ | LV | 630 kVA :Kiosk Substation | 0.63 | --> | 0.63 | 0.375 | 1.16 |  | --> | 0.598 | 0 | 0.114 | 0.5 | 0 |  | --> | C14 ex MOUNT MERRION | Mount Merrion [T41,T42] | CARRICKMINES |  | 53.312 | -6.2034
MV/LV Substation LI***4115 |  | 10 kV | _ | LV | 630 kVA :Building Structure | 0.63 | --> | 0.63 | 0 | 0 | Constrained, otherwise capacity available =630 kVA | --> | 0.598 | 0 | 0 | 0.5 | 0 |  | --> | C11 ex LOUGHLINSTOWN | Loughlinstown [T41,T42] | CARRICKMINES |  | 53.2337 | -6.1224
MV/LV Substation BE***4117 |  | 10 kV | _ | LV | 400 kVA :Kiosk Substation | 0.4 | --> | 0.4 | 0.4 | 1.16 |  | --> | 0.38 | 0 | 0 | 0.38 | 0 |  | --> | C18 ex BREWERY ROAD | Brewery Road [T41,T42] | CARRICKMINES |  | 53.2864 | -6.2082
MV/LV Substation SI***4119 |  | 10 kV | _ | LV | 630 kVA :Building Structure | 0.63 | --> | 0.63 | 0 | 0 | Constrained, otherwise capacity available =578 kVA | --> | 0.598 | 0 | 0 | 0.5 | 0 |  | --> | C19 ex LOUGHLINSTOWN | Loughlinstown [T41,T42] | CARRICKMINES |  | 53.2446 | -6.1433
MV/LV Substation OR***4121 |  | 10 kV | _ | LV | 400 kVA :Kiosk Substation | 0.4 | --> | 0.4 | 0 | 0 | Constrained, otherwise capacity available =396 kVA | --> | 0.38 | 0 | 0 | 0.381 | 0 |  | --> | C13 ex CARRICKMINES | Carrickmines [T41,T42] | CARRICKMINES |  | 53.2573 | -6.1646
MV/LV Substation BR***4122 |  | 10 kV | _ | LV | 400 kVA :Kiosk Substation | 0.4 | --> | 0.4 | 0 | 0 | Constrained, otherwise capacity available =353 kVA | --> | 0.38 | 0 | 0.011 | 0.378 | 0 |  | --> | C13 ex CARRICKMINES | Carrickmines [T41,T42] | CARRICKMINES |  | 53.2576 | -6.1626
MV/LV Substation GL***4123 |  | 10 kV | _ | LV | 400 kVA :Kiosk Substation | 0.4 | --> | 0.4 | 0.4 | 1.16 |  | --> | 0.38 | 0 | 0 | 0.38 | 0 |  | --> | C14 ex MOUNT MERRION | Mount Merrion [T41,T42] | CARRICKMINES |  | 53.302 | -6.2123
MV/LV Substation AP***4124 |  | 10 kV | _ | LV | 630 kVA :Kiosk Substation | 0.63 | --> | 0.63 | 0 | 0 | Constrained, otherwise capacity available =630 kVA | --> | 0.598 | 0 | 0 | 0.5 | 0 |  | --> | C18 ex LOUGHLINSTOWN | Loughlinstown [T41,T42] | CARRICKMINES |  | 53.2531 | -6.1451
MV/LV Substation BE***4125 |  | 10 kV | _ | LV | 630 kVA :Kiosk Substation | 0.63 | --> | 0.63 | 0 | 0 | Constrained, otherwise capacity available =468 kVA | --> | 0.598 | 0 | 0.012 | 0.5 | 0 |  | --> | C18 ex LOUGHLINSTOWN | Loughlinstown [T41,T42] | CARRICKMINES |  | 53.2543 | -6.1457
MV/LV Substation JO***4126 |  | 10 kV | _ | LV | 630 kVA :Kiosk Substation | 0.63 | --> | 0.63 | 0.5 | 13.42 |  | --> | 0.598 | 0 | 0 | 0.5 | 0 |  | --> | C17 ex POTTERY ROAD | Pottery Road [T101,T102] | CARRICKMINES |  | 53.2699 | -6.1455
MV/LV Substation OU***4127 |  | 10 kV | _ | LV | 400 kVA :Kiosk Substation | 0.4 | --> | 0.4 | 0 | 0 | Constrained, otherwise capacity available =400 kVA | --> | 0.38 | 0 | 0 | 0.38 | 0 |  | --> | C18 ex LOUGHLINSTOWN | Loughlinstown [T41,T42] | CARRICKMINES |  | 53.2549 | -6.1514
MV/LV Substation BL***4130 |  | 10 kV | _ | LV | 1000 kVA :Building Structure | 1 | --> | 1 | 0.5 | 1.55 |  | --> | 0.95 | 0 | 0 | 0.5 | 0 |  | --> | C22 ex MONKSTOWN | Monkstown [T41,T42] | BLACKROCK |  | 53.3021 | -6.1809
MV/LV Substation TO***4131 |  | 10 kV | _ | LV | 630 kVA :Kiosk Substation | 0.63 | --> | 0.63 | 0 | 0 | Constrained, otherwise capacity available =630 kVA | --> | 0.598 | 0 | 0 | 0.5 | 0 |  | --> | C19 ex LOUGHLINSTOWN | Loughlinstown [T41,T42] | CARRICKMINES |  | 53.2419 | -6.1412
MV/LV Substation JO***4132 |  | 10 kV | _ | LV | 1000 kVA :Building Structure | 1 | --> | 1 | 0 | 0 | Constrained, otherwise capacity available =420 kVA | --> | 0.95 | 0 | 0 | 0.5 | 0 |  | --> | C19 ex LOUGHLINSTOWN | Loughlinstown [T41,T42] | CARRICKMINES |  | 53.2418 | -6.1389
MV/LV Substation JO***4133 |  | 10 kV | _ | LV | 1000 kVA :Building Structure | 1 | --> | 1 | 0 | 0 | Constrained, otherwise capacity available =1000 kVA | --> | 0.95 | 0 | 0 | 0.5 | 0 |  | --> | C19 ex LOUGHLINSTOWN | Loughlinstown [T41,T42] | CARRICKMINES |  | 53.2417 | -6.1389
MV/LV Substation EA***4134 |  | 10 kV | _ | LV | 400 kVA :Kiosk Substation | 0.4 | --> | 0.4 | 0.041 | 0.04 | Constrained, otherwise capacity available =396 kVA | --> | 0.38 | 0 | 0 | 0.38 | 0 |  | --> | C11 ex LITTLE BRAY | Little Bray [T41,T42] | FASSAROE |  | 53.2377 | -6.1148
MV/LV Substation CH***4135 |  | 10 kV | _ | LV | 1000 kVA :Building Structure | 1 | --> | 1 | 0 | 0 | Constrained, otherwise capacity available =1000 kVA | --> | 0.95 | 0 | 0 | 0.5 | 0 |  | --> | C19 ex LOUGHLINSTOWN | Loughlinstown [T41,T42] | CARRICKMINES |  | 53.2439 | -6.1416
MV/LV Substation CH***4136 |  | 10 kV | _ | LV | 1000 kVA :Building Structure | 1 | --> | 1 | 0 | 0 | Constrained, otherwise capacity available =975 kVA | --> | 0.95 | 0 | 0 | 0.5 | 0 |  | --> | C19 ex LOUGHLINSTOWN | Loughlinstown [T41,T42] | CARRICKMINES |  | 53.244 | -6.1417
MV/LV Substation TA***4137 |  | 10 kV | _ | LV | 1000 kVA :Building Structure | 1 | --> | 1 | 0.5 | 1.16 |  | --> | 0.95 | 0 | 0 | 0.5 | 0 |  | --> | C14 ex MOUNT MERRION | Mount Merrion [T41,T42] | CARRICKMINES |  | 53.3126 | -6.2023
MV/LV Substation SP***4138 |  | 10 kV | _ | LV | 400 kVA :Kiosk Substation | 0.4 | --> | 0.4 | 0.4 | 1.16 |  | --> | 0.38 | 0 | 0 | 0.38 | 0 |  | --> | C21 ex DEANSGRANGE | Deansgrange [T41,T42] | CARRICKMINES |  | 53.2738 | -6.1763
MV/LV Substation CH***4139 |  | 10 kV | _ | LV | 1000 kVA :Building Structure | 1 | --> | 1 | 0 | 0 | Constrained, otherwise capacity available =1000 kVA | --> | 0.95 | 0 | 0 | 0.5 | 0 |  | --> | C19 ex LOUGHLINSTOWN | Loughlinstown [T41,T42] | CARRICKMINES |  | 53.2417 | -6.139
MV/LV Substation BE***4141 |  | 10 kV | _ | LV | 400 kVA :Kiosk Substation | 0.4 | --> | 0.4 | 0.394 | 15.18 |  | --> | 0.38 | 0 | 0.02 | 0.366 | 0 |  | --> | C14 ex CENTRAL PARK | Central Park [T101,T102] | CARRICKMINES |  | 53.2822 | -6.1895
MV/LV Substation ST***4143 |  | 10 kV | _ | LV | 400 kVA :Kiosk Substation | 0.4 | --> | 0.4 | 0 | 0 | Constrained, otherwise capacity available =400 kVA | --> | 0.38 | 0 | 0 | 0.38 | 0 |  | --> | C13 ex LOUGHLINSTOWN | Loughlinstown [T41,T42] | CARRICKMINES |  | 53.259 | -6.1178
MV/LV Substation EG***4144 |  | 10 kV | _ | LV | 400 kVA :Kiosk Substation | 0.4 | --> | 0.4 | 0 | 0 | Constrained, otherwise capacity available =400 kVA | --> | 0.38 | 0 | 0 | 0.38 | 0 |  | --> | C14 ex LOUGHLINSTOWN | Loughlinstown [T41,T42] | CARRICKMINES |  | 53.2563 | -6.1266
MV/LV Substation RU***4145 |  | 10 kV | _ | LV | 630 kVA :Kiosk Substation | 0.63 | --> | 0.63 | 0 | 0 | Constrained, otherwise capacity available =618 kVA | --> | 0.598 | 0 | 0 | 0.5 | 0 |  | --> | C18 ex LOUGHLINSTOWN | Loughlinstown [T41,T42] | CARRICKMINES |  | 53.2452 | -6.1534
MV/LV Substation EB***4146 |  | 10 kV | _ | LV | 630 kVA :Building Structure | 0.63 | --> | 0.63 | 0.5 | 4.37 |  | --> | 0.598 | 0 | 0 | 0.5 | 0 |  | --> | C19 ex DUN LAOGHAIRE | Dun Laoghaire [T41,T42] | BLACKROCK |  | 53.294 | -6.1354
MV/LV Substation CU***4147 |  | 10 kV | _ | LV | 400 kVA :Building Structure | 0.4 | --> | 0.4 | 0.38 | 4.37 |  | --> | 0.38 | 0 | 0 | 0.383 | 0 |  | --> | C18 ex DUN LAOGHAIRE | Dun Laoghaire [T41,T42] | BLACKROCK |  | 53.2951 | -6.144
MV/LV Substation FR***4148 |  | 10 kV | _ | LV | 630 kVA :Building Structure | 0.63 | --> | 0.63 | 0.5 | 1.55 |  | --> | 0.598 | 0 | 0 | 0.5 | 0 |  | --> | C20 ex MONKSTOWN | Monkstown [T41,T42] | BLACKROCK |  | 53.3017 | -6.1821
MV/LV Substation RO***4149 |  | 10 kV | _ | LV | 1000 kVA :Building Structure | 1 | --> | 1 | 0.5 | 1.55 |  | --> | 0.95 | 0 | 0 | 0.5 | 0 |  | --> | C21 ex MONKSTOWN | Monkstown [T41,T42] | BLACKROCK |  | 53.278 | -6.182
MV/LV Substation TH***4151 |  | 10 kV | _ | LV | 630 kVA :Building Structure | 0.63 | --> | 0.63 | 0.5 | 1.16 |  | --> | 0.598 | 0 | 0 | 0.5 | 0 |  | --> | C23 ex MOUNT MERRION | Mount Merrion [T41,T42] | CARRICKMINES |  | 53.2915 | -6.2073
MV/LV Substation DO***4152 |  | 10 kV | _ | LV | 630 kVA :Kiosk Substation | 0.63 | --> | 0.63 | 0 | 0 | Constrained, otherwise capacity available =630 kVA | --> | 0.598 | 0 | 0 | 0.5 | 0 |  | --> | C24 ex CARRICKMINES | Carrickmines [T41,T42] | CARRICKMINES |  | 53.2489 | -6.1511
MV/LV Substation NE***4153 |  | 10 kV | _ | LV | 630 kVA :Kiosk Substation | 0.63 | --> | 0.63 | 0 | 0 | Constrained, otherwise capacity available =564 kVA | --> | 0.598 | 0 | 0.013 | 0.5 | 0 |  | --> | C24 ex CARRICKMINES | Carrickmines [T41,T42] | CARRICKMINES |  | 53.2479 | -6.1502
MV/LV Substation AC***4154 |  | 10 kV | _ | LV | 630 kVA :Kiosk Substation | 0.63 | --> | 0.63 | 0 | 0 | Constrained, otherwise capacity available =630 kVA | --> | 0.598 | 0 | 0 | 0.5 | 0 |  | --> | C24 ex CARRICKMINES | Carrickmines [T41,T42] | CARRICKMINES |  | 53.2472 | -6.1493
MV/LV Substation BI***4155 |  | 10 kV | _ | LV | 1000 kVA :Building Structure | 1 | --> | 1 | 0 | 0 | Constrained, otherwise capacity available =935 kVA | --> | 0.95 | 0 | 0 | 0.5 | 0 |  | --> | C19 ex LOUGHLINSTOWN | Loughlinstown [T41,T42] | CARRICKMINES |  | 53.2456 | -6.144
MV/LV Substation MA***4158 |  | 10 kV | _ | LV | 1000 kVA :Building Structure | 1 | --> | 1 | 0 | 0 | Constrained, otherwise capacity available =1000 kVA | --> | 0.95 | 0 | 0 | 0.5 | 0 |  | --> | C19 ex LOUGHLINSTOWN | Loughlinstown [T41,T42] | CARRICKMINES |  | 53.2456 | -6.144
MV/LV Substation GR***4159 |  | 10 kV | _ | LV | 1000 kVA :Building Structure | 1 | --> | 1 | 0 | 0 | Constrained, otherwise capacity available =1000 kVA | --> | 0.95 | 0 | 0 | 0.5 | 0 |  | --> | C13 ex DUNDRUM | Dundrum [T41,T42] | BLACKROCK |  | 53.2878 | -6.2301
MV/LV Substation KI***4160 |  | 10 kV | _ | LV | 1000 kVA :Building Structure | 1 | --> | 1 | 0 | 0 | Constrained, otherwise capacity available =1000 kVA | --> | 0.95 | 0 | 0 | 0.5 | 0 |  | --> | C13 ex DUNDRUM | Dundrum [T41,T42] | BLACKROCK |  | 53.2877 | -6.2302
MV/LV Substation SA***4161 |  | 10 kV | _ | LV | 400 kVA :Kiosk Substation | 0.4 | --> | 0.4 | 0.4 | 4.01 |  | --> | 0.38 | 0 | 0 | 0.38 | 0 |  | --> | C15 ex BALLINCLEA | Ballinclea [T41] | CHERRYWOOD |  | 53.2734 | -6.1173
MV/LV Substation TH***4162 |  | 10 kV | _ | LV | 630 kVA :Building Structure | 0.63 | --> | 0.63 | 0.5 | 1.16 |  | --> | 0.598 | 0 | 0 | 0.5 | 0 |  | --> | C22 ex MOUNT MERRION | Mount Merrion [T41,T42] | CARRICKMINES |  | 53.2967 | -6.2117
MV/LV Substation TB***4163 |  | 10 kV | _ | LV | 400 kVA :Kiosk Substation | 0.4 | --> | 0.4 | 0.4 | 1.16 |  | --> | 0.38 | 0 | 0 | 0.38 | 0 |  | --> | C22 ex MOUNT MERRION | Mount Merrion [T41,T42] | CARRICKMINES |  | 53.2969 | -6.2113
MV/LV Substation GR***4164 |  | 10 kV | _ | LV | 1000 kVA :Building Structure | 1 | --> | 1 | 0.5 | 15.18 |  | --> | 0.95 | 0 | 0 | 0.5 | 0 |  | --> | C21 ex CENTRAL PARK | Central Park [T101,T102] | CARRICKMINES |  | 53.2819 | -6.1941
MV/LV Substation GR***4165 |  | 10 kV | _ | LV | 1000 kVA :Building Structure | 1 | --> | 1 | 0.5 | 15.18 |  | --> | 0.95 | 0 | 0 | 0.5 | 0 |  | --> | C21 ex CENTRAL PARK | Central Park [T101,T102] | CARRICKMINES |  | 53.2818 | -6.1942
MV/LV Substation SL***4166 |  | 10 kV | _ | LV | 630 kVA :Building Structure | 0.63 | --> | 0.63 | 0 | 15.18 |  | --> | 0.598 | 0 | 0.01 | 0.5 | 0 |  | --> | C21 ex CENTRAL PARK | Central Park [T101,T102] | CARRICKMINES |  | 53.2894 | -6.1983
MV/LV Substation CE***4167 |  | 10 kV | _ | LV | 1000 kVA :Building Structure | 1 | --> | 1 | 0.5 | 15.18 |  | --> | 0.95 | 0 | 0 | 0.5 | 0 |  | --> | C12 ex CENTRAL PARK | Central Park [T101,T102] | CARRICKMINES |  | 53.2691 | -6.2062
MV/LV Substation CE***4168 |  | 10 kV | _ | LV | 1000 kVA :Building Structure | 1 | --> | 1 | 0.5 | 15.18 |  | --> | 0.95 | 0 | 0 | 0.5 | 0 |  | --> | C12 ex CENTRAL PARK | Central Park [T101,T102] | CARRICKMINES |  | 53.2691 | -6.2064
MV/LV Substation TH***4171 |  | 10 kV | _ | LV | 1000 kVA :Building Structure | 1 | --> | 1 | 0.5 | 1.55 |  | --> | 0.95 | 0 | 0.084 | 0.5 | 0 |  | --> | C21 ex MONKSTOWN | Monkstown [T41,T42] | BLACKROCK |  | 53.289 | -6.1768
MV/LV Substation CH***4176 |  | 10 kV | _ | LV | 1000 kVA :Building Structure | 1 | --> | 1 | 0 | 0 | Constrained, otherwise capacity available =1000 kVA | --> | 0.95 | 0 | 0 | 0.5 | 0 |  | --> | C19 ex LOUGHLINSTOWN | Loughlinstown [T41,T42] | CARRICKMINES |  | 53.243 | -6.1423
MV/LV Substation CH***4177 |  | 10 kV | _ | LV | 1000 kVA :Building Structure | 1 | --> | 1 | 0 | 0 | Constrained, otherwise capacity available =1000 kVA | --> | 0.95 | 0 | 0 | 0.5 | 0 |  | --> | C19 ex LOUGHLINSTOWN | Loughlinstown [T41,T42] | CARRICKMINES |  | 53.243 | -6.1424
MV/LV Substation CH***4178 |  | 10 kV | _ | LV | 630 kVA :Building Structure | 0.63 | --> | 0.63 | 0 | 0 | Constrained, otherwise capacity available =630 kVA | --> | 0.598 | 0 | 0 | 0.5 | 0 |  | --> | C19 ex LOUGHLINSTOWN | Loughlinstown [T41,T42] | CARRICKMINES |  | 53.2425 | -6.1419
MV/LV Substation MA***4179 |  | 10 kV | _ | LV | 630 kVA :Building Structure | 0.63 | --> | 0.63 | 0.5 | 13.42 |  | --> | 0.598 | 0 | 0 | 0.5 | 0 |  | --> | C18 ex POTTERY ROAD | Pottery Road [T101,T102] | CARRICKMINES |  | 53.2827 | -6.1102
MV/LV Substation TH***4180 |  | 10 kV | _ | LV | 630 kVA :Building Structure | 0.63 | --> | 0.63 | 0.5 | 1.16 |  | --> | 0.598 | 0 | 0.025 | 0.5 | 0 |  | --> | C11 ex DEANSGRANGE | Deansgrange [T41,T42] | CARRICKMINES |  | 53.2754 | -6.1585
MV/LV Substation KA***4181 |  | 10 kV | _ | LV | 400 kVA :Kiosk Substation | 0.4 | --> | 0.4 | 0 | 0 | Constrained, otherwise capacity available =400 kVA | --> | 0.38 | 0 | 0 | 0.38 | 0 |  | --> | C13 ex LOUGHLINSTOWN | Loughlinstown [T41,T42] | CARRICKMINES |  | 53.254 | -6.1261
MV/LV Substation FO***4182 |  | 10 kV | _ | LV | 630 kVA :Building Structure | 0.63 | --> | 0.63 | 0.5 | 1.16 |  | --> | 0.598 | 0 | 0 | 0.5 | 0 |  | --> | C14 ex MOUNT MERRION | Mount Merrion [T41,T42] | CARRICKMINES |  | 53.317 | -6.2087
MV/LV Substation BE***4183 |  | 10 kV | _ | LV | 630 kVA :Kiosk Substation | 0.63 | --> | 0.63 | 0 | 0 | Constrained, otherwise capacity available =630 kVA | --> | 0.598 | 0 | 0 | 0.5 | 0 |  | --> | C18 ex DUNDRUM | Dundrum [T41,T42] | BLACKROCK |  | 53.3036 | -6.2352
MV/LV Substation TH***4185 |  | 10 kV | _ | LV | 1000 kVA :Building Structure | 1 | --> | 1 | 0.5 | 1.23 |  | --> | 0.95 | 0 | 0 | 0.5 | 0 |  | --> | C23 ex SALLYNOGGIN ROAD | Sallynoggin Road [T41,T42] | CHERRYWOOD |  | 53.2811 | -6.1025
MV/LV Substation ST***4186 |  | 10 kV | _ | LV | 1000 kVA :Building Structure | 1 | --> | 1 | 0.5 | 15.18 |  | --> | 0.95 | 0 | 0 | 0.5 | 0 |  | --> | C21 ex CENTRAL PARK | Central Park [T101,T102] | CARRICKMINES |  | 53.2818 | -6.1941
MV/LV Substation ST***4188 |  | 10 kV | _ | LV | 1000 kVA :Building Structure | 1 | --> | 1 | 0.5 | 15.18 |  | --> | 0.95 | 0 | 0 | 0.5 | 0 |  | --> | C21 ex CENTRAL PARK | Central Park [T101,T102] | CARRICKMINES |  | 53.2895 | -6.1975
MV/LV Substation CO***4189 |  | 10 kV | _ | LV | 630 kVA :Kiosk Substation | 0.63 | --> | 0.63 | 0.5 | 4.01 |  | --> | 0.598 | 0 | 0 | 0.5 | 0 |  | --> | C19 ex BALLINCLEA | Ballinclea [T41] | CHERRYWOOD |  | 53.2631 | -6.1329
MV/LV Substation OL***4190 |  | 10 kV | _ | LV | 400 kVA :Kiosk Substation | 0.4 | --> | 0.4 | 0.4 | 1.16 |  | --> | 0.38 | 0 | 0 | 0.38 | 0 |  | --> | C24 ex MOUNT MERRION | Mount Merrion [T41,T42] | CARRICKMINES |  | 53.2964 | -6.196
MV/LV Substation RO***4192 |  | 10 kV | _ | LV | 630 kVA :Kiosk Substation | 0.63 | --> | 0.63 | 0.5 | 1.55 |  | --> | 0.598 | 0 | 0 | 0.5 | 0 |  | --> | C17 ex MONKSTOWN | Monkstown [T41,T42] | BLACKROCK |  | 53.2991 | -6.1709
MV/LV Substation CR***4193 |  | 10 kV | _ | LV | 1000 kVA :Building Structure | 1 | --> | 1 | 0.5 | 1.55 |  | --> | 0.95 | 0 | 0 | 0.5 | 0 |  | --> | C12 ex MONKSTOWN | Monkstown [T41,T42] | BLACKROCK |  | 53.2801 | -6.1656
MV/LV Substation EX***4194 |  | 10 kV | _ | LV | 1000 kVA :Building Structure | 1 | --> | 1 | 0 | 0 | Constrained, otherwise capacity available =977 kVA | --> | 0.95 | 0 | 0.006 | 0.5 | 0 |  | --> | C19 ex LOUGHLINSTOWN | Loughlinstown [T41,T42] | CARRICKMINES |  | 53.2457 | -6.1441
MV/LV Substation OA***4195 |  | 10 kV | _ | LV | 630 kVA :Kiosk Substation | 0.63 | --> | 0.63 | 0.5 | 1.16 |  | --> | 0.598 | 0 | 0 | 0.5 | 0 |  | --> | C23 ex MOUNT MERRION | Mount Merrion [T41,T42] | CARRICKMINES |  | 53.292 | -6.2067
MV/LV Substation MO***4196 |  | 10 kV | _ | LV | 630 kVA :Building Structure | 0.63 | --> | 0.63 | 0.5 | 4.37 |  | --> | 0.598 | 0 | 0.01 | 0.5 | 0 |  | --> | C14 ex DUN LAOGHAIRE | Dun Laoghaire [T41,T42] | BLACKROCK |  | 53.2863 | -6.1548
MV/LV Substation NE***4197 |  | 10 kV | _ | LV | 1000 kVA :Building Structure | 1 | --> | 1 | 0.5 | 1.55 |  | --> | 0.95 | 0 | 0.016 | 0.5 | 0 |  | --> | C21 ex MONKSTOWN | Monkstown [T41,T42] | BLACKROCK |  | 53.2929 | -6.1721
MV/LV Substation FE***4199 |  | 10 kV | _ | LV | 630 kVA :Kiosk Substation | 0.63 | --> | 0.63 | 0.5 | 1.55 |  | --> | 0.598 | 0 | 0.038 | 0.5 | 0 |  | --> | C21 ex MONKSTOWN | Monkstown [T41,T42] | BLACKROCK |  | 53.2752 | -6.1911
MV/LV Substation AL***4201 |  | 10 kV | _ | LV | 1000 kVA :Building Structure | 1 | --> | 1 | 0.5 | 1.55 |  | --> | 0.95 | 0 | 0 | 0.5 | 0 |  | --> | C20 ex MONKSTOWN | Monkstown [T41,T42] | BLACKROCK |  | 53.3022 | -6.1907
MV/LV Substation TC***4203 |  | 10 kV | _ | LV | 1000 kVA :Building Structure | 1 | --> | 1 | 0 | 0 | Constrained, otherwise capacity available =1000 kVA | --> | 0.95 | 0 | 0 | 0.5 | 0 |  | --> | C19 ex LOUGHLINSTOWN | Loughlinstown [T41,T42] | CARRICKMINES |  | 53.2447 | -6.1472
MV/LV Substation TC***4204 |  | 10 kV | _ | LV | 1000 kVA :Building Structure | 1 | --> | 1 | 0 | 0 | Constrained, otherwise capacity available =1000 kVA | --> | 0.95 | 0 | 0 | 0.5 | 0 |  | --> | C19 ex LOUGHLINSTOWN | Loughlinstown [T41,T42] | CARRICKMINES |  | 53.2447 | -6.1471
MV/LV Substation PL***4205 |  | 10 kV | _ | LV | 1000 kVA :Building Structure | 1 | --> | 1 | 0 | 0 | Constrained, otherwise capacity available =1000 kVA | --> | 0.95 | 0 | 0 | 0.5 | 0 |  | --> | C19 ex LOUGHLINSTOWN | Loughlinstown [T41,T42] | CARRICKMINES |  | 53.2449 | -6.1465
MV/LV Substation EV***4207 |  | 10 kV | _ | LV | 1000 kVA :Building Structure | 1 | --> | 1 | 0.5 | 15.18 |  | --> | 0.95 | 0 | 0 | 0.5 | 0 |  | --> | C21 ex CENTRAL PARK | Central Park [T101,T102] | CARRICKMINES |  | 53.2892 | -6.197
MV/LV Substation EV***4208 |  | 10 kV | _ | LV | 1000 kVA :Building Structure | 1 | --> | 1 | 0.5 | 15.18 |  | --> | 0.95 | 0 | 0 | 0.5 | 0 |  | --> | C21 ex CENTRAL PARK | Central Park [T101,T102] | CARRICKMINES |  | 53.2892 | -6.1969
MV/LV Substation AR***4209 |  | 10 kV | _ | LV | 400 kVA :Kiosk Substation | 0.4 | --> | 0.4 | 0.4 | 1.16 |  | --> | 0.38 | 0 | 0 | 0.38 | 0 |  | --> | C17 ex MOUNT MERRION | Mount Merrion [T41,T42] | CARRICKMINES |  | 53.2905 | -6.1898
MV/LV Substation HA***4210 |  | 10 kV | _ | LV | 1000 kVA :Building Structure | 1 | --> | 1 | 0.5 | 4.01 |  | --> | 0.95 | 0 | 0 | 0.5 | 0 |  | --> | C19 ex BALLINCLEA | Ballinclea [T41] | CHERRYWOOD |  | 53.2663 | -6.1355
MV/LV Substation PA***4211 |  | 10 kV | _ | LV | 1000 kVA :Building Structure | 1 | --> | 1 | 0.5 | 4.01 |  | --> | 0.95 | 0 | 0 | 0.5 | 0 |  | --> | C19 ex BALLINCLEA | Ballinclea [T41] | CHERRYWOOD |  | 53.2652 | -6.1343
MV/LV Substation LA***4217 |  | 10 kV | _ | LV | 400 kVA :Kiosk Substation | 0.4 | --> | 0.4 | 0.4 | 1.16 |  | --> | 0.38 | 0 | 0 | 0.38 | 0 |  | --> | C24 ex MOUNT MERRION | Mount Merrion [T41,T42] | CARRICKMINES |  | 53.2968 | -6.2001
MV/LV Substation LO***4218 |  | 10 kV | _ | LV | 630 kVA :Kiosk Substation | 0.63 | --> | 0.63 | 0 | 0 | Constrained, otherwise capacity available =630 kVA | --> | 0.598 | 0 | 0 | 0.5 | 0 |  | --> | C11 ex LOUGHLINSTOWN | Loughlinstown [T41,T42] | CARRICKMINES |  | 53.2449 | -6.1266
MV/LV Substation CA***4219 |  | 10 kV | _ | LV | 1000 kVA :Building Structure | 1 | --> | 1 | 0 | 0 | Constrained, otherwise capacity available =1000 kVA | --> | 0.95 | 0 | 0 | 0.5 | 0 |  | --> | C13 ex CARRICKMINES | Carrickmines [T41,T42] | CARRICKMINES |  | 53.2552 | -6.1703
MV/LV Substation AT***4220 |  | 10 kV | _ | LV | 630 kVA :Kiosk Substation | 0.63 | --> | 0.63 | 0.5 | 4.01 |  | --> | 0.598 | 0 | 0 | 0.5 | 0 |  | --> | C19 ex BALLINCLEA | Ballinclea [T41] | CHERRYWOOD |  | 53.2605 | -6.1309
MV/LV Substation WO***4222 |  | 10 kV | _ | LV | 630 kVA :Building Structure | 0.63 | --> | 0.63 | 0 | 0 | Constrained, otherwise capacity available =630 kVA | --> | 0.598 | 0 | 0 | 0.5 | 0 |  | --> | C18 ex LOUGHLINSTOWN | Loughlinstown [T41,T42] | CARRICKMINES |  | 53.2485 | -6.1581
MV/LV Substation AL***4223 |  | 10 kV | _ | LV | 630 kVA :Building Structure | 0.63 | --> | 0.63 | 0.5 | 1.55 |  | --> | 0.598 | 0 | 0 | 0.5 | 0 |  | --> | C20 ex MONKSTOWN | Monkstown [T41,T42] | BLACKROCK |  | 53.3021 | -6.1906
MV/LV Substation AR***4224 |  | 10 kV | _ | LV | 630 kVA :Kiosk Substation | 0.63 | --> | 0.63 | 0 | 0 | Constrained, otherwise capacity available =630 kVA | --> | 0.598 | 0 | 0 | 0.5 | 0 |  | --> | C22 ex LOUGHLINSTOWN | Loughlinstown [T41,T42] | CARRICKMINES |  | 53.2569 | -6.1476
MV/LV Substation FO***4225 |  | 10 kV | _ | LV | 630 kVA :Kiosk Substation | 0.63 | --> | 0.63 | 0.5 | 1.16 |  | --> | 0.598 | 0 | 0 | 0.5 | 0 |  | --> | C14 ex MOUNT MERRION | Mount Merrion [T41,T42] | CARRICKMINES |  | 53.3021 | -6.2121
MV/LV Substation CO***4227 |  | 10 kV | _ | LV | 1000 kVA :Building Structure | 1 | --> | 1 | 0 | 0 | Constrained, otherwise capacity available =1000 kVA | --> | 0.95 | 0 | 0 | 0.5 | 0 |  | --> | C15 ex LOUGHLINSTOWN | Loughlinstown [T41,T42] | CARRICKMINES |  | 53.2401 | -6.1211
MV/LV Substation CO***4228 |  | 10 kV | _ | LV | 400 kVA :Kiosk Substation | 0.4 | --> | 0.4 | 0 | 0 | Constrained, otherwise capacity available =400 kVA | --> | 0.38 | 0 | 0 | 0.38 | 0 |  | --> | C15 ex LOUGHLINSTOWN | Loughlinstown [T41,T42] | CARRICKMINES |  | 53.2407 | -6.119
MV/LV Substation JO***4229 |  | 10 kV | _ | LV | 400 kVA :Kiosk Substation | 0.4 | --> | 0.4 | 0.4 | 13.42 |  | --> | 0.38 | 0 | 0 | 0.38 | 0 |  | --> | C20 ex POTTERY ROAD | Pottery Road [T101,T102] | CARRICKMINES |  | 53.2705 | -6.1422
MV/LV Substation BA***4232 |  | 10 kV | _ | LV | 630 kVA :Kiosk Substation | 0.63 | --> | 0.63 | 0.5 | 1.23 |  | --> | 0.598 | 0 | 0 | 0.5 | 0 |  | --> | C23 ex SALLYNOGGIN ROAD | Sallynoggin Road [T41,T42] | CHERRYWOOD |  | 53.2771 | -6.1117
MV/LV Substation BE***4235 |  | 10 kV | _ | LV | 1000 kVA :Building Structure | 1 | --> | 1 | 0.5 | 4.37 |  | --> | 0.95 | 0 | 0 | 0.5 | 0 |  | --> | C18 ex DUN LAOGHAIRE | Dun Laoghaire [T41,T42] | BLACKROCK |  | 53.2955 | -6.1417
MV/LV Substation BE***4236 |  | 10 kV | _ | LV | 400 kVA :Kiosk Substation | 0.4 | --> | 0.4 | 0.4 | 1.16 |  | --> | 0.38 | 0 | 0 | 0.38 | 0 |  | --> | C21 ex DEANSGRANGE | Deansgrange [T41,T42] | CARRICKMINES |  | 53.2633 | -6.1818
MV/LV Substation DR***4240 |  | 10 kV | _ | LV | 630 kVA :Building Structure | 0.63 | --> | 0.63 | 0 | 0 | Constrained, otherwise capacity available =630 kVA | --> | 0.598 | 0 | 0 | 0.5 | 0 |  | --> | C15 ex DUNDRUM | Dundrum [T41,T42] | BLACKROCK |  | 53.2864 | -6.225
MV/LV Substation NU***4245 |  | 10 kV | _ | LV | 400 kVA :Kiosk Substation | 0.4 | --> | 0.4 | 0 | 0 | Constrained, otherwise capacity available =400 kVA | --> | 0.38 | 0 | 0 | 0.38 | 0 |  | --> | C18 ex LOUGHLINSTOWN | Loughlinstown [T41,T42] | CARRICKMINES |  | 53.2578 | -6.1523
MV/LV Substation RO***452 |  | 10 kV | _ | LV | 400 kVA :Kiosk Substation | 0.4 | --> | 0.4 | 0.308 | 1.16 |  | --> | 0.38 | 0 | 0.14 | 0.289 | 0 |  | --> | C24 ex DEANSGRANGE | Deansgrange [T41,T42] | CARRICKMINES |  | 53.2704 | -6.1564
MV/LV Substation MU***457 |  | 10 kV | _ | LV | 200 kVA :Building Structure | 0.2 | --> | 0.2 | 0.12 | 13.42 |  | --> | 0.19 | 0 | 0.042 | 0.17 | 0 |  | --> | C20 ex POTTERY ROAD | Pottery Road [T101,T102] | CARRICKMINES |  | 53.2585 | -6.1442
MV/LV Substation RO***470 |  | 10 kV | _ | LV | 630 kVA :Building Structure | 0.63 | --> | 0.63 | 0.5 | 4.37 |  | --> | 0.598 | 0 | 0 | 0.5 | 0 |  | --> | C12 ex DUN LAOGHAIRE | Dun Laoghaire [T41,T42] | BLACKROCK |  | 53.2923 | -6.1343
MV/LV Substation AR***471 |  | 10 kV | _ | LV | 400 kVA :Kiosk Substation | 0.4 | --> | 0.4 | 0.243 | 1.16 |  | --> | 0.38 | 0 | 0.045 | 0.368 | 0 |  | --> | C14 ex DEANSGRANGE | Deansgrange [T41,T42] | CARRICKMINES |  | 53.284 | -6.1819
MV/LV Substation RO***475 |  | 10 kV | _ | LV | 200 kVA :Kiosk Substation | 0.2 | --> | 0.2 | 0.132 | 4.01 |  | --> | 0.19 | 0 | 0.043 | 0.167 | 0 |  | --> | C15 ex BALLINCLEA | Ballinclea [T41] | CHERRYWOOD |  | 53.267 | -6.1182
MV/LV Substation BR***477 |  | 10 kV | _ | LV | 400 kVA :Kiosk Substation | 0.4 | --> | 0.4 | 0.171 | 0.86 |  | --> | 0.38 | 0 | 0.033 | 0.386 | 0 |  | --> | C16 ex BELFIELD | Belfield [T41,T42] | BLACKROCK |  | 53.317 | -6.2188
MV/LV Substation FO***480 |  | 10 kV | _ | LV | 400 kVA :Kiosk Substation | 0.4 | --> | 0.4 | 0.194 | 1.55 |  | --> | 0.38 | 0 | 0.084 | 0.345 | 0 |  | --> | C21 ex MONKSTOWN | Monkstown [T41,T42] | BLACKROCK |  | 53.2776 | -6.1743
MV/LV Substation AV***481 |  | 10 kV | _ | LV | 400 kVA :Kiosk Substation | 0.4 | --> | 0.4 | 0.291 | 1.55 |  | --> | 0.38 | 0 | 0.095 | 0.324 | 0 |  | --> | C12 ex MONKSTOWN | Monkstown [T41,T42] | BLACKROCK |  | 53.2939 | -6.1764
MV/LV Substation RO***482 |  | 10 kV | _ | LV | 200 kVA :Kiosk Substation | 0.2 | --> | 0.2 | 0.091 | 1.55 |  | --> | 0.19 | 0 | 0.086 | 0.141 | 0 |  | --> | C12 ex MONKSTOWN | Monkstown [T41,T42] | BLACKROCK |  | 53.2883 | -6.1703
MV/LV Substation CL***484 |  | 10 kV | _ | LV | 400 kVA :Kiosk Substation | 0.4 | --> | 0.4 | 0.233 | 13.42 |  | --> | 0.38 | 0 | 0.048 | 0.366 | 0 |  | --> | C19 ex POTTERY ROAD | Pottery Road [T101,T102] | CARRICKMINES |  | 53.2775 | -6.1583
MV/LV Substation ST***485 |  | 10 kV | _ | LV | 400 kVA :Kiosk Substation | 0.4 | --> | 0.4 | 0 | 0 | Constrained, otherwise capacity available =265 kVA | --> | 0.38 | 0 | 0.11 | 0.316 | 0 |  | --> | C15 ex DUNDRUM | Dundrum [T41,T42] | BLACKROCK |  | 53.2827 | -6.2108
MV/LV Substation RO***489 |  | 10 kV | _ | LV | 400 kVA :Kiosk Substation | 0.4 | --> | 0.4 | 0.289 | 1.16 |  | --> | 0.38 | 0 | 0.007 | 0.39 | 0 |  | --> | C17 ex DEANSGRANGE | Deansgrange [T41,T42] | CARRICKMINES |  | 53.284 | -6.1573
MV/LV Substation AM***490 |  | 10 kV | _ | LV | 200 kVA :Kiosk Substation | 0.2 | --> | 0.2 | 0 | 0 | Constrained, otherwise capacity available =88 kVA | --> | 0.19 | 0 | 0.023 | 0.188 | 0 |  | --> | C13 ex CARRICKMINES | Carrickmines [T41,T42] | CARRICKMINES |  | 53.2584 | -6.1745
MV/LV Substation HI***520 |  | 10 kV | _ | LV | 100 kVA :Building Structure | 0.1 | --> | 0.1 | 0 | 13.42 |  | --> | 0.095 | 0 | 0.03 | 0.088 | 0 |  | --> | C17 ex POTTERY ROAD | Pottery Road [T101,T102] | CARRICKMINES |  | 53.27 | -6.1495
MV/LV Substation WO***523 |  | 10 kV | _ | LV | 400 kVA :Kiosk Substation | 0.4 | --> | 0.4 | 0.281 | 15.18 |  | --> | 0.38 | 0 | 0.042 | 0.365 | 0 |  | --> | C21 ex CENTRAL PARK | Central Park [T101,T102] | CARRICKMINES |  | 53.2864 | -6.1964
MV/LV Substation AL***525 |  | 10 kV | _ | LV | 200 kVA :Kiosk Substation | 0.2 | --> | 0.2 | 0.079 | 1.55 |  | --> | 0.19 | 0 | 0.005 | 0.202 | 0 |  | --> | C19 ex MONKSTOWN | Monkstown [T41,T42] | BLACKROCK |  | 53.2965 | -6.1673
MV/LV Substation BA***527 |  | 10 kV | _ | LV | 400 kVA :Kiosk Substation | 0.4 | --> | 0.4 | 0.316 | 1.23 |  | --> | 0.38 | 0 | 0.067 | 0.342 | 0 |  | --> | C23 ex SALLYNOGGIN ROAD | Sallynoggin Road [T41,T42] | CHERRYWOOD |  | 53.2778 | -6.1113
MV/LV Substation CH***530 |  | 10 kV | _ | LV | 200 kVA :Kiosk Substation | 0.2 | --> | 0.2 | 0.178 | 1.23 |  | --> | 0.19 | 0 | 0.005 | 0.189 | 0 |  | --> | C16 ex SALLYNOGGIN ROAD | Sallynoggin Road [T41,T42] | CHERRYWOOD |  | 53.2823 | -6.1216
MV/LV Substation FA***532 |  | 10 kV | _ | LV | 200 kVA :Kiosk Substation | 0.2 | --> | 0.2 | 0.094 | 4.01 |  | --> | 0.19 | 0 | 0.069 | 0.153 | 0 |  | --> | C15 ex BALLINCLEA | Ballinclea [T41] | CHERRYWOOD |  | 53.2744 | -6.118
MV/LV Substation KN***534 |  | 10 kV | _ | LV | 400 kVA :Kiosk Substation | 0.4 | --> | 0.4 | 0.341 | 1.16 |  | --> | 0.38 | 0 | 0.006 | 0.384 | 0 |  | --> | C14 ex DEANSGRANGE | Deansgrange [T41,T42] | CARRICKMINES |  | 53.2754 | -6.1798
MV/LV Substation KI***536 |  | 10 kV | _ | LV | 100 kVA :Building Structure | 0.1 | --> | 0.1 | 0.067 | 13.42 |  | --> | 0.095 | 0 | 0.01 | 0.092 | 0 |  | --> | C18 ex POTTERY ROAD | Pottery Road [T101,T102] | CARRICKMINES |  | 53.2754 | -6.1208
MV/LV Substation CO***540 |  | 10 kV | _ | LV | 400 kVA :Kiosk Substation | 0.4 | --> | 0.4 | 0.041 | 0.04 | Constrained, otherwise capacity available =212 kVA | --> | 0.38 | 0 | 0.077 | 0.348 | 0 |  | --> | C11 ex LITTLE BRAY | Little Bray [T41,T42] | FASSAROE |  | 53.2355 | -6.1156
MV/LV Substation RA***541 |  | 10 kV | _ | LV | 400 kVA :Kiosk Substation | 0.4 | --> | 0.4 | 0 | 0 | Constrained, otherwise capacity available =270 kVA | --> | 0.38 | 0 | 0.016 | 0.385 | 0 |  | --> | C11 ex LOUGHLINSTOWN | Loughlinstown [T41,T42] | CARRICKMINES |  | 53.2387 | -6.1182
MV/LV Substation RA***542 |  | 10 kV | _ | LV | 400 kVA :Kiosk Substation | 0.4 | --> | 0.4 | 0 | 0 | Constrained, otherwise capacity available =236 kVA | --> | 0.38 | 0 | 0.008 | 0.396 | 0 |  | --> | C11 ex LOUGHLINSTOWN | Loughlinstown [T41,T42] | CARRICKMINES |  | 53.2377 | -6.1215
MV/LV Substation SH***549 |  | 10 kV | _ | LV | 400 kVA :Kiosk Substation | 0.4 | --> | 0.4 | 0 | 0 | Constrained, otherwise capacity available =348 kVA | --> | 0.38 | 0 | 0.006 | 0.383 | 0 |  | --> | C13 ex LOUGHLINSTOWN | Loughlinstown [T41,T42] | CARRICKMINES |  | 53.2551 | -6.1381
MV/LV Substation SE***550 |  | 10 kV | _ | LV | 200 kVA :Kiosk Substation | 0.2 | --> | 0.2 | 0.041 | 0.04 | Constrained, otherwise capacity available =137 kVA | --> | 0.19 | 0 | 0.011 | 0.19 | 0 |  | --> | C16 ex LITTLE BRAY | Little Bray [T41,T42] | FASSAROE |  | 53.2408 | -6.1247
MV/LV Substation CR***553 |  | 10 kV | _ | LV | 400 kVA :Kiosk Substation | 0.4 | --> | 0.4 | 0.205 | 0.86 |  | --> | 0.38 | 0 | 0.005 | 0.402 | 0 |  | --> | C13 ex BELFIELD | Belfield [T41,T42] | BLACKROCK |  | 53.31 | -6.216
MV/LV Substation IR***555 |  | 10 kV | _ | LV | 630 kVA :Building Structure | 0.63 | --> | 0.63 | 0.5 | 1.16 |  | --> | 0.598 | 0 | 0 | 0.5 | 0 |  | --> | C14 ex MOUNT MERRION | Mount Merrion [T41,T42] | CARRICKMINES |  | 53.3182 | -6.2064
MV/LV Substation AS***556 |  | 10 kV | _ | LV | 400 kVA :Kiosk Substation | 0.4 | --> | 0.4 | 0.306 | 1.16 |  | --> | 0.38 | 0 | 0.004 | 0.39 | 0 |  | --> | C24 ex MOUNT MERRION | Mount Merrion [T41,T42] | CARRICKMINES |  | 53.2974 | -6.2027
MV/LV Substation SP***563 |  | 10 kV | _ | LV | 200 kVA :Kiosk Substation | 0.2 | --> | 0.2 | 0.04 | 1.23 |  | --> | 0.19 | 0 | 0.061 | 0.166 | 0 |  | --> | C21 ex SALLYNOGGIN ROAD | Sallynoggin Road [T41,T42] | CHERRYWOOD |  | 53.2842 | -6.124
MV/LV Substation ST***564 |  | 10 kV | _ | LV | 400 kVA :Kiosk Substation | 0.4 | --> | 0.4 | 0 | 0 | Constrained, otherwise capacity available =347 kVA | --> | 0.38 | 0 | 0 | 0.387 | 0 |  | --> | C13 ex LOUGHLINSTOWN | Loughlinstown [T41,T42] | CARRICKMINES |  | 53.2603 | -6.1176
MV/LV Substation KN***567 |  | 10 kV | _ | LV | 400 kVA :Kiosk Substation | 0.4 | --> | 0.4 | 0.292 | 4.01 |  | --> | 0.38 | 0 | 0.018 | 0.381 | 0 |  | --> | C15 ex BALLINCLEA | Ballinclea [T41] | CHERRYWOOD |  | 53.2646 | -6.1167
MV/LV Substation WA***569 |  | 10 kV | _ | LV | 400 kVA :Kiosk Substation | 0.4 | --> | 0.4 | 0 | 0 | Constrained, otherwise capacity available =292 kVA | --> | 0.38 | 0 | 0.061 | 0.349 | 0 |  | --> | C14 ex LOUGHLINSTOWN | Loughlinstown [T41,T42] | CARRICKMINES |  | 53.2612 | -6.1376
MV/LV Substation WA***570 |  | 10 kV | _ | LV | 400 kVA :Kiosk Substation | 0.4 | --> | 0.4 | 0 | 0 | Constrained, otherwise capacity available =218 kVA | --> | 0.38 | 0 | 0.146 | 0.296 | 0 |  | --> | C14 ex LOUGHLINSTOWN | Loughlinstown [T41,T42] | CARRICKMINES |  | 53.2598 | -6.1339
MV/LV Substation WY***571 |  | 10 kV | _ | LV | 400 kVA :Kiosk Substation | 0.4 | --> | 0.4 | 0.307 | 4.01 |  | --> | 0.38 | 0 | 0.043 | 0.361 | 0 |  | --> | C15 ex BALLINCLEA | Ballinclea [T41] | CHERRYWOOD |  | 53.2685 | -6.1153
MV/LV Substation BR***572 |  | 10 kV | _ | LV | 400 kVA :Kiosk Substation | 0.4 | --> | 0.4 | 0 | 0 | Constrained, otherwise capacity available =312 kVA | --> | 0.38 | 0 | 0.065 | 0.344 | 0 |  | --> | C14 ex LOUGHLINSTOWN | Loughlinstown [T41,T42] | CARRICKMINES |  | 53.2587 | -6.1363
MV/LV Substation BE***576 |  | 10 kV | _ | LV | 400 kVA :Kiosk Substation | 0.4 | --> | 0.4 | 0 | 0 | Constrained, otherwise capacity available =263 kVA | --> | 0.38 | 0 | 0.079 | 0.34 | 0 |  | --> | C19 ex DUNDRUM | Dundrum [T41,T42] | BLACKROCK |  | 53.3033 | -6.242
MV/LV Substation LA***578 |  | 10 kV | _ | LV | 400 kVA :Kiosk Substation | 0.4 | --> | 0.4 | 0.286 | 1.16 |  | --> | 0.38 | 0 | 0.134 | 0.296 | 0 |  | --> | C21 ex BREWERY ROAD | Brewery Road [T41,T42] | CARRICKMINES |  | 53.2815 | -6.2143
MV/LV Substation RO***580 |  | 10 kV | _ | LV | 630 kVA :Building Structure | 0.63 | --> | 0.63 | 0 | 0 | Constrained, otherwise capacity available =468 kVA | --> | 0.598 | 0 | 0.035 | 0.5 | 0 |  | --> | C12 ex DUNDRUM | Dundrum [T41,T42] | BLACKROCK |  | 53.2943 | -6.2405
MV/LV Substation UR***581 |  | 10 kV | _ | LV | 400 kVA :Building Structure | 0.4 | --> | 0.4 | 0.346 | 13.42 |  | --> | 0.38 | 0 | 0.009 | 0.381 | 0 |  | --> | C20 ex POTTERY ROAD | Pottery Road [T101,T102] | CARRICKMINES |  | 53.2618 | -6.1447
MV/LV Substation KI***588 |  | 10 kV | _ | LV | 200 kVA :Kiosk Substation | 0.2 | --> | 0.2 | 0 | 0 | Constrained, otherwise capacity available =126 kVA | --> | 0.19 | 0 | 0.027 | 0.18 | 0 |  | --> | C14 ex LOUGHLINSTOWN | Loughlinstown [T41,T42] | CARRICKMINES |  | 53.2593 | -6.1231
MV/LV Substation CA***591 |  | 10 kV | _ | LV | 400 kVA :Kiosk Substation | 0.4 | --> | 0.4 | 0.273 | 13.42 |  | --> | 0.38 | 0 | 0.063 | 0.35 | 0 |  | --> | C20 ex POTTERY ROAD | Pottery Road [T101,T102] | CARRICKMINES |  | 53.2672 | -6.1515
MV/LV Substation DR***592 |  | 10 kV | _ | LV | 100 kVA :Pole Substation | 0.1 | --> | 0.1 | 0 | 0 | Constrained, otherwise capacity available =75 kVA | --> | 0.095 | 0 | 0.016 | 0.087 | 0 |  | --> | C18 ex LOUGHLINSTOWN | Loughlinstown [T41,T42] | CARRICKMINES |  | 53.2548 | -6.1584
MV/LV Substation PI***593 |  | 10 kV | _ | LV | 200 kVA :Kiosk Substation | 0.2 | --> | 0.2 | 0 | 0 | Constrained, otherwise capacity available =138 kVA | --> | 0.19 | 0 | 0.017 | 0.186 | 0 |  | --> | C14 ex LOUGHLINSTOWN | Loughlinstown [T41,T42] | CARRICKMINES |  | 53.256 | -6.1315
MV/LV Substation WI***594 |  | 10 kV | _ | LV | 200 kVA :Kiosk Substation | 0.2 | --> | 0.2 | 0 | 0 | Constrained, otherwise capacity available =105 kVA | --> | 0.19 | 0 | 0.006 | 0.198 | 0 |  | --> | C13 ex LOUGHLINSTOWN | Loughlinstown [T41,T42] | CARRICKMINES |  | 53.2552 | -6.1361
MV/LV Substation CO***595 |  | 10 kV | _ | LV | 400 kVA :Kiosk Substation | 0.4 | --> | 0.4 | 0 | 0 | Constrained, otherwise capacity available =334 kVA | --> | 0.38 | 0 | 0.005 | 0.385 | 0 |  | --> | C13 ex LOUGHLINSTOWN | Loughlinstown [T41,T42] | CARRICKMINES |  | 53.2537 | -6.1365
MV/LV Substation CL***596 |  | 10 kV | _ | LV | 630 kVA :Building Structure | 0.63 | --> | 0.63 | 0.446 | 4.37 |  | --> | 0.598 | 0 | 0 | 0.5 | 0 |  | --> | C18 ex DUN LAOGHAIRE | Dun Laoghaire [T41,T42] | BLACKROCK |  | 53.2951 | -6.1468
MV/LV Substation O ***597 |  | 10 kV | _ | LV | 400 kVA :Kiosk Substation | 0.4 | --> | 0.4 | 0.372 | 1.55 |  | --> | 0.38 | 0 | 0.011 | 0.376 | 0 |  | --> | C22 ex MONKSTOWN | Monkstown [T41,T42] | BLACKROCK |  | 53.298 | -6.1778
MV/LV Substation TR***598 |  | 10 kV | _ | LV | 400 kVA :Kiosk Substation | 0.4 | --> | 0.4 | 0.238 | 1.55 |  | --> | 0.38 | 0 | 0.013 | 0.392 | 0 |  | --> | C16 ex MONKSTOWN | Monkstown [T41,T42] | BLACKROCK |  | 53.2973 | -6.1598
MV/LV Substation GR***604 |  | 10 kV | _ | LV | 200 kVA :Kiosk Substation | 0.2 | --> | 0.2 | 0.064 | 1.16 |  | --> | 0.19 | 0 | 0.046 | 0.174 | 0 |  | --> | C19 ex DEANSGRANGE | Deansgrange [T41,T42] | CARRICKMINES |  | 53.2939 | -6.167
MV/LV Substation IS***607 |  | 10 kV | _ | LV | 400 kVA :Kiosk Substation | 0.4 | --> | 0.4 | 0.234 | 1.23 |  | --> | 0.38 | 0 | 0.062 | 0.356 | 0 |  | --> | C22 ex SALLYNOGGIN ROAD | Sallynoggin Road [T41,T42] | CHERRYWOOD |  | 53.2881 | -6.1266
MV/LV Substation HI***610 |  | 10 kV | _ | LV | 400 kVA :Kiosk Substation | 0.4 | --> | 0.4 | 0.368 | 4.01 |  | --> | 0.38 | 0 | 0.033 | 0.36 | 0 |  | --> | C11 ex BALLINCLEA | Ballinclea [T41] | CHERRYWOOD |  | 53.2759 | -6.1317
MV/LV Substation B.***613 |  | 10 kV | _ | LV | 200 kVA :Kiosk Substation | 0.2 | --> | 0.2 | 0.069 | 4.37 |  | --> | 0.19 | 0 | 0.05 | 0.17 | 0 |  | --> | C18 ex DUN LAOGHAIRE | Dun Laoghaire [T41,T42] | BLACKROCK |  | 53.2972 | -6.1406
MV/LV Substation WO***615 |  | 10 kV | _ | LV | 400 kVA :Kiosk Substation | 0.4 | --> | 0.4 | 0 | 0 | Constrained, otherwise capacity available =275 kVA | --> | 0.38 | 0 | 0.07 | 0.345 | 0 |  | --> | C15 ex DUNDRUM | Dundrum [T41,T42] | BLACKROCK |  | 53.2884 | -6.2205
MV/LV Substation ST***617 |  | 10 kV | _ | LV | 400 kVA :Kiosk Substation | 0.4 | --> | 0.4 | 0.362 | 1.55 |  | --> | 0.38 | 0 | 0.035 | 0.359 | 0 |  | --> | C11 ex MONKSTOWN | Monkstown [T41,T42] | BLACKROCK |  | 53.2919 | -6.1844
MV/LV Substation EL***619 |  | 10 kV | _ | LV | 630 kVA :Building Structure | 0.63 | --> | 0.63 | 0 | 0 | Constrained, otherwise capacity available =421 kVA | --> | 0.598 | 0 | 0.002 | 0.5 | 0 |  | --> | C14 ex LOUGHLINSTOWN | Loughlinstown [T41,T42] | CARRICKMINES |  | 53.2562 | -6.133
MV/LV Substation FO***620 |  | 10 kV | _ | LV | 400 kVA :Kiosk Substation | 0.4 | --> | 0.4 | 0.041 | 0.04 | Constrained, otherwise capacity available =324 kVA | --> | 0.38 | 0 | 0.017 | 0.378 | 0 |  | --> | C11 ex LITTLE BRAY | Little Bray [T41,T42] | FASSAROE |  | 53.2318 | -6.1183
MV/LV Substation DE***622 |  | 10 kV | _ | LV | 200 kVA :Building Structure | 0.2 | --> | 0.2 | 0.111 | 4.37 |  | --> | 0.19 | 0 | 0.014 | 0.191 | 0 |  | --> | C11 ex DUN LAOGHAIRE | Dun Laoghaire [T41,T42] | BLACKROCK |  | 53.2936 | -6.1442
MV/LV Substation LA***623 |  | 10 kV | _ | LV | 100 kVA :Pole Substation | 0.1 | --> | 0.1 | 0 | 0 | Constrained, otherwise capacity available =100 kVA | --> | 0.095 | 0 | 0 | 0.095 | 0 |  | --> | C18 ex LOUGHLINSTOWN | Loughlinstown [T41,T42] | CARRICKMINES |  | 53.2549 | -6.1506
MV/LV Substation DU***626 |  | 10 kV | _ | LV | 1000 kVA :Building Structure | 1 | --> | 1 | 0.5 | 4.37 |  | --> | 0.95 | 0 | 0 | 0.5 | 0 |  | --> | C12 ex DUN LAOGHAIRE | Dun Laoghaire [T41,T42] | BLACKROCK |  | 53.2925 | -6.1345
MV/LV Substation DU***627 |  | 10 kV | _ | LV | 630 kVA :Building Structure | 0.63 | --> | 0.63 | 0.5 | 4.37 |  | --> | 0.598 | 0 | 0 | 0.5 | 0 |  | --> | C12 ex DUN LAOGHAIRE | Dun Laoghaire [T41,T42] | BLACKROCK |  | 53.2924 | -6.1349
MV/LV Substation AV***629 |  | 10 kV | _ | LV | 400 kVA :Kiosk Substation | 0.4 | --> | 0.4 | 0.278 | 1.55 |  | --> | 0.38 | 0 | 0.092 | 0.328 | 0 |  | --> | C21 ex MONKSTOWN | Monkstown [T41,T42] | BLACKROCK |  | 53.2752 | -6.1866
MV/LV Substation WE***631 |  | 10 kV | _ | LV | 400 kVA :Kiosk Substation | 0.4 | --> | 0.4 | 0.278 | 1.55 |  | --> | 0.38 | 0 | 0.122 | 0.306 | 0 |  | --> | C21 ex MONKSTOWN | Monkstown [T41,T42] | BLACKROCK |  | 53.2766 | -6.1893
MV/LV Substation MA***632 |  | 10 kV | _ | LV | 200 kVA :Kiosk Substation | 0.2 | --> | 0.2 | 0 | 0 | Constrained, otherwise capacity available =157 kVA | --> | 0.19 | 0 | 0.012 | 0.187 | 0 |  | --> | C15 ex DUNDRUM | Dundrum [T41,T42] | BLACKROCK |  | 53.2858 | -6.2116
MV/LV Substation LA***634 |  | 10 kV | _ | LV | 630 kVA :Kiosk Substation | 0.63 | --> | 0.63 | 0 | 0 | Constrained, otherwise capacity available =466 kVA | --> | 0.598 | 0 | 0.014 | 0.5 | 0 |  | --> | C11 ex LOUGHLINSTOWN | Loughlinstown [T41,T42] | CARRICKMINES |  | 53.2515 | -6.1283
MV/LV Substation SH***635 |  | 10 kV | _ | LV | 400 kVA :Kiosk Substation | 0.4 | --> | 0.4 | 0 | 0 | Constrained, otherwise capacity available =316 kVA | --> | 0.38 | 0 | 0.013 | 0.382 | 0 |  | --> | C11 ex LOUGHLINSTOWN | Loughlinstown [T41,T42] | CARRICKMINES |  | 53.25 | -6.1244
MV/LV Substation GL***636 |  | 10 kV | _ | LV | 400 kVA :Kiosk Substation | 0.4 | --> | 0.4 | 0 | 0 | Constrained, otherwise capacity available =307 kVA | --> | 0.38 | 0 | 0.004 | 0.39 | 0 |  | --> | C12 ex LOUGHLINSTOWN | Loughlinstown [T41,T42] | CARRICKMINES |  | 53.2504 | -6.1306
MV/LV Substation SH***637 |  | 10 kV | _ | LV | 200 kVA :Kiosk Substation | 0.2 | --> | 0.2 | 0 | 0 | Constrained, otherwise capacity available =121 kVA | --> | 0.19 | 0 | 0.012 | 0.192 | 0 |  | --> | C11 ex LOUGHLINSTOWN | Loughlinstown [T41,T42] | CARRICKMINES |  | 53.2482 | -6.1248
MV/LV Substation LA***639 |  | 10 kV | _ | LV | 400 kVA :Kiosk Substation | 0.4 | --> | 0.4 | 0 | 0 | Constrained, otherwise capacity available =308 kVA | --> | 0.38 | 0 | 0.001 | 0.392 | 0 |  | --> | C11 ex LOUGHLINSTOWN | Loughlinstown [T41,T42] | CARRICKMINES |  | 53.246 | -6.126
MV/LV Substation DE***641 |  | 10 kV | _ | LV | 400 kVA :Kiosk Substation | 0.4 | --> | 0.4 | 0.264 | 1.16 |  | --> | 0.38 | 0 | 0.101 | 0.323 | 0 |  | --> | C19 ex DEANSGRANGE | Deansgrange [T41,T42] | CARRICKMINES |  | 53.2861 | -6.1677
MV/LV Substation CO***643 |  | 10 kV | _ | LV | 200 kVA :Kiosk Substation | 0.2 | --> | 0.2 | 0.041 | 0.04 | Constrained, otherwise capacity available =106 kVA | --> | 0.19 | 0 | 0.092 | 0.134 | 0 |  | --> | C11 ex LITTLE BRAY | Little Bray [T41,T42] | FASSAROE |  | 53.2364 | -6.1123
MV/LV Substation CO***651 |  | 10 kV | _ | LV | 200 kVA :Kiosk Substation | 0.2 | --> | 0.2 | 0.041 | 0.04 | Constrained, otherwise capacity available =96 kVA | --> | 0.19 | 0 | 0.058 | 0.161 | 0 |  | --> | C11 ex LITTLE BRAY | Little Bray [T41,T42] | FASSAROE |  | 53.2338 | -6.1138
MV/LV Substation HU***653 |  | 10 kV | _ | LV | 200 kVA :Kiosk Substation | 0.2 | --> | 0.2 | 0.078 | 1.23 |  | --> | 0.19 | 0 | 0.009 | 0.199 | 0 |  | --> | C21 ex SALLYNOGGIN ROAD | Sallynoggin Road [T41,T42] | CHERRYWOOD |  | 53.2856 | -6.1229
MV/LV Substation QU***656 |  | 10 kV | _ | LV | 400 kVA :Kiosk Substation | 0.4 | --> | 0.4 | 0.3 | 1.55 |  | --> | 0.38 | 0 | 0.04 | 0.364 | 0 |  | --> | C16 ex MONKSTOWN | Monkstown [T41,T42] | BLACKROCK |  | 53.293 | -6.1635
MV/LV Substation OA***657 |  | 10 kV | _ | LV | 400 kVA :Kiosk Substation | 0.4 | --> | 0.4 | 0.293 | 4.01 |  | --> | 0.38 | 0 | 0.057 | 0.352 | 0 |  | --> | C19 ex BALLINCLEA | Ballinclea [T41] | CHERRYWOOD |  | 53.2684 | -6.1267
MV/LV Substation SH***658 |  | 10 kV | _ | LV | 200 kVA :Kiosk Substation | 0.2 | --> | 0.2 | 0 | 0 | Constrained, otherwise capacity available =137 kVA | --> | 0.19 | 0 | 0.012 | 0.19 | 0 |  | --> | C11 ex LOUGHLINSTOWN | Loughlinstown [T41,T42] | CARRICKMINES |  | 53.2428 | -6.1189
MV/LV Substation CH***659 |  | 10 kV | _ | LV | 200 kVA :Building Structure | 0.2 | --> | 0.2 | 0.15 | 1.16 |  | --> | 0.19 | 0 | 0 | 0.197 | 0 |  | --> | C21 ex MOUNT MERRION | Mount Merrion [T41,T42] | CARRICKMINES |  | 53.3011 | -6.1998
MV/LV Substation SK***660 |  | 10 kV | _ | LV | 400 kVA :Building Structure | 0.4 | --> | 0.4 | 0.395 | 0.86 |  | --> | 0.38 | 0 | 0 | 0.381 | 0 |  | --> | C14 ex BELFIELD | Belfield [T41,T42] | BLACKROCK |  | 53.3073 | -6.1959
MV/LV Substation LA***661 |  | 10 kV | _ | LV | 400 kVA :Kiosk Substation | 0.4 | --> | 0.4 | 0.283 | 1.55 |  | --> | 0.38 | 0 | 0.135 | 0.296 | 0 |  | --> | C21 ex MONKSTOWN | Monkstown [T41,T42] | BLACKROCK |  | 53.2788 | -6.1908
MV/LV Substation SH***662 |  | 10 kV | _ | LV | 400 kVA :Building Structure | 0.4 | --> | 0.4 | 0.186 | 13.42 |  | --> | 0.38 | 0 | 0 | 0.408 | 0 |  | --> | C19 ex POTTERY ROAD | Pottery Road [T101,T102] | CARRICKMINES |  | 53.2791 | -6.1605
MV/LV Substation MT***663 |  | 10 kV | _ | LV | 400 kVA :Kiosk Substation | 0.4 | --> | 0.4 | 0.335 | 1.16 |  | --> | 0.38 | 0 | 0.033 | 0.364 | 0 |  | --> | C23 ex MOUNT MERRION | Mount Merrion [T41,T42] | CARRICKMINES |  | 53.2905 | -6.2188
MV/LV Substation MT***664 |  | 10 kV | _ | LV | 400 kVA :Kiosk Substation | 0.4 | --> | 0.4 | 0.304 | 1.16 |  | --> | 0.38 | 0 | 0.045 | 0.36 | 0 |  | --> | C23 ex MOUNT MERRION | Mount Merrion [T41,T42] | CARRICKMINES |  | 53.2919 | -6.218
MV/LV Substation HA***665 |  | 10 kV | _ | LV | 200 kVA :Kiosk Substation | 0.2 | --> | 0.2 | 0.041 | 0.04 | Constrained, otherwise capacity available =128 kVA | --> | 0.19 | 0 | 0.034 | 0.174 | 0 |  | --> | C16 ex LITTLE BRAY | Little Bray [T41,T42] | FASSAROE |  | 53.2383 | -6.124
MV/LV Substation GL***667 |  | 10 kV | _ | LV | 400 kVA :Kiosk Substation | 0.4 | --> | 0.4 | 0.267 | 1.23 |  | --> | 0.38 | 0 | 0.058 | 0.355 | 0 |  | --> | C20 ex SALLYNOGGIN ROAD | Sallynoggin Road [T41,T42] | CHERRYWOOD |  | 53.2813 | -6.1386
MV/LV Substation PA***668 |  | 10 kV | _ | LV | 400 kVA :Kiosk Substation | 0.4 | --> | 0.4 | 0.318 | 13.42 |  | --> | 0.38 | 0 | 0.031 | 0.368 | 0 |  | --> | C19 ex POTTERY ROAD | Pottery Road [T101,T102] | CARRICKMINES |  | 53.2761 | -6.1495
MV/LV Substation FA***671 |  | 10 kV | _ | LV | 400 kVA :Kiosk Substation | 0.4 | --> | 0.4 | 0.317 | 15.18 |  | --> | 0.38 | 0 | 0.045 | 0.358 | 0 |  | --> | C14 ex CENTRAL PARK | Central Park [T101,T102] | CARRICKMINES |  | 53.2823 | -6.1924
MV/LV Substation SU***673 |  | 10 kV | _ | LV | 400 kVA :Kiosk Substation | 0.4 | --> | 0.4 | 0 | 0 | Constrained, otherwise capacity available =305 kVA | --> | 0.38 | 0 | 0.011 | 0.385 | 0 |  | --> | C19 ex DUNDRUM | Dundrum [T41,T42] | BLACKROCK |  | 53.295 | -6.2437
MV/LV Substation CO***674 |  | 10 kV | _ | LV | 200 kVA :Kiosk Substation | 0.2 | --> | 0.2 | 0.144 | 1.16 |  | --> | 0.19 | 0 | 0.029 | 0.176 | 0 |  | --> | C18 ex BREWERY ROAD | Brewery Road [T41,T42] | CARRICKMINES |  | 53.2848 | -6.2051
MV/LV Substation AR***675 |  | 10 kV | _ | LV | 200 kVA :Kiosk Substation | 0.2 | --> | 0.2 | 0.152 | 13.42 |  | --> | 0.19 | 0 | 0.042 | 0.165 | 0 |  | --> | C18 ex POTTERY ROAD | Pottery Road [T101,T102] | CARRICKMINES |  | 53.2741 | -6.132
MV/LV Substation BE***677 |  | 10 kV | _ | LV | 400 kVA :Kiosk Substation | 0.4 | --> | 0.4 | 0.328 | 1.16 |  | --> | 0.38 | 0 | 0 | 0.39 | 0 |  | --> | C19 ex MOUNT MERRION | Mount Merrion [T41,T42] | CARRICKMINES |  | 53.3116 | -6.2214
MV/LV Substation GR***678 |  | 10 kV | _ | LV | 630 kVA :Kiosk Substation | 0.63 | --> | 0.63 | 0.422 | 1.16 |  | --> | 0.598 | 0 | 0.038 | 0.5 | 0 |  | --> | C19 ex MOUNT MERRION | Mount Merrion [T41,T42] | CARRICKMINES |  | 53.3123 | -6.2216
MV/LV Substation SH***679 |  | 10 kV | _ | LV | 400 kVA :Kiosk Substation | 0.4 | --> | 0.4 | 0 | 0 | Constrained, otherwise capacity available =269 kVA | --> | 0.38 | 0 | 0.035 | 0.372 | 0 |  | --> | C11 ex LOUGHLINSTOWN | Loughlinstown [T41,T42] | CARRICKMINES |  | 53.2399 | -6.1154
MV/LV Substation MT***680 |  | 10 kV | _ | LV | 400 kVA :Kiosk Substation | 0.4 | --> | 0.4 | 0.261 | 1.55 |  | --> | 0.38 | 0 | 0.056 | 0.357 | 0 |  | --> | C21 ex MONKSTOWN | Monkstown [T41,T42] | BLACKROCK |  | 53.2872 | -6.1756
MV/LV Substation CO***682 |  | 10 kV | _ | LV | 400 kVA :Kiosk Substation | 0.4 | --> | 0.4 | 0.236 | 1.23 |  | --> | 0.38 | 0 | 0.032 | 0.378 | 0 |  | --> | C19 ex SALLYNOGGIN ROAD | Sallynoggin Road [T41,T42] | CHERRYWOOD |  | 53.2868 | -6.1318
MV/LV Substation KI***684 |  | 10 kV | _ | LV | 200 kVA :Kiosk Substation | 0.2 | --> | 0.2 | 0 | 0 | Constrained, otherwise capacity available =136 kVA | --> | 0.19 | 0 | 0.041 | 0.168 | 0 |  | --> | C11 ex LOUGHLINSTOWN | Loughlinstown [T41,T42] | CARRICKMINES |  | 53.2425 | -6.1151
MV/LV Substation GR***685 |  | 10 kV | _ | LV | 200 kVA :Kiosk Substation | 0.2 | --> | 0.2 | 0 | 0 | Constrained, otherwise capacity available =140 kVA | --> | 0.19 | 0 | 0.002 | 0.196 | 0 |  | --> | C18 ex DUNDRUM | Dundrum [T41,T42] | BLACKROCK |  | 53.3124 | -6.2283
MV/LV Substation CH***687 |  | 10 kV | _ | LV | 630 kVA :Kiosk Substation | 0.63 | --> | 0.63 | 0 | 0 | Constrained, otherwise capacity available =519 kVA | --> | 0.598 | 0 | 0.031 | 0.5 | 0 |  | --> | C12 ex LOUGHLINSTOWN | Loughlinstown [T41,T42] | CARRICKMINES |  | 53.2475 | -6.1333
MV/LV Substation BI***689 |  | 10 kV | _ | LV | 200 kVA :Kiosk Substation | 0.2 | --> | 0.2 | 0 | 0 | Constrained, otherwise capacity available =132 kVA | --> | 0.19 | 0 | 0.033 | 0.175 | 0 |  | --> | C15 ex DUNDRUM | Dundrum [T41,T42] | BLACKROCK |  | 53.2913 | -6.232
MV/LV Substation PA***690 |  | 10 kV | _ | LV | 400 kVA :Kiosk Substation | 0.4 | --> | 0.4 | 0 | 0 | Constrained, otherwise capacity available =262 kVA | --> | 0.38 | 0 | 0.06 | 0.354 | 0 |  | --> | C13 ex CARRICKMINES | Carrickmines [T41,T42] | CARRICKMINES |  | 53.2637 | -6.1644
MV/LV Substation GL***692 |  | 10 kV | _ | LV | 400 kVA :Kiosk Substation | 0.4 | --> | 0.4 | 0 | 0 | Constrained, otherwise capacity available =196 kVA | --> | 0.38 | 0 | 0.08 | 0.348 | 0 |  | --> | C13 ex CARRICKMINES | Carrickmines [T41,T42] | CARRICKMINES |  | 53.2655 | -6.1626
MV/LV Substation GL***693 |  | 10 kV | _ | LV | 400 kVA :Kiosk Substation | 0.4 | --> | 0.4 | 0 | 0 | Constrained, otherwise capacity available =199 kVA | --> | 0.38 | 0 | 0.038 | 0.378 | 0 |  | --> | C13 ex CARRICKMINES | Carrickmines [T41,T42] | CARRICKMINES |  | 53.2629 | -6.1617
MV/LV Substation BA***697 |  | 10 kV | _ | LV | 400 kVA :Kiosk Substation | 0.4 | --> | 0.4 | 0 | 0 | Constrained, otherwise capacity available =265 kVA | --> | 0.38 | 0 | 0.06 | 0.354 | 0 |  | --> | C11 ex LOUGHLINSTOWN | Loughlinstown [T41,T42] | CARRICKMINES |  | 53.2452 | -6.1188
MV/LV Substation BA***699 |  | 10 kV | _ | LV | 200 kVA :Kiosk Substation | 0.2 | --> | 0.2 | 0 | 0 | Constrained, otherwise capacity available =142 kVA | --> | 0.19 | 0 | 0.03 | 0.176 | 0 |  | --> | C11 ex LOUGHLINSTOWN | Loughlinstown [T41,T42] | CARRICKMINES |  | 53.2462 | -6.1176
MV/LV Substation CR***701 |  | 10 kV | _ | LV | 200 kVA :Kiosk Substation | 0.2 | --> | 0.2 | 0 | 0 | Constrained, otherwise capacity available =137 kVA | --> | 0.19 | 0 | 0.003 | 0.196 | 0 |  | --> | C11 ex LOUGHLINSTOWN | Loughlinstown [T41,T42] | CARRICKMINES |  | 53.2454 | -6.124
MV/LV Substation CR***702 |  | 10 kV | _ | LV | 200 kVA :Kiosk Substation | 0.2 | --> | 0.2 | 0 | 0 | Constrained, otherwise capacity available =105 kVA | --> | 0.19 | 0 | 0.005 | 0.199 | 0 |  | --> | C11 ex LOUGHLINSTOWN | Loughlinstown [T41,T42] | CARRICKMINES |  | 53.2447 | -6.123
MV/LV Substation BA***703 |  | 10 kV | _ | LV | 400 kVA :Kiosk Substation | 0.4 | --> | 0.4 | 0.312 | 1.55 |  | --> | 0.38 | 0 | 0.023 | 0.375 | 0 |  | --> | C20 ex MONKSTOWN | Monkstown [T41,T42] | BLACKROCK |  | 53.2989 | -6.177
MV/LV Substation CA***705 |  | 10 kV | _ | LV | 200 kVA :Kiosk Substation | 0.2 | --> | 0.2 | 0.073 | 1.16 |  | --> | 0.19 | 0 | 0.039 | 0.178 | 0 |  | --> | C14 ex DEANSGRANGE | Deansgrange [T41,T42] | CARRICKMINES |  | 53.2853 | -6.1867
MV/LV Substation ME***706 |  | 10 kV | _ | LV | 200 kVA :Kiosk Substation | 0.2 | --> | 0.2 | 0.102 | 0.86 |  | --> | 0.19 | 0 | 0.005 | 0.199 | 0 |  | --> | C16 ex BELFIELD | Belfield [T41,T42] | BLACKROCK |  | 53.3188 | -6.2102
MV/LV Substation GL***710 |  | 10 kV | _ | LV | 400 kVA :Kiosk Substation | 0.4 | --> | 0.4 | 0.345 | 13.42 |  | --> | 0.38 | 0 | 0.02 | 0.373 | 0 |  | --> | C18 ex POTTERY ROAD | Pottery Road [T101,T102] | CARRICKMINES |  | 53.2726 | -6.1366
MV/LV Substation HA***714 |  | 10 kV | _ | LV | 200 kVA :Building Structure | 0.2 | --> | 0.2 | 0.132 | 4.37 |  | --> | 0.19 | 0 | 0 | 0.199 | 0 |  | --> | C19 ex DUN LAOGHAIRE | Dun Laoghaire [T41,T42] | BLACKROCK |  | 53.2956 | -6.1369
MV/LV Substation AN***717 |  | 10 kV | _ | LV | 400 kVA :Building Structure | 0.4 | --> | 0.4 | 0 | 0 | Constrained, otherwise capacity available =338 kVA | --> | 0.38 | 0 | 0 | 0.388 | 0 |  | --> | C12 ex LOUGHLINSTOWN | Loughlinstown [T41,T42] | CARRICKMINES |  | 53.2485 | -6.1311
MV/LV Substation TH***718 |  | 10 kV | _ | LV | 400 kVA :Building Structure | 0.4 | --> | 0.4 | 0.356 | 4.37 |  | --> | 0.38 | 0 | 0 | 0.386 | 0 |  | --> | C11 ex DUN LAOGHAIRE | Dun Laoghaire [T41,T42] | BLACKROCK |  | 53.2929 | -6.1471
MV/LV Substation PL***719 |  | 10 kV | _ | LV | 1000 kVA :Building Structure | 1 | --> | 1 | 0.5 | 15.18 |  | --> | 0.95 | 0 | 0.054 | 0.5 | 0 |  | --> | C21 ex CENTRAL PARK | Central Park [T101,T102] | CARRICKMINES |  | 53.2882 | -6.198
MV/LV Substation BL***720 |  | 10 kV | _ | LV | 630 kVA :Building Structure | 0.63 | --> | 0.63 | 0.491 | 1.55 |  | --> | 0.598 | 0 | 0.016 | 0.5 | 0 |  | --> | C22 ex MONKSTOWN | Monkstown [T41,T42] | BLACKROCK |  | 53.3007 | -6.1791
MV/LV Substation ST***722 |  | 10 kV | _ | LV | 200 kVA :Kiosk Substation | 0.2 | --> | 0.2 | 0.155 | 1.16 |  | --> | 0.19 | 0 | 0.004 | 0.193 | 0 |  | --> | C17 ex DEANSGRANGE | Deansgrange [T41,T42] | CARRICKMINES |  | 53.2854 | -6.1625
MV/LV Substation MC***725 |  | 10 kV | _ | LV | 400 kVA :Kiosk Substation | 0.4 | --> | 0.4 | 0 | 0 | Constrained, otherwise capacity available =224 kVA | --> | 0.38 | 0 | 0.068 | 0.353 | 0 |  | --> | C13 ex CARRICKMINES | Carrickmines [T41,T42] | CARRICKMINES |  | 53.2628 | -6.1667
MV/LV Substation NA***727 |  | 10 kV | _ | LV | 400 kVA :Kiosk Substation | 0.4 | --> | 0.4 | 0 | 0 | Constrained, otherwise capacity available =356 kVA | --> | 0.38 | 0 | 0.006 | 0.382 | 0 |  | --> | C11 ex LOUGHLINSTOWN | Loughlinstown [T41,T42] | CARRICKMINES |  | 53.2477 | -6.1285
MV/LV Substation SU***728 |  | 10 kV | _ | LV | 1000 kVA :Building Structure | 1 | --> | 1 | 0.456 | 1.55 |  | --> | 0.95 | 0 | 0.006 | 0.5 | 0 |  | --> | C22 ex MONKSTOWN | Monkstown [T41,T42] | BLACKROCK |  | 53.3014 | -6.1794
MV/LV Substation SE***729 |  | 10 kV | _ | LV | 400 kVA :Kiosk Substation | 0.4 | --> | 0.4 | 0 | 0 | Constrained, otherwise capacity available =257 kVA | --> | 0.38 | 0 | 0.077 | 0.342 | 0 |  | --> | C11 ex LOUGHLINSTOWN | Loughlinstown [T41,T42] | CARRICKMINES |  | 53.2482 | -6.1171
MV/LV Substation BE***730 |  | 10 kV | _ | LV | 630 kVA :Building Structure | 0.63 | --> | 0.63 | 0.444 | 1.23 |  | --> | 0.598 | 0 | 0.107 | 0.5 | 0 |  | --> | C22 ex SALLYNOGGIN ROAD | Sallynoggin Road [T41,T42] | CHERRYWOOD |  | 53.2864 | -6.1212
MV/LV Substation TH***731 |  | 10 kV | _ | LV | 400 kVA :Building Structure | 0.4 | --> | 0.4 | 0.328 | 0.86 |  | --> | 0.38 | 0 | 0 | 0.39 | 0 |  | --> | C19 ex BELFIELD | Belfield [T41,T42] | BLACKROCK |  | 53.3028 | -6.2261
MV/LV Substation BL***735 |  | 10 kV | _ | LV | 400 kVA :Building Structure | 0.4 | --> | 0.4 | 0.313 | 0.86 |  | --> | 0.38 | 0 | 0 | 0.392 | 0 |  | --> | C14 ex BELFIELD | Belfield [T41,T42] | BLACKROCK |  | 53.3037 | -6.1878
MV/LV Substation CA***737 |  | 10 kV | _ | LV | 630 kVA :Building Structure | 0.63 | --> | 0.63 | 0.5 | 13.42 |  | --> | 0.598 | 0 | 0 | 0.5 | 0 |  | --> | C19 ex POTTERY ROAD | Pottery Road [T101,T102] | CARRICKMINES |  | 53.2789 | -6.1526
MV/LV Substation PR***738 |  | 10 kV | _ | LV | 630 kVA :Building Structure | 0.63 | --> | 0.63 | 0.5 | 15.18 |  | --> | 0.598 | 0 | 0.005 | 0.5 | 0 |  | --> | C21 ex CENTRAL PARK | Central Park [T101,T102] | CARRICKMINES |  | 53.2939 | -6.2013
MV/LV Substation LO***739 |  | 10 kV | _ | LV | 630 kVA :Kiosk Substation | 0.63 | --> | 0.63 | 0 | 0 | Constrained, otherwise capacity available =443 kVA | --> | 0.598 | 0 | 0.015 | 0.5 | 0 |  | --> | C11 ex LOUGHLINSTOWN | Loughlinstown [T41,T42] | CARRICKMINES |  | 53.2454 | -6.1284
MV/LV Substation PA***740 |  | 10 kV | _ | LV | 630 kVA :Building Structure | 0.63 | --> | 0.63 | 0.496 | 1.23 |  | --> | 0.598 | 0 | 0.013 | 0.5 | 0 |  | --> | C21 ex SALLYNOGGIN ROAD | Sallynoggin Road [T41,T42] | CHERRYWOOD |  | 53.2901 | -6.1385
MV/LV Substation GL***741 |  | 10 kV | _ | LV | 400 kVA :Kiosk Substation | 0.4 | --> | 0.4 | 0.303 | 1.23 |  | --> | 0.38 | 0 | 0.022 | 0.377 | 0 |  | --> | C17 ex SALLYNOGGIN ROAD | Sallynoggin Road [T41,T42] | CHERRYWOOD |  | 53.2737 | -6.1356
MV/LV Substation DO***742 |  | 10 kV | _ | LV | 400 kVA :Kiosk Substation | 0.4 | --> | 0.4 | 0.041 | 0.04 | Constrained, otherwise capacity available =193 kVA | --> | 0.38 | 0 | 0.107 | 0.328 | 0 |  | --> | C11 ex LITTLE BRAY | Little Bray [T41,T42] | FASSAROE |  | 53.2324 | -6.1199
MV/LV Substation ST***744 |  | 10 kV | _ | LV | 1000 kVA :Building Structure | 1 | --> | 1 | 0.5 | 1.55 |  | --> | 0.95 | 0 | 0.008 | 0.5 | 0 |  | --> | C17 ex MONKSTOWN | Monkstown [T41,T42] | BLACKROCK |  | 53.2995 | -6.1753
MV/LV Substation HI***745 |  | 10 kV | _ | LV | 200 kVA :Kiosk Substation | 0.2 | --> | 0.2 | 0 | 0 | Constrained, otherwise capacity available =124 kVA | --> | 0.19 | 0 | 0.022 | 0.184 | 0 |  | --> | C13 ex CARRICKMINES | Carrickmines [T41,T42] | CARRICKMINES |  | 53.2614 | -6.1652
MV/LV Substation BI***748 |  | 10 kV | _ | LV | 400 kVA :Kiosk Substation | 0.4 | --> | 0.4 | 0.302 | 4.37 |  | --> | 0.38 | 0 | 0.009 | 0.387 | 0 |  | --> | C14 ex DUN LAOGHAIRE | Dun Laoghaire [T41,T42] | BLACKROCK |  | 53.2911 | -6.1439
MV/LV Substation TH***749 |  | 10 kV | _ | LV | 400 kVA :Building Structure | 0.4 | --> | 0.4 | 0.349 | 1.16 |  | --> | 0.38 | 0 | 0 | 0.387 | 0 |  | --> | C18 ex MOUNT MERRION | Mount Merrion [T41,T42] | CARRICKMINES |  | 53.2978 | -6.1956
MV/LV Substation ST***750 |  | 10 kV | _ | LV | 400 kVA :Kiosk Substation | 0.4 | --> | 0.4 | 0.277 | 1.16 |  | --> | 0.38 | 0 | 0.008 | 0.39 | 0 |  | --> | C17 ex MOUNT MERRION | Mount Merrion [T41,T42] | CARRICKMINES |  | 53.2919 | -6.1879
MV/LV Substation TA***752 |  | 10 kV | _ | LV | 200 kVA :Kiosk Substation | 0.2 | --> | 0.2 | 0 | 0 | Constrained, otherwise capacity available =136 kVA | --> | 0.19 | 0 | 0.046 | 0.164 | 0 |  | --> | C15 ex DUNDRUM | Dundrum [T41,T42] | BLACKROCK |  | 53.2917 | -6.2423
MV/LV Substation CA***754 |  | 10 kV | _ | LV | 200 kVA :Kiosk Substation | 0.2 | --> | 0.2 | 0.105 | 13.42 |  | --> | 0.19 | 0 | 0.041 | 0.172 | 0 |  | --> | C19 ex POTTERY ROAD | Pottery Road [T101,T102] | CARRICKMINES |  | 53.2784 | -6.1492
MV/LV Substation ST***757 |  | 10 kV | _ | LV | 400 kVA :Kiosk Substation | 0.4 | --> | 0.4 | 0 | 0 | Constrained, otherwise capacity available =352 kVA | --> | 0.38 | 0 | 0.013 | 0.377 | 0 |  | --> | C11 ex LOUGHLINSTOWN | Loughlinstown [T41,T42] | CARRICKMINES |  | 53.2477 | -6.1228
MV/LV Substation TH***758 |  | 10 kV | _ | LV | 400 kVA :Kiosk Substation | 0.4 | --> | 0.4 | 0.248 | 1.55 |  | --> | 0.38 | 0 | 0.017 | 0.388 | 0 |  | --> | C16 ex MONKSTOWN | Monkstown [T41,T42] | BLACKROCK |  | 53.2924 | -6.1608
MV/LV Substation CO***760 |  | 10 kV | _ | LV | 200 kVA :Kiosk Substation | 0.2 | --> | 0.2 | 0.151 | 13.42 |  | --> | 0.19 | 0 | 0.023 | 0.18 | 0 |  | --> | C20 ex POTTERY ROAD | Pottery Road [T101,T102] | CARRICKMINES |  | 53.2633 | -6.1468
MV/LV Substation BE***761 |  | 10 kV | _ | LV | 200 kVA :Kiosk Substation | 0.2 | --> | 0.2 | 0.157 | 1.16 |  | --> | 0.19 | 0 | 0.007 | 0.191 | 0 |  | --> | C14 ex MOUNT MERRION | Mount Merrion [T41,T42] | CARRICKMINES |  | 53.3118 | -6.2076
MV/LV Substation ST***762 |  | 10 kV | _ | LV | 400 kVA :Kiosk Substation | 0.4 | --> | 0.4 | 0.388 | 1.16 |  | --> | 0.38 | 0 | 0 | 0.382 | 0 |  | --> | C21 ex BREWERY ROAD | Brewery Road [T41,T42] | CARRICKMINES |  | 53.2831 | -6.2231
MV/LV Substation RO***764 |  | 10 kV | _ | LV | 400 kVA :Kiosk Substation | 0.4 | --> | 0.4 | 0.303 | 0.86 |  | --> | 0.38 | 0 | 0.011 | 0.385 | 0 |  | --> | C14 ex BELFIELD | Belfield [T41,T42] | BLACKROCK |  | 53.3041 | -6.2014
MV/LV Substation BE***765 |  | 10 kV | _ | LV | 200 kVA :Kiosk Substation | 0.2 | --> | 0.2 | 0.175 | 1.55 |  | --> | 0.19 | 0 | 0 | 0.193 | 0 |  | --> | C21 ex MONKSTOWN | Monkstown [T41,T42] | BLACKROCK |  | 53.2914 | -6.1693
MV/LV Substation PI***767 |  | 10 kV | _ | LV | 200 kVA :Kiosk Substation | 0.2 | --> | 0.2 | 0.11 | 1.16 |  | --> | 0.19 | 0 | 0.006 | 0.197 | 0 |  | --> | C14 ex DEANSGRANGE | Deansgrange [T41,T42] | CARRICKMINES |  | 53.2736 | -6.1789
MV/LV Substation ME***768 |  | 10 kV | _ | LV | 1000 kVA :Building Structure | 1 | --> | 1 | 0.5 | 0.86 | Constrained, otherwise capacity available =898 kVA | --> | 0.95 | 0 | 0 | 0.5 | 0 |  | --> | C16 ex BELFIELD | Belfield [T41,T42] | BLACKROCK |  | 53.3186 | -6.2143
MV/LV Substation HA***771 |  | 10 kV | _ | LV | 400 kVA :Kiosk Substation | 0.4 | --> | 0.4 | 0.294 | 0.86 |  | --> | 0.38 | 0 | 0.05 | 0.357 | 0 |  | --> | C19 ex BELFIELD | Belfield [T41,T42] | BLACKROCK |  | 53.3026 | -6.2244
MV/LV Substation HA***772 |  | 10 kV | _ | LV | 200 kVA :Kiosk Substation | 0.2 | --> | 0.2 | 0.146 | 0.86 |  | --> | 0.19 | 0 | 0.009 | 0.191 | 0 |  | --> | C19 ex BELFIELD | Belfield [T41,T42] | BLACKROCK |  | 53.3019 | -6.2224
MV/LV Substation BE***773 |  | 10 kV | _ | LV | 200 kVA :Kiosk Substation | 0.2 | --> | 0.2 | 0.173 | 15.18 |  | --> | 0.19 | 0 | 0 | 0.194 | 0 |  | --> | C21 ex CENTRAL PARK | Central Park [T101,T102] | CARRICKMINES |  | 53.291 | -6.204
MV/LV Substation CR***775 |  | 10 kV | _ | LV | 200 kVA :Kiosk Substation | 0.2 | --> | 0.2 | 0.134 | 4.01 |  | --> | 0.19 | 0 | 0.024 | 0.181 | 0 |  | --> | C15 ex BALLINCLEA | Ballinclea [T41] | CHERRYWOOD |  | 53.2746 | -6.1004
MV/LV Substation CA***777 |  | 10 kV | _ | LV | 400 kVA :Kiosk Substation | 0.4 | --> | 0.4 | 0.294 | 13.42 |  | --> | 0.38 | 0 | 0.107 | 0.315 | 0 |  | --> | C21 ex POTTERY ROAD | Pottery Road [T101,T102] | CARRICKMINES |  | 53.2645 | -6.1534
MV/LV Substation ME***780 |  | 10 kV | _ | LV | 400 kVA :Kiosk Substation | 0.4 | --> | 0.4 | 0.297 | 1.16 |  | --> | 0.38 | 0 | 0.014 | 0.384 | 0 |  | --> | C18 ex MOUNT MERRION | Mount Merrion [T41,T42] | CARRICKMINES |  | 53.2985 | -6.2029
MV/LV Substation VI***781 |  | 10 kV | _ | LV | 200 kVA :Kiosk Substation | 0.2 | --> | 0.2 | 0.155 | 4.01 |  | --> | 0.19 | 0 | 0.005 | 0.192 | 0 |  | --> | C15 ex BALLINCLEA | Ballinclea [T41] | CHERRYWOOD |  | 53.272 | -6.0969
MV/LV Substation RI***787 |  | 10 kV | _ | LV | 200 kVA :Kiosk Substation | 0.2 | --> | 0.2 | 0.116 | 4.37 |  | --> | 0.19 | 0 | 0.029 | 0.18 | 0 |  | --> | C14 ex DUN LAOGHAIRE | Dun Laoghaire [T41,T42] | BLACKROCK |  | 53.2912 | -6.1552
MV/LV Substation AB***047 |  | 10 kV | _ | LV | 400 kVA :Kiosk Substation | 0.4 | --> | 0.4 | 0 | 0 | Constrained, otherwise capacity available =252 kVA | --> | 0.38 | 0 | 0.03 | 0.377 | 0 |  | --> | C11 ex LOUGHLINSTOWN | Loughlinstown [T41,T42] | CARRICKMINES |  | 53.2484 | -6.1212
MV/LV Substation DA***048X |  | 10 kV | _ | LV | 400 kVA :Building Structure | 0.4 | --> | 0.4 | 0.4 | 1.23 |  | --> | 0.38 | 0 | 0 | 0.38 | 0 |  | --> | C23 ex SALLYNOGGIN ROAD | Sallynoggin Road [T41,T42] | CHERRYWOOD |  | 53.2768 | -6.1058
MV/LV Substation FO***049 |  | 10 kV | _ | LV | 400 kVA :Kiosk Substation | 0.4 | --> | 0.4 | 0.254 | 1.16 |  | --> | 0.38 | 0 | 0.058 | 0.356 | 0 |  | --> | C14 ex DEANSGRANGE | Deansgrange [T41,T42] | CARRICKMINES |  | 53.2745 | -6.1756
MV/LV Substation WE***045X |  | 10 kV | _ | LV | 400 kVA :Building Structure | 0.4 | --> | 0.4 | 0.31 | 4.37 |  | --> | 0.38 | 0 | 0 | 0.392 | 0 |  | --> | C18 ex DUN LAOGHAIRE | Dun Laoghaire [T41,T42] | BLACKROCK |  | 53.2955 | -6.1447
MV/LV Substation PA***046 |  | 10 kV | _ | LV | 200 kVA :Kiosk Substation | 0.2 | --> | 0.2 | 0 | 0 | Constrained, otherwise capacity available =132 kVA | --> | 0.19 | 0 | 0.013 | 0.189 | 0 |  | --> | C13 ex LOUGHLINSTOWN | Loughlinstown [T41,T42] | CARRICKMINES |  | 53.257 | -6.1187
MV/LV Substation MU***046X |  | 10 kV | _ | LV | 630 kVA :Building Structure | 0.63 | --> | 0.63 | 0.5 | 4.37 |  | --> | 0.598 | 0 | 0 | 0.5 | 0 |  | --> | C19 ex DUN LAOGHAIRE | Dun Laoghaire [T41,T42] | BLACKROCK |  | 53.2935 | -6.1403
MV/LV Substation CO***049X |  | 10 kV | _ | LV | 400 kVA :Building Structure | 0.4 | --> | 0.4 | 0.348 | 4.01 |  | --> | 0.38 | 0 | 0 | 0.387 | 0 |  | --> | C15 ex BALLINCLEA | Ballinclea [T41] | CHERRYWOOD |  | 53.2758 | -6.0951
MV/LV Substation LO***050 |  | 10 kV | _ | LV | 200 kVA :Kiosk Substation | 0.2 | --> | 0.2 | 0.041 | 0.04 | Constrained, otherwise capacity available =77 kVA | --> | 0.19 | 0 | 0.053 | 0.167 | 0 |  | --> | C16 ex LITTLE BRAY | Little Bray [T41,T42] | FASSAROE |  | 53.2414 | -6.1276
MV/LV Substation BO***050X |  | 10 kV | _ | LV | 200 kVA :Building Structure | 0.2 | --> | 0.2 | 0.182 | 13.42 |  | --> | 0.19 | 0 | 0.006 | 0.188 | 0 |  | --> | C21 ex POTTERY ROAD | Pottery Road [T101,T102] | CARRICKMINES |  | 53.2599 | -6.1476
MV/LV Substation CA***051 |  | 10 kV | _ | LV | 100 kVA :Pole Substation | 0.1 | --> | 0.1 | 0 | 0 | Constrained, otherwise capacity available =63 kVA | --> | 0.095 | 0 | 0 | 0.1 | 0 |  | --> | C13 ex CARRICKMINES | Carrickmines [T41,T42] | CARRICKMINES |  | 53.2597 | -6.1623
MV/LV Substation EL***052 |  | 10 kV | _ | LV | 630 kVA :Kiosk Substation | 0.63 | --> | 0.63 | 0.5 | 1.16 |  | --> | 0.598 | 0 | 0 | 0.5 | 0 |  | --> | C17 ex BREWERY ROAD | Brewery Road [T41,T42] | CARRICKMINES |  | 53.2796 | -6.199
MV/LV Substation BR***053X |  | 10 kV | _ | LV | 400 kVA :Kiosk Substation | 0.4 | --> | 0.4 | 0.365 | 13.42 |  | --> | 0.38 | 0 | 0 | 0.385 | 0 |  | --> | C18 ex POTTERY ROAD | Pottery Road [T101,T102] | CARRICKMINES |  | 53.2843 | -6.1127
GARRYOWEN (067000) 38 kV STATION | Garryowen [T41,T42] | 38 kV | _ | MV | 2x15 MVA @ 10 kV | 30 | --> | 22.5 | 0 | 0 | Constrained, otherwise capacity available =4.37 MVA | --> | 18.5 | 7.125 | 2.7 | 18.6 | 7.187 |  | --> |  | Limerick [T141,T142] | LIMERICK |  | 52.6631 | -8.6174
GILLOGUE (458000) 38 kV STATION | Gillogue [T41,T42] | 38 kV | _ | MV | 2x5 MVA @ 10 kV | 10 | --> | 7.5 | 0 | 0 | Constrained, otherwise capacity available =1.12 MVA | --> | 6.2 | 2.375 | 2 | 5.5 | 2.425 |  | --> |  | Ardnacrusha [T141,T142] | ARDNACRUSHA |  | 52.689 | -8.5794
GLASMORE (322000) 110 kV STATION | Glasmore [T141,T142] | 110 kV | _ | 38 kV | 2x63 MVA @ 38 kV | 126 | --> | 88.2 | 0 | 0 | Constrained, otherwise capacity available =11.16 MVA | --> | 77.8 | 0 | 63.5 | 30.8 | 0 |  | --> |  | Finglas Rural TSO 220/110 kV [T2101,T2106] | FINGLAS |  | 53.463 | -6.2548
GLASMORE (322000) 110 kV STATION | Glasmore [T421,T422] | 110 kV | _ | MV | 2x10 MVA @ 20 kV | 20 | --> | 15 | 0 | 0 |  | --> | 12.4 | 4.75 | 8.5 | 4.9 | 4.762 |  | --> |  | Glasmore [T141,T142] | GLASMORE |  | 53.463 | -6.2548
RAHEEN (401000) 38 kV STATION | Raheen [T41,T42] | 38 kV | _ | MV | 2x10 MVA @ 10 kV | 20 | --> | 15 | 0 | 0 |  | --> | 12.4 | 4.75 | 4.1 | 12.1 | 5.003 |  | --> |  | Limerick [T141,T142] | LIMERICK |  | 52.6303 | -8.663
GLASNEVIN (114000) 38 kV STATION | Glasnevin [T41] | 38 kV | _ | MV | 1x10 MVA @ 10 kV | 10 | --> | 9 | 0 | 0 |  | --> | 9.5 | 0 | 1.1 | 9.6 | 0 |  | --> |  | Mesh: Orange [FingT142,McDrT142] | FINGLAS |  | 53.3705 | -6.2755
DENNEHYS CROSS (311000) 38 kV STATION | Dennehys Cross [T41,T42] | 38 kV | _ | MV | 2x15 MVA @ 10 kV | 30 | --> | 22.5 | 0 | 0 | Constrained, otherwise capacity available =2.74 MVA | --> | 18.5 | 7.125 | 2 | 22.1 | 7.477 |  | --> |  | Trabeg [T141,T142] | TRABEG |  | 51.8918 | -8.4967
PORTLAW (471000) 38 kV STATION | Portlaw [T41,T42] | 38 kV | _ | MV | 2x2 MVA @ 10 kV | 4 | --> | 3 | 0 | 0 | Constrained, otherwise capacity available =1.76 MVA | --> | 2.5 | 0.95 | 3 | 0 | 0 | Constrained, otherwise capacity available =0.06 MW | --> |  | Butlerstown [T141,T142] | BUTLERSTOWN |  | 52.3033 | -7.3259
RATHMULLAN (422000) 38 kV STATION | Rathmullan [T41,T42] | 38 kV | _ | MV | 2x10 MVA @ 10 kV | 20 | --> | 15 | 0 | 0 | Constrained, otherwise capacity available =0.83 MVA | --> | 12.4 | 4.75 | 2.8 | 12.4 | 4.868 |  | --> |  | Drybridge [T141,T142] | DRYBRIDGE |  | 53.7125 | -6.3661
GRANBY ROW (102000) 38 kV STATION | Granby Row [T41] | 38 kV | _ | MV | 1x15 MVA @ 10 kV | 15 | --> | 13.5 | 0 | 0 | Constrained, otherwise capacity available =3.06 MVA | --> | 14.2 | 0 | 0.3 | 15.9 | 0 |  | --> |  | Mesh: Orange [FingT142,McDrT142] | MCDERMOTT |  | 53.3547 | -6.2691
PORTARLINGTON (160000) 38 kV STATION | Portarlington [T43] | 38 kV | _ | MV | 1x5 MVA @ 10 kV | 5 | --> | 4.5 | 0 | 0 |  | --> | 4.8 | 0 | 1.6 | 4.1 | 0 |  | --> |  | Blake [T142] | BLAKE |  | 53.1553 | -7.1994
GRANGE (DR) (087000) 110 kV STATION | Grange (dr) [T141,T142] | 110 kV | _ | 38 kV | 2x63 MVA @ 38 kV | 126 | --> | 88.2 | 0 | 0 | Constrained, otherwise capacity available =21.28 MVA | --> | 77.8 | 0 | 58.6 | 33.8 | 0 |  | --> |  | Finglas Rural TSO 220/110 kV [T2101,T2106] | FINGLAS |  | 53.3954 | -6.164
POPPINTREE (983000) 110 kV STATION | Poppintree [T101,T102] | 110 kV | _ | MV | 2x20 MVA @ 10 kV | 40 | --> | 30 | 0 | 0 |  | --> | 24.7 | 9.5 | 6.8 | 23.8 | 9.746 |  | --> |  | Finglas Rural TSO 220/110 kV [T2101,T2106] | FINGLAS |  | 53.4081 | -6.2756
GRANGE (DR) (087000) 110 kV STATION | Grange (dr) [T41,T42] | 110 kV | _ | MV | 2x10 MVA @ 10 kV | 20 | --> | 15 | 0 | 0 |  | --> | 12.4 | 4.75 | 3.7 | 11.9 | 4.907 |  | --> |  | Grange (dr) [T141,T142] | GRANGE (DR) |  | 53.3954 | -6.164
GRANGE (SR) (191000) 38 kV STATION | Grange (sr) [T41,T42] | 38 kV | _ | MV | 2x5 MVA @ 10 kV | 10 | --> | 7.5 | 0 | 0 |  | --> | 6.2 | 2.375 | 1.9 | 0 | 0 | Constrained, otherwise capacity available =5.51 MW | --> |  | Butlerstown [T141,T142] | BUTLERSTOWN |  | 52.2394 | -7.1046
PHIBSBORO (307000) 38 kV STATION | Phibsboro [T41,T42] | 38 kV | _ | MV | 2x10 MVA @ 10 kV | 20 | --> | 15 | 0 | 0 |  | --> | 12.4 | 4.75 | 1.9 | 14.3 | 5.007 |  | --> |  | Mesh: Orange [FingT142,McDrT142] | FINGLAS |  | 53.3564 | -6.2768
GRANGE CASTLE (734000) 110 kV STATION | Grange Castle [T101,T102] | 110 kV | _ | MV | 2x20 MVA @ 10 kV | 40 | --> | 30 | 0 | 0 |  | --> | 24.7 | 9.5 | 0.7 | 33.1 | 10.354 |  | --> |  | Inchicore County 220/110 kV [T2101,T2106] | INCHICORE 220KV |  | 53.329 | -6.4495
GLOUCESTER PLACE (115000) 38 kV STATION | Gloucester Place [T41,T42] | 38 kV | _ | MV | 2x10 MVA @ 10 kV | 20 | --> | 15 | 0 | 0 |  | --> | 12.4 | 4.75 | 0.3 | 15.2 | 4.905 |  | --> |  | Mesh: Orange [FingT142,McDrT142] | MCDERMOTT |  | 53.3519 | -6.2485
DUNLEER (237000) 38 kV STATION | Dunleer [T41,T42] | 38 kV | _ | MV | 2x5 MVA @ 10 kV | 10 | --> | 7.5 | 0 | 0 | Constrained, otherwise capacity available =0.72 MVA | --> | 6.2 | 2.375 | 7.4 | 0.1 | 2.423 |  | --> |  | Drybridge [T141,T142] | DRYBRIDGE |  | 53.8337 | -6.4092
DINGLE (426000) 38 kV STATION | Dingle [T421,T422] | 38 kV | _ | MV | 2x5 MVA @ 20 kV | 10 | --> | 7.5 | 0 | 0 | Constrained, otherwise capacity available =1.2 MVA | --> | 6.2 | 2.375 | 3 | 4.5 | 2.428 |  | --> |  | Oughtragh [T141] | OUGHTRAGH |  | 52.1541 | -10.2483
DOCK ROAD (635000) 38 kV STATION | Dock Road [T41,T42] | 38 kV | _ | MV | 2x5 MVA @ 10 kV | 10 | --> | 7.5 | 0 | 0 |  | --> | 6.2 | 2.375 | 6.1 | 1.4 | 2.424 |  | --> |  | Limerick [T141,T142] | LIMERICK |  | 52.6509 | -8.6534
SALLINS (268000) 38 kV STATION | Sallins [T41,T42] | 38 kV | _ | MV | 2x10 MVA @ 10 kV | 20 | --> | 15 | 0 | 0 |  | --> | 12.4 | 4.75 | 5.9 | 2.6 | 2.635 | Constrained, otherwise capacity available =9.16 MW | --> |  | Griffinrath [T141,T142] | GRIFFINRATH |  | 53.2518 | -6.6629
GORT (038000) 38 kV STATION | Gort [T41,T42] | 38 kV | _ | MV | 2x5 MVA @ 10 kV | 10 | --> | 7.5 | 0 | 0 |  | --> | 6.2 | 2.375 | 3 | 2.7 | 2.422 | Constrained, otherwise capacity available =4.43 MW | --> |  | Ennis [T141,T142] | ENNIS |  | 53.0628 | -8.837
DOUGLAS (281000) 38 kV STATION | Douglas [T41,T42] | 38 kV | _ | MV | 2x10 MVA @ 10 kV | 20 | --> | 15 | 0 | 0 |  | --> | 12.4 | 4.75 | 4.1 | 11 | 4.856 |  | --> |  | Trabeg [T141,T142] | TRABEG |  | 51.8706 | -8.4246
MILLTOWN (SR) (244000) 38 kV STATION | Milltown (sr) [T421,T422] | 38 kV | _ | MV | 2x10 MVA @ 20 kV | 20 | --> | 15 | 0 | 0 | Constrained, otherwise capacity available =1.83 MVA | --> | 12.4 | 4.75 | 8.7 | 6.1 | 4.832 |  | --> |  | Oughtragh [T141] | OUGHTRAGH |  | 52.1327 | -9.7024
ROSCREA (055000) 38 kV STATION | Roscrea [T41,T42] | 38 kV | _ | MV | 2x10 MVA @ 10 kV | 20 | --> | 15 | 0 | 0 |  | --> | 12.4 | 4.75 | 2.7 | 0 | 0 | Constrained, otherwise capacity available =12.74 MW | --> |  | Ikerrin [T141] | IKERRIN |  | 52.9596 | -7.8072
DRUMQUIN (214000) 38 kV STATION | Drumquin [T42] | 38 kV | _ | MV | 1x5 MVA @ 10 kV | 5 | --> | 4.5 | 0 | 0 |  | --> | 4.8 | 0 | 2.2 | 2.7 | 0 | Constrained, otherwise capacity available =3.23 MW | --> |  | Ennis [T141,T142] | ENNIS |  | 52.7509 | -9.028
FORTUNESTOWN (892000) 110 kV STATION | Fortunestown [T101,T102] | 110 kV | _ | MV | 2x20 MVA @ 10 kV | 40 | --> | 30 | 0 | 0 | Constrained, otherwise capacity available =10.71 MVA | --> | 24.7 | 9.5 | 2.4 | 26.4 | 9.608 |  | --> |  | Inchicore County 220/110 kV [T2101,T2106] | INCHICORE 220KV |  | 53.2803 | -6.4085
DULEEK (546000) 38 kV STATION | Duleek [T421,T422] | 38 kV | _ | MV | 2x5 MVA @ 20 kV | 10 | --> | 7.5 | 0 | 0 |  | --> | 6.2 | 2.375 | 8.2 | 0 | 2.47 |  | --> |  | Drybridge [T141,T142] | DRYBRIDGE |  | 53.6673 | -6.4145
FINGLAS (318000) 220 kV STATION | Finglas Rural TSO 220/110 kV [T2101,T2106] | 220 kV | _ | 110 kV | 2x250 MVA @ 110 kV | 500 | --> | 350 | 0 | 0 |  | --> | 308.8 | 0 | 163.2 | 230.9 | 0 |  | --> |  | Transmission Source | FINGLAS |  | 53.4075 | -6.3161
ROCHES STREET (356000) 38 kV STATION | Roches Street [T41,T42] | 38 kV | _ | MV | 2x10 MVA @ 10 kV | 20 | --> | 15 | 0 | 0 | Constrained, otherwise capacity available =3.45 MVA | --> | 12.4 | 4.75 | 0.4 | 14.4 | 4.835 |  | --> |  | Limerick [T141,T142] | LIMERICK |  | 52.659 | -8.6305
RIVERSTOWN (129000) 38 kV STATION | Riverstown [T41,T42] | 38 kV | _ | MV | 2x5 MVA @ 10 kV | 10 | --> | 7.5 | 0 | 0 |  | --> | 6.2 | 2.375 | 3 | 4.8 | 2.455 |  | --> |  | Kilbarry [T142,T143] | KILBARRY |  | 51.9341 | -8.3652
EDENDERRY (203000) 38 kV STATION | Edenderry [T421,T422] | 38 kV | _ | MV | 2x10 MVA @ 20 kV | 20 | --> | 15 | 0 | 0 |  | --> | 12.4 | 4.75 | 4.5 | 10.8 | 4.881 |  | --> |  | Blake [T142] | BLAKE |  | 53.3532 | -7.0352
ENNIS NORTH (413000) 38 kV STATION | Ennis North [T41,T42] | 38 kV | _ | MV | 2x5 MVA @ 10 kV | 10 | --> | 7.5 | 0 | 0 |  | --> | 6.2 | 2.375 | 2.3 | 2.7 | 2.438 | Constrained, otherwise capacity available =5.34 MW | --> |  | Ennis [T141,T142] | ENNIS |  | 52.8587 | -8.9872
ENNISTYMON (158000) 38 kV STATION | Ennistymon [T41,T42] | 38 kV | _ | MV | 2x5 MVA @ 10 kV | 10 | --> | 7.5 | 0 | 0 |  | --> | 6.2 | 2.375 | 8.1 | 0.1 | 2.523 |  | --> |  | Ennis [T141,T142] | ENNIS |  | 52.9213 | -9.2768
FAIRHILL (486000) 38 kV STATION | Fairhill [T42] | 38 kV | _ | MV | 1x10 MVA @ 10 kV | 10 | --> | 9 | 0 | 0 | Constrained, otherwise capacity available =1.29 MVA | --> | 9.5 | 0 | 0.5 | 10.5 | 0 |  | --> |  | Kilbarry [T142,T143] | KILBARRY |  | 51.8958 | -8.4647
FERMOY NORTH (562000) 38 kV STATION | Fermoy North [T41,T42] | 38 kV | _ | MV | 2x5 MVA @ 10 kV | 10 | --> | 7.5 | 0 | 0 |  | --> | 6.2 | 2.375 | 1.8 | 0 | 0 | Constrained, otherwise capacity available =7.05 MW | --> |  | Barrymore [T141] | BARRYMORE |  | 52.151 | -8.2886
FINGLAS (318000) 220 kV STATION | Finglas [T143,T144] | 220 kV | _ | 38 kV | 2x63 MVA @ 38 kV | 126 | --> | 88.2 | 0 | 0 |  | --> | 77.8 | 0 | 55.6 | 40.9 | 0 |  | --> |  | Finglas Rural TSO 220/110 kV [T2101,T2106] | FINGLAS |  | 53.4075 | -6.3161
PARKMORE (551000) 38 kV STATION | Parkmore [T41,T42] | 38 kV | _ | MV | 2x5 MVA @ 10 kV | 10 | --> | 7.5 | 0 | 0 |  | --> | 6.2 | 2.375 | 0.6 | 8.2 | 2.855 |  | --> |  | Galway 110kv [T141,T142] | GALWAY 110KV |  | 53.3021 | -8.9846
DRYBRIDGE (064000) 110 kV STATION | Drybridge [T41,T42] | 110 kV | _ | MV | 2x15 MVA @ 10 kV | 30 | --> | 22.5 | 0 | 0 | Constrained, otherwise capacity available =9.49 MVA | --> | 18.5 | 7.125 | 5.4 | 15.8 | 7.184 |  | --> |  | Drybridge [T141,T142] | DRYBRIDGE |  | 53.7274 | -6.394
LISMORE (374000) 38 kV STATION | Lismore [T41,T42] | 38 kV | _ | MV | 2x5 MVA @ 10 kV | 10 | --> | 7.5 | 0 | 0 | Constrained, otherwise capacity available =1.98 MVA | --> | 6.2 | 2.375 | 1.3 | 0 | 0 | Constrained, otherwise capacity available =5.88 MW | --> |  | Dungarvan [T141,T142] | DUNGARVAN |  | 52.1458 | -7.9068
GRANGE CASTLE (734000) 110 kV STATION | Grange Castle [T124] | 110 kV | _ | MV | 1x20 MVA @ 20 kV | 20 | --> | 18 | 0 | 0 | Constrained, otherwise capacity available =14.65 MVA | --> | 19 | 0 | 0 | 19.1 | 0 |  | --> |  | Inchicore County 220/110 kV [T2101,T2106] | INCHICORE 220KV |  | 53.329 | -6.4495
KILMEADEN (576000) 38 kV STATION | Kilmeaden [T42] | 38 kV | _ | MV | 1x5 MVA @ 10 kV | 5 | --> | 4.5 | 0 | 0 | Constrained, otherwise capacity available =2.42 MVA | --> | 4.8 | 0 | 0.9 | 0 | 0 | Constrained, otherwise capacity available =4.23 MW | --> |  | Butlerstown [T141,T142] | BUTLERSTOWN |  | 52.2376 | -7.2529
KILMONEY (482000) 38 kV STATION | Kilmoney [T41,T42] | 38 kV | _ | MV | 1x5,1x10 MVA @ 10 kV | 15 | --> | 11.25 | 0 | 0 | Constrained, otherwise capacity available =0.29 MVA | --> | 6.2 | 4.75 | 8.2 | 0 | 4.972 |  | --> |  | Trabeg [T141,T142] | TRABEG |  | 51.8215 | -8.4054
MOYLISH (402000) 38 kV STATION | Moylish [T41,T42] | 38 kV | _ | MV | 2x5 MVA @ 10 kV | 10 | --> | 7.5 | 0 | 0 | Constrained, otherwise capacity available =1.64 MVA | --> | 6.2 | 2.375 | 0.7 | 6.3 | 2.391 |  | --> |  | Ardnacrusha [T141,T142] | ARDNACRUSHA |  | 52.6812 | -8.6481
KILMORE (736000) 110 kV STATION | Kilmore [T101,T102,T103] | 110 kV | _ | MV | 3x20 MVA @ 10 kV | 60 | --> | 54 | 0 | 0 | Constrained, otherwise capacity available =16.76 MVA | --> | 57 | 9.5 | 1.7 | 66.6 | 9.692 |  | --> |  | Finglas Rural TSO 220/110 kV [T2101,T2106] | FINGLAS |  | 53.4069 | -6.2301
KILSARAN (561000) 38 kV STATION | Kilsaran [T42] | 38 kV | _ | MV | 1x5 MVA @ 10 kV | 5 | --> | 4.5 | 0 | 0 | Constrained, otherwise capacity available =1.62 MVA | --> | 4.8 | 0 | 1.1 | 4.1 | 0 |  | --> |  | Drybridge [T141,T142] | DRYBRIDGE |  | 53.874 | -6.379
KINSALE (225000) 38 kV STATION | Kinsale [T423] | 38 kV | _ | MV | 1x10 MVA @ 20 kV | 10 | --> | 9 | 0 | 0 | Constrained, otherwise capacity available =7.71 MVA | --> | 9.5 | 0 | 0.5 | 9.3 | 0 |  | --> |  | Trabeg [T141,T142] | TRABEG |  | 51.7193 | -8.5569
LEIXLIP (289000) 38 kV STATION | Leixlip [T41,T42] | 38 kV | _ | MV | 2x10 MVA @ 10 kV | 20 | --> | 15 | 0 | 0 |  | --> | 12.4 | 4.75 | 4.6 | 2.6 | 2.635 | Constrained, otherwise capacity available =12.15 MW | --> |  | Griffinrath [T141,T142] | GRIFFINRATH |  | 53.3525 | -6.4686
KILLACLOYNE (536000) 38 kV STATION | Killacloyne [T43] | 38 kV | _ | MV | 1x10 MVA @ 10 kV | 10 | --> | 9 | 0 | 0 |  | --> | 9.5 | 0 | 0 | 10 | 0 | Constrained, otherwise capacity available =12.64 MW | --> |  | Midleton [T141] | MIDLETON |  | 51.9137 | -8.2708
MOUNTGORRY (524000) 38 kV STATION | Mountgorry [T41,T42] | 38 kV | _ | MV | 2x10 MVA @ 10 kV | 20 | --> | 15 | 0 | 0 |  | --> | 12.4 | 4.75 | 3.6 | 11.4 | 4.856 |  | --> |  | Grange (dr) [T141,T142] | GRANGE (DR) |  | 53.464 | -6.2136
KILLACLOYNE (536000) 38 kV STATION | Killacloyne [T41,T42] | 38 kV | _ | MV | 2x5 MVA @ 10 kV | 10 | --> | 7.5 | 0 | 0 |  | --> | 6.2 | 2.375 | 2.1 | 6.7 | 2.771 |  | --> |  | Midleton [T141] | MIDLETON |  | 51.9137 | -8.2708
MORRISTOWN (121000) 38 kV STATION | Morristown [T41,T42] | 38 kV | _ | MV | 2x5 MVA @ 10 kV | 10 | --> | 7.5 | 0 | 0 |  | --> | 6.2 | 2.375 | 2.6 | 5.3 | 2.468 |  | --> |  | Newbridge [T141,T142] | NEWBRIDGE |  | 53.185 | -6.8285
MORNINGTON ROAD (168000) 38 kV STATION | Mornington Road [T41,T42] | 38 kV | _ | MV | 2x10 MVA @ 10 kV | 20 | --> | 15 | 0 | 0 | Constrained, otherwise capacity available =2.46 MVA | --> | 12.4 | 4.75 | 3 | 11.7 | 4.828 |  | --> |  | Drybridge [T141,T142] | DRYBRIDGE |  | 53.7118 | -6.342
LOUGHSHINNY (170000) 38 kV STATION | Loughshinny [T41,T42] | 38 kV | _ | MV | 2x10 MVA @ 10 kV | 20 | --> | 15 | 0 | 0 | Constrained, otherwise capacity available =0.5 MVA | --> | 12.4 | 4.75 | 17.4 | 0 | 4.842 |  | --> |  | Glasmore [T141,T142] | GLASMORE |  | 53.5381 | -6.1228
LUCAN EAST (359000) 38 kV STATION | Lucan East [T41,T42] | 38 kV | _ | MV | 2x5 MVA @ 10 kV | 10 | --> | 7.5 | 0 | 0 |  | --> | 6.2 | 2.375 | 2.4 | 5.4 | 2.451 |  | --> |  | Grange Castle [T141] | GRANGE CASTLE |  | 53.3647 | -6.4272
MONEYCOOLEY (549000) 38 kV STATION | Moneycooley [T41,T42,T44] | 38 kV | _ | MV | 3x10 MVA @ 10 kV | 30 | --> | 27 | 0 | 0 | Constrained, otherwise capacity available =3.64 MVA | --> | 28.5 | 4.75 | 7.5 | 2.6 | 2.635 | Constrained, otherwise capacity available =25.56 MW | --> |  | Griffinrath [T141,T142] | GRIFFINRATH |  | 53.3721 | -6.5681
MONEENAGEISHA (039000) 38 kV STATION | Moneenageisha [T41,T42] | 38 kV | _ | MV | 2x10 MVA @ 10 kV | 20 | --> | 15 | 0 | 0 | Constrained, otherwise capacity available =5.89 MVA | --> | 12.4 | 4.75 | 0.8 | 14.3 | 4.858 |  | --> |  | Galway 110kv [T141,T142] | GALWAY 110KV |  | 53.2786 | -9.0415
MALAHIDE (212000) 38 kV STATION | Malahide [T41,T42] | 38 kV | _ | MV | 2x10 MVA @ 10 kV | 20 | --> | 15 | 0 | 0 |  | --> | 12.4 | 4.75 | 6.6 | 8.9 | 4.902 |  | --> |  | Glasmore [T141,T142] | GLASMORE |  | 53.4477 | -6.1508
MAYFIELD (300000) 38 kV STATION | Mayfield [T41,T42] | 38 kV | _ | MV | 2x10 MVA @ 10 kV | 20 | --> | 15 | 0 | 0 | Constrained, otherwise capacity available =4.39 MVA | --> | 12.4 | 4.75 | 2.3 | 12 | 4.798 |  | --> |  | Kilbarry [T142,T143] | KILBARRY |  | 51.922 | -8.4109
MERVILLE (200000) 38 kV STATION | Merville [T41,T42] | 38 kV | _ | MV | 2x10 MVA @ 10 kV | 20 | --> | 15 | 0 | 0 | Constrained, otherwise capacity available =0.92 MVA | --> | 12.4 | 4.75 | 0.9 | 13.2 | 4.784 |  | --> |  | Mesh: Orange [FingT142,McDrT142] | FINGLAS |  | 53.3848 | -6.2951
LIFFEY VALLEY (633000) 38 kV STATION | Liffey Valley [T41,T42] | 38 kV | _ | MV | 2x10 MVA @ 10 kV | 20 | --> | 15 | 0 | 0 | Constrained, otherwise capacity available =3.9 MVA | --> | 12.4 | 4.75 | 1.6 | 13.3 | 4.835 |  | --> |  | Inchicore 220kv [T144,T145] | INCHICORE 220KV |  | 53.3555 | -6.4012
INCHICORE NORTH (083000) 38 kV STATION | Inchicore North [T41] | 38 kV | _ | MV | 1x10 MVA @ 10 kV | 10 | --> | 9 | 0 | 0 | Constrained, otherwise capacity available =1.8 MVA | --> | 9.5 | 0 | 0.6 | 9.9 | 0 |  | --> |  | Inchicore 220kv [T144,T145] | INCHICORE 220KV |  | 53.3372 | -6.343
SAGGART (172000) 38 kV STATION | Saggart [T41,T42] | 38 kV | _ | MV | 2x5 MVA @ 10 kV | 10 | --> | 7.5 | 0 | 0 |  | --> | 6.2 | 2.375 | 2.2 | 5.5 | 2.444 |  | --> |  | Grange Castle [T141] | GRANGE CASTLE |  | 53.2731 | -6.4548
PALMERSTOWN (302000) 38 kV STATION | Palmerstown [T41,T42] | 38 kV | _ | MV | 2x10 MVA @ 10 kV | 20 | --> | 15 | 0 | 0 | Constrained, otherwise capacity available =2.62 MVA | --> | 12.4 | 4.75 | 2.4 | 12.4 | 4.826 |  | --> |  | Finglas [T143,T144] | FINGLAS |  | 53.3595 | -6.3721
GRANGE CASTLE (734000) 110 kV STATION | Grange Castle [T141] | 110 kV | _ | 38 kV | 1x63 MVA @ 38 kV | 63 | --> | 56.7 | 0 | 0 |  | --> | 59.8 | 0 | 9.2 | 62.1 | 0 |  | --> |  | Inchicore County 220/110 kV [T2101,T2106] | INCHICORE 220KV |  | 53.329 | -6.4495
GURRANEBANE (377000) 38 kV STATION | Gurranebane [T421,T422] | 38 kV | _ | MV | 2x5 MVA @ 20 kV | 10 | --> | 7.5 | 0 | 0 |  | --> | 6.2 | 2.375 | 3.1 | 5.1 | 2.524 |  | --> |  | Oughtragh [T141] | OUGHTRAGH |  | 51.9397 | -10.2237
HEADFORD ROAD (262000) 38 kV STATION | Headford Road [T41,T42] | 38 kV | _ | MV | 2x10 MVA @ 10 kV | 20 | --> | 15 | 0 | 0 | Constrained, otherwise capacity available =1.51 MVA | --> | 12.4 | 4.75 | 1 | 13.7 | 4.829 |  | --> |  | Galway 110kv [T141,T142] | GALWAY 110KV |  | 53.2759 | -9.0548
ORANMORE (487000) 38 kV STATION | Oranmore [T41,T44] | 38 kV | _ | MV | 2x10 MVA @ 10 kV | 20 | --> | 15 | 0 | 0 |  | --> | 12.4 | 4.75 | 4.6 | 11.4 | 4.982 |  | --> |  | Galway 110kv [T141,T142] | GALWAY 110KV |  | 53.2884 | -8.9245
HOWTH JUNCTION (334000) 38 kV STATION | Howth Junction [T41,T42] | 38 kV | _ | MV | 2x10 MVA @ 10 kV | 20 | --> | 15 | 0 | 0 | Constrained, otherwise capacity available =5.03 MVA | --> | 12.4 | 4.75 | 2.9 | 11.5 | 4.804 |  | --> |  | Grange (dr) [T141,T142] | GRANGE (DR) |  | 53.3856 | -6.1573
OLDBAWN (365000) 38 kV STATION | Oldbawn [T41,T42] | 38 kV | _ | MV | 2x10 MVA @ 10 kV | 20 | --> | 15 | 0 | 0 | Constrained, otherwise capacity available =0.06 MVA | --> | 12.4 | 4.75 | 4.1 | 10.4 | 4.813 |  | --> |  | Cookstown [T141,T142] | COOKSTOWN |  | 53.2762 | -6.3517
KILMACTHOMAS (296000) 38 kV STATION | Kilmacthomas [T421,T422] | 38 kV | _ | MV | 2x5 MVA @ 20 kV | 10 | --> | 7.5 | 0 | 0 | Constrained, otherwise capacity available =0.59 MVA | --> | 6.2 | 2.375 | 6 | 0 | 0 | Constrained, otherwise capacity available =1.92 MW | --> |  | Dungarvan [T141,T142] | DUNGARVAN |  | 52.2032 | -7.403
INCHICORE 220KV (964000) 220 kV STATION | Inchicore 220kv [T144,T145] | 220 kV | _ | 38 kV | 2x63 MVA @ 38 kV | 126 | --> | 88.2 | 0 | 0 | Constrained, otherwise capacity available =23.74 MVA | --> | 77.8 | 0 | 8.9 | 83.7 | 0 |  | --> |  | Inchicore County 220/110 kV [T2101,T2106] | INCHICORE 220KV |  | 53.3313 | -6.3371
PATRICKSWELL (077000) 38 kV STATION | Patrickswell [T421,T422] | 38 kV | _ | MV | 2x5 MVA @ 20 kV | 10 | --> | 7.5 | 0 | 0 |  | --> | 6.2 | 2.375 | 4.6 | 3.4 | 2.489 |  | --> |  | Limerick [T141,T142] | LIMERICK |  | 52.5919 | -8.7527
JOHNSTOWN (506000) 38 kV STATION | Johnstown [T41,T42] | 38 kV | _ | MV | 2x10 MVA @ 10 kV | 20 | --> | 15 | 0 | 0 |  | --> | 12.4 | 4.75 | 3.3 | 5.1 | 4.979 | Constrained, otherwise capacity available =12.79 MW | --> |  | Kilteel [T141,T142] | KILTEEL |  | 53.2374 | -6.6141
JULIANSTOWN (312000) 38 kV STATION | Julianstown [T421,T422] | 38 kV | _ | MV | 2x5 MVA @ 20 kV | 10 | --> | 7.5 | 0 | 0 |  | --> | 6.2 | 2.375 | 5.7 | 2.7 | 2.584 |  | --> |  | Drybridge [T141,T142] | DRYBRIDGE |  | 53.6503 | -6.3227
KILCARRAGH (978000) 38 kV STATION | Kilcarragh [T421,T422] | 38 kV | _ | MV | 2x5 MVA @ 20 kV | 10 | --> | 7.5 | 0 | 0 |  | --> | 6.2 | 2.375 | 6.8 | 0 | 0 | Constrained, otherwise capacity available =0.97 MW | --> |  | Butlerstown [T141,T142] | BUTLERSTOWN |  | 52.2071 | -7.0736
KILCLOHER (249000) 38 kV STATION | Kilcloher [T41,T42] | 38 kV | _ | MV | 1x2,1x5 MVA @ 10 kV | 7 | --> | 3.75 | 0 | 0 |  | --> | 1.2 | 1.1875 | 1.9 | 0 | 0 |  | --> |  | Dungarvan [T141,T142] | DUNGARVAN |  | 52.1308 | -7.7957
KILCOCK (248000) 38 kV STATION | Kilcock [T421,T422] | 38 kV | _ | MV | 2x10 MVA @ 20 kV | 20 | --> | 15 | 0 | 0 |  | --> | 12.4 | 4.75 | 6.3 | 2.6 | 2.635 | Constrained, otherwise capacity available =8.96 MW | --> |  | Griffinrath [T141,T142] | GRIFFINRATH |  | 53.3973 | -6.6413
KILCOLGAN (084000) 38 kV STATION | Kilcolgan [T42,T421] | 38 kV | _ | MV | 2x5 MVA @ 10 kV | 10 | --> | 7.5 | 0 | 0 |  | --> | 6.2 | 2.375 | 5 | 2.7 | 2.435 |  | --> |  | Galway 110kv [T141,T142] | GALWAY 110KV |  | 53.2019 | -8.8562
KILDARE (014000) 38 kV STATION | Kildare [T41,T42] | 38 kV | _ | MV | 2x15 MVA @ 10 kV | 30 | --> | 22.5 | 0 | 0 | Constrained, otherwise capacity available =0.73 MVA | --> | 18.5 | 7.125 | 6.2 | 15.3 | 7.232 | Constrained, otherwise capacity available =15.86 MW | --> |  | Newbridge [T141,T142] | NEWBRIDGE |  | 53.1584 | -6.9295
NAAS (015000) 38 kV STATION | Naas [T41,T42] | 38 kV | _ | MV | 2x10 MVA @ 10 kV | 20 | --> | 15 | 0 | 0 |  | --> | 12.4 | 4.75 | 4.9 | 5.1 | 4.954 | Constrained, otherwise capacity available =10.99 MW | --> |  | Kilteel [T141,T142] | KILTEEL |  | 53.1987 | -6.6602
KILDARE (014000) 38 kV STATION | Kildare [T426] | 38 kV | _ | MV | 1x15 MVA @ 10 kV | 15 | --> | 13.5 | 0 | 0 | Constrained, otherwise capacity available =13.5 MVA | --> | 14.2 | 0 | 1.5 | 12.8 | 0 |  | --> |  | Newbridge [T141,T142] | NEWBRIDGE |  | 53.1584 | -6.9295
INCH (243000) 38 kV STATION | Inch [T421,T422] | 38 kV | _ | MV | 2x5 MVA @ 20 kV | 10 | --> | 7.5 | 0 | 0 | Constrained, otherwise capacity available =4.7 MVA | --> | 6.2 | 2.375 | 1.3 | 5.5 | 2.386 |  | --> |  | Oughtragh [T141] | OUGHTRAGH |  | 52.173 | -9.9883
BRUFF (151000) 38 kV STATION | Bruff [T42,T421] | 38 kV | _ | MV | 2x5 MVA @ 10 kV | 10 | --> | 7.5 | 0 | 0 | Constrained, otherwise capacity available =1.51 MVA | --> | 6.2 | 2.375 | 2.5 | 4.1 | 2.379 |  | --> |  | Limerick [T141,T142] | LIMERICK |  | 52.5072 | -8.5227
CARRIGSHANE (459000) 38 kV STATION | Carrigshane [T422] | 38 kV | _ | MV | 1x10 MVA @ 20 kV | 10 | --> | 9 | 0 | 0 | Constrained, otherwise capacity available =4.26 MVA | --> | 9.5 | 0 | 4.4 | 6.7 | 0 |  | --> |  | Midleton [T141] | MIDLETON |  | 51.9116 | -8.1493
BALLYHAUNIS (368000) 38 kV STATION | Ballyhaunis [T41,T42] | 38 kV | _ | MV | 2x5 MVA @ 10 kV | 10 | --> | 7.5 | 0 | 0 |  | --> | 6.2 | 2.375 | 1.7 | 6.3 | 2.495 |  | --> |  | Dalton [T142] | DALTON |  | 53.7637 | -8.7382
BALLYMOUNT (436000) 38 kV STATION | Ballymount [T41,T42] | 38 kV | _ | MV | 2x10 MVA @ 10 kV | 20 | --> | 15 | 0 | 0 |  | --> | 12.4 | 4.75 | 1.4 | 13.3 | 4.827 |  | --> |  | Inchicore 220kv [T144,T145] | INCHICORE 220KV |  | 53.3128 | -6.3502
BATTER LANE TEMPORARY 38KV (831000) 38 kV STATION | Batter Lane Temporary 38kv [T421] | 38 kV | _ | MV | 1x5 MVA @ 20 kV | 5 | --> | 4.5 | 0 | 0 |  | --> | 4.8 | 0 | 2.8 | 3 | 0 |  | --> |  | Glasmore [T141,T142] | GLASMORE |  | 53.4976 | -6.2168
BELGARD (331000) 38 kV STATION | Belgard [T41,T42] | 38 kV | _ | MV | 2x10 MVA @ 10 kV | 20 | --> | 15 | 0 | 0 |  | --> | 12.4 | 4.75 | 0.7 | 14.2 | 4.834 |  | --> |  | Cookstown [T141,T142] | COOKSTOWN |  | 53.2941 | -6.3721
BIRDHILL (153000) 38 kV STATION | Birdhill [T421,T422] | 38 kV | _ | MV | 2x10 MVA @ 20 kV | 20 | --> | 15 | 0 | 0 | Constrained, otherwise capacity available =1.28 MVA | --> | 12.4 | 4.75 | 5.9 | 8.8 | 4.827 |  | --> |  | Ardnacrusha [T141,T142] | ARDNACRUSHA |  | 52.7758 | -8.4167
MV/LV Substation DE***054X |  | 10 kV | _ | LV | 400 kVA :Building Structure | 0.4 | --> | 0.4 | 0.285 | 4.37 |  | --> | 0.38 | 0 | 0 | 0.396 | 0 |  | --> | C18 ex DUN LAOGHAIRE | Dun Laoghaire [T41,T42] | BLACKROCK |  | 53.2949 | -6.1482
MV/LV Substation KI***056 |  | 10 kV | _ | LV | 400 kVA :Kiosk Substation | 0.4 | --> | 0.4 | 0 | 0 | Constrained, otherwise capacity available =269 kVA | --> | 0.38 | 0 | 0.061 | 0.352 | 0 |  | --> | C14 ex LOUGHLINSTOWN | Loughlinstown [T41,T42] | CARRICKMINES |  | 53.2575 | -6.1241
MV/LV Substation YA***056X |  | 10 kV | _ | LV | 400 kVA :Kiosk Substation | 0.4 | --> | 0.4 | 0.319 | 0.86 |  | --> | 0.38 | 0 | 0.015 | 0.38 | 0 |  | --> | C19 ex BELFIELD | Belfield [T41,T42] | BLACKROCK |  | 53.3008 | -6.2285
MV/LV Substation DU***058 |  | 10 kV | _ | LV | 400 kVA :Kiosk Substation | 0.4 | --> | 0.4 | 0 | 0 | Constrained, otherwise capacity available =296 kVA | --> | 0.38 | 0 | 0.069 | 0.343 | 0 |  | --> | C14 ex DUNDRUM | Dundrum [T41,T42] | BLACKROCK |  | 53.2925 | -6.2447
MV/LV Substation SH***058X |  | 10 kV | _ | LV | 630 kVA :Kiosk Substation | 0.63 | --> | 0.63 | 0 | 0 | Constrained, otherwise capacity available =369 kVA | --> | 0.598 | 0 | 0.043 | 0.5 | 0 |  | --> | C11 ex LOUGHLINSTOWN | Loughlinstown [T41,T42] | CARRICKMINES |  | 53.234 | -6.1213
MV/LV Substation BR***059 |  | 10 kV | _ | LV | 400 kVA :Kiosk Substation | 0.4 | --> | 0.4 | 0.33 | 1.55 |  | --> | 0.38 | 0 | 0.011 | 0.381 | 0 |  | --> | C20 ex MONKSTOWN | Monkstown [T41,T42] | BLACKROCK |  | 53.3012 | -6.1861
MV/LV Substation CU***060X |  | 10 kV | _ | LV | 400 kVA :Kiosk Substation | 0.4 | --> | 0.4 | 0 | 0 | Constrained, otherwise capacity available =328 kVA | --> | 0.38 | 0 | 0 | 0.39 | 0 |  | --> | C13 ex LOUGHLINSTOWN | Loughlinstown [T41,T42] | CARRICKMINES |  | 53.2618 | -6.113
MV/LV Substation SH***061 |  | 10 kV | _ | LV | 400 kVA :Kiosk Substation | 0.4 | --> | 0.4 | 0.041 | 0.04 | Constrained, otherwise capacity available =385 kVA | --> | 0.38 | 0 | 0 | 0.382 | 0 |  | --> | C11 ex LITTLE BRAY | Little Bray [T41,T42] | FASSAROE |  | 53.2316 | -6.1127
MV/LV Substation EA***061X |  | 10 kV | _ | LV | 400 kVA :Building Structure | 0.4 | --> | 0.4 | 0.345 | 13.42 |  | --> | 0.38 | 0 | 0 | 0.387 | 0 |  | --> | C20 ex POTTERY ROAD | Pottery Road [T101,T102] | CARRICKMINES |  | 53.2712 | -6.1426
MV/LV Substation CO***062X |  | 10 kV | _ | LV | 200 kVA :Kiosk Substation | 0.2 | --> | 0.2 | 0.125 | 1.16 |  | --> | 0.19 | 0 | 0.066 | 0.151 | 0 |  | --> | C24 ex DEANSGRANGE | Deansgrange [T41,T42] | CARRICKMINES |  | 53.2656 | -6.1723
MV/LV Substation SH***063 |  | 10 kV | _ | LV | 400 kVA :Kiosk Substation | 0.4 | --> | 0.4 | 0.041 | 0.04 | Constrained, otherwise capacity available =281 kVA | --> | 0.38 | 0 | 0.023 | 0.379 | 0 |  | --> | C16 ex LITTLE BRAY | Little Bray [T41,T42] | FASSAROE |  | 53.2302 | -6.1172
MV/LV Substation MO***063X |  | 10 kV | _ | LV | 630 kVA :Kiosk Substation | 0.63 | --> | 0.63 | 0.5 | 1.23 |  | --> | 0.598 | 0 | 0.011 | 0.5 | 0 |  | --> | C21 ex SALLYNOGGIN ROAD | Sallynoggin Road [T41,T42] | CHERRYWOOD |  | 53.292 | -6.1364
MV/LV Substation TR***064 |  | 10 kV | _ | LV | 400 kVA :Kiosk Substation | 0.4 | --> | 0.4 | 0.291 | 0.86 |  | --> | 0.38 | 0 | 0.029 | 0.373 | 0 |  | --> | C14 ex BELFIELD | Belfield [T41,T42] | BLACKROCK |  | 53.3095 | -6.2052
MV/LV Substation MT***001X |  | 10 kV | _ | LV | 200 kVA :Kiosk Substation | 0.2 | --> | 0.2 | 0.198 | 1.16 |  | --> | 0.19 | 0 | 0 | 0.19 | 0 |  | --> | C20 ex MOUNT MERRION | Mount Merrion [T41,T42] | CARRICKMINES |  | 53.2938 | -6.2226
MV/LV Substation ST***002 |  | 10 kV | _ | LV | 400 kVA :Kiosk Substation | 0.4 | --> | 0.4 | 0.302 | 13.42 |  | --> | 0.38 | 0 | 0.021 | 0.378 | 0 |  | --> | C14 ex POTTERY ROAD | Pottery Road [T101,T102] | CARRICKMINES |  | 53.2682 | -6.1693
MV/LV Substation CL***002X |  | 10 kV | _ | LV | 400 kVA :Kiosk Substation | 0.4 | --> | 0.4 | 0.3 | 1.16 |  | --> | 0.38 | 0 | 0.018 | 0.38 | 0 |  | --> | C18 ex MOUNT MERRION | Mount Merrion [T41,T42] | CARRICKMINES |  | 53.2989 | -6.1964
MV/LV Substation SH***003 |  | 10 kV | _ | LV | 400 kVA :Kiosk Substation | 0.4 | --> | 0.4 | 0.041 | 0.04 | Constrained, otherwise capacity available =267 kVA | --> | 0.38 | 0 | 0.043 | 0.366 | 0 |  | --> | C16 ex LITTLE BRAY | Little Bray [T41,T42] | FASSAROE |  | 53.2355 | -6.1261
MV/LV Substation PA***004 |  | 10 kV | _ | LV | 1000 kVA :Building Structure | 1 | --> | 1 | 0.488 | 4.37 |  | --> | 0.95 | 0 | 0.021 | 0.5 | 0 |  | --> | C17 ex DUN LAOGHAIRE | Dun Laoghaire [T41,T42] | BLACKROCK |  | 53.2926 | -6.1375
MV/LV Substation CA***004X |  | 10 kV | _ | LV | 400 kVA :Building Structure | 0.4 | --> | 0.4 | 0.378 | 1.55 |  | --> | 0.38 | 0 | 0 | 0.383 | 0 |  | --> | C22 ex MONKSTOWN | Monkstown [T41,T42] | BLACKROCK |  | 53.3001 | -6.1774
MV/LV Substation PE***005 |  | 10 kV | _ | LV | 630 kVA :Kiosk Substation | 0.63 | --> | 0.63 | 0.31 | 1.23 |  | --> | 0.598 | 0 | 0.037 | 0.5 | 0 |  | --> | C22 ex SALLYNOGGIN ROAD | Sallynoggin Road [T41,T42] | CHERRYWOOD |  | 53.2899 | -6.1292
MV/LV Substation HE***005X |  | 10 kV | _ | LV | 400 kVA :Kiosk Substation | 0.4 | --> | 0.4 | 0.354 | 1.23 |  | --> | 0.38 | 0 | 0 | 0.386 | 0 |  | --> | C23 ex SALLYNOGGIN ROAD | Sallynoggin Road [T41,T42] | CHERRYWOOD |  | 53.2783 | -6.1057
MV/LV Substation KN***006 |  | 10 kV | _ | LV | 630 kVA :Kiosk Substation | 0.63 | --> | 0.63 | 0.332 | 1.23 |  | --> | 0.598 | 0 | 0.121 | 0.5 | 0 |  | --> | C20 ex SALLYNOGGIN ROAD | Sallynoggin Road [T41,T42] | CHERRYWOOD |  | 53.2888 | -6.1462
MV/LV Substation BA***007 |  | 10 kV | _ | LV | 630 kVA :Kiosk Substation | 0.63 | --> | 0.63 | 0.477 | 1.16 |  | --> | 0.598 | 0 | 0.027 | 0.5 | 0 |  | --> | C17 ex DEANSGRANGE | Deansgrange [T41,T42] | CARRICKMINES |  | 53.2807 | -6.1576
MV/LV Substation SA***008 |  | 10 kV | _ | LV | 630 kVA :Kiosk Substation | 0.63 | --> | 0.63 | 0.358 | 13.42 |  | --> | 0.598 | 0 | 0.045 | 0.5 | 0 |  | --> | C18 ex POTTERY ROAD | Pottery Road [T101,T102] | CARRICKMINES |  | 53.2859 | -6.1176
MV/LV Substation BE***008X |  | 10 kV | _ | LV | 400 kVA :Building Structure | 0.4 | --> | 0.4 | 0.317 | 1.16 |  | --> | 0.38 | 0 | 0 | 0.391 | 0 |  | --> | C14 ex DEANSGRANGE | Deansgrange [T41,T42] | CARRICKMINES |  | 53.2794 | -6.1855
MV/LV Substation AD***009 |  | 10 kV | _ | LV | 630 kVA :Kiosk Substation | 0.63 | --> | 0.63 | 0.269 | 1.23 |  | --> | 0.598 | 0 | 0.071 | 0.5 | 0 |  | --> | C16 ex SALLYNOGGIN ROAD | Sallynoggin Road [T41,T42] | CHERRYWOOD |  | 53.2819 | -6.1247
MV/LV Substation GA***009X |  | 10 kV | _ | LV | 400 kVA :Building Structure | 0.4 | --> | 0.4 | 0.18 | 1.16 |  | --> | 0.38 | 0 | 0 | 0.409 | 0 |  | --> | C14 ex DEANSGRANGE | Deansgrange [T41,T42] | CARRICKMINES |  | 53.2804 | -6.1867
MV/LV Substation CR***010 |  | 10 kV | _ | LV | 630 kVA :Kiosk Substation | 0.63 | --> | 0.63 | 0.336 | 1.23 |  | --> | 0.598 | 0 | 0.043 | 0.5 | 0 |  | --> | C19 ex SALLYNOGGIN ROAD | Sallynoggin Road [T41,T42] | CHERRYWOOD |  | 53.287 | -6.1341
MV/LV Substation MI***010X |  | 10 kV | _ | LV | 630 kVA :Kiosk Substation | 0.63 | --> | 0.63 | 0.5 | 1.16 |  | --> | 0.598 | 0 | 0.005 | 0.5 | 0 |  | --> | C23 ex MOUNT MERRION | Mount Merrion [T41,T42] | CARRICKMINES |  | 53.2885 | -6.2058
MV/LV Substation DU***011 |  | 10 kV | _ | LV | 630 kVA :Kiosk Substation | 0.63 | --> | 0.63 | 0.405 | 4.37 |  | --> | 0.598 | 0 | 0.01 | 0.5 | 0 |  | --> | C18 ex DUN LAOGHAIRE | Dun Laoghaire [T41,T42] | BLACKROCK |  | 53.2945 | -6.1474
MV/LV Substation ST***011X |  | 10 kV | _ | LV | 630 kVA :Building Structure | 0.63 | --> | 0.63 | 0.448 | 1.16 |  | --> | 0.598 | 0 | 0 | 0.5 | 0 |  | --> | C16 ex MOUNT MERRION | Mount Merrion [T41,T42] | CARRICKMINES |  | 53.3048 | -6.207
MV/LV Substation BO***012 |  | 10 kV | _ | LV | 630 kVA :Kiosk Substation | 0.63 | --> | 0.63 | 0.367 | 0.86 |  | --> | 0.598 | 0 | 0.078 | 0.5 | 0 |  | --> | C14 ex BELFIELD | Belfield [T41,T42] | BLACKROCK |  | 53.3032 | -6.1992
MV/LV Substation GL***012X |  | 10 kV | _ | LV | 200 kVA :Kiosk Substation | 0.2 | --> | 0.2 | 0.191 | 4.01 |  | --> | 0.19 | 0 | 0.004 | 0.188 | 0 |  | --> | C19 ex BALLINCLEA | Ballinclea [T41] | CHERRYWOOD |  | 53.267 | -6.1372
MV/LV Substation ST***013 |  | 10 kV | _ | LV | 630 kVA :Kiosk Substation | 0.63 | --> | 0.63 | 0.406 | 0.86 |  | --> | 0.598 | 0 | 0.053 | 0.5 | 0 |  | --> | C14 ex BELFIELD | Belfield [T41,T42] | BLACKROCK |  | 53.3111 | -6.2011
MV/LV Substation RO***013X |  | 10 kV | _ | LV | 400 kVA :Kiosk Substation | 0.4 | --> | 0.4 | 0.305 | 1.16 |  | --> | 0.38 | 0 | 0.004 | 0.39 | 0 |  | --> | C19 ex DEANSGRANGE | Deansgrange [T41,T42] | CARRICKMINES |  | 53.2887 | -6.1636
MV/LV Substation AN***014 |  | 10 kV | _ | LV | 630 kVA :Kiosk Substation | 0.63 | --> | 0.63 | 0.229 | 1.55 |  | --> | 0.598 | 0 | 0.035 | 0.5 | 0 |  | --> | C20 ex MONKSTOWN | Monkstown [T41,T42] | BLACKROCK |  | 53.2979 | -6.181
MV/LV Substation ST***015 |  | 10 kV | _ | LV | 630 kVA :Kiosk Substation | 0.63 | --> | 0.63 | 0.424 | 1.16 |  | --> | 0.598 | 0 | 0.088 | 0.5 | 0 |  | --> | C19 ex DEANSGRANGE | Deansgrange [T41,T42] | CARRICKMINES |  | 53.2917 | -6.1662
MV/LV Substation MO***016 |  | 10 kV | _ | LV | 630 kVA :Kiosk Substation | 0.63 | --> | 0.63 | 0.366 | 1.55 |  | --> | 0.598 | 0 | 0.039 | 0.5 | 0 |  | --> | C16 ex MONKSTOWN | Monkstown [T41,T42] | BLACKROCK |  | 53.296 | -6.1626
MV/LV Substation SE***016X |  | 10 kV | _ | LV | 400 kVA :Kiosk Substation | 0.4 | --> | 0.4 | 0.302 | 1.16 |  | --> | 0.38 | 0 | 0 | 0.393 | 0 |  | --> | C16 ex MOUNT MERRION | Mount Merrion [T41,T42] | CARRICKMINES |  | 53.3073 | -6.2044
MV/LV Substation SO***017 |  | 10 kV | _ | LV | 400 kVA :Kiosk Substation | 0.4 | --> | 0.4 | 0.267 | 4.01 |  | --> | 0.38 | 0 | 0.04 | 0.368 | 0 |  | --> | C15 ex BALLINCLEA | Ballinclea [T41] | CHERRYWOOD |  | 53.2736 | -6.0976
MV/LV Substation CA***018 |  | 10 kV | _ | LV | 400 kVA :Kiosk Substation | 0.4 | --> | 0.4 | 0 | 1.23 |  | --> | 0.38 | 0 | 0.019 | 0.421 | 0 |  | --> | C23 ex SALLYNOGGIN ROAD | Sallynoggin Road [T41,T42] | CHERRYWOOD |  | 53.2779 | -6.1062
MV/LV Substation SY***019 |  | 10 kV | _ | LV | 630 kVA :Kiosk Substation | 0.63 | --> | 0.63 | 0.338 | 1.16 |  | --> | 0.598 | 0 | 0.152 | 0.5 | 0 |  | --> | C17 ex MOUNT MERRION | Mount Merrion [T41,T42] | CARRICKMINES |  | 53.2969 | -6.2046
MV/LV Substation BU***019X |  | 10 kV | _ | LV | 200 kVA :Building Structure | 0.2 | --> | 0.2 | 0.155 | 13.42 |  | --> | 0.19 | 0 | 0 | 0.196 | 0 |  | --> | C18 ex POTTERY ROAD | Pottery Road [T101,T102] | CARRICKMINES |  | 53.285 | -6.1063
MV/LV Substation WE***020 |  | 10 kV | _ | LV | 400 kVA :Kiosk Substation | 0.4 | --> | 0.4 | 0.086 | 1.16 |  | --> | 0.38 | 0 | 0.06 | 0.376 | 0 |  | --> | C21 ex DEANSGRANGE | Deansgrange [T41,T42] | CARRICKMINES |  | 53.2701 | -6.1741
MV/LV Substation DR***020X |  | 10 kV | _ | LV | 200 kVA :Kiosk Substation | 0.2 | --> | 0.2 | 0 | 0 | Constrained, otherwise capacity available =142 kVA | --> | 0.19 | 0 | 0.013 | 0.188 | 0 |  | --> | C16 ex LOUGHLINSTOWN | Loughlinstown [T41,T42] | CARRICKMINES |  | 53.2496 | -6.1414
MV/LV Substation LA***021X |  | 10 kV | _ | LV | 1000 kVA :Building Structure | 1 | --> | 1 | 0 | 0 | Constrained, otherwise capacity available =689 kVA | --> | 0.95 | 0 | 0.05 | 0.5 | 0 |  | --> | C19 ex DUNDRUM | Dundrum [T41,T42] | BLACKROCK |  | 53.3028 | -6.2425
MV/LV Substation PR***023 |  | 10 kV | _ | LV | 630 kVA :Kiosk Substation | 0.63 | --> | 0.63 | 0.4 | 1.55 |  | --> | 0.598 | 0 | 0.045 | 0.5 | 0 |  | --> | C11 ex MONKSTOWN | Monkstown [T41,T42] | BLACKROCK |  | 53.2893 | -6.1809
MV/LV Substation ST***024 |  | 10 kV | _ | LV | 630 kVA :Kiosk Substation | 0.63 | --> | 0.63 | 0.5 | 15.18 |  | --> | 0.598 | 0 | 0 | 0.5 | 0 |  | --> | C21 ex CENTRAL PARK | Central Park [T101,T102] | CARRICKMINES |  | 53.2882 | -6.1975
MV/LV Substation PU***024X |  | 10 kV | _ | LV | 200 kVA :Kiosk Substation | 0.2 | --> | 0.2 | 0.12 | 1.16 |  | --> | 0.19 | 0 | 0 | 0.201 | 0 |  | --> | C21 ex BREWERY ROAD | Brewery Road [T41,T42] | CARRICKMINES |  | 53.2761 | -6.1992
MV/LV Substation TA***025 |  | 10 kV | _ | LV | 400 kVA :Kiosk Substation | 0.4 | --> | 0.4 | 0.196 | 1.16 |  | --> | 0.38 | 0 | 0.088 | 0.342 | 0 |  | --> | C17 ex MOUNT MERRION | Mount Merrion [T41,T42] | CARRICKMINES |  | 53.2936 | -6.1922
MV/LV Substation HO***026 |  | 10 kV | _ | LV | 400 kVA :Kiosk Substation | 0.4 | --> | 0.4 | 0 | 0 | Constrained, otherwise capacity available =180 kVA | --> | 0.38 | 0 | 0.014 | 0.399 | 0 |  | --> | C15 ex DUNDRUM | Dundrum [T41,T42] | BLACKROCK |  | 53.2935 | -6.2293
MV/LV Substation DO***026X |  | 10 kV | _ | LV | 630 kVA :Kiosk Substation | 0.63 | --> | 0.63 | 0.5 | 1.23 |  | --> | 0.598 | 0 | 0.004 | 0.5 | 0 |  | --> | C20 ex SALLYNOGGIN ROAD | Sallynoggin Road [T41,T42] | CHERRYWOOD |  | 53.2919 | -6.1406
MV/LV Substation KI***027 |  | 10 kV | _ | LV | 400 kVA :Kiosk Substation | 0.4 | --> | 0.4 | 0 | 0 | Constrained, otherwise capacity available =306 kVA | --> | 0.38 | 0 | 0.064 | 0.345 | 0 |  | --> | C15 ex DUNDRUM | Dundrum [T41,T42] | BLACKROCK |  | 53.2836 | -6.2064
MV/LV Substation CA***027X |  | 10 kV | _ | LV | 400 kVA :Kiosk Substation | 0.4 | --> | 0.4 | 0 | 0 | Constrained, otherwise capacity available =45 kVA | --> | 0.38 | 0 | 0.055 | 0.385 | 0 |  | --> | C13 ex CARRICKMINES | Carrickmines [T41,T42] | CARRICKMINES |  | 53.2589 | -6.1634
MV/LV Substation LO***028 |  | 10 kV | _ | LV | 400 kVA :Building Structure | 0.4 | --> | 0.4 | 0 | 0 | Constrained, otherwise capacity available =224 kVA | --> | 0.38 | 0 | 0 | 0.403 | 0 |  | --> | C12 ex LOUGHLINSTOWN | Loughlinstown [T41,T42] | CARRICKMINES |  | 53.2433 | -6.1328
MV/LV Substation ST***028X |  | 10 kV | _ | LV | 400 kVA :Kiosk Substation | 0.4 | --> | 0.4 | 0.285 | 13.42 |  | --> | 0.38 | 0 | 0.015 | 0.384 | 0 |  | --> | C20 ex POTTERY ROAD | Pottery Road [T101,T102] | CARRICKMINES |  | 53.2645 | -6.1499
MV/LV Substation KN***029X |  | 10 kV | _ | LV | 400 kVA :Kiosk Substation | 0.4 | --> | 0.4 | 0.041 | 0.04 | Constrained, otherwise capacity available =352 kVA | --> | 0.38 | 0 | 0.02 | 0.372 | 0 |  | --> | C16 ex LITTLE BRAY | Little Bray [T41,T42] | FASSAROE |  | 53.236 | -6.125
MV/LV Substation WI***030 |  | 10 kV | _ | LV | 630 kVA :Building Structure | 0.63 | --> | 0.63 | 0 | 0 | Constrained, otherwise capacity available =348 kVA | --> | 0.598 | 0 | 0.033 | 0.5 | 0 |  | --> | C19 ex DUNDRUM | Dundrum [T41,T42] | BLACKROCK |  | 53.3012 | -6.2451
MV/LV Substation LI***030X |  | 10 kV | _ | LV | 200 kVA :Pole Substation | 0.2 | --> | 0.2 | 0.093 | 1.16 |  | --> | 0.19 | 0 | 0 | 0.204 | 0 |  | --> | C17 ex MOUNT MERRION | Mount Merrion [T41,T42] | CARRICKMINES |  | 53.2929 | -6.195
MV/LV Substation GL***031 |  | 10 kV | _ | LV | 630 kVA :Building Structure | 0.63 | --> | 0.63 | 0 | 0 | Constrained, otherwise capacity available =305 kVA | --> | 0.598 | 0 | 0.091 | 0.5 | 0 |  | --> | C18 ex DUNDRUM | Dundrum [T41,T42] | BLACKROCK |  | 53.3055 | -6.2362
MV/LV Substation LI***031X |  | 10 kV | _ | LV | 400 kVA :Building Structure | 0.4 | --> | 0.4 | 0.383 | 1.16 |  | --> | 0.38 | 0 | 0 | 0.382 | 0 |  | --> | C17 ex MOUNT MERRION | Mount Merrion [T41,T42] | CARRICKMINES |  | 53.293 | -6.1938
MV/LV Substation HO***033 |  | 10 kV | _ | LV | 630 kVA :Kiosk Substation | 0.63 | --> | 0.63 | 0.463 | 1.16 |  | --> | 0.598 | 0 | 0.083 | 0.5 | 0 |  | --> | C21 ex DEANSGRANGE | Deansgrange [T41,T42] | CARRICKMINES |  | 53.2761 | -6.1629
MV/LV Substation FO***034 |  | 10 kV | _ | LV | 400 kVA :Kiosk Substation | 0.4 | --> | 0.4 | 0.375 | 1.16 |  | --> | 0.38 | 0 | 0.004 | 0.38 | 0 |  | --> | C14 ex MOUNT MERRION | Mount Merrion [T41,T42] | CARRICKMINES |  | 53.3036 | -6.2092
MV/LV Substation MO***034X |  | 10 kV | _ | LV | 400 kVA :Kiosk Substation | 0.4 | --> | 0.4 | 0.4 | 4.37 |  | --> | 0.38 | 0 | 0 | 0.38 | 0 |  | --> | C14 ex DUN LAOGHAIRE | Dun Laoghaire [T41,T42] | BLACKROCK |  | 53.2861 | -6.1542
MV/LV Substation SH***035 |  | 10 kV | _ | LV | 400 kVA :Kiosk Substation | 0.4 | --> | 0.4 | 0 | 0 | Constrained, otherwise capacity available =243 kVA | --> | 0.38 | 0 | 0.051 | 0.363 | 0 |  | --> | C11 ex LOUGHLINSTOWN | Loughlinstown [T41,T42] | CARRICKMINES |  | 53.2429 | -6.1223
MV/LV Substation CA***035X |  | 10 kV | _ | LV | 200 kVA :Kiosk Substation | 0.2 | --> | 0.2 | 0.2 | 13.42 |  | --> | 0.19 | 0 | 0 | 0.19 | 0 |  | --> | C18 ex POTTERY ROAD | Pottery Road [T101,T102] | CARRICKMINES |  | 53.2835 | -6.1098
MV/LV Substation KI***036 |  | 10 kV | _ | LV | 200 kVA :Pole Substation | 0.2 | --> | 0.2 | 0.122 | 4.01 |  | --> | 0.19 | 0 | 0.005 | 0.197 | 0 |  | --> | C15 ex BALLINCLEA | Ballinclea [T41] | CHERRYWOOD |  | 53.2626 | -6.1157
MV/LV Substation BA***037 |  | 10 kV | _ | LV | 400 kVA :Building Structure | 0.4 | --> | 0.4 | 0 | 0 |  | --> | 0.38 | 0 | 0.078 | 0.374 | 0 |  | --> | C13 ex LOUGHLINSTOWN | Loughlinstown [T41,T42] | CARRICKMINES |  | 53.2521 | -6.1247
MV/LV Substation BR***038 |  | 10 kV | _ | LV | 400 kVA :Kiosk Substation | 0.4 | --> | 0.4 | 0 | 0 | Constrained, otherwise capacity available =271 kVA | --> | 0.38 | 0 | 0.051 | 0.36 | 0 |  | --> | C13 ex CARRICKMINES | Carrickmines [T41,T42] | CARRICKMINES |  | 53.2576 | -6.1684
MV/LV Substation DE***038X |  | 10 kV | _ | LV | 1000 kVA :Building Structure | 1 | --> | 1 | 0 | 0 | Constrained, otherwise capacity available =1000 kVA | --> | 0.95 | 0 | 0 | 0.5 | 0 |  | --> | C16 ex LOUGHLINSTOWN | Loughlinstown [T41,T42] | CARRICKMINES |  | 53.2454 | -6.1394
MV/LV Substation KE***039 |  | 10 kV | _ | LV | 400 kVA :Kiosk Substation | 0.4 | --> | 0.4 | 0.256 | 1.16 |  | --> | 0.38 | 0 | 0.047 | 0.364 | 0 |  | --> | C24 ex DEANSGRANGE | Deansgrange [T41,T42] | CARRICKMINES |  | 53.2615 | -6.1777
MV/LV Substation DU***039X |  | 10 kV | _ | LV | 630 kVA :Building Structure | 0.63 | --> | 0.63 | 0.496 | 15.18 |  | --> | 0.598 | 0 | 0.005 | 0.5 | 0 |  | --> | C21 ex CENTRAL PARK | Central Park [T101,T102] | CARRICKMINES |  | 53.2838 | -6.1953
MV/LV Substation CA***040 |  | 10 kV | _ | LV | 400 kVA :Building Structure | 0.4 | --> | 0.4 | 0.231 | 13.42 |  | --> | 0.38 | 0 | 0.026 | 0.383 | 0 |  | --> | C21 ex POTTERY ROAD | Pottery Road [T101,T102] | CARRICKMINES |  | 53.2598 | -6.1523
MV/LV Substation PA***040X |  | 10 kV | _ | LV | 1000 kVA :Building Structure | 1 | --> | 1 | 0.5 | 4.37 |  | --> | 0.95 | 0 | 0.011 | 0.5 | 0 |  | --> | C19 ex DUN LAOGHAIRE | Dun Laoghaire [T41,T42] | BLACKROCK |  | 53.2934 | -6.1345
MV/LV Substation DR***041X |  | 10 kV | _ | LV | 400 kVA :Kiosk Substation | 0.4 | --> | 0.4 | 0 | 0 | Constrained, otherwise capacity available =242 kVA | --> | 0.38 | 0 | 0.034 | 0.376 | 0 |  | --> | C19 ex LOUGHLINSTOWN | Loughlinstown [T41,T42] | CARRICKMINES |  | 53.2466 | -6.1424
MV/LV Substation SA***042 |  | 10 kV | _ | LV | 630 kVA :Kiosk Substation | 0.63 | --> | 0.63 | 0.343 | 1.23 |  | --> | 0.598 | 0 | 0.015 | 0.5 | 0 |  | --> | C19 ex SALLYNOGGIN ROAD | Sallynoggin Road [T41,T42] | CHERRYWOOD |  | 53.2799 | -6.137
MV/LV Substation SU***042X |  | 10 kV | _ | LV | 1000 kVA :Building Structure | 1 | --> | 1 | 0 | 0 | Constrained, otherwise capacity available =805 kVA | --> | 0.95 | 0 | 0 | 0.5 | 0 |  | --> | C19 ex LOUGHLINSTOWN | Loughlinstown [T41,T42] | CARRICKMINES |  | 53.2501 | -6.1428
MV/LV Substation DE***043X |  | 10 kV | _ | LV | 1000 kVA :Building Structure | 1 | --> | 1 | 0.5 | 1.16 |  | --> | 0.95 | 0 | 0 | 0.5 | 0 |  | --> | C20 ex DEANSGRANGE | Deansgrange [T41,T42] | CARRICKMINES |  | 53.2789 | -6.1616
MV/LV Substation LO***044 |  | 10 kV | _ | LV | 400 kVA :Building Structure | 0.4 | --> | 0.4 | 0 | 0 | Constrained, otherwise capacity available =364 kVA | --> | 0.38 | 0 | 0 | 0.385 | 0 |  | --> | C12 ex LOUGHLINSTOWN | Loughlinstown [T41,T42] | CARRICKMINES |  | 53.2464 | -6.1316
MV/LV Substation BE***044X |  | 10 kV | _ | LV | 1000 kVA :Building Structure | 1 | --> | 1 | 0.5 | 4.37 |  | --> | 0.95 | 0 | 0 | 0.5 | 0 |  | --> | C18 ex DUN LAOGHAIRE | Dun Laoghaire [T41,T42] | BLACKROCK |  | 53.2959 | -6.1434
MV/LV Substation ST***064X |  | 10 kV | _ | LV | 630 kVA :Building Structure | 0.63 | --> | 0.63 | 0.5 | 4.37 |  | --> | 0.598 | 0 | 0 | 0.5 | 0 |  | --> | C18 ex DUN LAOGHAIRE | Dun Laoghaire [T41,T42] | BLACKROCK |  | 53.2947 | -6.1409
MV/LV Substation DE***065 |  | 10 kV | _ | LV | 400 kVA :Kiosk Substation | 0.4 | --> | 0.4 | 0.329 | 1.16 |  | --> | 0.38 | 0 | 0.036 | 0.363 | 0 |  | --> | C20 ex MOUNT MERRION | Mount Merrion [T41,T42] | CARRICKMINES |  | 53.2962 | -6.2151
MV/LV Substation EL***066 |  | 10 kV | _ | LV | 400 kVA :Building Structure | 0.4 | --> | 0.4 | 0.293 | 1.16 |  | --> | 0.38 | 0 | 0.005 | 0.391 | 0 |  | --> | C14 ex MOUNT MERRION | Mount Merrion [T41,T42] | CARRICKMINES |  | 53.3164 | -6.2067
MV/LV Substation BR***067 |  | 10 kV | _ | LV | 630 kVA :Kiosk Substation | 0.63 | --> | 0.63 | 0.442 | 1.16 |  | --> | 0.598 | 0 | 0.067 | 0.5 | 0 |  | --> | C21 ex DEANSGRANGE | Deansgrange [T41,T42] | CARRICKMINES |  | 53.2651 | -6.1824
MV/LV Substation FI***067X |  | 10 kV | _ | LV | 630 kVA :Building Structure | 0.63 | --> | 0.63 | 0.5 | 15.18 |  | --> | 0.598 | 0 | 0 | 0.5 | 0 |  | --> | C20 ex CENTRAL PARK | Central Park [T101,T102] | CARRICKMINES |  | 53.2717 | -6.2042
MV/LV Substation BL***068X |  | 10 kV | _ | LV | 630 kVA :Building Structure | 0.63 | --> | 0.63 | 0.5 | 15.18 |  | --> | 0.598 | 0 | 0 | 0.5 | 0 |  | --> | C20 ex CENTRAL PARK | Central Park [T101,T102] | CARRICKMINES |  | 53.2717 | -6.2035
MV/LV Substation RO***069 |  | 10 kV | _ | LV | 400 kVA :Kiosk Substation | 0.4 | --> | 0.4 | 0.288 | 0.86 |  | --> | 0.38 | 0 | 0.019 | 0.381 | 0 |  | --> | C21 ex BELFIELD | Belfield [T41,T42] | BLACKROCK |  | 53.3021 | -6.2338
MV/LV Substation BL***069X |  | 10 kV | _ | LV | 630 kVA :Building Structure | 0.63 | --> | 0.63 | 0.394 | 15.18 |  | --> | 0.598 | 0 | 0 | 0.5 | 0 |  | --> | C20 ex CENTRAL PARK | Central Park [T101,T102] | CARRICKMINES |  | 53.2718 | -6.2035
MV/LV Substation ST***070 |  | 10 kV | _ | LV | 400 kVA :Kiosk Substation | 0.4 | --> | 0.4 | 0.274 | 1.16 |  | --> | 0.38 | 0 | 0.059 | 0.353 | 0 |  | --> | C22 ex MOUNT MERRION | Mount Merrion [T41,T42] | CARRICKMINES |  | 53.2943 | -6.2103
MV/LV Substation AL***070X |  | 10 kV | _ | LV | 400 kVA :Building Structure | 0.4 | --> | 0.4 | 0 | 0 | Constrained, otherwise capacity available =302 kVA | --> | 0.38 | 0 | 0 | 0.393 | 0 |  | --> | C13 ex DUNDRUM | Dundrum [T41,T42] | BLACKROCK |  | 53.2896 | -6.2383
MV/LV Substation TE***071 |  | 10 kV | _ | LV | 400 kVA :Building Structure | 0.4 | --> | 0.4 | 0.257 | 1.55 |  | --> | 0.38 | 0 | 0.036 | 0.372 | 0 |  | --> | C11 ex MONKSTOWN | Monkstown [T41,T42] | BLACKROCK |  | 53.297 | -6.1712
MV/LV Substation LA***071X |  | 10 kV | _ | LV | 200 kVA :Kiosk Substation | 0.2 | --> | 0.2 | 0.182 | 4.37 |  | --> | 0.19 | 0 | 0.005 | 0.189 | 0 |  | --> | C14 ex DUN LAOGHAIRE | Dun Laoghaire [T41,T42] | BLACKROCK |  | 53.2862 | -6.1578
MV/LV Substation KE***072X |  | 10 kV | _ | LV | 200 kVA :Kiosk Substation | 0.2 | --> | 0.2 | 0.111 | 1.16 |  | --> | 0.19 | 0 | 0.088 | 0.136 | 0 |  | --> | C24 ex DEANSGRANGE | Deansgrange [T41,T42] | CARRICKMINES |  | 53.2658 | -6.1681
MV/LV Substation RO***073X |  | 10 kV | _ | LV | 400 kVA :Building Structure | 0.4 | --> | 0.4 | 0.306 | 1.16 |  | --> | 0.38 | 0 | 0 | 0.393 | 0 |  | --> | C22 ex MOUNT MERRION | Mount Merrion [T41,T42] | CARRICKMINES |  | 53.2992 | -6.22
MV/LV Substation RO***074 |  | 10 kV | _ | LV | 400 kVA :Kiosk Substation | 0.4 | --> | 0.4 | 0.239 | 1.16 |  | --> | 0.38 | 0 | 0.012 | 0.393 | 0 |  | --> | C18 ex MOUNT MERRION | Mount Merrion [T41,T42] | CARRICKMINES |  | 53.2988 | -6.2006
MV/LV Substation KE***074X |  | 10 kV | _ | LV | 200 kVA :Kiosk Substation | 0.2 | --> | 0.2 | 0.173 | 4.01 |  | --> | 0.19 | 0 | 0.01 | 0.186 | 0 |  | --> | C15 ex BALLINCLEA | Ballinclea [T41] | CHERRYWOOD |  | 53.2615 | -6.1202
MV/LV Substation PR***075 |  | 10 kV | _ | LV | 400 kVA :Kiosk Substation | 0.4 | --> | 0.4 | 0.288 | 1.16 |  | --> | 0.38 | 0 | 0.025 | 0.377 | 0 |  | --> | C17 ex MOUNT MERRION | Mount Merrion [T41,T42] | CARRICKMINES |  | 53.2944 | -6.1976
MV/LV Substation ES***075X |  | 10 kV | _ | LV | 630 kVA :Building Structure | 0.63 | --> | 0.63 | 0 | 0 | Constrained, otherwise capacity available =420 kVA | --> | 0.598 | 0 | 0 | 0.5 | 0 |  | --> | C19 ex DUNDRUM | Dundrum [T41,T42] | BLACKROCK |  | 53.3032 | -6.2426
MV/LV Substation MA***076X |  | 10 kV | _ | LV | 630 kVA :Building Structure | 0.63 | --> | 0.63 | 0.5 | 4.37 |  | --> | 0.598 | 0 | 0 | 0.5 | 0 |  | --> | C19 ex DUN LAOGHAIRE | Dun Laoghaire [T41,T42] | BLACKROCK |  | 53.2962 | -6.135
MV/LV Substation KI***077 |  | 10 kV | _ | LV | 400 kVA :Building Structure | 0.4 | --> | 0.4 | 0.118 | 1.16 |  | --> | 0.38 | 0 | 0.167 | 0.293 | 0 |  | --> | C21 ex DEANSGRANGE | Deansgrange [T41,T42] | CARRICKMINES |  | 53.2755 | -6.1692
MV/LV Substation CH***077X |  | 10 kV | _ | LV | 1000 kVA :Building Structure | 1 | --> | 1 | 0 | 0 | Constrained, otherwise capacity available =905 kVA | --> | 0.95 | 0 | 0 | 0.5 | 0 |  | --> | C19 ex LOUGHLINSTOWN | Loughlinstown [T41,T42] | CARRICKMINES |  | 53.2427 | -6.1411
MV/LV Substation DA***078 |  | 10 kV | _ | LV | 400 kVA :Kiosk Substation | 0.4 | --> | 0.4 | 0.233 | 1.16 |  | --> | 0.38 | 0 | 0.1 | 0.328 | 0 |  | --> | C18 ex BREWERY ROAD | Brewery Road [T41,T42] | CARRICKMINES |  | 53.2888 | -6.2116
MV/LV Substation GI***078X |  | 10 kV | _ | LV | 400 kVA :Building Structure | 0.4 | --> | 0.4 | 0 | 0 | Constrained, otherwise capacity available =288 kVA | --> | 0.38 | 0 | 0 | 0.395 | 0 |  | --> | C19 ex LOUGHLINSTOWN | Loughlinstown [T41,T42] | CARRICKMINES |  | 53.244 | -6.1401
MV/LV Substation NO***079 |  | 10 kV | _ | LV | 630 kVA :Building Structure | 0.63 | --> | 0.63 | 0.431 | 1.16 |  | --> | 0.598 | 0 | 0.067 | 0.5 | 0 |  | --> | C22 ex MOUNT MERRION | Mount Merrion [T41,T42] | CARRICKMINES |  | 53.2973 | -6.21
MV/LV Substation WA***079X |  | 10 kV | _ | LV | 400 kVA :Building Structure | 0.4 | --> | 0.4 | 0 | 0 |  | --> | 0.38 | 0 | 0.005 | 0.459 | 0 |  | --> | C19 ex LOUGHLINSTOWN | Loughlinstown [T41,T42] | CARRICKMINES |  | 53.2433 | -6.1394
MV/LV Substation MA***080 |  | 10 kV | _ | LV | 630 kVA :Building Structure | 0.63 | --> | 0.63 | 0.369 | 1.16 |  | --> | 0.598 | 0 | 0.081 | 0.5 | 0 |  | --> | C22 ex MOUNT MERRION | Mount Merrion [T41,T42] | CARRICKMINES |  | 53.2984 | -6.2174
MV/LV Substation RE***081 |  | 10 kV | _ | LV | 400 kVA :Building Structure | 0.4 | --> | 0.4 | 0.302 | 1.16 |  | --> | 0.38 | 0 | 0.05 | 0.356 | 0 |  | --> | C23 ex MOUNT MERRION | Mount Merrion [T41,T42] | CARRICKMINES |  | 53.2935 | -6.2174
MV/LV Substation BE***081X |  | 10 kV | _ | LV | 630 kVA :Building Structure | 0.63 | --> | 0.63 | 0.5 | 0.86 |  | --> | 0.598 | 0 | 0 | 0.5 | 0 |  | --> | C19 ex BELFIELD | Belfield [T41,T42] | BLACKROCK |  | 53.3039 | -6.2151
MV/LV Substation BE***082X |  | 10 kV | _ | LV | 630 kVA :Building Structure | 0.63 | --> | 0.63 | 0.5 | 0.86 |  | --> | 0.598 | 0 | 0 | 0.5 | 0 |  | --> | C19 ex BELFIELD | Belfield [T41,T42] | BLACKROCK |  | 53.3047 | -6.2152
MV/LV Substation TH***083 |  | 10 kV | _ | LV | 630 kVA :Building Structure | 0.63 | --> | 0.63 | 0.463 | 1.16 |  | --> | 0.598 | 0 | 0.054 | 0.5 | 0 |  | --> | C23 ex MOUNT MERRION | Mount Merrion [T41,T42] | CARRICKMINES |  | 53.2901 | -6.2096
MV/LV Substation MA***083X |  | 10 kV | _ | LV | 400 kVA :Kiosk Substation | 0.4 | --> | 0.4 | 0 | 0 | Constrained, otherwise capacity available =354 kVA | --> | 0.38 | 0 | 0.004 | 0.383 | 0 |  | --> | C11 ex LOUGHLINSTOWN | Loughlinstown [T41,T42] | CARRICKMINES |  | 53.2348 | -6.1229
MV/LV Substation HO***084X |  | 10 kV | _ | LV | 400 kVA :Building Structure | 0.4 | --> | 0.4 | 0.288 | 1.16 |  | --> | 0.38 | 0 | 0 | 0.395 | 0 |  | --> | C21 ex DEANSGRANGE | Deansgrange [T41,T42] | CARRICKMINES |  | 53.264 | -6.1816
MV/LV Substation WO***085 |  | 10 kV | _ | LV | 630 kVA :Building Structure | 0.63 | --> | 0.63 | 0.29 | 0.86 |  | --> | 0.598 | 0 | 0.124 | 0.5 | 0 |  | --> | C14 ex BELFIELD | Belfield [T41,T42] | BLACKROCK |  | 53.3089 | -6.209
MV/LV Substation DU***086 |  | 10 kV | _ | LV | 400 kVA :Building Structure | 0.4 | --> | 0.4 | 0.191 | 13.42 |  | --> | 0.38 | 0 | 0.082 | 0.347 | 0 |  | --> | C18 ex POTTERY ROAD | Pottery Road [T101,T102] | CARRICKMINES |  | 53.2807 | -6.1159
MV/LV Substation KE***086X |  | 10 kV | _ | LV | 400 kVA :Kiosk Substation | 0.4 | --> | 0.4 | 0.192 | 1.55 |  | --> | 0.38 | 0 | 0.058 | 0.364 | 0 |  | --> | C21 ex MONKSTOWN | Monkstown [T41,T42] | BLACKROCK |  | 53.2774 | -6.1853
MV/LV Substation GL***087X |  | 10 kV | _ | LV | 200 kVA :Kiosk Substation | 0.2 | --> | 0.2 | 0 | 0 | Constrained, otherwise capacity available =153 kVA | --> | 0.19 | 0 | 0 | 0.196 | 0 |  | --> | C11 ex LOUGHLINSTOWN | Loughlinstown [T41,T42] | CARRICKMINES |  | 53.2388 | -6.1166
MV/LV Substation DO***088 |  | 10 kV | _ | LV | 400 kVA :Kiosk Substation | 0.4 | --> | 0.4 | 0.356 | 1.16 |  | --> | 0.38 | 0 | 0.02 | 0.371 | 0 |  | --> | C14 ex MOUNT MERRION | Mount Merrion [T41,T42] | CARRICKMINES |  | 53.3104 | -6.2036
MV/LV Substation TU***088X |  | 10 kV | _ | LV | 630 kVA :Building Structure | 0.63 | --> | 0.63 | 0 | 0 | Constrained, otherwise capacity available =468 kVA | --> | 0.598 | 0 | 0.005 | 0.5 | 0 |  | --> | C19 ex LOUGHLINSTOWN | Loughlinstown [T41,T42] | CARRICKMINES |  | 53.2478 | -6.1434
MV/LV Substation ST***089 |  | 10 kV | _ | LV | 200 kVA :Building Structure | 0.2 | --> | 0.2 | 0.11 | 0.86 |  | --> | 0.19 | 0 | 0 | 0.202 | 0 |  | --> | C14 ex BELFIELD | Belfield [T41,T42] | BLACKROCK |  | 53.3056 | -6.2005
MV/LV Substation SO***089X |  | 10 kV | _ | LV | 400 kVA :Kiosk Substation | 0.4 | --> | 0.4 | 0.363 | 4.01 |  | --> | 0.38 | 0 | 0.006 | 0.38 | 0 |  | --> | C15 ex BALLINCLEA | Ballinclea [T41] | CHERRYWOOD |  | 53.2712 | -6.0927
MV/LV Substation ST***090 |  | 10 kV | _ | LV | 400 kVA :Kiosk Substation | 0.4 | --> | 0.4 | 0.244 | 7.75 |  | --> | 0.38 | 0 | 0.037 | 0.373 | 0 |  | --> | C26 ex MILLTOWN (DR) | Milltown (dr) [T101,T102] | INCHICORE 220KV |  | 53.3019 | -6.2506
MV/LV Substation LI***090X |  | 10 kV | _ | LV | 400 kVA :Building Structure | 0.4 | --> | 0.4 | 0.182 | 1.16 |  | --> | 0.38 | 0 | 0.01 | 0.401 | 0 |  | --> | C17 ex MOUNT MERRION | Mount Merrion [T41,T42] | CARRICKMINES |  | 53.2927 | -6.1935
MV/LV Substation RE***091 |  | 10 kV | _ | LV | 630 kVA :Building Structure | 0.63 | --> | 0.63 | 0 | 0 | Constrained, otherwise capacity available =415 kVA | --> | 0.598 | 0 | 0.121 | 0.5 | 0 |  | --> | C15 ex DUNDRUM | Dundrum [T41,T42] | BLACKROCK |  | 53.2866 | -6.2152
MV/LV Substation MA***091X |  | 10 kV | _ | LV | 400 kVA :Building Structure | 0.4 | --> | 0.4 | 0.356 | 4.37 |  | --> | 0.38 | 0 | 0 | 0.386 | 0 |  | --> | C18 ex DUN LAOGHAIRE | Dun Laoghaire [T41,T42] | BLACKROCK |  | 53.2956 | -6.143
MV/LV Substation WH***093 |  | 10 kV | _ | LV | 400 kVA :Building Structure | 0.4 | --> | 0.4 | 0.197 | 1.16 |  | --> | 0.38 | 0 | 0.027 | 0.387 | 0 |  | --> | C14 ex DEANSGRANGE | Deansgrange [T41,T42] | CARRICKMINES |  | 53.2786 | -6.1862
MV/LV Substation WO***094 |  | 10 kV | _ | LV | 630 kVA :Building Structure | 0.63 | --> | 0.63 | 0.428 | 13.42 |  | --> | 0.598 | 0 | 0.012 | 0.5 | 0 |  | --> | C17 ex POTTERY ROAD | Pottery Road [T101,T102] | CARRICKMINES |  | 53.2761 | -6.143
MV/LV Substation BE***095 |  | 10 kV | _ | LV | 630 kVA :Building Structure | 0.63 | --> | 0.63 | 0.458 | 13.42 |  | --> | 0.598 | 0 | 0.005 | 0.5 | 0 |  | --> | C17 ex POTTERY ROAD | Pottery Road [T101,T102] | CARRICKMINES |  | 53.2735 | -6.1411
MV/LV Substation CL***095X |  | 10 kV | _ | LV | 400 kVA :Kiosk Substation | 0.4 | --> | 0.4 | 0 | 0 | Constrained, otherwise capacity available =322 kVA | --> | 0.38 | 0 | 0 | 0.39 | 0 |  | --> | C18 ex DUNDRUM | Dundrum [T41,T42] | BLACKROCK |  | 53.3099 | -6.2381
MV/LV Substation AR***096 |  | 10 kV | _ | LV | 400 kVA :Kiosk Substation | 0.4 | --> | 0.4 | 0.31 | 4.01 |  | --> | 0.38 | 0 | 0.026 | 0.373 | 0 |  | --> | C15 ex BALLINCLEA | Ballinclea [T41] | CHERRYWOOD |  | 53.2728 | -6.1083
MV/LV Substation MA***097 |  | 10 kV | _ | LV | 400 kVA :Kiosk Substation | 0.4 | --> | 0.4 | 0 | 0 | Constrained, otherwise capacity available =279 kVA | --> | 0.38 | 0 | 0.029 | 0.375 | 0 |  | --> | C13 ex LOUGHLINSTOWN | Loughlinstown [T41,T42] | CARRICKMINES |  | 53.2558 | -6.1162
MV/LV Substation LE***097X |  | 10 kV | _ | LV | 630 kVA :Building Structure | 0.63 | --> | 0.63 | 0.5 | 1.55 |  | --> | 0.598 | 0 | 0 | 0.5 | 0 |  | --> | C22 ex MONKSTOWN | Monkstown [T41,T42] | BLACKROCK |  | 53.2992 | -6.1776
MV/LV Substation FR***098 |  | 10 kV | _ | LV | 400 kVA :Building Structure | 0.4 | --> | 0.4 | 0 | 0 | Constrained, otherwise capacity available =232 kVA | --> | 0.38 | 0 | 0.064 | 0.355 | 0 |  | --> | C19 ex DUNDRUM | Dundrum [T41,T42] | BLACKROCK |  | 53.2983 | -6.2499
MV/LV Substation LU***098X |  | 10 kV | _ | LV | 400 kVA :Building Structure | 0.4 | --> | 0.4 | 0 | 0 | Constrained, otherwise capacity available =400 kVA | --> | 0.38 | 0 | 0 | 0.38 | 0 |  | --> | C22 ex DUNDRUM | Dundrum [T41,T42] | BLACKROCK |  | 53.2921 | -6.2447
MV/LV Substation RO***099 |  | 10 kV | _ | LV | 400 kVA :Kiosk Substation | 0.4 | --> | 0.4 | 0.279 | 0.86 |  | --> | 0.38 | 0 | 0.066 | 0.347 | 0 |  | --> | C19 ex BELFIELD | Belfield [T41,T42] | BLACKROCK |  | 53.3022 | -6.228
MV/LV Substation BU***100 |  | 10 kV | _ | LV | 400 kVA :Building Structure | 0.4 | --> | 0.4 | 0.22 | 13.42 |  | --> | 0.38 | 0 | 0.01 | 0.396 | 0 |  | --> | C18 ex POTTERY ROAD | Pottery Road [T101,T102] | CARRICKMINES |  | 53.2837 | -6.1064
MV/LV Substation NE***101 |  | 10 kV | _ | LV | 400 kVA :Kiosk Substation | 0.4 | --> | 0.4 | 0.21 | 1.16 |  | --> | 0.38 | 0 | 0.041 | 0.375 | 0 |  | --> | C14 ex DEANSGRANGE | Deansgrange [T41,T42] | CARRICKMINES |  | 53.2818 | -6.1794
MV/LV Substation KI***101X |  | 10 kV | _ | LV | 400 kVA :Kiosk Substation | 0.4 | --> | 0.4 | 0 | 0 | Constrained, otherwise capacity available =381 kVA | --> | 0.38 | 0 | 0 | 0.383 | 0 |  | --> | C22 ex LOUGHLINSTOWN | Loughlinstown [T41,T42] | CARRICKMINES |  | 53.2546 | -6.1445
MV/LV Substation HI***102 |  | 10 kV | _ | LV | 400 kVA :Kiosk Substation | 0.4 | --> | 0.4 | 0 | 0 | Constrained, otherwise capacity available =326 kVA | --> | 0.38 | 0 | 0.026 | 0.371 | 0 |  | --> | C19 ex DUNDRUM | Dundrum [T41,T42] | BLACKROCK |  | 53.301 | -6.2492
MV/LV Substation MO***102X |  | 10 kV | _ | LV | 400 kVA :Kiosk Substation | 0.4 | --> | 0.4 | 0.284 | 1.23 |  | --> | 0.38 | 0 | 0.023 | 0.378 | 0 |  | --> | C20 ex SALLYNOGGIN ROAD | Sallynoggin Road [T41,T42] | CHERRYWOOD |  | 53.2856 | -6.1489
MV/LV Substation MT***103X |  | 10 kV | _ | LV | 400 kVA :Kiosk Substation | 0.4 | --> | 0.4 | 0.393 | 1.16 |  | --> | 0.38 | 0 | 0 | 0.381 | 0 |  | --> | C22 ex MOUNT MERRION | Mount Merrion [T41,T42] | CARRICKMINES |  | 53.2957 | -6.2095
MV/LV Substation WO***104X |  | 10 kV | _ | LV | 400 kVA :Building Structure | 0.4 | --> | 0.4 | 0.327 | 1.16 |  | --> | 0.38 | 0 | 0 | 0.39 | 0 |  | --> | C18 ex MOUNT MERRION | Mount Merrion [T41,T42] | CARRICKMINES |  | 53.3003 | -6.1884
MV/LV Substation ME***105 |  | 10 kV | _ | LV | 1000 kVA :Building Structure | 1 | --> | 1 | 0.5 | 1.16 |  | --> | 0.95 | 0 | 0 | 0.5 | 0 |  | --> | C14 ex MOUNT MERRION | Mount Merrion [T41,T42] | CARRICKMINES |  | 53.3137 | -6.2017
MV/LV Substation GL***105X |  | 10 kV | _ | LV | 200 kVA :Kiosk Substation | 0.2 | --> | 0.2 | 0.141 | 1.23 |  | --> | 0.19 | 0 | 0.038 | 0.17 | 0 |  | --> | C20 ex SALLYNOGGIN ROAD | Sallynoggin Road [T41,T42] | CHERRYWOOD |  | 53.2873 | -6.1482
MV/LV Substation ME***106 |  | 10 kV | _ | LV | 630 kVA :Building Structure | 0.63 | --> | 0.63 | 0 | 0 | Constrained, otherwise capacity available =476 kVA | --> | 0.598 | 0 | 0.101 | 0.5 | 0 |  | --> | C15 ex DUNDRUM | Dundrum [T41,T42] | BLACKROCK |  | 53.2813 | -6.1994
MV/LV Substation FR***106X |  | 10 kV | _ | LV | 400 kVA :Kiosk Substation | 0.4 | --> | 0.4 | 0.351 | 0.86 |  | --> | 0.38 | 0 | 0.004 | 0.384 | 0 |  | --> | C21 ex BELFIELD | Belfield [T41,T42] | BLACKROCK |  | 53.3027 | -6.2336
MV/LV Substation OL***107 |  | 10 kV | _ | LV | 630 kVA :Kiosk Substation | 0.63 | --> | 0.63 | 0.416 | 1.23 |  | --> | 0.598 | 0 | 0.059 | 0.5 | 0 |  | --> | C20 ex SALLYNOGGIN ROAD | Sallynoggin Road [T41,T42] | CHERRYWOOD |  | 53.2837 | -6.1469
MV/LV Substation CA***107X |  | 10 kV | _ | LV | 200 kVA :Kiosk Substation | 0.2 | --> | 0.2 | 0 | 0 | Constrained, otherwise capacity available =182 kVA | --> | 0.19 | 0 | 0 | 0.192 | 0 |  | --> | C13 ex CARRICKMINES | Carrickmines [T41,T42] | CARRICKMINES |  | 53.2605 | -6.1667
MV/LV Substation GR***108X |  | 10 kV | _ | LV | 630 kVA :Building Structure | 0.63 | --> | 0.63 | 0.302 | 4.01 |  | --> | 0.598 | 0 | 0.088 | 0.5 | 0 |  | --> | C19 ex BALLINCLEA | Ballinclea [T41] | CHERRYWOOD |  | 53.2674 | -6.1352
MV/LV Substation GR***109X |  | 10 kV | _ | LV | 1000 kVA :Building Structure | 1 | --> | 1 | 0.5 | 13.42 |  | --> | 0.95 | 0 | 0 | 0.5 | 0 |  | --> | C20 ex POTTERY ROAD | Pottery Road [T101,T102] | CARRICKMINES |  | 53.269 | -6.143
MV/LV Substation RO***110 |  | 10 kV | _ | LV | 400 kVA :Kiosk Substation | 0.4 | --> | 0.4 | 0 | 0 | Constrained, otherwise capacity available =218 kVA | --> | 0.38 | 0 | 0.061 | 0.359 | 0 |  | --> | C12 ex DUNDRUM | Dundrum [T41,T42] | BLACKROCK |  | 53.2982 | -6.2368
MV/LV Substation SY***110X |  | 10 kV | _ | LV | 1000 kVA :Building Structure | 1 | --> | 1 | 0.5 | 19.52 |  | --> | 0.95 | 0 | 0 | 0.5 | 0 |  | --> | C13 ex TANEY | Taney [T101,T102] | CARRICKMINES |  | 53.2865 | -6.237
MV/LV Substation GL***111 |  | 10 kV | _ | LV | 630 kVA :Kiosk Substation | 0.63 | --> | 0.63 | 0.391 | 1.23 |  | --> | 0.598 | 0 | 0.111 | 0.5 | 0 |  | --> | C23 ex SALLYNOGGIN ROAD | Sallynoggin Road [T41,T42] | CHERRYWOOD |  | 53.2757 | -6.1232
MV/LV Substation TH***111X |  | 10 kV | _ | LV | 630 kVA :Building Structure | 0.63 | --> | 0.63 | 0.5 | 19.52 |  | --> | 0.598 | 0 | 0 | 0.5 | 0 |  | --> | C13 ex TANEY | Taney [T101,T102] | CARRICKMINES |  | 53.2863 | -6.2345
MV/LV Substation MT***112 |  | 10 kV | _ | LV | 400 kVA :Kiosk Substation | 0.4 | --> | 0.4 | 0.186 | 4.37 |  | --> | 0.38 | 0 | 0.061 | 0.363 | 0 |  | --> | C14 ex DUN LAOGHAIRE | Dun Laoghaire [T41,T42] | BLACKROCK |  | 53.2882 | -6.1553
MV/LV Substation TH***112X |  | 10 kV | _ | LV | 400 kVA :Building Structure | 0.4 | --> | 0.4 | 0.363 | 19.52 |  | --> | 0.38 | 0 | 0 | 0.385 | 0 |  | --> | C13 ex TANEY | Taney [T101,T102] | CARRICKMINES |  | 53.2871 | -6.2361
MV/LV Substation BA***113 |  | 10 kV | _ | LV | 400 kVA :Building Structure | 0.4 | --> | 0.4 | 0.25 | 4.01 |  | --> | 0.38 | 0 | 0.032 | 0.376 | 0 |  | --> | C21 ex BALLINCLEA | Ballinclea [T41] | CHERRYWOOD |  | 53.2707 | -6.1213
MV/LV Substation TH***113X |  | 10 kV | _ | LV | 630 kVA :Building Structure | 0.63 | --> | 0.63 | 0.5 | 19.52 |  | --> | 0.598 | 0 | 0 | 0.5 | 0 |  | --> | C13 ex TANEY | Taney [T101,T102] | CARRICKMINES |  | 53.2858 | -6.2357
MV/LV Substation OR***114 |  | 10 kV | _ | LV | 400 kVA :Kiosk Substation | 0.4 | --> | 0.4 | 0.209 | 4.01 |  | --> | 0.38 | 0 | 0.056 | 0.364 | 0 |  | --> | C19 ex BALLINCLEA | Ballinclea [T41] | CHERRYWOOD |  | 53.2663 | -6.1338
MV/LV Substation OA***114X |  | 10 kV | _ | LV | 1000 kVA :Building Structure | 1 | --> | 1 | 0.5 | 19.52 |  | --> | 0.95 | 0 | 0 | 0.5 | 0 |  | --> | C13 ex TANEY | Taney [T101,T102] | CARRICKMINES |  | 53.2859 | -6.2358
MV/LV Substation CO***115 |  | 10 kV | _ | LV | 630 kVA :Kiosk Substation | 0.63 | --> | 0.63 | 0.354 | 4.37 |  | --> | 0.598 | 0 | 0.022 | 0.5 | 0 |  | --> | C21 ex DUN LAOGHAIRE | Dun Laoghaire [T41,T42] | BLACKROCK |  | 53.2907 | -6.1338
MV/LV Substation OS***115X |  | 10 kV | _ | LV | 400 kVA :Kiosk Substation | 0.4 | --> | 0.4 | 0.334 | 4.37 |  | --> | 0.38 | 0 | 0.01 | 0.382 | 0 |  | --> | C14 ex DUN LAOGHAIRE | Dun Laoghaire [T41,T42] | BLACKROCK |  | 53.2865 | -6.157
MV/LV Substation TI***116 |  | 10 kV | _ | LV | 630 kVA :Kiosk Substation | 0.63 | --> | 0.63 | 0.387 | 1.23 |  | --> | 0.598 | 0 | 0.045 | 0.5 | 0 |  | --> | C20 ex SALLYNOGGIN ROAD | Sallynoggin Road [T41,T42] | CHERRYWOOD |  | 53.2886 | -6.1391
MV/LV Substation ME***116X |  | 10 kV | _ | LV | 630 kVA :Kiosk Substation | 0.63 | --> | 0.63 | 0.354 | 1.16 |  | --> | 0.598 | 0 | 0.013 | 0.5 | 0 |  | --> | C14 ex MOUNT MERRION | Mount Merrion [T41,T42] | CARRICKMINES |  | 53.3175 | -6.2092
MV/LV Substation GL***117 |  | 10 kV | _ | LV | 400 kVA :Building Structure | 0.4 | --> | 0.4 | 0.128 | 1.23 |  | --> | 0.38 | 0 | 0.03 | 0.393 | 0 |  | --> | C22 ex SALLYNOGGIN ROAD | Sallynoggin Road [T41,T42] | CHERRYWOOD |  | 53.2869 | -6.124
MV/LV Substation BR***117X |  | 10 kV | _ | LV | 400 kVA :Kiosk Substation | 0.4 | --> | 0.4 | 0 | 0 | Constrained, otherwise capacity available =223 kVA | --> | 0.38 | 0 | 0.005 | 0.4 | 0 |  | --> | C22 ex LOUGHLINSTOWN | Loughlinstown [T41,T42] | CARRICKMINES |  | 53.2571 | -6.1503
MV/LV Substation MO***118 |  | 10 kV | _ | LV | 630 kVA :Building Structure | 0.63 | --> | 0.63 | 0.484 | 4.37 |  | --> | 0.598 | 0 | 0.005 | 0.5 | 0 |  | --> | C14 ex DUN LAOGHAIRE | Dun Laoghaire [T41,T42] | BLACKROCK |  | 53.2931 | -6.1519
MV/LV Substation NU***119 |  | 10 kV | _ | LV | 400 kVA :Building Structure | 0.4 | --> | 0.4 | 0.203 | 1.16 |  | --> | 0.38 | 0 | 0.04 | 0.376 | 0 |  | --> | C19 ex MOUNT MERRION | Mount Merrion [T41,T42] | CARRICKMINES |  | 53.3143 | -6.2221
MV/LV Substation BO***120 |  | 10 kV | _ | LV | 630 kVA :Kiosk Substation | 0.63 | --> | 0.63 | 0.44 | 1.16 |  | --> | 0.598 | 0 | 0.007 | 0.5 | 0 |  | --> | C21 ex MOUNT MERRION | Mount Merrion [T41,T42] | CARRICKMINES |  | 53.2997 | -6.2037
MV/LV Substation MT***121 |  | 10 kV | _ | LV | 630 kVA :Kiosk Substation | 0.63 | --> | 0.63 | 0.486 | 1.16 |  | --> | 0.598 | 0 | 0.009 | 0.5 | 0 |  | --> | C18 ex MOUNT MERRION | Mount Merrion [T41,T42] | CARRICKMINES |  | 53.2988 | -6.1953
MV/LV Substation P.***122 |  | 10 kV | _ | LV | 630 kVA :Building Structure | 0.63 | --> | 0.63 | 0 | 0 | Constrained, otherwise capacity available =630 kVA | --> | 0.598 | 0 | 0 | 0.5 | 0 |  | --> | C19 ex DUNDRUM | Dundrum [T41,T42] | BLACKROCK |  | 53.297 | -6.2446
MV/LV Substation WO***122X |  | 10 kV | _ | LV | 400 kVA :Building Structure | 0.4 | --> | 0.4 | 0.362 | 4.37 |  | --> | 0.38 | 0 | 0 | 0.385 | 0 |  | --> | C18 ex DUN LAOGHAIRE | Dun Laoghaire [T41,T42] | BLACKROCK |  | 53.294 | -6.1412
MV/LV Substation GO***124 |  | 10 kV | _ | LV | 400 kVA :Kiosk Substation | 0.4 | --> | 0.4 | 0.258 | 1.16 |  | --> | 0.38 | 0 | 0.048 | 0.363 | 0 |  | --> | C24 ex DEANSGRANGE | Deansgrange [T41,T42] | CARRICKMINES |  | 53.2654 | -6.1739
MV/LV Substation CA***124X |  | 10 kV | _ | LV | 400 kVA :Kiosk Substation | 0.4 | --> | 0.4 | 0.351 | 1.16 |  | --> | 0.38 | 0 | 0.014 | 0.376 | 0 |  | --> | C18 ex BREWERY ROAD | Brewery Road [T41,T42] | CARRICKMINES |  | 53.2851 | -6.2087
MV/LV Substation MT***125 |  | 10 kV | _ | LV | 400 kVA :Kiosk Substation | 0.4 | --> | 0.4 | 0.236 | 1.16 |  | --> | 0.38 | 0 | 0.015 | 0.391 | 0 |  | --> | C20 ex MOUNT MERRION | Mount Merrion [T41,T42] | CARRICKMINES |  | 53.2952 | -6.2199
MV/LV Substation WE***125X |  | 10 kV | _ | LV | 630 kVA :Building Structure | 0.63 | --> | 0.63 | 0 | 0 | Constrained, otherwise capacity available =442 kVA | --> | 0.598 | 0 | 0 | 0.5 | 0 |  | --> | C19 ex LOUGHLINSTOWN | Loughlinstown [T41,T42] | CARRICKMINES |  | 53.2488 | -6.1447
MV/LV Substation PR***126 |  | 10 kV | _ | LV | 400 kVA :Kiosk Substation | 0.4 | --> | 0.4 | 0 | 0 | Constrained, otherwise capacity available =213 kVA | --> | 0.38 | 0 | 0.069 | 0.354 | 0 |  | --> | C12 ex DUNDRUM | Dundrum [T41,T42] | BLACKROCK |  | 53.2975 | -6.2331
MV/LV Substation RM***126X |  | 10 kV | _ | LV | 200 kVA :Kiosk Substation | 0.2 | --> | 0.2 | 0.2 | 13.42 |  | --> | 0.19 | 0 | 0 | 0.19 | 0 |  | --> | C14 ex POTTERY ROAD | Pottery Road [T101,T102] | CARRICKMINES |  | 53.2763 | -6.1614
MV/LV Substation JO***127 |  | 10 kV | _ | LV | 400 kVA :Kiosk Substation | 0.4 | --> | 0.4 | 0.288 | 13.42 |  | --> | 0.38 | 0 | 0.032 | 0.371 | 0 |  | --> | C17 ex POTTERY ROAD | Pottery Road [T101,T102] | CARRICKMINES |  | 53.2728 | -6.1459
MV/LV Substation CH***128 |  | 10 kV | _ | LV | 100 kVA :Pole Substation | 0.1 | --> | 0.1 | 0 | 0 |  | --> | 0.095 | 0 | 0.029 | 0.087 | 0 |  | --> | C14 ex LOUGHLINSTOWN | Loughlinstown [T41,T42] | CARRICKMINES |  | 53.2557 | -6.1244
MV/LV Substation AB***130 |  | 10 kV | _ | LV | 630 kVA :Kiosk Substation | 0.63 | --> | 0.63 | 0.426 | 1.16 |  | --> | 0.598 | 0 | 0.046 | 0.5 | 0 |  | --> | C17 ex DEANSGRANGE | Deansgrange [T41,T42] | CARRICKMINES |  | 53.2858 | -6.1606
MV/LV Substation FA***131 |  | 10 kV | _ | LV | 400 kVA :Building Structure | 0.4 | --> | 0.4 | 0 | 0 | Constrained, otherwise capacity available =165 kVA | --> | 0.38 | 0 | 0.08 | 0.352 | 0 |  | --> | C19 ex DUNDRUM | Dundrum [T41,T42] | BLACKROCK |  | 53.3044 | -6.2482
MV/LV Substation TH***131X |  | 10 kV | _ | LV | 400 kVA :Building Structure | 0.4 | --> | 0.4 | 0.273 | 1.16 |  | --> | 0.38 | 0 | 0 | 0.397 | 0 |  | --> | C21 ex MOUNT MERRION | Mount Merrion [T41,T42] | CARRICKMINES |  | 53.2997 | -6.2044
MV/LV Substation BL***132 |  | 10 kV | _ | LV | 630 kVA :Building Structure | 0.63 | --> | 0.63 | 0.458 | 1.16 |  | --> | 0.598 | 0 | 0 | 0.5 | 0 |  | --> | C24 ex MOUNT MERRION | Mount Merrion [T41,T42] | CARRICKMINES |  | 53.2987 | -6.1791
MV/LV Substation LO***132X |  | 10 kV | _ | LV | 400 kVA :Building Structure | 0.4 | --> | 0.4 | 0.356 | 1.23 |  | --> | 0.38 | 0 | 0 | 0.386 | 0 |  | --> | C23 ex SALLYNOGGIN ROAD | Sallynoggin Road [T41,T42] | CHERRYWOOD |  | 53.279 | -6.0997
MV/LV Substation AN***133X |  | 10 kV | _ | LV | 1000 kVA :Building Structure | 1 | --> | 1 | 0 | 0 | Constrained, otherwise capacity available =988 kVA | --> | 0.95 | 0 | 0 | 0.5 | 0 |  | --> | C19 ex DUNDRUM | Dundrum [T41,T42] | BLACKROCK |  | 53.2989 | -6.2456
MV/LV Substation SU***134X |  | 10 kV | _ | LV | 630 kVA :Building Structure | 0.63 | --> | 0.63 | 0.5 | 1.16 |  | --> | 0.598 | 0 | 0 | 0.5 | 0 |  | --> | C19 ex DEANSGRANGE | Deansgrange [T41,T42] | CARRICKMINES |  | 53.2779 | -6.1625
MV/LV Substation SY***135 |  | 10 kV | _ | LV | 400 kVA :Kiosk Substation | 0.4 | --> | 0.4 | 0 | 0 | Constrained, otherwise capacity available =250 kVA | --> | 0.38 | 0 | 0.026 | 0.381 | 0 |  | --> | C13 ex DUNDRUM | Dundrum [T41,T42] | BLACKROCK |  | 53.2893 | -6.2394
MV/LV Substation CA***135X |  | 10 kV | _ | LV | 630 kVA :Kiosk Substation | 0.63 | --> | 0.63 | 0.5 | 0.86 |  | --> | 0.598 | 0 | 0 | 0.5 | 0 |  | --> | C14 ex BELFIELD | Belfield [T41,T42] | BLACKROCK |  | 53.3076 | -6.192
MV/LV Substation BI***136 |  | 10 kV | _ | LV | 400 kVA :Kiosk Substation | 0.4 | --> | 0.4 | 0 | 0 | Constrained, otherwise capacity available =178 kVA | --> | 0.38 | 0 | 0.03 | 0.387 | 0 |  | --> | C19 ex DUNDRUM | Dundrum [T41,T42] | BLACKROCK |  | 53.3049 | -6.2459
MV/LV Substation DE***136X |  | 10 kV | _ | LV | 1000 kVA :Building Structure | 1 | --> | 1 | 0 | 0 | Constrained, otherwise capacity available =436 kVA | --> | 0.95 | 0 | 0 | 0.5 | 0 |  | --> | C16 ex LOUGHLINSTOWN | Loughlinstown [T41,T42] | CARRICKMINES |  | 53.2455 | -6.1394
MV/LV Substation TR***137X |  | 10 kV | _ | LV | 630 kVA :Building Structure | 0.63 | --> | 0.63 | 0 | 0 | Constrained, otherwise capacity available =454 kVA | --> | 0.598 | 0 | 0 | 0.5 | 0 |  | --> | C12 ex DUNDRUM | Dundrum [T41,T42] | BLACKROCK |  | 53.2983 | -6.2319
MV/LV Substation FU***138X |  | 10 kV | _ | LV | 400 kVA :Kiosk Substation | 0.4 | --> | 0.4 | 0.337 | 13.42 |  | --> | 0.38 | 0 | 0.006 | 0.384 | 0 |  | --> | C21 ex POTTERY ROAD | Pottery Road [T101,T102] | CARRICKMINES |  | 53.2603 | -6.1507
MV/LV Substation AV***139 |  | 10 kV | _ | LV | 400 kVA :Kiosk Substation | 0.4 | --> | 0.4 | 0.175 | 1.16 |  | --> | 0.38 | 0 | 0.062 | 0.364 | 0 |  | --> | C24 ex MOUNT MERRION | Mount Merrion [T41,T42] | CARRICKMINES |  | 53.2958 | -6.188
MV/LV Substation GR***139X |  | 10 kV | _ | LV | 400 kVA :Building Structure | 0.4 | --> | 0.4 | 0.399 | 13.42 |  | --> | 0.38 | 0 | 0 | 0.38 | 0 |  | --> | C20 ex POTTERY ROAD | Pottery Road [T101,T102] | CARRICKMINES |  | 53.269 | -6.143
MV/LV Substation SW***140 |  | 10 kV | _ | LV | 630 kVA :Kiosk Substation | 0.63 | --> | 0.63 | 0.457 | 1.55 |  | --> | 0.598 | 0 | 0 | 0.5 | 0 |  | --> | C17 ex MONKSTOWN | Monkstown [T41,T42] | BLACKROCK |  | 53.3005 | -6.177
MV/LV Substation KE***140X |  | 10 kV | _ | LV | 630 kVA :Building Structure | 0.63 | --> | 0.63 | 0.5 | 4.37 |  | --> | 0.598 | 0 | 0.012 | 0.5 | 0 |  | --> | C19 ex DUN LAOGHAIRE | Dun Laoghaire [T41,T42] | BLACKROCK |  | 53.295 | -6.139
MV/LV Substation LE***141 |  | 10 kV | _ | LV | 630 kVA :Kiosk Substation | 0.63 | --> | 0.63 | 0.443 | 1.23 |  | --> | 0.598 | 0 | 0.022 | 0.5 | 0 |  | --> | C23 ex SALLYNOGGIN ROAD | Sallynoggin Road [T41,T42] | CHERRYWOOD |  | 53.2778 | -6.1013
MV/LV Substation NE***142 |  | 10 kV | _ | LV | 630 kVA :Kiosk Substation | 0.63 | --> | 0.63 | 0.406 | 1.55 |  | --> | 0.598 | 0 | 0.111 | 0.5 | 0 |  | --> | C21 ex MONKSTOWN | Monkstown [T41,T42] | BLACKROCK |  | 53.2902 | -6.1739
MV/LV Substation TH***142X |  | 10 kV | _ | LV | 630 kVA :Building Structure | 0.63 | --> | 0.63 | 0 | 0 | Constrained, otherwise capacity available =571 kVA | --> | 0.598 | 0 | 0.011 | 0.5 | 0 |  | --> | C13 ex LOUGHLINSTOWN | Loughlinstown [T41,T42] | CARRICKMINES |  | 53.2575 | -6.1141
MV/LV Substation GR***143X |  | 10 kV | _ | LV | 400 kVA :Kiosk Substation | 0.4 | --> | 0.4 | 0.275 | 1.16 |  | --> | 0.38 | 0 | 0.023 | 0.38 | 0 |  | --> | C21 ex DEANSGRANGE | Deansgrange [T41,T42] | CARRICKMINES |  | 53.2663 | -6.1801
MV/LV Substation GL***144 |  | 10 kV | _ | LV | 630 kVA :Kiosk Substation | 0.63 | --> | 0.63 | 0.483 | 1.16 |  | --> | 0.598 | 0 | 0.028 | 0.5 | 0 |  | --> | C19 ex MOUNT MERRION | Mount Merrion [T41,T42] | CARRICKMINES |  | 53.3093 | -6.2141
MV/LV Substation CA***145 |  | 10 kV | _ | LV | 400 kVA :Building Structure | 0.4 | --> | 0.4 | 0.264 | 13.42 |  | --> | 0.38 | 0 | 0.046 | 0.364 | 0 |  | --> | C18 ex POTTERY ROAD | Pottery Road [T101,T102] | CARRICKMINES |  | 53.2846 | -6.1112
MV/LV Substation FR***145X |  | 10 kV | _ | LV | 630 kVA :Building Structure | 0.63 | --> | 0.63 | 0.5 | 1.55 |  | --> | 0.598 | 0 | 0 | 0.5 | 0 |  | --> | C22 ex MONKSTOWN | Monkstown [T41,T42] | BLACKROCK |  | 53.2994 | -6.1768
MV/LV Substation ST***146 |  | 10 kV | _ | LV | 400 kVA :Kiosk Substation | 0.4 | --> | 0.4 | 0.226 | 0.86 |  | --> | 0.38 | 0 | 0.026 | 0.384 | 0 |  | --> | C14 ex BELFIELD | Belfield [T41,T42] | BLACKROCK |  | 53.3092 | -6.1958
MV/LV Substation CH***146X |  | 10 kV | _ | LV | 1000 kVA :Building Structure | 1 | --> | 1 | 0 | 0 | Constrained, otherwise capacity available =302 kVA | --> | 0.95 | 0 | 0 | 0.5 | 0 |  | --> | C19 ex LOUGHLINSTOWN | Loughlinstown [T41,T42] | CARRICKMINES |  | 53.2447 | -6.1389
MV/LV Substation WO***147 |  | 10 kV | _ | LV | 630 kVA :Kiosk Substation | 0.63 | --> | 0.63 | 0.42 | 15.18 |  | --> | 0.598 | 0 | 0.025 | 0.5 | 0 |  | --> | C21 ex CENTRAL PARK | Central Park [T101,T102] | CARRICKMINES |  | 53.2922 | -6.202
MV/LV Substation GL***147X |  | 10 kV | _ | LV | 400 kVA :Kiosk Substation | 0.4 | --> | 0.4 | 0.27 | 1.16 |  | --> | 0.38 | 0 | 0.037 | 0.37 | 0 |  | --> | C17 ex DEANSGRANGE | Deansgrange [T41,T42] | CARRICKMINES |  | 53.2811 | -6.1564
MV/LV Substation CA***148 |  | 10 kV | _ | LV | 400 kVA :Kiosk Substation | 0.4 | --> | 0.4 | 0.204 | 1.55 |  | --> | 0.38 | 0 | 0.088 | 0.341 | 0 |  | --> | C11 ex MONKSTOWN | Monkstown [T41,T42] | BLACKROCK |  | 53.2936 | -6.1794
MV/LV Substation BE***148X |  | 10 kV | _ | LV | 400 kVA :Kiosk Substation | 0.4 | --> | 0.4 | 0.267 | 15.18 |  | --> | 0.38 | 0 | 0.002 | 0.396 | 0 |  | --> | C14 ex CENTRAL PARK | Central Park [T101,T102] | CARRICKMINES |  | 53.2828 | -6.189
MV/LV Substation SO***788 |  | 10 kV | _ | LV | 400 kVA :Kiosk Substation | 0.4 | --> | 0.4 | 0.333 | 1.55 |  | --> | 0.38 | 0 | 0 | 0.389 | 0 |  | --> | C16 ex MONKSTOWN | Monkstown [T41,T42] | BLACKROCK |  | 53.2926 | -6.1594
MV/LV Substation SE***789 |  | 10 kV | _ | LV | 200 kVA :Kiosk Substation | 0.2 | --> | 0.2 | 0.165 | 13.42 |  | --> | 0.19 | 0 | 0.017 | 0.182 | 0 |  | --> | C19 ex POTTERY ROAD | Pottery Road [T101,T102] | CARRICKMINES |  | 53.2773 | -6.1511
MV/LV Substation OB***791 |  | 10 kV | _ | LV | 200 kVA :Kiosk Substation | 0.2 | --> | 0.2 | 0.142 | 1.55 |  | --> | 0.19 | 0 | 0.012 | 0.189 | 0 |  | --> | C11 ex MONKSTOWN | Monkstown [T41,T42] | BLACKROCK |  | 53.2892 | -6.1889
MV/LV Substation OB***792 |  | 10 kV | _ | LV | 200 kVA :Kiosk Substation | 0.2 | --> | 0.2 | 0.128 | 1.55 |  | --> | 0.19 | 0 | 0.014 | 0.189 | 0 |  | --> | C11 ex MONKSTOWN | Monkstown [T41,T42] | BLACKROCK |  | 53.2871 | -6.1874
MV/LV Substation AL***793 |  | 10 kV | _ | LV | 200 kVA :Kiosk Substation | 0.2 | --> | 0.2 | 0.122 | 1.23 |  | --> | 0.19 | 0 | 0.051 | 0.163 | 0 |  | --> | C16 ex SALLYNOGGIN ROAD | Sallynoggin Road [T41,T42] | CHERRYWOOD |  | 53.279 | -6.1298
MV/LV Substation PA***795 |  | 10 kV | _ | LV | 200 kVA :Kiosk Substation | 0.2 | --> | 0.2 | 0.041 | 0.04 | Constrained, otherwise capacity available =151 kVA | --> | 0.19 | 0 | 0.02 | 0.182 | 0 |  | --> | C16 ex LITTLE BRAY | Little Bray [T41,T42] | FASSAROE |  | 53.2402 | -6.1301
MV/LV Substation BE***798 |  | 10 kV | _ | LV | 200 kVA :Kiosk Substation | 0.2 | --> | 0.2 | 0.124 | 15.18 |  | --> | 0.19 | 0 | 0.041 | 0.17 | 0 |  | --> | C14 ex CENTRAL PARK | Central Park [T101,T102] | CARRICKMINES |  | 53.2809 | -6.1878
MV/LV Substation BL***799 |  | 10 kV | _ | LV | 400 kVA :Kiosk Substation | 0.4 | --> | 0.4 | 0.4 | 15.18 |  | --> | 0.38 | 0 | 0 | 0.38 | 0 |  | --> | C21 ex CENTRAL PARK | Central Park [T101,T102] | CARRICKMINES |  | 53.2885 | -6.1968
MV/LV Substation VI***800 |  | 10 kV | _ | LV | 200 kVA :Kiosk Substation | 0.2 | --> | 0.2 | 0.127 | 4.01 |  | --> | 0.19 | 0 | 0.01 | 0.192 | 0 |  | --> | C15 ex BALLINCLEA | Ballinclea [T41] | CHERRYWOOD |  | 53.2753 | -6.1062
MV/LV Substation LA***802 |  | 10 kV | _ | LV | 200 kVA :Kiosk Substation | 0.2 | --> | 0.2 | 0 | 0 | Constrained, otherwise capacity available =120 kVA | --> | 0.19 | 0 | 0.023 | 0.184 | 0 |  | --> | C18 ex LOUGHLINSTOWN | Loughlinstown [T41,T42] | CARRICKMINES |  | 53.2572 | -6.1536
MV/LV Substation WO***804 |  | 10 kV | _ | LV | 200 kVA :Kiosk Substation | 0.2 | --> | 0.2 | 0.171 | 1.16 |  | --> | 0.19 | 0 | 0.004 | 0.191 | 0 |  | --> | C18 ex BREWERY ROAD | Brewery Road [T41,T42] | CARRICKMINES |  | 53.2865 | -6.2063
MV/LV Substation OB***809 |  | 10 kV | _ | LV | 400 kVA :Kiosk Substation | 0.4 | --> | 0.4 | 0.303 | 1.55 |  | --> | 0.38 | 0 | 0.035 | 0.367 | 0 |  | --> | C11 ex MONKSTOWN | Monkstown [T41,T42] | BLACKROCK |  | 53.2896 | -6.1863
MV/LV Substation WE***810 |  | 10 kV | _ | LV | 1000 kVA :Building Structure | 1 | --> | 1 | 0.5 | 4.37 |  | --> | 0.95 | 0 | 0 | 0.5 | 0 |  | --> | C18 ex DUN LAOGHAIRE | Dun Laoghaire [T41,T42] | BLACKROCK |  | 53.2962 | -6.1488
MV/LV Substation WH***812 |  | 10 kV | _ | LV | 400 kVA :Kiosk Substation | 0.4 | --> | 0.4 | 0 | 0 | Constrained, otherwise capacity available =227 kVA | --> | 0.38 | 0 | 0.048 | 0.367 | 0 |  | --> | C18 ex DUNDRUM | Dundrum [T41,T42] | BLACKROCK |  | 53.3031 | -6.2348
MV/LV Substation CA***813 |  | 10 kV | _ | LV | 1000 kVA :Kiosk Substation | 1 | --> | 1 | 0.5 | 0.86 | Constrained, otherwise capacity available =1000 kVA | --> | 0.95 | 0 | 0 | 0.5 | 0 |  | --> | C21 ex BELFIELD | Belfield [T41,T42] | BLACKROCK |  | 53.3053 | -6.2234
MV/LV Substation MA***814 |  | 10 kV | _ | LV | 630 kVA :Building Structure | 0.63 | --> | 0.63 | 0.5 | 1.55 |  | --> | 0.598 | 0 | 0 | 0.5 | 0 |  | --> | C17 ex MONKSTOWN | Monkstown [T41,T42] | BLACKROCK |  | 53.2993 | -6.1737
MV/LV Substation CR***817 |  | 10 kV | _ | LV | 400 kVA :Kiosk Substation | 0.4 | --> | 0.4 | 0 | 0 | Constrained, otherwise capacity available =332 kVA | --> | 0.38 | 0 | 0.022 | 0.373 | 0 |  | --> | C11 ex LOUGHLINSTOWN | Loughlinstown [T41,T42] | CARRICKMINES |  | 53.2458 | -6.1214
MV/LV Substation FI***818 |  | 10 kV | _ | LV | 200 kVA :Kiosk Substation | 0.2 | --> | 0.2 | 0.058 | 1.23 |  | --> | 0.19 | 0 | 0.017 | 0.196 | 0 |  | --> | C20 ex SALLYNOGGIN ROAD | Sallynoggin Road [T41,T42] | CHERRYWOOD |  | 53.2815 | -6.1509
MV/LV Substation BR***819 |  | 10 kV | _ | LV | 400 kVA :Kiosk Substation | 0.4 | --> | 0.4 | 0 | 0 | Constrained, otherwise capacity available =261 kVA | --> | 0.38 | 0 | 0.096 | 0.328 | 0 |  | --> | C13 ex CARRICKMINES | Carrickmines [T41,T42] | CARRICKMINES |  | 53.2564 | -6.1744
MV/LV Substation ST***821 |  | 10 kV | _ | LV | 400 kVA :Kiosk Substation | 0.4 | --> | 0.4 | 0.282 | 1.16 |  | --> | 0.38 | 0 | 0.023 | 0.379 | 0 |  | --> | C21 ex MOUNT MERRION | Mount Merrion [T41,T42] | CARRICKMINES |  | 53.3023 | -6.2007
MV/LV Substation TH***822 |  | 10 kV | _ | LV | 630 kVA :Kiosk Substation | 0.63 | --> | 0.63 | 0 | 0 | Constrained, otherwise capacity available =388 kVA | --> | 0.598 | 0 | 0.015 | 0.5 | 0 |  | --> | C19 ex DUNDRUM | Dundrum [T41,T42] | BLACKROCK |  | 53.2935 | -6.2463
MV/LV Substation BI***824 |  | 10 kV | _ | LV | 400 kVA :Kiosk Substation | 0.4 | --> | 0.4 | 0 | 0 | Constrained, otherwise capacity available =332 kVA | --> | 0.38 | 0 | 0.03 | 0.367 | 0 |  | --> | C13 ex DUNDRUM | Dundrum [T41,T42] | BLACKROCK |  | 53.2896 | -6.2351
MV/LV Substation TH***825 |  | 10 kV | _ | LV | 400 kVA :Kiosk Substation | 0.4 | --> | 0.4 | 0 | 0 | Constrained, otherwise capacity available =308 kVA | --> | 0.38 | 0 | 0.028 | 0.372 | 0 |  | --> | C19 ex DUNDRUM | Dundrum [T41,T42] | BLACKROCK |  | 53.3077 | -6.2418
MV/LV Substation SA***826 |  | 10 kV | _ | LV | 630 kVA :Kiosk Substation | 0.63 | --> | 0.63 | 0.465 | 4.37 |  | --> | 0.598 | 0 | 0 | 0.5 | 0 |  | --> | C18 ex DUN LAOGHAIRE | Dun Laoghaire [T41,T42] | BLACKROCK |  | 53.2947 | -6.1492
MV/LV Substation DU***827 |  | 10 kV | _ | LV | 400 kVA :Kiosk Substation | 0.4 | --> | 0.4 | 0.317 | 1.23 |  | --> | 0.38 | 0 | 0.016 | 0.379 | 0 |  | --> | C16 ex SALLYNOGGIN ROAD | Sallynoggin Road [T41,T42] | CHERRYWOOD |  | 53.2834 | -6.1173
MV/LV Substation HE***828 |  | 10 kV | _ | LV | 630 kVA :Building Structure | 0.63 | --> | 0.63 | 0.5 | 1.16 |  | --> | 0.598 | 0 | 0 | 0.5 | 0 |  | --> | C14 ex MOUNT MERRION | Mount Merrion [T41,T42] | CARRICKMINES |  | 53.3157 | -6.21
MV/LV Substation OW***829 |  | 10 kV | _ | LV | 630 kVA :Building Structure | 0.63 | --> | 0.63 | 0 | 0.86 |  | --> | 0.598 | 0 | 0 | 0.5 | 0 |  | --> | C21 ex BELFIELD | Belfield [T41,T42] | BLACKROCK |  | 53.3033 | -6.2175
MV/LV Substation ST***830 |  | 10 kV | _ | LV | 630 kVA :Building Structure | 0.63 | --> | 0.63 | 0.361 | 0.86 |  | --> | 0.598 | 0 | 0 | 0.5 | 0 |  | --> | C21 ex BELFIELD | Belfield [T41,T42] | BLACKROCK |  | 53.3026 | -6.2169
MV/LV Substation RA***831 |  | 10 kV | _ | LV | 400 kVA :Kiosk Substation | 0.4 | --> | 0.4 | 0.041 | 0.04 | Constrained, otherwise capacity available =352 kVA | --> | 0.38 | 0 | 0.01 | 0.379 | 0 |  | --> | C16 ex LITTLE BRAY | Little Bray [T41,T42] | FASSAROE |  | 53.2415 | -6.1312
MV/LV Substation NA***832 |  | 10 kV | _ | LV | 630 kVA :Kiosk Substation | 0.63 | --> | 0.63 | 0 | 0 | Constrained, otherwise capacity available =606 kVA | --> | 0.598 | 0 | 0.008 | 0.5 | 0 |  | --> | C14 ex LOUGHLINSTOWN | Loughlinstown [T41,T42] | CARRICKMINES |  | 53.2558 | -6.129
MV/LV Substation RO***833 |  | 10 kV | _ | LV | 400 kVA :Kiosk Substation | 0.4 | --> | 0.4 | 0.171 | 1.55 |  | --> | 0.38 | 0 | 0.01 | 0.403 | 0 |  | --> | C20 ex MONKSTOWN | Monkstown [T41,T42] | BLACKROCK |  | 53.3035 | -6.1862
MV/LV Substation CO***834 |  | 10 kV | _ | LV | 630 kVA :Building Structure | 0.63 | --> | 0.63 | 0.241 | 4.37 |  | --> | 0.598 | 0 | 0.037 | 0.5 | 0 |  | --> | C21 ex DUN LAOGHAIRE | Dun Laoghaire [T41,T42] | BLACKROCK |  | 53.2901 | -6.1327
MV/LV Substation CL***835 |  | 10 kV | _ | LV | 400 kVA :Kiosk Substation | 0.4 | --> | 0.4 | 0.041 | 1.55 |  | --> | 0.38 | 0 | 0.021 | 0.411 | 0 |  | --> | C16 ex MONKSTOWN | Monkstown [T41,T42] | BLACKROCK |  | 53.2944 | -6.1537
MV/LV Substation FO***837 |  | 10 kV | _ | LV | 400 kVA :Kiosk Substation | 0.4 | --> | 0.4 | 0.282 | 1.16 |  | --> | 0.38 | 0 | 0.045 | 0.362 | 0 |  | --> | C16 ex MOUNT MERRION | Mount Merrion [T41,T42] | CARRICKMINES |  | 53.307 | -6.2057
MV/LV Substation CA***838 |  | 10 kV | _ | LV | 400 kVA :Kiosk Substation | 0.4 | --> | 0.4 | 0.316 | 1.55 |  | --> | 0.38 | 0 | 0.013 | 0.382 | 0 |  | --> | C11 ex MONKSTOWN | Monkstown [T41,T42] | BLACKROCK |  | 53.2936 | -6.1818
MV/LV Substation CA***839 |  | 10 kV | _ | LV | 400 kVA :Kiosk Substation | 0.4 | --> | 0.4 | 0.199 | 1.55 |  | --> | 0.38 | 0 | 0.04 | 0.377 | 0 |  | --> | C11 ex MONKSTOWN | Monkstown [T41,T42] | BLACKROCK |  | 53.2919 | -6.182
MV/LV Substation BE***840 |  | 10 kV | _ | LV | 400 kVA :Kiosk Substation | 0.4 | --> | 0.4 | 0.342 | 1.16 |  | --> | 0.38 | 0 | 0 | 0.388 | 0 |  | --> | C16 ex MOUNT MERRION | Mount Merrion [T41,T42] | CARRICKMINES |  | 53.3031 | -6.2072
MV/LV Substation DR***851 |  | 10 kV | _ | LV | 400 kVA :Kiosk Substation | 0.4 | --> | 0.4 | 0.336 | 4.01 |  | --> | 0.38 | 0 | 0.029 | 0.367 | 0 |  | --> | C19 ex BALLINCLEA | Ballinclea [T41] | CHERRYWOOD |  | 53.268 | -6.1386
MV/LV Substation KI***852 |  | 10 kV | _ | LV | 400 kVA :Kiosk Substation | 0.4 | --> | 0.4 | 0 | 0 | Constrained, otherwise capacity available =273 kVA | --> | 0.38 | 0 | 0.05 | 0.36 | 0 |  | --> | C13 ex DUNDRUM | Dundrum [T41,T42] | BLACKROCK |  | 53.2846 | -6.2272
MV/LV Substation HO***853 |  | 10 kV | _ | LV | 400 kVA :Kiosk Substation | 0.4 | --> | 0.4 | 0 | 0 | Constrained, otherwise capacity available =283 kVA | --> | 0.38 | 0 | 0.036 | 0.369 | 0 |  | --> | C13 ex DUNDRUM | Dundrum [T41,T42] | BLACKROCK |  | 53.2863 | -6.2279
MV/LV Substation WO***854 |  | 10 kV | _ | LV | 400 kVA :Kiosk Substation | 0.4 | --> | 0.4 | 0.358 | 13.42 |  | --> | 0.38 | 0 | 0.005 | 0.382 | 0 |  | --> | C18 ex POTTERY ROAD | Pottery Road [T101,T102] | CARRICKMINES |  | 53.2779 | -6.1153
MV/LV Substation ME***857 |  | 10 kV | _ | LV | 400 kVA :Kiosk Substation | 0.4 | --> | 0.4 | 0.342 | 1.16 |  | --> | 0.38 | 0 | 0 | 0.388 | 0 |  | --> | C21 ex MOUNT MERRION | Mount Merrion [T41,T42] | CARRICKMINES |  | 53.3038 | -6.2024
MV/LV Substation AV***858 |  | 10 kV | _ | LV | 400 kVA :Kiosk Substation | 0.4 | --> | 0.4 | 0.224 | 1.16 |  | --> | 0.38 | 0 | 0.064 | 0.356 | 0 |  | --> | C24 ex MOUNT MERRION | Mount Merrion [T41,T42] | CARRICKMINES |  | 53.2943 | -6.1877
MV/LV Substation ME***859 |  | 10 kV | _ | LV | 400 kVA :Kiosk Substation | 0.4 | --> | 0.4 | 0.32 | 1.16 |  | --> | 0.38 | 0 | 0 | 0.391 | 0 |  | --> | C21 ex MOUNT MERRION | Mount Merrion [T41,T42] | CARRICKMINES |  | 53.3044 | -6.2038
MV/LV Substation RO***860 |  | 10 kV | _ | LV | 400 kVA :Kiosk Substation | 0.4 | --> | 0.4 | 0 | 0 | Constrained, otherwise capacity available =332 kVA | --> | 0.38 | 0 | 0 | 0.389 | 0 |  | --> | C12 ex DUNDRUM | Dundrum [T41,T42] | BLACKROCK |  | 53.2966 | -6.2377
MV/LV Substation ST***863 |  | 10 kV | _ | LV | 400 kVA :Kiosk Substation | 0.4 | --> | 0.4 | 0.283 | 1.16 |  | --> | 0.38 | 0 | 0.058 | 0.353 | 0 |  | --> | C18 ex BREWERY ROAD | Brewery Road [T41,T42] | CARRICKMINES |  | 53.2815 | -6.2066
MV/LV Substation LI***864 |  | 10 kV | _ | LV | 400 kVA :Kiosk Substation | 0.4 | --> | 0.4 | 0.277 | 1.55 |  | --> | 0.38 | 0 | 0.034 | 0.371 | 0 |  | --> | C20 ex MONKSTOWN | Monkstown [T41,T42] | BLACKROCK |  | 53.302 | -6.1833
MV/LV Substation TH***865 |  | 10 kV | _ | LV | 400 kVA :Kiosk Substation | 0.4 | --> | 0.4 | 0.28 | 1.16 |  | --> | 0.38 | 0 | 0 | 0.396 | 0 |  | --> | C21 ex DEANSGRANGE | Deansgrange [T41,T42] | CARRICKMINES |  | 53.2669 | -6.1849
MV/LV Substation LI***867 |  | 10 kV | _ | LV | 630 kVA :Kiosk Substation | 0.63 | --> | 0.63 | 0.5 | 4.37 |  | --> | 0.598 | 0 | 0.01 | 0.5 | 0 |  | --> | C11 ex DUN LAOGHAIRE | Dun Laoghaire [T41,T42] | BLACKROCK |  | 53.2934 | -6.1411
MV/LV Substation ST***868 |  | 10 kV | _ | LV | 400 kVA :Kiosk Substation | 0.4 | --> | 0.4 | 0.296 | 1.55 |  | --> | 0.38 | 0 | 0.036 | 0.367 | 0 |  | --> | C11 ex MONKSTOWN | Monkstown [T41,T42] | BLACKROCK |  | 53.2881 | -6.1842
MV/LV Substation PR***869 |  | 10 kV | _ | LV | 200 kVA :Kiosk Substation | 0.2 | --> | 0.2 | 0.095 | 1.55 |  | --> | 0.19 | 0 | 0.052 | 0.165 | 0 |  | --> | C11 ex MONKSTOWN | Monkstown [T41,T42] | BLACKROCK |  | 53.2865 | -6.1841
MV/LV Substation HO***870 |  | 10 kV | _ | LV | 200 kVA :Kiosk Substation | 0.2 | --> | 0.2 | 0.099 | 13.42 |  | --> | 0.19 | 0 | 0.067 | 0.154 | 0 |  | --> | C21 ex POTTERY ROAD | Pottery Road [T101,T102] | CARRICKMINES |  | 53.2572 | -6.1577
MV/LV Substation RI***872 |  | 10 kV | _ | LV | 1000 kVA :Building Structure | 1 | --> | 1 | 0 | 0 | Constrained, otherwise capacity available =949 kVA | --> | 0.95 | 0 | 0.017 | 0.5 | 0 |  | --> | C18 ex DUNDRUM | Dundrum [T41,T42] | BLACKROCK |  | 53.3131 | -6.238
MV/LV Substation MO***873 |  | 10 kV | _ | LV | 200 kVA :Kiosk Substation | 0.2 | --> | 0.2 | 0 | 0 | Constrained, otherwise capacity available =157 kVA | --> | 0.19 | 0 | 0 | 0.196 | 0 |  | --> | C18 ex DUNDRUM | Dundrum [T41,T42] | BLACKROCK |  | 53.3046 | -6.2344
MV/LV Substation KI***874 |  | 10 kV | _ | LV | 200 kVA :Building Structure | 0.2 | --> | 0.2 | 0.2 | 13.42 |  | --> | 0.19 | 0 | 0 | 0.19 | 0 |  | --> | C20 ex POTTERY ROAD | Pottery Road [T101,T102] | CARRICKMINES |  | 53.262 | -6.1431
MV/LV Substation BR***875 |  | 10 kV | _ | LV | 200 kVA :Kiosk Substation | 0.2 | --> | 0.2 | 0.107 | 1.16 |  | --> | 0.19 | 0 | 0.045 | 0.169 | 0 |  | --> | C21 ex DEANSGRANGE | Deansgrange [T41,T42] | CARRICKMINES |  | 53.2577 | -6.1788
MV/LV Substation CE***876 |  | 10 kV | _ | LV | 630 kVA :Kiosk Substation | 0.63 | --> | 0.63 | 0.5 | 4.37 |  | --> | 0.598 | 0 | 0 | 0.5 | 0 |  | --> | C12 ex DUN LAOGHAIRE | Dun Laoghaire [T41,T42] | BLACKROCK |  | 53.2918 | -6.1334
MV/LV Substation BL***997 |  | 10 kV | _ | LV | 1000 kVA :Building Structure | 1 | --> | 1 | 0.5 | 4.37 |  | --> | 0.95 | 0 | 0 | 0.5 | 0 |  | --> | C17 ex DUN LAOGHAIRE | Dun Laoghaire [T41,T42] | BLACKROCK |  | 53.2925 | -6.1385
MV/LV Substation CH***998 |  | 10 kV | _ | LV | 200 kVA :Building Structure | 0.2 | --> | 0.2 | 0.143 | 4.01 |  | --> | 0.19 | 0 | 0.008 | 0.192 | 0 |  | --> | C19 ex BALLINCLEA | Ballinclea [T41] | CHERRYWOOD |  | 53.2639 | -6.1274
MV/LV Substation MO***999 |  | 10 kV | _ | LV | 200 kVA :Kiosk Substation | 0.2 | --> | 0.2 | 0.168 | 1.16 |  | --> | 0.19 | 0 | 0.005 | 0.191 | 0 |  | --> | C16 ex MOUNT MERRION | Mount Merrion [T41,T42] | CARRICKMINES |  | 53.3057 | -6.2076
MV/LV Substation MA***001 |  | 10 kV | _ | LV | 630 kVA :Kiosk Substation | 0.63 | --> | 0.63 | 0.241 | 2.36 |  | --> | 0.598 | 0 | 0.024 | 0.5 | 0 |  | --> | C13 ex BRAY | Bray [T41,T42] | FASSAROE |  | 53.2001 | -6.1107
MV/LV Substation GI***001X |  | 10 kV | _ | LV | 400 kVA :Kiosk Substation | 0.4 | --> | 0.4 | 0.352 | 4.51 |  | --> | 0.38 | 0 | 0 | 0.387 | 0 |  | --> | C19 ex BOGHALL ROAD | Boghall Road [T41,T42] | FASSAROE |  | 53.1824 | -6.1286
MV/LV Substation PU***002 |  | 10 kV | _ | LV | 400 kVA :Kiosk Substation | 0.4 | --> | 0.4 | 0.265 | 2.36 |  | --> | 0.38 | 0 | 0.053 | 0.359 | 0 |  | --> | C19 ex BRAY | Bray [T41,T42] | FASSAROE |  | 53.1945 | -6.1011
MV/LV Substation AL***003 |  | 10 kV | _ | LV | 630 kVA :Kiosk Substation | 0.63 | --> | 0.63 | 0.416 | 4.51 |  | --> | 0.598 | 0 | 0.016 | 0.5 | 0 |  | --> | C21 ex BOGHALL ROAD | Boghall Road [T41,T42] | FASSAROE |  | 53.2026 | -6.1016
MV/LV Substation CO***004 |  | 10 kV | _ | LV | 630 kVA :Kiosk Substation | 0.63 | --> | 0.63 | 0.5 | 2.36 |  | --> | 0.598 | 0 | 0.02 | 0.5 | 0 |  | --> | C12 ex BRAY | Bray [T41,T42] | FASSAROE |  | 53.2052 | -6.1091
MV/LV Substation BR***006X |  | 10 kV | _ | LV | 630 kVA :Kiosk Substation | 0.63 | --> | 0.63 | 0.366 | 4.51 |  | --> | 0.598 | 0 | 0.017 | 0.5 | 0 |  | --> | C21 ex BOGHALL ROAD | Boghall Road [T41,T42] | FASSAROE |  | 53.2053 | -6.1013
MV/LV Substation SA***011X |  | 10 kV | _ | LV | 400 kVA :Kiosk Substation | 0.4 | --> | 0.4 | 0.31 | 4.51 |  | --> | 0.38 | 0 | 0.008 | 0.386 | 0 |  | --> | C19 ex BOGHALL ROAD | Boghall Road [T41,T42] | FASSAROE |  | 53.183 | -6.1289
MV/LV Substation AV***013X |  | 10 kV | _ | LV | 400 kVA :Building Structure | 0.4 | --> | 0.4 | 0.4 | 2.36 |  | --> | 0.38 | 0 | 0 | 0.38 | 0 |  | --> | C16 ex BRAY | Bray [T41,T42] | FASSAROE |  | 53.1736 | -6.1423
MV/LV Substation WA***014X |  | 10 kV | _ | LV | 400 kVA :Kiosk Substation | 0.4 | --> | 0.4 | 0.27 | 4.51 |  | --> | 0.38 | 0 | 0 | 0.397 | 0 |  | --> | C21 ex BOGHALL ROAD | Boghall Road [T41,T42] | FASSAROE |  | 53.202 | -6.0978
MV/LV Substation BA***015X |  | 10 kV | _ | LV | 630 kVA :Building Structure | 0.63 | --> | 0.63 | 0.5 | 4.51 |  | --> | 0.598 | 0 | 0.01 | 0.5 | 0 |  | --> | C16 ex BOGHALL ROAD | Boghall Road [T41,T42] | FASSAROE |  | 53.1858 | -6.1221
MV/LV Substation DU***018X |  | 10 kV | _ | LV | 400 kVA :Kiosk Substation | 0.4 | --> | 0.4 | 0.349 | 2.36 |  | --> | 0.38 | 0 | 0 | 0.387 | 0 |  | --> | C12 ex BRAY | Bray [T41,T42] | FASSAROE |  | 53.204 | -6.107
MV/LV Substation RO***021X |  | 10 kV | _ | LV | 400 kVA :Kiosk Substation | 0.4 | --> | 0.4 | 0.243 | 0.48 |  | --> | 0.38 | 0 | 0.017 | 0 | 0 | Constrained, otherwise capacity available =388 kW | --> | C20 ex KILMARTIN | Kilmartin [T41] | ARKLOW |  | 53.064 | -6.2254
MV/LV Substation ES***028X |  | 10 kV | _ | LV | 400 kVA :Kiosk Substation | 0.4 | --> | 0.4 | 0.312 | 4.51 |  | --> | 0.38 | 0 | 0.006 | 0.388 | 0 |  | --> | C21 ex BOGHALL ROAD | Boghall Road [T41,T42] | FASSAROE |  | 53.199 | -6.0969
MV/LV Substation AV***031X |  | 10 kV | _ | LV | 50 kVA :Pole Substation | 0.05 | --> | 0.05 | 0.048 | 2.36 |  | --> | 0.048 | 0 | 0 | 0.048 | 0 |  | --> | C16 ex BRAY | Bray [T41,T42] | FASSAROE |  | 53.173 | -6.1453
MV/LV Substation EG***040 |  | 10 kV | _ | LV | 630 kVA :Kiosk Substation | 0.63 | --> | 0.63 | 0.431 | 2.36 |  | --> | 0.598 | 0 | 0.049 | 0.5 | 0 |  | --> | C12 ex BRAY | Bray [T41,T42] | FASSAROE |  | 53.2041 | -6.107
MV/LV Substation MA***040X |  | 10 kV | _ | LV | 50 kVA :Pole Substation | 0.05 | --> | 0.05 | 0 | 0 | Constrained, otherwise capacity available =50 kVA | --> | 0.048 | 0 | 0 | 0.048 | 0 |  | --> | C14 ex GREYSTONES | Greystones [T41,T42] | FASSAROE |  | 53.112 | -6.162
MV/LV Substation EA***041 |  | 10 kV | _ | LV | 50 kVA :Pole Substation | 0.05 | --> | 0.05 | 0.044 | 4.51 |  | --> | 0.048 | 0 | 0 | 0.048 | 0 |  | --> | C20 ex BOGHALL ROAD | Boghall Road [T41,T42] | FASSAROE |  | 53.1918 | -6.0913
MV/LV Substation CO***042 |  | 10 kV | _ | LV | 630 kVA :Kiosk Substation | 0.63 | --> | 0.63 | 0.383 | 2.36 |  | --> | 0.598 | 0 | 0.033 | 0.5 | 0 |  | --> | C19 ex BRAY | Bray [T41,T42] | FASSAROE |  | 53.1972 | -6.095
MV/LV Substation WO***042X |  | 10 kV | _ | LV | 400 kVA :Building Structure | 0.4 | --> | 0.4 | 0.269 | 4.51 |  | --> | 0.38 | 0 | 0.05 | 0.36 | 0 |  | --> | C19 ex BOGHALL ROAD | Boghall Road [T41,T42] | FASSAROE |  | 53.1798 | -6.1287
MV/LV Substation VE***043 |  | 10 kV | _ | LV | 630 kVA :Kiosk Substation | 0.63 | --> | 0.63 | 0.399 | 4.51 |  | --> | 0.598 | 0 | 0.037 | 0.5 | 0 |  | --> | C20 ex BOGHALL ROAD | Boghall Road [T41,T42] | FASSAROE |  | 53.1915 | -6.1045
MV/LV Substation KI***044 |  | 10 kV | _ | LV | 400 kVA :Kiosk Substation | 0.4 | --> | 0.4 | 0.289 | 2.36 |  | --> | 0.38 | 0 | 0.072 | 0.342 | 0 |  | --> | C12 ex BRAY | Bray [T41,T42] | FASSAROE |  | 53.2015 | -6.1168
MV/LV Substation AT***046X |  | 10 kV | _ | LV | 630 kVA :Building Structure | 0.63 | --> | 0.63 | 0.467 | 4.51 |  | --> | 0.598 | 0 | 0 | 0.5 | 0 |  | --> | C13 ex BOGHALL ROAD | Boghall Road [T41,T42] | FASSAROE |  | 53.1825 | -6.1184
MV/LV Substation BO***048 |  | 10 kV | _ | LV | 200 kVA :Kiosk Substation | 0.2 | --> | 0.2 | 0.084 | 4.51 |  | --> | 0.19 | 0 | 0.08 | 0.146 | 0 |  | --> | C16 ex BOGHALL ROAD | Boghall Road [T41,T42] | FASSAROE |  | 53.1883 | -6.1176
MV/LV Substation MU***049X |  | 10 kV | _ | LV | 50 kVA :Pole Substation | 0.05 | --> | 0.05 | 0 | 0 | Constrained, otherwise capacity available =50 kVA | --> | 0.048 | 0 | 0 | 0.048 | 0 |  | --> | C14 ex GREYSTONES | Greystones [T41,T42] | FASSAROE |  | 53.1064 | -6.217
MV/LV Substation CO***054 |  | 10 kV | _ | LV | 630 kVA :Kiosk Substation | 0.63 | --> | 0.63 | 0.349 | 4.51 |  | --> | 0.598 | 0 | 0.053 | 0.5 | 0 |  | --> | C21 ex BOGHALL ROAD | Boghall Road [T41,T42] | FASSAROE |  | 53.1987 | -6.0995
MV/LV Substation KI***054X |  | 10 kV | _ | LV | 50 kVA :Pole Substation | 0.05 | --> | 0.05 | 0.041 | 0.04 | Constrained, otherwise capacity available =50 kVA | --> | 0.048 | 0 | 0 | 0.048 | 0 |  | --> | C21 ex LITTLE BRAY | Little Bray [T41,T42] | FASSAROE |  | 53.2138 | -6.174
MV/LV Substation CU***055 |  | 10 kV | _ | LV | 400 kVA :Kiosk Substation | 0.4 | --> | 0.4 | 0.206 | 2.36 |  | --> | 0.38 | 0 | 0.103 | 0.329 | 0 |  | --> | C19 ex BRAY | Bray [T41,T42] | FASSAROE |  | 53.1933 | -6.0972
MV/LV Substation PA***056X |  | 10 kV | _ | LV | 630 kVA :Building Structure | 0.63 | --> | 0.63 | 0.5 | 4.51 |  | --> | 0.598 | 0 | 0 | 0.5 | 0 |  | --> | C20 ex BOGHALL ROAD | Boghall Road [T41,T42] | FASSAROE |  | 53.1858 | -6.0986
MV/LV Substation OL***058X |  | 10 kV | _ | LV | 50 kVA :Pole Substation | 0.05 | --> | 0.05 | 0.039 | 0.48 |  | --> | 0.048 | 0 | 0 | 0 | 0 | Constrained, otherwise capacity available =49 kW | --> | C20 ex KILMARTIN | Kilmartin [T41] | ARKLOW |  | 53.0579 | -6.2307
MV/LV Substation RO***059X |  | 10 kV | _ | LV | 200 kVA :Kiosk Substation | 0.2 | --> | 0.2 | 0.128 | 4.51 |  | --> | 0.19 | 0 | 0.024 | 0.182 | 0 |  | --> | C22 ex BOGHALL ROAD | Boghall Road [T41,T42] | FASSAROE |  | 53.1711 | -6.1414
MV/LV Substation OL***060 |  | 10 kV | _ | LV | 400 kVA :Building Structure | 0.4 | --> | 0.4 | 0.127 | 4.51 |  | --> | 0.38 | 0 | 0.023 | 0.397 | 0 |  | --> | C16 ex BOGHALL ROAD | Boghall Road [T41,T42] | FASSAROE |  | 53.1884 | -6.1208
MV/LV Substation BR***061X |  | 10 kV | _ | LV | 400 kVA :Kiosk Substation | 0.4 | --> | 0.4 | 0.27 | 2.36 |  | --> | 0.38 | 0 | 0.008 | 0.391 | 0 |  | --> | C13 ex BRAY | Bray [T41,T42] | FASSAROE |  | 53.2016 | -6.1113
MV/LV Substation BO***063X |  | 10 kV | _ | LV | 200 kVA :Kiosk Substation | 0.2 | --> | 0.2 | 0.192 | 4.51 |  | --> | 0.19 | 0 | 0 | 0.191 | 0 |  | --> | C13 ex BOGHALL ROAD | Boghall Road [T41,T42] | FASSAROE |  | 53.187 | -6.1075
MV/LV Substation RO***064X |  | 10 kV | _ | LV | 50 kVA :Pole Substation | 0.05 | --> | 0.05 | 0.05 | 0.48 |  | --> | 0.048 | 0 | 0 | 0 | 0 | Constrained, otherwise capacity available =48 kW | --> | C20 ex KILMARTIN | Kilmartin [T41] | ARKLOW |  | 53.0662 | -6.2285
MV/LV Substation WA***065X |  | 10 kV | _ | LV | 400 kVA :Kiosk Substation | 0.4 | --> | 0.4 | 0.355 | 4.51 |  | --> | 0.38 | 0 | 0 | 0.386 | 0 |  | --> | C19 ex BOGHALL ROAD | Boghall Road [T41,T42] | FASSAROE |  | 53.1834 | -6.1295
MV/LV Substation SH***066X |  | 10 kV | _ | LV | 630 kVA :Kiosk Substation | 0.63 | --> | 0.63 | 0.041 | 0.04 | Constrained, otherwise capacity available =478 kVA | --> | 0.598 | 0 | 0.013 | 0.5 | 0 |  | --> | C13 ex LITTLE BRAY | Little Bray [T41,T42] | FASSAROE |  | 53.2026 | -6.1093
MV/LV Substation ST***068X |  | 10 kV | _ | LV | 200 kVA :Kiosk Substation | 0.2 | --> | 0.2 | 0.2 | 2.36 |  | --> | 0.19 | 0 | 0 | 0.19 | 0 |  | --> | C20 ex BRAY | Bray [T41,T42] | FASSAROE |  | 53.1864 | -6.1247
MV/LV Substation QU***070 |  | 10 kV | _ | LV | 630 kVA :Kiosk Substation | 0.63 | --> | 0.63 | 0.433 | 4.51 |  | --> | 0.598 | 0 | 0 | 0.5 | 0 |  | --> | C21 ex BOGHALL ROAD | Boghall Road [T41,T42] | FASSAROE |  | 53.2053 | -6.1018
MV/LV Substation AS***070X |  | 10 kV | _ | LV | 400 kVA :Kiosk Substation | 0.4 | --> | 0.4 | 0.392 | 0.48 |  | --> | 0.38 | 0 | 0 | 0 | 0 | Constrained, otherwise capacity available =381 kW | --> | C20 ex KILMARTIN | Kilmartin [T41] | ARKLOW |  | 53.0686 | -6.2276
MV/LV Substation CR***074 |  | 10 kV | _ | LV | 100 kVA :Pole Substation | 0.1 | --> | 0.1 | 0.042 | 2.36 |  | --> | 0.095 | 0 | 0.034 | 0.077 | 0 |  | --> | C12 ex BRAY | Bray [T41,T42] | FASSAROE |  | 53.2017 | -6.1203
MV/LV Substation PR***074X |  | 10 kV | _ | LV | 400 kVA :Kiosk Substation | 0.4 | --> | 0.4 | 0.358 | 2.36 |  | --> | 0.38 | 0 | 0.006 | 0.381 | 0 |  | --> | C19 ex BRAY | Bray [T41,T42] | FASSAROE |  | 53.1926 | -6.1028
MV/LV Substation MA***075 |  | 10 kV | _ | LV | 630 kVA :Kiosk Substation | 0.63 | --> | 0.63 | 0.041 | 0.04 | Constrained, otherwise capacity available =456 kVA | --> | 0.598 | 0 | 0.003 | 0.5 | 0 |  | --> | C13 ex LITTLE BRAY | Little Bray [T41,T42] | FASSAROE |  | 53.2026 | -6.1093
MV/LV Substation BR***077X |  | 10 kV | _ | LV | 400 kVA :Building Structure | 0.4 | --> | 0.4 | 0.4 | 2.36 |  | --> | 0.38 | 0 | 0 | 0.38 | 0 |  | --> | C20 ex BRAY | Bray [T41,T42] | FASSAROE |  | 53.1834 | -6.1235
MV/LV Substation BA***081X |  | 10 kV | _ | LV | 50 kVA :Pole Substation | 0.05 | --> | 0.05 | 0 | 0 | Constrained, otherwise capacity available =50 kVA | --> | 0.048 | 0 | 0 | 0.048 | 0 |  | --> | C14 ex GREYSTONES | Greystones [T41,T42] | FASSAROE |  | 53.1722 | -6.1733
MV/LV Substation WC***082X |  | 10 kV | _ | LV | 200 kVA :Kiosk Substation | 0.2 | --> | 0.2 | 0.2 | 4.51 |  | --> | 0.19 | 0 | 0 | 0.19 | 0 |  | --> | C20 ex BOGHALL ROAD | Boghall Road [T41,T42] | FASSAROE |  | 53.1795 | -6.0935
MV/LV Substation KN***083X |  | 10 kV | _ | LV | 50 kVA :Pole Substation | 0.05 | --> | 0.05 | 0.05 | 5.58 |  | --> | 0.048 | 0 | 0 | 0.048 | 0 |  | --> | C14 ex KILCOOLE | Kilcoole [T41,T42] | FASSAROE |  | 53.0697 | -6.1886
MV/LV Substation KN***084X |  | 10 kV | _ | LV | 50 kVA :Pole Substation | 0.05 | --> | 0.05 | 0.05 | 5.58 |  | --> | 0.048 | 0 | 0 | 0.048 | 0 |  | --> | C14 ex KILCOOLE | Kilcoole [T41,T42] | FASSAROE |  | 53.0701 | -6.1858
MV/LV Substation DU***085X |  | 10 kV | _ | LV | 400 kVA :Building Structure | 0.4 | --> | 0.4 | 0.4 | 2.36 |  | --> | 0.38 | 0 | 0 | 0.38 | 0 |  | --> | C16 ex BRAY | Bray [T41,T42] | FASSAROE |  | 53.1847 | -6.1398
MV/LV Substation OX***086X |  | 10 kV | _ | LV | 100 kVA :Pole Substation | 0.1 | --> | 0.1 | 0.053 | 4.51 |  | --> | 0.095 | 0 | 0 | 0.101 | 0 |  | --> | C22 ex BOGHALL ROAD | Boghall Road [T41,T42] | FASSAROE |  | 53.1705 | -6.1354
MV/LV Substation CO***088 |  | 10 kV | _ | LV | 400 kVA :Building Structure | 0.4 | --> | 0.4 | 0.314 | 4.51 |  | --> | 0.38 | 0 | 0.015 | 0.38 | 0 |  | --> | C16 ex BOGHALL ROAD | Boghall Road [T41,T42] | FASSAROE |  | 53.1871 | -6.1108
MV/LV Substation OR***093 |  | 10 kV | _ | LV | 400 kVA :Kiosk Substation | 0.4 | --> | 0.4 | 0.259 | 2.36 |  | --> | 0.38 | 0 | 0.034 | 0.374 | 0 |  | --> | C19 ex BRAY | Bray [T41,T42] | FASSAROE |  | 53.1927 | -6.1071
MV/LV Substation RO***095 |  | 10 kV | _ | LV | 1000 kVA :Building Structure | 1 | --> | 1 | 0.5 | 2.36 |  | --> | 0.95 | 0 | 0.15 | 0.5 | 0 |  | --> | C12 ex BRAY | Bray [T41,T42] | FASSAROE |  | 53.2048 | -6.1087
MV/LV Substation MI***097 |  | 10 kV | _ | LV | 400 kVA :Kiosk Substation | 0.4 | --> | 0.4 | 0.041 | 0.04 | Constrained, otherwise capacity available =347 kVA | --> | 0.38 | 0 | 0 | 0.387 | 0 |  | --> | C13 ex LITTLE BRAY | Little Bray [T41,T42] | FASSAROE |  | 53.2052 | -6.111
MV/LV Substation TH***103 |  | 10 kV | _ | LV | 400 kVA :Kiosk Substation | 0.4 | --> | 0.4 | 0.291 | 2.36 |  | --> | 0.38 | 0 | 0.042 | 0.364 | 0 |  | --> | C13 ex BRAY | Bray [T41,T42] | FASSAROE |  | 53.1956 | -6.1173
MV/LV Substation LO***104 |  | 10 kV | _ | LV | 400 kVA :Kiosk Substation | 0.4 | --> | 0.4 | 0.259 | 4.51 |  | --> | 0.38 | 0 | 0.095 | 0.328 | 0 |  | --> | C21 ex BOGHALL ROAD | Boghall Road [T41,T42] | FASSAROE |  | 53.1955 | -6.1046
MV/LV Substation AR***110 |  | 10 kV | _ | LV | 630 kVA :Kiosk Substation | 0.63 | --> | 0.63 | 0.5 | 2.36 |  | --> | 0.598 | 0 | 0.055 | 0.5 | 0 |  | --> | C12 ex BRAY | Bray [T41,T42] | FASSAROE |  | 53.199 | -6.1223
MV/LV Substation AR***111 |  | 10 kV | _ | LV | 400 kVA :Kiosk Substation | 0.4 | --> | 0.4 | 0.31 | 2.36 |  | --> | 0.38 | 0 | 0.087 | 0.328 | 0 |  | --> | C12 ex BRAY | Bray [T41,T42] | FASSAROE |  | 53.1972 | -6.1218
MV/LV Substation AR***122 |  | 10 kV | _ | LV | 400 kVA :Kiosk Substation | 0.4 | --> | 0.4 | 0.29 | 2.36 |  | --> | 0.38 | 0 | 0.043 | 0.363 | 0 |  | --> | C13 ex BRAY | Bray [T41,T42] | FASSAROE |  | 53.1978 | -6.1176
MV/LV Substation OL***125 |  | 10 kV | _ | LV | 400 kVA :Kiosk Substation | 0.4 | --> | 0.4 | 0.238 | 4.51 |  | --> | 0.38 | 0 | 0.056 | 0.36 | 0 |  | --> | C16 ex BOGHALL ROAD | Boghall Road [T41,T42] | FASSAROE |  | 53.1904 | -6.1188
MV/LV Substation OL***126 |  | 10 kV | _ | LV | 400 kVA :Kiosk Substation | 0.4 | --> | 0.4 | 0.295 | 4.51 |  | --> | 0.38 | 0 | 0.004 | 0.391 | 0 |  | --> | C16 ex BOGHALL ROAD | Boghall Road [T41,T42] | FASSAROE |  | 53.1906 | -6.1197
MV/LV Substation KI***127 |  | 10 kV | _ | LV | 400 kVA :Kiosk Substation | 0.4 | --> | 0.4 | 0.352 | 2.36 |  | --> | 0.38 | 0 | 0.016 | 0.375 | 0 |  | --> | C13 ex BRAY | Bray [T41,T42] | FASSAROE |  | 53.1951 | -6.1241
MV/LV Substation SU***131 |  | 10 kV | _ | LV | 400 kVA :Kiosk Substation | 0.4 | --> | 0.4 | 0.275 | 2.36 |  | --> | 0.38 | 0 | 0.017 | 0.384 | 0 |  | --> | C19 ex BRAY | Bray [T41,T42] | FASSAROE |  | 53.1929 | -6.1112
MV/LV Substation WO***132 |  | 10 kV | _ | LV | 400 kVA :Kiosk Substation | 0.4 | --> | 0.4 | 0.325 | 4.51 |  | --> | 0.38 | 0 | 0.022 | 0.374 | 0 |  | --> | C16 ex BOGHALL ROAD | Boghall Road [T41,T42] | FASSAROE |  | 53.1894 | -6.1119
MV/LV Substation KI***134 |  | 10 kV | _ | LV | 400 kVA :Kiosk Substation | 0.4 | --> | 0.4 | 0.264 | 2.36 |  | --> | 0.38 | 0 | 0.047 | 0.363 | 0 |  | --> | C13 ex BRAY | Bray [T41,T42] | FASSAROE |  | 53.1962 | -6.1216
MV/LV Substation FA***136 |  | 10 kV | _ | LV | 400 kVA :Kiosk Substation | 0.4 | --> | 0.4 | 0.351 | 2.36 |  | --> | 0.38 | 0 | 0.063 | 0.34 | 0 |  | --> | C15 ex BRAY | Bray [T41,T42] | FASSAROE |  | 53.1932 | -6.1247
MV/LV Substation CH***137 |  | 10 kV | _ | LV | 630 kVA :Kiosk Substation | 0.63 | --> | 0.63 | 0.447 | 2.36 |  | --> | 0.598 | 0 | 0.035 | 0.5 | 0 |  | --> | C19 ex BRAY | Bray [T41,T42] | FASSAROE |  | 53.1963 | -6.1118
MV/LV Substation PI***139 |  | 10 kV | _ | LV | 630 kVA :Building Structure | 0.63 | --> | 0.63 | 0.5 | 4.51 |  | --> | 0.598 | 0 | 0 | 0.5 | 0 |  | --> | C20 ex BOGHALL ROAD | Boghall Road [T41,T42] | FASSAROE |  | 53.1876 | -6.106
MV/LV Substation FA***145 |  | 10 kV | _ | LV | 400 kVA :Kiosk Substation | 0.4 | --> | 0.4 | 0.334 | 2.36 |  | --> | 0.38 | 0 | 0.05 | 0.352 | 0 |  | --> | C15 ex BRAY | Bray [T41,T42] | FASSAROE |  | 53.1943 | -6.1224
MV/LV Substation MO***148 |  | 10 kV | _ | LV | 400 kVA :Kiosk Substation | 0.4 | --> | 0.4 | 0.283 | 4.51 |  | --> | 0.38 | 0 | 0.048 | 0.36 | 0 |  | --> | C16 ex BOGHALL ROAD | Boghall Road [T41,T42] | FASSAROE |  | 53.1872 | -6.114
MV/LV Substation HE***159 |  | 10 kV | _ | LV | 400 kVA :Kiosk Substation | 0.4 | --> | 0.4 | 0.275 | 2.36 |  | --> | 0.38 | 0 | 0.054 | 0.357 | 0 |  | --> | C16 ex BRAY | Bray [T41,T42] | FASSAROE |  | 53.1923 | -6.1269
MV/LV Substation AT***161 |  | 10 kV | _ | LV | 1000 kVA :Building Structure | 1 | --> | 1 | 0.5 | 4.51 |  | --> | 0.95 | 0 | 0.01 | 0.5 | 0 |  | --> | C16 ex BOGHALL ROAD | Boghall Road [T41,T42] | FASSAROE |  | 53.1867 | -6.1225
MV/LV Substation CL***164 |  | 10 kV | _ | LV | 400 kVA :Kiosk Substation | 0.4 | --> | 0.4 | 0.291 | 2.36 |  | --> | 0.38 | 0 | 0.048 | 0.359 | 0 |  | --> | C16 ex BRAY | Bray [T41,T42] | FASSAROE |  | 53.1907 | -6.1297
MV/LV Substation SI***167 |  | 10 kV | _ | LV | 400 kVA :Kiosk Substation | 0.4 | --> | 0.4 | 0.276 | 4.51 |  | --> | 0.38 | 0 | 0.056 | 0.355 | 0 |  | --> | C21 ex BOGHALL ROAD | Boghall Road [T41,T42] | FASSAROE |  | 53.1979 | -6.1021
MV/LV Substation BA***169 |  | 10 kV | _ | LV | 400 kVA :Kiosk Substation | 0.4 | --> | 0.4 | 0.228 | 2.36 |  | --> | 0.38 | 0 | 0.025 | 0.384 | 0 |  | --> | C14 ex BRAY | Bray [T41,T42] | FASSAROE |  | 53.1892 | -6.1284
MV/LV Substation AR***172 |  | 10 kV | _ | LV | 630 kVA :Building Structure | 0.63 | --> | 0.63 | 0.387 | 2.36 |  | --> | 0.598 | 0 | 0 | 0.5 | 0 |  | --> | C19 ex BRAY | Bray [T41,T42] | FASSAROE |  | 53.1951 | -6.109
MV/LV Substation RE***175 |  | 10 kV | _ | LV | 200 kVA :Kiosk Substation | 0.2 | --> | 0.2 | 0.146 | 2.36 |  | --> | 0.19 | 0 | 0.031 | 0.174 | 0 |  | --> | C12 ex BRAY | Bray [T41,T42] | FASSAROE |  | 53.1936 | -6.1307
MV/LV Substation KI***176 |  | 10 kV | _ | LV | 200 kVA :Kiosk Substation | 0.2 | --> | 0.2 | 0.13 | 2.36 |  | --> | 0.19 | 0 | 0.011 | 0.191 | 0 |  | --> | C12 ex BRAY | Bray [T41,T42] | FASSAROE |  | 53.1946 | -6.126
MV/LV Substation SC***182 |  | 10 kV | _ | LV | 200 kVA :Building Structure | 0.2 | --> | 0.2 | 0.143 | 4.51 |  | --> | 0.19 | 0 | 0.011 | 0.19 | 0 |  | --> | C20 ex BOGHALL ROAD | Boghall Road [T41,T42] | FASSAROE |  | 53.1882 | -6.1024
MV/LV Substation MU***183 |  | 10 kV | _ | LV | 1000 kVA :Kiosk Substation | 1 | --> | 1 | 0.041 | 0.04 | Constrained, otherwise capacity available =725 kVA | --> | 0.95 | 0 | 0 | 0.5 | 0 |  | --> | C13 ex LITTLE BRAY | Little Bray [T41,T42] | FASSAROE |  | 53.2041 | -6.109
MV/LV Substation KI***184 |  | 10 kV | _ | LV | 200 kVA :Kiosk Substation | 0.2 | --> | 0.2 | 0.091 | 2.36 |  | --> | 0.19 | 0 | 0.02 | 0.19 | 0 |  | --> | C15 ex BRAY | Bray [T41,T42] | FASSAROE |  | 53.1914 | -6.1256
MV/LV Substation BR***4004 |  | 10 kV | _ | LV | 630 kVA :Kiosk Substation | 0.63 | --> | 0.63 | 0.041 | 0.04 | Constrained, otherwise capacity available =565 kVA | --> | 0.598 | 0 | 0 | 0.5 | 0 |  | --> | C15 ex LITTLE BRAY | Little Bray [T41,T42] | FASSAROE |  | 53.2097 | -6.1065
MV/LV Substation KE***4006 |  | 10 kV | _ | LV | 630 kVA :Building Structure | 0.63 | --> | 0.63 | 0.5 | 4.51 |  | --> | 0.598 | 0 | 0 | 0.5 | 0 |  | --> | C16 ex BOGHALL ROAD | Boghall Road [T41,T42] | FASSAROE |  | 53.1906 | -6.121
MV/LV Substation SU***4008 |  | 10 kV | _ | LV | 400 kVA :Kiosk Substation | 0.4 | --> | 0.4 | 0.389 | 2.36 |  | --> | 0.38 | 0 | 0 | 0.382 | 0 |  | --> | C19 ex BRAY | Bray [T41,T42] | FASSAROE |  | 53.1937 | -6.1107
MV/LV Substation BA***4013 |  | 10 kV | _ | LV | 50 kVA :Pole Substation | 0.05 | --> | 0.05 | 0 | 0 | Constrained, otherwise capacity available =50 kVA | --> | 0.048 | 0 | 0 | 0.048 | 0 |  | --> | C14 ex GREYSTONES | Greystones [T41,T42] | FASSAROE |  | 53.1638 | -6.1916
MV/LV Substation HE***4017 |  | 10 kV | _ | LV | 400 kVA :Kiosk Substation | 0.4 | --> | 0.4 | 0.391 | 2.36 |  | --> | 0.38 | 0 | 0.005 | 0.378 | 0 |  | --> | C15 ex BRAY | Bray [T41,T42] | FASSAROE |  | 53.1923 | -6.1246
MV/LV Substation ME***4019 |  | 10 kV | _ | LV | 630 kVA :Building Structure | 0.63 | --> | 0.63 | 0.5 | 4.51 |  | --> | 0.598 | 0 | 0 | 0.5 | 0 |  | --> | C14 ex BOGHALL ROAD | Boghall Road [T41,T42] | FASSAROE |  | 53.1816 | -6.1135
MV/LV Substation BR***4020 |  | 10 kV | _ | LV | 630 kVA :Building Structure | 0.63 | --> | 0.63 | 0.5 | 2.36 |  | --> | 0.598 | 0 | 0 | 0.5 | 0 |  | --> | C13 ex BRAY | Bray [T41,T42] | FASSAROE |  | 53.2005 | -6.1124
MV/LV Substation KI***4029 |  | 10 kV | _ | LV | 400 kVA :Kiosk Substation | 0.4 | --> | 0.4 | 0.366 | 2.36 |  | --> | 0.38 | 0 | 0 | 0.384 | 0 |  | --> | C16 ex BRAY | Bray [T41,T42] | FASSAROE |  | 53.1904 | -6.1278
MV/LV Substation JA***4034 |  | 10 kV | _ | LV | 400 kVA :Kiosk Substation | 0.4 | --> | 0.4 | 0.4 | 2.36 |  | --> | 0.38 | 0 | 0 | 0.38 | 0 |  | --> | C16 ex BRAY | Bray [T41,T42] | FASSAROE |  | 53.1695 | -6.1409
MV/LV Substation ST***4037 |  | 10 kV | _ | LV | 400 kVA :Building Structure | 0.4 | --> | 0.4 | 0.307 | 4.51 |  | --> | 0.38 | 0 | 0 | 0.392 | 0 |  | --> | C21 ex BOGHALL ROAD | Boghall Road [T41,T42] | FASSAROE |  | 53.2005 | -6.0974
MV/LV Substation FL***4039 |  | 10 kV | _ | LV | 1000 kVA :Building Structure | 1 | --> | 1 | 0.5 | 2.36 |  | --> | 0.95 | 0 | 0 | 0.5 | 0 |  | --> | C12 ex BRAY | Bray [T41,T42] | FASSAROE |  | 53.2039 | -6.1071
MV/LV Substation LI***4042 |  | 10 kV | _ | LV | 630 kVA :Building Structure | 0.63 | --> | 0.63 | 0.5 | 2.36 |  | --> | 0.598 | 0 | 0 | 0.5 | 0 |  | --> | C15 ex BRAY | Bray [T41,T42] | FASSAROE |  | 53.1899 | -6.1231
MV/LV Substation SO***4044 |  | 10 kV | _ | LV | 630 kVA :Building Structure | 0.63 | --> | 0.63 | 0.478 | 4.51 |  | --> | 0.598 | 0 | 0 | 0.5 | 0 |  | --> | C19 ex BOGHALL ROAD | Boghall Road [T41,T42] | FASSAROE |  | 53.1844 | -6.1159
MV/LV Substation DA***4047 |  | 10 kV | _ | LV | 630 kVA :Building Structure | 0.63 | --> | 0.63 | 0.5 | 4.51 |  | --> | 0.598 | 0 | 0 | 0.5 | 0 |  | --> | C21 ex BOGHALL ROAD | Boghall Road [T41,T42] | FASSAROE |  | 53.204 | -6.1015
MV/LV Substation SO***4050 |  | 10 kV | _ | LV | 630 kVA :Building Structure | 0.63 | --> | 0.63 | 0.5 | 4.51 |  | --> | 0.598 | 0 | 0 | 0.5 | 0 |  | --> | C19 ex BOGHALL ROAD | Boghall Road [T41,T42] | FASSAROE |  | 53.1856 | -6.1135
MV/LV Substation AR***4051 |  | 10 kV | _ | LV | 400 kVA :Kiosk Substation | 0.4 | --> | 0.4 | 0.4 | 4.51 |  | --> | 0.38 | 0 | 0 | 0.38 | 0 |  | --> | C19 ex BOGHALL ROAD | Boghall Road [T41,T42] | FASSAROE |  | 53.1851 | -6.1215
MV/LV Substation TH***4052 |  | 10 kV | _ | LV | 200 kVA :Kiosk Substation | 0.2 | --> | 0.2 | 0.199 | 2.36 |  | --> | 0.19 | 0 | 0 | 0.19 | 0 |  | --> | C14 ex BRAY | Bray [T41,T42] | FASSAROE |  | 53.1908 | -6.1325
MV/LV Substation MU***4053 |  | 10 kV | _ | LV | 400 kVA :Kiosk Substation | 0.4 | --> | 0.4 | 0.4 | 4.51 |  | --> | 0.38 | 0 | 0 | 0.38 | 0 |  | --> | C16 ex BOGHALL ROAD | Boghall Road [T41,T42] | FASSAROE |  | 53.1875 | -6.1116
MV/LV Substation CO***4058 |  | 10 kV | _ | LV | 50 kVA :Pole Substation | 0.05 | --> | 0.05 | 0.05 | 5.58 |  | --> | 0.048 | 0 | 0 | 0.048 | 0 |  | --> | C14 ex KILCOOLE | Kilcoole [T41,T42] | FASSAROE |  | 53.0927 | -6.1667
MV/LV Substation TH***4059 |  | 10 kV | _ | LV | 630 kVA :Kiosk Substation | 0.63 | --> | 0.63 | 0.475 | 0.48 | Constrained, otherwise capacity available =573 kVA | --> | 0.598 | 0 | 0.015 | 0 | 0 | Constrained, otherwise capacity available =595 kW | --> | C20 ex KILMARTIN | Kilmartin [T41] | ARKLOW |  | 53.0686 | -6.2248
MV/LV Substation CH***406 |  | 10 kV | _ | LV | 100 kVA :Pole Substation | 0.1 | --> | 0.1 | 0 | 0 | Constrained, otherwise capacity available =88 kVA | --> | 0.095 | 0 | 0 | 0.097 | 0 |  | --> | C14 ex GREYSTONES | Greystones [T41,T42] | FASSAROE |  | 53.1752 | -6.1838
MV/LV Substation CA***4061 |  | 10 kV | _ | LV | 630 kVA :Kiosk Substation | 0.63 | --> | 0.63 | 0.475 | 0.48 | Constrained, otherwise capacity available =630 kVA | --> | 0.598 | 0 | 0 | 0 | 0 | Constrained, otherwise capacity available =598 kW | --> | C20 ex KILMARTIN | Kilmartin [T41] | ARKLOW |  | 53.0637 | -6.2238
MV/LV Substation FO***4063 |  | 10 kV | _ | LV | 630 kVA :Kiosk Substation | 0.63 | --> | 0.63 | 0.5 | 4.51 |  | --> | 0.598 | 0 | 0 | 0.5 | 0 |  | --> | C20 ex BOGHALL ROAD | Boghall Road [T41,T42] | FASSAROE |  | 53.1845 | -6.0998
MV/LV Substation FI***4064 |  | 10 kV | _ | LV | 630 kVA :Kiosk Substation | 0.63 | --> | 0.63 | 0.5 | 4.51 |  | --> | 0.598 | 0 | 0 | 0.5 | 0 |  | --> | C20 ex BOGHALL ROAD | Boghall Road [T41,T42] | FASSAROE |  | 53.1838 | -6.0978
MV/LV Substation SH***4065 |  | 10 kV | _ | LV | 630 kVA :Kiosk Substation | 0.63 | --> | 0.63 | 0.041 | 0.04 | Constrained, otherwise capacity available =630 kVA | --> | 0.598 | 0 | 0 | 0.5 | 0 |  | --> | C15 ex LITTLE BRAY | Little Bray [T41,T42] | FASSAROE |  | 53.2108 | -6.1072
MV/LV Substation CO***4066 |  | 10 kV | _ | LV | 1000 kVA :Building Structure | 1 | --> | 1 | 0.041 | 0.04 | Constrained, otherwise capacity available =1000 kVA | --> | 0.95 | 0 | 0 | 0.5 | 0 |  | --> | C15 ex LITTLE BRAY | Little Bray [T41,T42] | FASSAROE |  | 53.2099 | -6.1057
MV/LV Substation HA***4067 |  | 10 kV | _ | LV | 1000 kVA :Building Structure | 1 | --> | 1 | 0.041 | 0.04 | Constrained, otherwise capacity available =1000 kVA | --> | 0.95 | 0 | 0 | 0.5 | 0 |  | --> | C15 ex LITTLE BRAY | Little Bray [T41,T42] | FASSAROE |  | 53.2115 | -6.1076
MV/LV Substation BE***4068 |  | 10 kV | _ | LV | 400 kVA :Kiosk Substation | 0.4 | --> | 0.4 | 0.282 | 2.36 |  | --> | 0.38 | 0 | 0.061 | 0.351 | 0 |  | --> | C13 ex BRAY | Bray [T41,T42] | FASSAROE |  | 53.1983 | -6.1154
MV/LV Substation BR***4069 |  | 10 kV | _ | LV | 400 kVA :Kiosk Substation | 0.4 | --> | 0.4 | 0.4 | 0.48 |  | --> | 0.38 | 0 | 0 | 0 | 0 | Constrained, otherwise capacity available =380 kW | --> | C20 ex KILMARTIN | Kilmartin [T41] | ARKLOW |  | 53.0672 | -6.2228
MV/LV Substation FO***4070 |  | 10 kV | _ | LV | 630 kVA :Kiosk Substation | 0.63 | --> | 0.63 | 0.5 | 2.36 |  | --> | 0.598 | 0 | 0.005 | 0.5 | 0 |  | --> | C19 ex BRAY | Bray [T41,T42] | FASSAROE |  | 53.1966 | -6.0931
MV/LV Substation ME***4073 |  | 10 kV | _ | LV | 630 kVA :Kiosk Substation | 0.63 | --> | 0.63 | 0.475 | 0.48 | Constrained, otherwise capacity available =630 kVA | --> | 0.598 | 0 | 0 | 0 | 0 | Constrained, otherwise capacity available =598 kW | --> | C20 ex KILMARTIN | Kilmartin [T41] | ARKLOW |  | 53.0665 | -6.2282
MV/LV Substation FL***4080 |  | 10 kV | _ | LV | 630 kVA :Building Structure | 0.63 | --> | 0.63 | 0.5 | 4.51 |  | --> | 0.598 | 0 | 0 | 0.5 | 0 |  | --> | C21 ex BOGHALL ROAD | Boghall Road [T41,T42] | FASSAROE |  | 53.2034 | -6.0996
MV/LV Substation CO***409 |  | 10 kV | _ | LV | 50 kVA :Pole Substation | 0.05 | --> | 0.05 | 0 | 0 | Constrained, otherwise capacity available =31 kVA | --> | 0.048 | 0 | 0 | 0.05 | 0 |  | --> | C14 ex GREYSTONES | Greystones [T41,T42] | FASSAROE |  | 53.1681 | -6.1965
MV/LV Substation BA***436 |  | 10 kV | _ | LV | 50 kVA :Pole Substation | 0.05 | --> | 0.05 | 0 | 0 | Constrained, otherwise capacity available =43 kVA | --> | 0.048 | 0 | 0.009 | 0.042 | 0 |  | --> | C14 ex GREYSTONES | Greystones [T41,T42] | FASSAROE |  | 53.1757 | -6.1751
MV/LV Substation KI***437 |  | 10 kV | _ | LV | 50 kVA :Pole Substation | 0.05 | --> | 0.05 | 0 | 0 | Constrained, otherwise capacity available =35 kVA | --> | 0.048 | 0 | 0.006 | 0.045 | 0 |  | --> | C14 ex GREYSTONES | Greystones [T41,T42] | FASSAROE |  | 53.1657 | -6.1654
MV/LV Substation CO***475 |  | 10 kV | _ | LV | 50 kVA :Pole Substation | 0.05 | --> | 0.05 | 0 | 0 | Constrained, otherwise capacity available =46 kVA | --> | 0.048 | 0 | 0 | 0.048 | 0 |  | --> | C14 ex GREYSTONES | Greystones [T41,T42] | FASSAROE |  | 53.1689 | -6.184
MV/LV Substation HO***480 |  | 10 kV | _ | LV | 100 kVA :Pole Substation | 0.1 | --> | 0.1 | 0.039 | 2.36 |  | --> | 0.095 | 0 | 0 | 0.103 | 0 |  | --> | C16 ex BRAY | Bray [T41,T42] | FASSAROE |  | 53.1792 | -6.1378
MV/LV Substation WI***489 |  | 10 kV | _ | LV | 50 kVA :Pole Substation | 0.05 | --> | 0.05 | 0.048 | 2.36 |  | --> | 0.048 | 0 | 0 | 0.048 | 0 |  | --> | C16 ex BRAY | Bray [T41,T42] | FASSAROE |  | 53.1814 | -6.1429
MV/LV Substation KI***517 |  | 10 kV | _ | LV | 50 kVA :Pole Substation | 0.05 | --> | 0.05 | 0.024 | 4.51 |  | --> | 0.048 | 0 | 0 | 0.051 | 0 |  | --> | C22 ex BOGHALL ROAD | Boghall Road [T41,T42] | FASSAROE |  | 53.1702 | -6.1353
MV/LV Substation QU***542 |  | 10 kV | _ | LV | 50 kVA :Pole Substation | 0.05 | --> | 0.05 | 0 | 0 | Constrained, otherwise capacity available =41 kVA | --> | 0.048 | 0 | 0.005 | 0.045 | 0 |  | --> | C14 ex GREYSTONES | Greystones [T41,T42] | FASSAROE |  | 53.1599 | -6.1326
MV/LV Substation SU***548 |  | 10 kV | _ | LV | 100 kVA :Pole Substation | 0.1 | --> | 0.1 | 0 | 0 | Constrained, otherwise capacity available =49 kVA | --> | 0.095 | 0 | 0.003 | 0.1 | 0 |  | --> | C14 ex GREYSTONES | Greystones [T41,T42] | FASSAROE |  | 53.1598 | -6.1304
MV/LV Substation GL***549 |  | 10 kV | _ | LV | 50 kVA :Pole Substation | 0.05 | --> | 0.05 | 0.042 | 2.36 |  | --> | 0.048 | 0 | 0 | 0.048 | 0 |  | --> | C16 ex BRAY | Bray [T41,T42] | FASSAROE |  | 53.1783 | -6.1497
MV/LV Substation KI***610 |  | 10 kV | _ | LV | 100 kVA :Pole Substation | 0.1 | --> | 0.1 | 0.032 | 2.36 |  | --> | 0.095 | 0 | 0 | 0.104 | 0 |  | --> | C16 ex BRAY | Bray [T41,T42] | FASSAROE |  | 53.1855 | -6.1387
MV/LV Substation CA***611 |  | 10 kV | _ | LV | 100 kVA :Pole Substation | 0.1 | --> | 0.1 | 0.054 | 2.36 |  | --> | 0.095 | 0 | 0.034 | 0.076 | 0 |  | --> | C16 ex BRAY | Bray [T41,T42] | FASSAROE |  | 53.1744 | -6.1508
MV/LV Substation WI***612 |  | 10 kV | _ | LV | 100 kVA :Pole Substation | 0.1 | --> | 0.1 | 0.043 | 2.36 |  | --> | 0.095 | 0 | 0.033 | 0.078 | 0 |  | --> | C16 ex BRAY | Bray [T41,T42] | FASSAROE |  | 53.1777 | -6.1457
MV/LV Substation GL***613 |  | 10 kV | _ | LV | 200 kVA :Pole Substation | 0.2 | --> | 0.2 | 0.175 | 2.36 |  | --> | 0.19 | 0 | 0.026 | 0.174 | 0 |  | --> | C16 ex BRAY | Bray [T41,T42] | FASSAROE |  | 53.1744 | -6.1423
MV/LV Substation KI***614 |  | 10 kV | _ | LV | 100 kVA :Pole Substation | 0.1 | --> | 0.1 | 0.054 | 2.36 |  | --> | 0.095 | 0 | 0.009 | 0.094 | 0 |  | --> | C16 ex BRAY | Bray [T41,T42] | FASSAROE |  | 53.1687 | -6.1399
MV/LV Substation RO***615 |  | 10 kV | _ | LV | 50 kVA :Pole Substation | 0.05 | --> | 0.05 | 0.012 | 2.36 |  | --> | 0.048 | 0 | 0.03 | 0.03 | 0 |  | --> | C16 ex BRAY | Bray [T41,T42] | FASSAROE |  | 53.17 | -6.1477
MV/LV Substation TI***619 |  | 10 kV | _ | LV | 50 kVA :Pole Substation | 0.05 | --> | 0.05 | 0.043 | 5.58 |  | --> | 0.048 | 0 | 0 | 0.048 | 0 |  | --> | C14 ex KILCOOLE | Kilcoole [T41,T42] | FASSAROE |  | 53.0927 | -6.1639
MV/LV Substation SE***622 |  | 10 kV | _ | LV | 50 kVA :Pole Substation | 0.05 | --> | 0.05 | 0.02 | 4.51 |  | --> | 0.048 | 0 | 0 | 0.051 | 0 |  | --> | C22 ex BOGHALL ROAD | Boghall Road [T41,T42] | FASSAROE |  | 53.1719 | -6.1366
MV/LV Substation RO***627 |  | 10 kV | _ | LV | 200 kVA :Pole Substation | 0.2 | --> | 0.2 | 0.039 | 2.36 |  | --> | 0.19 | 0 | 0.04 | 0.181 | 0 |  | --> | C16 ex BRAY | Bray [T41,T42] | FASSAROE |  | 53.1695 | -6.1388
MV/LV Substation RO***636 |  | 10 kV | _ | LV | 400 kVA :Kiosk Substation | 0.4 | --> | 0.4 | 0.238 | 0.48 |  | --> | 0.38 | 0 | 0.026 | 0 | 0 | Constrained, otherwise capacity available =382 kW | --> | C20 ex KILMARTIN | Kilmartin [T41] | ARKLOW |  | 53.0624 | -6.2245
MV/LV Substation SR***666 |  | 10 kV | _ | LV | 50 kVA :Pole Substation | 0.05 | --> | 0.05 | 0 | 0 | Constrained, otherwise capacity available =41 kVA | --> | 0.048 | 0 | 0 | 0.049 | 0 |  | --> | C14 ex GREYSTONES | Greystones [T41,T42] | FASSAROE |  | 53.0919 | -6.2098
MV/LV Substation SR***667 |  | 10 kV | _ | LV | 100 kVA :Pole Substation | 0.1 | --> | 0.1 | 0 | 0 | Constrained, otherwise capacity available =90 kVA | --> | 0.095 | 0 | 0.003 | 0.094 | 0 |  | --> | C14 ex GREYSTONES | Greystones [T41,T42] | FASSAROE |  | 53.0935 | -6.2065
MV/LV Substation CA***672 |  | 10 kV | _ | LV | 200 kVA :Pole Substation | 0.2 | --> | 0.2 | 0 | 0 | Constrained, otherwise capacity available =179 kVA | --> | 0.19 | 0 | 0 | 0.193 | 0 |  | --> | C14 ex GREYSTONES | Greystones [T41,T42] | FASSAROE |  | 53.1054 | -6.1976
MV/LV Substation RO***704 |  | 10 kV | _ | LV | 200 kVA :Pole Substation | 0.2 | --> | 0.2 | 0 | 0 | Constrained, otherwise capacity available =200 kVA | --> | 0.19 | 0 | 0 | 0.19 | 0 |  | --> | C14 ex GREYSTONES | Greystones [T41,T42] | FASSAROE |  | 53.1517 | -6.1652
MV/LV Substation BA***707 |  | 10 kV | _ | LV | 50 kVA :Pole Substation | 0.05 | --> | 0.05 | 0 | 0 | Constrained, otherwise capacity available =24 kVA | --> | 0.048 | 0 | 0 | 0.051 | 0 |  | --> | C14 ex GREYSTONES | Greystones [T41,T42] | FASSAROE |  | 53.1725 | -6.1765
MV/LV Substation AN***720 |  | 10 kV | _ | LV | 100 kVA :Pole Substation | 0.1 | --> | 0.1 | 0 | 0 | Constrained, otherwise capacity available =94 kVA | --> | 0.095 | 0 | 0 | 0.096 | 0 |  | --> | C14 ex GREYSTONES | Greystones [T41,T42] | FASSAROE |  | 53.0936 | -6.2221
MV/LV Substation RO***722 |  | 10 kV | _ | LV | 50 kVA :Pole Substation | 0.05 | --> | 0.05 | 0 | 0 | Constrained, otherwise capacity available =36 kVA | --> | 0.048 | 0 | 0.005 | 0.046 | 0 |  | --> | C14 ex GREYSTONES | Greystones [T41,T42] | FASSAROE |  | 53.1685 | -6.1553
MV/LV Substation DA***726 |  | 10 kV | _ | LV | 200 kVA :Pole Substation | 0.2 | --> | 0.2 | 0.162 | 2.36 |  | --> | 0.19 | 0 | 0 | 0.195 | 0 |  | --> | C16 ex BRAY | Bray [T41,T42] | FASSAROE |  | 53.1878 | -6.1418
MV/LV Substation VA***730 |  | 10 kV | _ | LV | 400 kVA :Kiosk Substation | 0.4 | --> | 0.4 | 0.259 | 0.48 |  | --> | 0.38 | 0 | 0.044 | 0 | 0 | Constrained, otherwise capacity available =366 kW | --> | C20 ex KILMARTIN | Kilmartin [T41] | ARKLOW |  | 53.0675 | -6.2261
MV/LV Substation TH***733 |  | 10 kV | _ | LV | 50 kVA :Pole Substation | 0.05 | --> | 0.05 | 0.04 | 2.36 |  | --> | 0.048 | 0 | 0.017 | 0.036 | 0 |  | --> | C16 ex BRAY | Bray [T41,T42] | FASSAROE |  | 53.1676 | -6.1446
MV/LV Substation KI***737 |  | 10 kV | _ | LV | 50 kVA :Pole Substation | 0.05 | --> | 0.05 | 0 | 0 | Constrained, otherwise capacity available =34 kVA | --> | 0.048 | 0 | 0 | 0.05 | 0 |  | --> | C14 ex GREYSTONES | Greystones [T41,T42] | FASSAROE |  | 53.1556 | -6.1303
MV/LV Substation ST***738 |  | 10 kV | _ | LV | 400 kVA :Kiosk Substation | 0.4 | --> | 0.4 | 0.227 | 4.51 |  | --> | 0.38 | 0 | 0.008 | 0.397 | 0 |  | --> | C21 ex BOGHALL ROAD | Boghall Road [T41,T42] | FASSAROE |  | 53.2019 | -6.1063
MV/LV Substation BE***740 |  | 10 kV | _ | LV | 400 kVA :Building Structure | 0.4 | --> | 0.4 | 0.154 | 4.51 |  | --> | 0.38 | 0 | 0.199 | 0.265 | 0 |  | --> | C20 ex BOGHALL ROAD | Boghall Road [T41,T42] | FASSAROE |  | 53.1868 | -6.1025
MV/LV Substation SE***744 |  | 10 kV | _ | LV | 400 kVA :Kiosk Substation | 0.4 | --> | 0.4 | 0.244 | 4.51 |  | --> | 0.38 | 0 | 0.02 | 0.386 | 0 |  | --> | C21 ex BOGHALL ROAD | Boghall Road [T41,T42] | FASSAROE |  | 53.2071 | -6.104
MV/LV Substation EL***750 |  | 10 kV | _ | LV | 400 kVA :Kiosk Substation | 0.4 | --> | 0.4 | 0.28 | 2.36 |  | --> | 0.38 | 0 | 0.055 | 0.355 | 0 |  | --> | C16 ex BRAY | Bray [T41,T42] | FASSAROE |  | 53.1855 | -6.1325
MV/LV Substation CO***752 |  | 10 kV | _ | LV | 100 kVA :Pole Substation | 0.1 | --> | 0.1 | 0.095 | 0.48 |  | --> | 0.095 | 0 | 0 | 0 | 0 | Constrained, otherwise capacity available =96 kW | --> | C20 ex KILMARTIN | Kilmartin [T41] | ARKLOW |  | 53.0602 | -6.2295
MV/LV Substation SI***758 |  | 10 kV | _ | LV | 400 kVA :Kiosk Substation | 0.4 | --> | 0.4 | 0.247 | 4.51 |  | --> | 0.38 | 0 | 0.002 | 0.399 | 0 |  | --> | C21 ex BOGHALL ROAD | Boghall Road [T41,T42] | FASSAROE |  | 53.2021 | -6.0985
MV/LV Substation ST***761 |  | 10 kV | _ | LV | 400 kVA :Kiosk Substation | 0.4 | --> | 0.4 | 0.291 | 2.36 |  | --> | 0.38 | 0 | 0.028 | 0.374 | 0 |  | --> | C14 ex BRAY | Bray [T41,T42] | FASSAROE |  | 53.1863 | -6.1286
MV/LV Substation SI***771 |  | 10 kV | _ | LV | 400 kVA :Kiosk Substation | 0.4 | --> | 0.4 | 0.296 | 4.51 |  | --> | 0.38 | 0 | 0.047 | 0.359 | 0 |  | --> | C20 ex BOGHALL ROAD | Boghall Road [T41,T42] | FASSAROE |  | 53.197 | -6.0996
MV/LV Substation AS***772 |  | 10 kV | _ | LV | 200 kVA :Kiosk Substation | 0.2 | --> | 0.2 | 0.121 | 2.36 |  | --> | 0.19 | 0 | 0.022 | 0.184 | 0 |  | --> | C16 ex BRAY | Bray [T41,T42] | FASSAROE |  | 53.1895 | -6.1364
MV/LV Substation RI***773 |  | 10 kV | _ | LV | 400 kVA :Kiosk Substation | 0.4 | --> | 0.4 | 0.207 | 2.36 |  | --> | 0.38 | 0 | 0.048 | 0.37 | 0 |  | --> | C16 ex BRAY | Bray [T41,T42] | FASSAROE |  | 53.1887 | -6.1324
MV/LV Substation WO***774 |  | 10 kV | _ | LV | 630 kVA :Kiosk Substation | 0.63 | --> | 0.63 | 0.407 | 4.51 |  | --> | 0.598 | 0 | 0.038 | 0.5 | 0 |  | --> | C16 ex BOGHALL ROAD | Boghall Road [T41,T42] | FASSAROE |  | 53.189 | -6.1097
MV/LV Substation RI***775 |  | 10 kV | _ | LV | 200 kVA :Kiosk Substation | 0.2 | --> | 0.2 | 0.107 | 2.36 |  | --> | 0.19 | 0 | 0.036 | 0.176 | 0 |  | --> | C19 ex BRAY | Bray [T41,T42] | FASSAROE |  | 53.1923 | -6.1204
MV/LV Substation TO***782 |  | 10 kV | _ | LV | 100 kVA :Pole Substation | 0.1 | --> | 0.1 | 0.063 | 0.48 |  | --> | 0.095 | 0 | 0.023 | 0 | 0 | Constrained, otherwise capacity available =83 kW | --> | C20 ex KILMARTIN | Kilmartin [T41] | ARKLOW |  | 53.0702 | -6.2229
MV/LV Substation WH***788 |  | 10 kV | _ | LV | 400 kVA :Kiosk Substation | 0.4 | --> | 0.4 | 0.286 | 2.36 |  | --> | 0.38 | 0 | 0.051 | 0.358 | 0 |  | --> | C19 ex BRAY | Bray [T41,T42] | FASSAROE |  | 53.1901 | -6.114
MV/LV Substation GA***789 |  | 10 kV | _ | LV | 630 kVA :Building Structure | 0.63 | --> | 0.63 | 0.486 | 4.51 |  | --> | 0.598 | 0 | 0.003 | 0.5 | 0 |  | --> | C21 ex BOGHALL ROAD | Boghall Road [T41,T42] | FASSAROE |  | 53.2051 | -6.1064
MV/LV Substation DE***796 |  | 10 kV | _ | LV | 400 kVA :Kiosk Substation | 0.4 | --> | 0.4 | 0.275 | 4.51 |  | --> | 0.38 | 0 | 0.007 | 0.392 | 0 |  | --> | C16 ex BOGHALL ROAD | Boghall Road [T41,T42] | FASSAROE |  | 53.1862 | -6.1192
MV/LV Substation HE***797 |  | 10 kV | _ | LV | 400 kVA :Kiosk Substation | 0.4 | --> | 0.4 | 0.235 | 2.36 |  | --> | 0.38 | 0 | 0.013 | 0.392 | 0 |  | --> | C12 ex BRAY | Bray [T41,T42] | FASSAROE |  | 53.2039 | -6.1112
MV/LV Substation CO***803 |  | 10 kV | _ | LV | 100 kVA :Pole Substation | 0.1 | --> | 0.1 | 0 | 0 | Constrained, otherwise capacity available =78 kVA | --> | 0.095 | 0 | 0 | 0.098 | 0 |  | --> | C14 ex GREYSTONES | Greystones [T41,T42] | FASSAROE |  | 53.1708 | -6.1886
MV/LV Substation DE***822 |  | 10 kV | _ | LV | 50 kVA :Pole Substation | 0.05 | --> | 0.05 | 0.035 | 0.48 |  | --> | 0.048 | 0 | 0 | 0 | 0 | Constrained, otherwise capacity available =50 kW | --> | C20 ex KILMARTIN | Kilmartin [T41] | ARKLOW |  | 53.0519 | -6.2355
MV/LV Substation DE***861 |  | 10 kV | _ | LV | 400 kVA :Building Structure | 0.4 | --> | 0.4 | 0.339 | 4.51 |  | --> | 0.38 | 0 | 0 | 0.388 | 0 |  | --> | C20 ex BOGHALL ROAD | Boghall Road [T41,T42] | FASSAROE |  | 53.1879 | -6.1061
MV/LV Substation ID***864 |  | 10 kV | _ | LV | 630 kVA :Building Structure | 0.63 | --> | 0.63 | 0.439 | 2.36 |  | --> | 0.598 | 0 | 0 | 0.5 | 0 |  | --> | C15 ex BRAY | Bray [T41,T42] | FASSAROE |  | 53.1909 | -6.1228
MV/LV Substation AQ***866 |  | 10 kV | _ | LV | 400 kVA :Building Structure | 0.4 | --> | 0.4 | 0.097 | 4.51 |  | --> | 0.38 | 0 | 0.061 | 0.372 | 0 |  | --> | C21 ex BOGHALL ROAD | Boghall Road [T41,T42] | FASSAROE |  | 53.2036 | -6.0981
MV/LV Substation RO***875 |  | 10 kV | _ | LV | 100 kVA :Pole Substation | 0.1 | --> | 0.1 | 0.034 | 0.48 |  | --> | 0.095 | 0 | 0.01 | 0 | 0 | Constrained, otherwise capacity available =96 kW | --> | C20 ex KILMARTIN | Kilmartin [T41] | ARKLOW |  | 53.0656 | -6.2216
MV/LV Substation KI***877 |  | 10 kV | _ | LV | 400 kVA :Kiosk Substation | 0.4 | --> | 0.4 | 0 | 0 | Constrained, otherwise capacity available =372 kVA | --> | 0.38 | 0 | 0 | 0.384 | 0 |  | --> | C14 ex GREYSTONES | Greystones [T41,T42] | FASSAROE |  | 53.1538 | -6.1646
MV/LV Substation SA***890 |  | 10 kV | _ | LV | 400 kVA :Building Structure | 0.4 | --> | 0.4 | 0.091 | 4.51 |  | --> | 0.38 | 0 | 0 | 0.417 | 0 |  | --> | C13 ex BOGHALL ROAD | Boghall Road [T41,T42] | FASSAROE |  | 53.1829 | -6.1179
MV/LV Substation TH***892 |  | 10 kV | _ | LV | 400 kVA :Kiosk Substation | 0.4 | --> | 0.4 | 0.041 | 0.04 | Constrained, otherwise capacity available =369 kVA | --> | 0.38 | 0 | 0.006 | 0.38 | 0 |  | --> | C14 ex LITTLE BRAY | Little Bray [T41,T42] | FASSAROE |  | 53.2041 | -6.115
MV/LV Substation SI***893 |  | 10 kV | _ | LV | 50 kVA :Pole Substation | 0.05 | --> | 0.05 | 0 | 0 | Constrained, otherwise capacity available =22 kVA | --> | 0.048 | 0 | 0.012 | 0.042 | 0 |  | --> | C14 ex GREYSTONES | Greystones [T41,T42] | FASSAROE |  | 53.1712 | -6.152
MV/LV Substation KI***894 |  | 10 kV | _ | LV | 100 kVA :Pole Substation | 0.1 | --> | 0.1 | 0 | 0 | Constrained, otherwise capacity available =84 kVA | --> | 0.095 | 0 | 0.004 | 0.094 | 0 |  | --> | C14 ex GREYSTONES | Greystones [T41,T42] | FASSAROE |  | 53.1647 | -6.1665
MV/LV Substation BR***902 |  | 10 kV | _ | LV | 50 kVA :Pole Substation | 0.05 | --> | 0.05 | 0.05 | 4.51 |  | --> | 0.048 | 0 | 0 | 0.048 | 0 |  | --> | C20 ex BOGHALL ROAD | Boghall Road [T41,T42] | FASSAROE |  | 53.1847 | -6.0874
MV/LV Substation OR***903 |  | 10 kV | _ | LV | 1000 kVA :Building Structure | 1 | --> | 1 | 0.5 | 4.51 |  | --> | 0.95 | 0 | 0 | 0.5 | 0 |  | --> | C13 ex BOGHALL ROAD | Boghall Road [T41,T42] | FASSAROE |  | 53.183 | -6.1167
MV/LV Substation RI***904 |  | 10 kV | _ | LV | 400 kVA :Kiosk Substation | 0.4 | --> | 0.4 | 0.25 | 4.51 |  | --> | 0.38 | 0 | 0.067 | 0.35 | 0 |  | --> | C14 ex BOGHALL ROAD | Boghall Road [T41,T42] | FASSAROE |  | 53.1861 | -6.1063
MV/LV Substation AR***908 |  | 10 kV | _ | LV | 400 kVA :Kiosk Substation | 0.4 | --> | 0.4 | 0.33 | 2.36 |  | --> | 0.38 | 0 | 0.047 | 0.355 | 0 |  | --> | C12 ex BRAY | Bray [T41,T42] | FASSAROE |  | 53.1945 | -6.1282
MV/LV Substation RO***909 |  | 10 kV | _ | LV | 100 kVA :Pole Substation | 0.1 | --> | 0.1 | 0.098 | 5.58 |  | --> | 0.095 | 0 | 0 | 0.095 | 0 |  | --> | C14 ex KILCOOLE | Kilcoole [T41,T42] | FASSAROE |  | 53.0843 | -6.1629
MV/LV Substation AR***912 |  | 10 kV | _ | LV | 200 kVA :Kiosk Substation | 0.2 | --> | 0.2 | 0 | 4.51 |  | --> | 0.19 | 0 | 0 | 0.233 | 0 |  | --> | C19 ex BOGHALL ROAD | Boghall Road [T41,T42] | FASSAROE |  | 53.1846 | -6.1204
MV/LV Substation KI***914 |  | 10 kV | _ | LV | 50 kVA :Pole Substation | 0.05 | --> | 0.05 | 0.05 | 2.36 |  | --> | 0.048 | 0 | 0 | 0.048 | 0 |  | --> | C16 ex BRAY | Bray [T41,T42] | FASSAROE |  | 53.1857 | -6.1362
MV/LV Substation IR***915 |  | 10 kV | _ | LV | 400 kVA :Building Structure | 0.4 | --> | 0.4 | 0.388 | 4.51 |  | --> | 0.38 | 0 | 0 | 0.382 | 0 |  | --> | C23 ex BOGHALL ROAD | Boghall Road [T41,T42] | FASSAROE |  | 53.1818 | -6.1173
MV/LV Substation SU***919 |  | 10 kV | _ | LV | 400 kVA :Kiosk Substation | 0.4 | --> | 0.4 | 0.296 | 2.36 |  | --> | 0.38 | 0 | 0.018 | 0.381 | 0 |  | --> | C14 ex BRAY | Bray [T41,T42] | FASSAROE |  | 53.187 | -6.1275
MV/LV Substation SW***920 |  | 10 kV | _ | LV | 400 kVA :Kiosk Substation | 0.4 | --> | 0.4 | 0.294 | 4.51 |  | --> | 0.38 | 0 | 0.047 | 0.359 | 0 |  | --> | C14 ex BOGHALL ROAD | Boghall Road [T41,T42] | FASSAROE |  | 53.1839 | -6.1069
MV/LV Substation HO***921 |  | 10 kV | _ | LV | 200 kVA :Kiosk Substation | 0.2 | --> | 0.2 | 0.113 | 4.51 |  | --> | 0.19 | 0 | 0.032 | 0.178 | 0 |  | --> | C14 ex BOGHALL ROAD | Boghall Road [T41,T42] | FASSAROE |  | 53.1819 | -6.1091
MV/LV Substation PO***923 |  | 10 kV | _ | LV | 50 kVA :Pole Substation | 0.05 | --> | 0.05 | 0 | 0 | Constrained, otherwise capacity available =50 kVA | --> | 0.048 | 0 | 0 | 0.048 | 0 |  | --> | C14 ex GREYSTONES | Greystones [T41,T42] | FASSAROE |  | 53.1728 | -6.1877
MV/LV Substation OL***924 |  | 10 kV | _ | LV | 200 kVA :Kiosk Substation | 0.2 | --> | 0.2 | 0.096 | 2.36 |  | --> | 0.19 | 0 | 0.064 | 0.156 | 0 |  | --> | C19 ex BRAY | Bray [T41,T42] | FASSAROE |  | 53.1929 | -6.1158
MV/LV Substation NE***926 |  | 10 kV | _ | LV | 400 kVA :Kiosk Substation | 0.4 | --> | 0.4 | 0.284 | 4.51 |  | --> | 0.38 | 0 | 0 | 0.396 | 0 |  | --> | C14 ex BOGHALL ROAD | Boghall Road [T41,T42] | FASSAROE |  | 53.1826 | -6.1134
MV/LV Substation OA***928 |  | 10 kV | _ | LV | 200 kVA :Kiosk Substation | 0.2 | --> | 0.2 | 0.12 | 4.51 |  | --> | 0.19 | 0 | 0.054 | 0.161 | 0 |  | --> | C14 ex BOGHALL ROAD | Boghall Road [T41,T42] | FASSAROE |  | 53.184 | -6.1096
MV/LV Substation EL***930 |  | 10 kV | _ | LV | 630 kVA :Kiosk Substation | 0.63 | --> | 0.63 | 0.396 | 4.51 |  | --> | 0.598 | 0 | 0 | 0.5 | 0 |  | --> | C23 ex BOGHALL ROAD | Boghall Road [T41,T42] | FASSAROE |  | 53.1816 | -6.1148
MV/LV Substation BR***931 |  | 10 kV | _ | LV | 200 kVA :Kiosk Substation | 0.2 | --> | 0.2 | 0.17 | 2.36 |  | --> | 0.19 | 0 | 0 | 0.194 | 0 |  | --> | C12 ex BRAY | Bray [T41,T42] | FASSAROE |  | 53.1989 | -6.1241
MV/LV Substation KI***934 |  | 10 kV | _ | LV | 200 kVA :Kiosk Substation | 0.2 | --> | 0.2 | 0.161 | 2.36 |  | --> | 0.19 | 0 | 0.011 | 0.187 | 0 |  | --> | C13 ex BRAY | Bray [T41,T42] | FASSAROE |  | 53.2007 | -6.1132
MV/LV Substation DE***935 |  | 10 kV | _ | LV | 400 kVA :Kiosk Substation | 0.4 | --> | 0.4 | 0.254 | 2.36 |  | --> | 0.38 | 0 | 0.071 | 0.347 | 0 |  | --> | C20 ex BRAY | Bray [T41,T42] | FASSAROE |  | 53.1825 | -6.1218
MV/LV Substation IN***936 |  | 10 kV | _ | LV | 400 kVA :Building Structure | 0.4 | --> | 0.4 | 0.342 | 4.51 |  | --> | 0.38 | 0 | 0.03 | 0.366 | 0 |  | --> | C20 ex BOGHALL ROAD | Boghall Road [T41,T42] | FASSAROE |  | 53.1884 | -6.1078
MV/LV Substation SI***944 |  | 10 kV | _ | LV | 400 kVA :Kiosk Substation | 0.4 | --> | 0.4 | 0.314 | 4.51 |  | --> | 0.38 | 0 | 0.003 | 0.389 | 0 |  | --> | C21 ex BOGHALL ROAD | Boghall Road [T41,T42] | FASSAROE |  | 53.2026 | -6.0998
MV/LV Substation SC***946 |  | 10 kV | _ | LV | 400 kVA :Kiosk Substation | 0.4 | --> | 0.4 | 0.215 | 2.36 |  | --> | 0.38 | 0 | 0.03 | 0.382 | 0 |  | --> | C15 ex BRAY | Bray [T41,T42] | FASSAROE |  | 53.1881 | -6.1234
MV/LV Substation VE***947 |  | 10 kV | _ | LV | 400 kVA :Kiosk Substation | 0.4 | --> | 0.4 | 0.31 | 2.36 |  | --> | 0.38 | 0 | 0.047 | 0.357 | 0 |  | --> | C19 ex BRAY | Bray [T41,T42] | FASSAROE |  | 53.1982 | -6.1072
MV/LV Substation BO***949 |  | 10 kV | _ | LV | 100 kVA :Pole Substation | 0.1 | --> | 0.1 | 0.08 | 2.36 |  | --> | 0.095 | 0 | 0.005 | 0.094 | 0 |  | --> | C16 ex BRAY | Bray [T41,T42] | FASSAROE |  | 53.1697 | -6.1438
MV/LV Substation AV***950 |  | 10 kV | _ | LV | 200 kVA :Pole Substation | 0.2 | --> | 0.2 | 0.198 | 2.36 |  | --> | 0.19 | 0 | 0 | 0.19 | 0 |  | --> | C16 ex BRAY | Bray [T41,T42] | FASSAROE |  | 53.1723 | -6.1386
MV/LV Substation SC***955 |  | 10 kV | _ | LV | 400 kVA :Building Structure | 0.4 | --> | 0.4 | 0.4 | 4.51 |  | --> | 0.38 | 0 | 0 | 0.38 | 0 |  | --> | C13 ex BOGHALL ROAD | Boghall Road [T41,T42] | FASSAROE |  | 53.1819 | -6.1194
MV/LV Substation CA***965 |  | 10 kV | _ | LV | 50 kVA :Pole Substation | 0.05 | --> | 0.05 | 0 | 0 | Constrained, otherwise capacity available =50 kVA | --> | 0.048 | 0 | 0 | 0.048 | 0 |  | --> | C14 ex GREYSTONES | Greystones [T41,T42] | FASSAROE |  | 53.1112 | -6.1641
MV/LV Substation MI***966 |  | 10 kV | _ | LV | 200 kVA :Kiosk Substation | 0.2 | --> | 0.2 | 0.167 | 2.36 |  | --> | 0.19 | 0 | 0.008 | 0.188 | 0 |  | --> | C12 ex BRAY | Bray [T41,T42] | FASSAROE |  | 53.1975 | -6.1245
MV/LV Substation PE***969 |  | 10 kV | _ | LV | 200 kVA :Kiosk Substation | 0.2 | --> | 0.2 | 0.076 | 2.36 |  | --> | 0.19 | 0 | 0.086 | 0.142 | 0 |  | --> | C14 ex BRAY | Bray [T41,T42] | FASSAROE |  | 53.1911 | -6.1324
MV/LV Substation BU***970 |  | 10 kV | _ | LV | 200 kVA :Pole Substation | 0.2 | --> | 0.2 | 0 | 0 | Constrained, otherwise capacity available =192 kVA | --> | 0.19 | 0 | 0 | 0.191 | 0 |  | --> | C14 ex GREYSTONES | Greystones [T41,T42] | FASSAROE |  | 53.1787 | -6.171
MV/LV Substation WO***971 |  | 10 kV | _ | LV | 400 kVA :Building Structure | 0.4 | --> | 0.4 | 0.327 | 4.51 |  | --> | 0.38 | 0 | 0.005 | 0.386 | 0 |  | --> | C20 ex BOGHALL ROAD | Boghall Road [T41,T42] | FASSAROE |  | 53.1865 | -6.1004
MV/LV Substation GI***972 |  | 10 kV | _ | LV | 400 kVA :Kiosk Substation | 0.4 | --> | 0.4 | 0.324 | 2.36 |  | --> | 0.38 | 0 | 0.016 | 0.378 | 0 |  | --> | C19 ex BRAY | Bray [T41,T42] | FASSAROE |  | 53.1918 | -6.1132
MV/LV Substation GL***976 |  | 10 kV | _ | LV | 400 kVA :Building Structure | 0.4 | --> | 0.4 | 0.341 | 4.51 |  | --> | 0.38 | 0 | 0 | 0.388 | 0 |  | --> | C22 ex BOGHALL ROAD | Boghall Road [T41,T42] | FASSAROE |  | 53.1713 | -6.1389
MV/LV Substation BR***978 |  | 10 kV | _ | LV | 400 kVA :Kiosk Substation | 0.4 | --> | 0.4 | 0.366 | 4.51 |  | --> | 0.38 | 0 | 0.026 | 0.365 | 0 |  | --> | C20 ex BOGHALL ROAD | Boghall Road [T41,T42] | FASSAROE |  | 53.1886 | -6.099
MV/LV Substation RO***982 |  | 10 kV | _ | LV | 50 kVA :Pole Substation | 0.05 | --> | 0.05 | 0.028 | 0.48 |  | --> | 0.048 | 0 | 0.005 | 0 | 0 | Constrained, otherwise capacity available =47 kW | --> | C20 ex KILMARTIN | Kilmartin [T41] | ARKLOW |  | 53.0646 | -6.2285
MV/LV Substation BR***984 |  | 10 kV | _ | LV | 200 kVA :Kiosk Substation | 0.2 | --> | 0.2 | 0.14 | 4.51 |  | --> | 0.19 | 0 | 0.05 | 0.161 | 0 |  | --> | C20 ex BOGHALL ROAD | Boghall Road [T41,T42] | FASSAROE |  | 53.1825 | -6.0911
MV/LV Substation AS***986 |  | 10 kV | _ | LV | 50 kVA :Pole Substation | 0.05 | --> | 0.05 | 0.05 | 4.51 |  | --> | 0.048 | 0 | 0 | 0.048 | 0 |  | --> | C22 ex BOGHALL ROAD | Boghall Road [T41,T42] | FASSAROE |  | 53.1678 | -6.1322
MV/LV Substation HE***987 |  | 10 kV | _ | LV | 630 kVA :Kiosk Substation | 0.63 | --> | 0.63 | 0.494 | 2.36 |  | --> | 0.598 | 0 | 0.027 | 0.5 | 0 |  | --> | C19 ex BRAY | Bray [T41,T42] | FASSAROE |  | 53.1929 | -6.0997
MV/LV Substation BR***988 |  | 10 kV | _ | LV | 1000 kVA :Building Structure | 1 | --> | 1 | 0.041 | 0.04 | Constrained, otherwise capacity available =735 kVA | --> | 0.95 | 0 | 0.005 | 0.5 | 0 |  | --> | C13 ex LITTLE BRAY | Little Bray [T41,T42] | FASSAROE |  | 53.2015 | -6.1091
MV/LV Substation MA***992 |  | 10 kV | _ | LV | 400 kVA :Kiosk Substation | 0.4 | --> | 0.4 | 0.357 | 2.36 |  | --> | 0.38 | 0 | 0.005 | 0.382 | 0 |  | --> | C19 ex BRAY | Bray [T41,T42] | FASSAROE |  | 53.1979 | -6.1095
MV/LV Substation NE***994 |  | 10 kV | _ | LV | 400 kVA :Kiosk Substation | 0.4 | --> | 0.4 | 0.358 | 4.51 |  | --> | 0.38 | 0 | 0.015 | 0.375 | 0 |  | --> | C20 ex BOGHALL ROAD | Boghall Road [T41,T42] | FASSAROE |  | 53.1897 | -6.1001
MV/LV Substation RO***995 |  | 10 kV | _ | LV | 50 kVA :Pole Substation | 0.05 | --> | 0.05 | 0.046 | 2.36 |  | --> | 0.048 | 0 | 0 | 0.048 | 0 |  | --> | C11 ex BRAY | Bray [T41,T42] | FASSAROE |  | 53.1929 | -6.1427
MV/LV Substation DA***998 |  | 10 kV | _ | LV | 400 kVA :Kiosk Substation | 0.4 | --> | 0.4 | 0.335 | 2.36 |  | --> | 0.38 | 0 | 0.006 | 0.384 | 0 |  | --> | C19 ex BRAY | Bray [T41,T42] | FASSAROE |  | 53.197 | -6.0948
MV/LV Substation BR***999 |  | 10 kV | _ | LV | 400 kVA :Building Structure | 0.4 | --> | 0.4 | 0.348 | 4.51 |  | --> | 0.38 | 0 | 0 | 0.387 | 0 |  | --> | C23 ex BOGHALL ROAD | Boghall Road [T41,T42] | FASSAROE |  | 53.1815 | -6.1159
MV/LV Substation FI***001 |  | 10 kV | _ | LV | 400 kVA :Kiosk Substation | 0.4 | --> | 0.4 | 0 | 11.58 |  | --> | 0.38 | 0 | 0.037 | 0.404 | 0 |  | --> | C22 ex BALLYBEG | Ballybeg [T101,T102] | CARRICKMINES |  | 52.9801 | -6.0433
MV/LV Substation FA***002 |  | 10 kV | _ | LV | 400 kVA :Kiosk Substation | 0.4 | --> | 0.4 | 0.211 | 11.58 |  | --> | 0.38 | 0 | 0.024 | 0.387 | 0 |  | --> | C22 ex BALLYBEG | Ballybeg [T101,T102] | CARRICKMINES |  | 52.9787 | -6.039
MV/LV Substation SI***002Y |  | 10 kV | _ | LV | 100 kVA :Pole Substation | 0.1 | --> | 0.1 | 0.091 | 11.58 |  | --> | 0.095 | 0 | 0 | 0.096 | 0 |  | --> | C17 ex BALLYBEG | Ballybeg [T101,T102] | CARRICKMINES |  | 52.9559 | -6.0133
MV/LV Substation RA***005 |  | 10 kV | _ | LV | 200 kVA :Pole Substation | 0.2 | --> | 0.2 | 0.13 | 11.58 |  | --> | 0.19 | 0 | 0.015 | 0.188 | 0 |  | --> | C21 ex BALLYBEG | Ballybeg [T101,T102] | CARRICKMINES |  | 52.9916 | -6.0799
MV/LV Substation AV***007 |  | 10 kV | _ | LV | 100 kVA :Pole Substation | 0.1 | --> | 0.1 | 0 | 0 | Constrained, otherwise capacity available =100 kVA | --> | 0.095 | 0 | 0 | 0 | 0 | Constrained, otherwise capacity available =95 kW | --> | C11 ex RATHDRUM | Rathdrum [T42] | ARKLOW |  | 52.9148 | -6.2281
MV/LV Substation AS***008 |  | 10 kV | _ | LV | 200 kVA :Pole Substation | 0.2 | --> | 0.2 | 0.19 | 11.58 |  | --> | 0.19 | 0 | 0 | 0.191 | 0 |  | --> | C19 ex BALLYBEG | Ballybeg [T101,T102] | CARRICKMINES |  | 53.0116 | -6.1089
MV/LV Substation HU***009 |  | 10 kV | _ | LV | 50 kVA :Pole Substation | 0.05 | --> | 0.05 | 0.022 | 11.58 |  | --> | 0.048 | 0 | 0 | 0.051 | 0 |  | --> | C19 ex BALLYBEG | Ballybeg [T101,T102] | CARRICKMINES |  | 53.0065 | -6.0851
MV/LV Substation RO***010 |  | 10 kV | _ | LV | 50 kVA :Pole Substation | 0.05 | --> | 0.05 | 0.031 | 11.58 |  | --> | 0.048 | 0 | 0.005 | 0.046 | 0 |  | --> | C19 ex BALLYBEG | Ballybeg [T101,T102] | CARRICKMINES |  | 53.0051 | -6.0964
MV/LV Substation BA***011 |  | 10 kV | _ | LV | 50 kVA :Pole Substation | 0.05 | --> | 0.05 | 0.044 | 11.58 |  | --> | 0.048 | 0 | 0 | 0.048 | 0 |  | --> | C19 ex BALLYBEG | Ballybeg [T101,T102] | CARRICKMINES |  | 53.0229 | -6.1199
MV/LV Substation CH***012 |  | 10 kV | _ | LV | 200 kVA :Pole Substation | 0.2 | --> | 0.2 | 0.125 | 11.58 |  | --> | 0.19 | 0 | 0 | 0.2 | 0 |  | --> | C25 ex BALLYBEG | Ballybeg [T101,T102] | CARRICKMINES |  | 52.9909 | -6.0497
MV/LV Substation CL***014 |  | 10 kV | _ | LV | 200 kVA :Pole Substation | 0.2 | --> | 0.2 | 0.18 | 11.58 |  | --> | 0.19 | 0 | 0 | 0.193 | 0 |  | --> | C18 ex BALLYBEG | Ballybeg [T101,T102] | CARRICKMINES |  | 52.9565 | -6.1657
MV/LV Substation MA***016 |  | 10 kV | _ | LV | 50 kVA :Pole Substation | 0.05 | --> | 0.05 | 0.044 | 11.58 |  | --> | 0.048 | 0 | 0 | 0.048 | 0 |  | --> | C17 ex BALLYBEG | Ballybeg [T101,T102] | CARRICKMINES |  | 52.9377 | -6.0331
MV/LV Substation BA***019 |  | 10 kV | _ | LV | 400 kVA :Kiosk Substation | 0.4 | --> | 0.4 | 0.335 | 11.58 |  | --> | 0.38 | 0 | 0.033 | 0.364 | 0 |  | --> | C19 ex BALLYBEG | Ballybeg [T101,T102] | CARRICKMINES |  | 53.0139 | -6.1139
MV/LV Substation TI***022 |  | 10 kV | _ | LV | 50 kVA :Pole Substation | 0.05 | --> | 0.05 | 0 | 0 | Constrained, otherwise capacity available =36 kVA | --> | 0.048 | 0 | 0.01 | 0 | 0 | Constrained, otherwise capacity available =42 kW | --> | C11 ex RATHDRUM | Rathdrum [T42] | ARKLOW |  | 52.8762 | -6.2201
MV/LV Substation CO***023 |  | 10 kV | _ | LV | 100 kVA :Pole Substation | 0.1 | --> | 0.1 | 0.09 | 11.58 |  | --> | 0.095 | 0 | 0 | 0.096 | 0 |  | --> | C18 ex BALLYBEG | Ballybeg [T101,T102] | CARRICKMINES |  | 52.9843 | -6.1364
MV/LV Substation TI***025 |  | 10 kV | _ | LV | 100 kVA :Pole Substation | 0.1 | --> | 0.1 | 0.065 | 11.58 |  | --> | 0.095 | 0 | 0.006 | 0.095 | 0 |  | --> | C25 ex BALLYBEG | Ballybeg [T101,T102] | CARRICKMINES |  | 52.9969 | -6.0652
MV/LV Substation CO***026 |  | 10 kV | _ | LV | 50 kVA :Pole Substation | 0.05 | --> | 0.05 | 0.05 | 11.58 |  | --> | 0.048 | 0 | 0 | 0.048 | 0 |  | --> | C19 ex BALLYBEG | Ballybeg [T101,T102] | CARRICKMINES |  | 53.0073 | -6.0744
MV/LV Substation DU***033 |  | 10 kV | _ | LV | 200 kVA :Pole Substation | 0.2 | --> | 0.2 | 0.095 | 11.58 |  | --> | 0.19 | 0 | 0.026 | 0.185 | 0 |  | --> | C22 ex BALLYBEG | Ballybeg [T101,T102] | CARRICKMINES |  | 52.9746 | -6.0311
MV/LV Substation LE***034 |  | 10 kV | _ | LV | 200 kVA :Kiosk Substation | 0.2 | --> | 0.2 | 0.105 | 11.58 |  | --> | 0.19 | 0 | 0.015 | 0.191 | 0 |  | --> | C22 ex BALLYBEG | Ballybeg [T101,T102] | CARRICKMINES |  | 52.983 | -6.0424
MV/LV Substation ST***036 |  | 10 kV | _ | LV | 200 kVA :Pole Substation | 0.2 | --> | 0.2 | 0 | 0 | Constrained, otherwise capacity available =169 kVA | --> | 0.19 | 0 | 0.026 | 0 | 0 | Constrained, otherwise capacity available =175 kW | --> | C16 ex RATHDRUM | Rathdrum [T42] | ARKLOW |  | 52.9342 | -6.2401
MV/LV Substation BR***037 |  | 10 kV | _ | LV | 100 kVA :Pole Substation | 0.1 | --> | 0.1 | 0.1 | 11.58 |  | --> | 0.095 | 0 | 0 | 0.095 | 0 |  | --> | C25 ex BALLYBEG | Ballybeg [T101,T102] | CARRICKMINES |  | 52.9853 | -6.0487
MV/LV Substation NO***038 |  | 10 kV | _ | LV | 630 kVA :Building Structure | 0.63 | --> | 0.63 | 0.474 | 11.58 |  | --> | 0.598 | 0 | 0.004 | 0.5 | 0 |  | --> | C22 ex BALLYBEG | Ballybeg [T101,T102] | CARRICKMINES |  | 52.9809 | -6.0382
MV/LV Substation ST***039 |  | 10 kV | _ | LV | 400 kVA :Kiosk Substation | 0.4 | --> | 0.4 | 0.276 | 11.58 |  | --> | 0.38 | 0 | 0.06 | 0.352 | 0 |  | --> | C22 ex BALLYBEG | Ballybeg [T101,T102] | CARRICKMINES |  | 52.9779 | -6.0474
MV/LV Substation TH***040 |  | 10 kV | _ | LV | 100 kVA :Pole Substation | 0.1 | --> | 0.1 | 0 | 0 | Constrained, otherwise capacity available =87 kVA | --> | 0.095 | 0 | 0.008 | 0 | 0 | Constrained, otherwise capacity available =91 kW | --> | C16 ex RATHDRUM | Rathdrum [T42] | ARKLOW |  | 52.9335 | -6.2335
MV/LV Substation GR***041 |  | 10 kV | _ | LV | 200 kVA :Pole Substation | 0.2 | --> | 0.2 | 0.062 | 11.58 |  | --> | 0.19 | 0 | 0.01 | 0.201 | 0 |  | --> | C20 ex BALLYBEG | Ballybeg [T101,T102] | CARRICKMINES |  | 52.9803 | -6.0485
MV/LV Substation SO***043 |  | 10 kV | _ | LV | 400 kVA :Building Structure | 0.4 | --> | 0.4 | 0.273 | 11.58 |  | --> | 0.38 | 0 | 0.018 | 0.384 | 0 |  | --> | C22 ex BALLYBEG | Ballybeg [T101,T102] | CARRICKMINES |  | 52.9797 | -6.036
MV/LV Substation MO***044 |  | 10 kV | _ | LV | 400 kVA :Kiosk Substation | 0.4 | --> | 0.4 | 0.217 | 11.58 |  | --> | 0.38 | 0 | 0.022 | 0.388 | 0 |  | --> | C20 ex BALLYBEG | Ballybeg [T101,T102] | CARRICKMINES |  | 52.9752 | -6.0427
MV/LV Substation CL***045 |  | 10 kV | _ | LV | 200 kVA :Pole Substation | 0.2 | --> | 0.2 | 0 | 0 | Constrained, otherwise capacity available =128 kVA | --> | 0.19 | 0 | 0.005 | 0 | 0 | Constrained, otherwise capacity available =196 kW | --> | C16 ex RATHDRUM | Rathdrum [T42] | ARKLOW |  | 52.935 | -6.2314
MV/LV Substation BA***047 |  | 10 kV | _ | LV | 100 kVA :Pole Substation | 0.1 | --> | 0.1 | 0 | 0 |  | --> | 0.095 | 0 | 0.042 | 0 | 0 | Constrained, otherwise capacity available =82 kW | --> | C16 ex RATHDRUM | Rathdrum [T42] | ARKLOW |  | 52.9362 | -6.2476
MV/LV Substation KI***049 |  | 10 kV | _ | LV | 200 kVA :Pole Substation | 0.2 | --> | 0.2 | 0.076 | 11.58 |  | --> | 0.19 | 0 | 0.065 | 0.158 | 0 |  | --> | C22 ex BALLYBEG | Ballybeg [T101,T102] | CARRICKMINES |  | 52.9777 | -6.0326
MV/LV Substation KN***050 |  | 10 kV | _ | LV | 100 kVA :Pole Substation | 0.1 | --> | 0.1 | 0 | 0 | Constrained, otherwise capacity available =87 kVA | --> | 0.095 | 0 | 0 | 0 | 0 | Constrained, otherwise capacity available =97 kW | --> | C16 ex RATHDRUM | Rathdrum [T42] | ARKLOW |  | 52.9251 | -6.2398
MV/LV Substation CO***051 |  | 10 kV | _ | LV | 400 kVA :Kiosk Substation | 0.4 | --> | 0.4 | 0.21 | 11.58 |  | --> | 0.38 | 0 | 0.01 | 0.398 | 0 |  | --> | C22 ex BALLYBEG | Ballybeg [T101,T102] | CARRICKMINES |  | 52.9798 | -6.0395
MV/LV Substation CE***054 |  | 10 kV | _ | LV | 630 kVA :Building Structure | 0.63 | --> | 0.63 | 0.5 | 11.58 |  | --> | 0.598 | 0 | 0 | 0.5 | 0 |  | --> | C25 ex BALLYBEG | Ballybeg [T101,T102] | CARRICKMINES |  | 52.9855 | -6.0454
MV/LV Substation VE***055 |  | 10 kV | _ | LV | 630 kVA :Building Structure | 0.63 | --> | 0.63 | 0.5 | 11.58 |  | --> | 0.598 | 0 | 0 | 0.5 | 0 |  | --> | C25 ex BALLYBEG | Ballybeg [T101,T102] | CARRICKMINES |  | 52.9876 | -6.0471
MV/LV Substation MI***057 |  | 10 kV | _ | LV | 200 kVA :Kiosk Substation | 0.2 | --> | 0.2 | 0.151 | 18.08 |  | --> | 0.19 | 0 | 0 | 0.197 | 0 |  | --> | C18 ex ARKLOW | Arklow [T101,T102] | ARKLOW |  | 52.8915 | -6.1413
MV/LV Substation BA***058 |  | 10 kV | _ | LV | 400 kVA :Kiosk Substation | 0.4 | --> | 0.4 | 0.304 | 11.58 |  | --> | 0.38 | 0 | 0 | 0.393 | 0 |  | --> | C22 ex BALLYBEG | Ballybeg [T101,T102] | CARRICKMINES |  | 52.9821 | -6.0433
MV/LV Substation ST***059 |  | 10 kV | _ | LV | 200 kVA :Kiosk Substation | 0.2 | --> | 0.2 | 0.113 | 11.58 |  | --> | 0.19 | 0 | 0.034 | 0.176 | 0 |  | --> | C22 ex BALLYBEG | Ballybeg [T101,T102] | CARRICKMINES |  | 52.9776 | -6.0432
MV/LV Substation BR***062 |  | 10 kV | _ | LV | 630 kVA :Kiosk Substation | 0.63 | --> | 0.63 | 0.5 | 11.58 |  | --> | 0.598 | 0 | 0.003 | 0.5 | 0 |  | --> | C20 ex BALLYBEG | Ballybeg [T101,T102] | CARRICKMINES |  | 52.9754 | -6.0532
MV/LV Substation LR***064 |  | 10 kV | _ | LV | 630 kVA :Kiosk Substation | 0.63 | --> | 0.63 | 0.5 | 11.58 |  | --> | 0.598 | 0 | 0.005 | 0.5 | 0 |  | --> | C14 ex BALLYBEG | Ballybeg [T101,T102] | CARRICKMINES |  | 52.9941 | -6.0848
MV/LV Substation GR***065 |  | 10 kV | _ | LV | 50 kVA :Pole Substation | 0.05 | --> | 0.05 | 0.022 | 11.58 |  | --> | 0.048 | 0 | 0.034 | 0.026 | 0 |  | --> | C20 ex BALLYBEG | Ballybeg [T101,T102] | CARRICKMINES |  | 52.9726 | -6.039
MV/LV Substation FR***071 |  | 10 kV | _ | LV | 630 kVA :Kiosk Substation | 0.63 | --> | 0.63 | 0.5 | 11.58 |  | --> | 0.598 | 0 | 0.067 | 0.5 | 0 |  | --> | C25 ex BALLYBEG | Ballybeg [T101,T102] | CARRICKMINES |  | 52.9823 | -6.0531
MV/LV Substation KI***072 |  | 10 kV | _ | LV | 50 kVA :Pole Substation | 0.05 | --> | 0.05 | 0.042 | 0.48 |  | --> | 0.048 | 0 | 0.01 | 0 | 0 | Constrained, otherwise capacity available =41 kW | --> | C15 ex KILMARTIN | Kilmartin [T41] | ARKLOW |  | 53.0503 | -6.0847
MV/LV Substation BA***074 |  | 10 kV | _ | LV | 50 kVA :Pole Substation | 0.05 | --> | 0.05 | 0 | 0 | Constrained, otherwise capacity available =48 kVA | --> | 0.048 | 0 | 0 | 0 | 0 | Constrained, otherwise capacity available =48 kW | --> | C11 ex RATHDRUM | Rathdrum [T42] | ARKLOW |  | 52.9459 | -6.187
MV/LV Substation MO***076 |  | 10 kV | _ | LV | 400 kVA :Kiosk Substation | 0.4 | --> | 0.4 | 0.33 | 11.58 |  | --> | 0.38 | 0 | 0.014 | 0.379 | 0 |  | --> | C22 ex BALLYBEG | Ballybeg [T101,T102] | CARRICKMINES |  | 52.9794 | -6.0346
MV/LV Substation RA***080 |  | 10 kV | _ | LV | 630 kVA :Building Structure | 0.63 | --> | 0.63 | 0 | 0 | Constrained, otherwise capacity available =621 kVA | --> | 0.598 | 0 | 0 | 0 | 0 | Constrained, otherwise capacity available =600 kW | --> | C11 ex RATHDRUM | Rathdrum [T42] | ARKLOW |  | 52.9365 | -6.2266
MV/LV Substation WI***081 |  | 10 kV | _ | LV | 400 kVA :Kiosk Substation | 0.4 | --> | 0.4 | 0.242 | 11.58 |  | --> | 0.38 | 0 | 0.041 | 0.371 | 0 |  | --> | C20 ex BALLYBEG | Ballybeg [T101,T102] | CARRICKMINES |  | 52.9751 | -6.0474
MV/LV Substation LA***091 |  | 10 kV | _ | LV | 50 kVA :Pole Substation | 0.05 | --> | 0.05 | 0 | 0 | Constrained, otherwise capacity available =44 kVA | --> | 0.048 | 0 | 0 | 0 | 0 | Constrained, otherwise capacity available =48 kW | --> | C16 ex RATHDRUM | Rathdrum [T42] | ARKLOW |  | 53.0105 | -6.3159
MV/LV Substation WO***096 |  | 10 kV | _ | LV | 50 kVA :Pole Substation | 0.05 | --> | 0.05 | 0 | 0 | Constrained, otherwise capacity available =25 kVA | --> | 0.048 | 0 | 0 | 0 | 0 | Constrained, otherwise capacity available =51 kW | --> | C16 ex RATHDRUM | Rathdrum [T42] | ARKLOW |  | 52.934 | -6.2424
MV/LV Substation JA***100 |  | 10 kV | _ | LV | 400 kVA :Kiosk Substation | 0.4 | --> | 0.4 | 0.377 | 11.58 |  | --> | 0.38 | 0 | 0 | 0.383 | 0 |  | --> | C17 ex BALLYBEG | Ballybeg [T101,T102] | CARRICKMINES |  | 52.9036 | -6.0402
MV/LV Substation BA***100Y |  | 10 kV | _ | LV | 50 kVA :Pole Substation | 0.05 | --> | 0.05 | 0 | 0 | Constrained, otherwise capacity available =33 kVA | --> | 0.048 | 0 | 0 | 0 | 0 | Constrained, otherwise capacity available =50 kW | --> | C16 ex RATHDRUM | Rathdrum [T42] | ARKLOW |  | 52.9331 | -6.2443
MV/LV Substation PI***102 |  | 10 kV | _ | LV | 400 kVA :Kiosk Substation | 0.4 | --> | 0.4 | 0.348 | 11.58 |  | --> | 0.38 | 0 | 0.015 | 0.376 | 0 |  | --> | C20 ex BALLYBEG | Ballybeg [T101,T102] | CARRICKMINES |  | 52.9744 | -6.0412
MV/LV Substation BA***105 |  | 10 kV | _ | LV | 50 kVA :Pole Substation | 0.05 | --> | 0.05 | 0.038 | 11.58 |  | --> | 0.048 | 0 | 0 | 0.049 | 0 |  | --> | C19 ex BALLYBEG | Ballybeg [T101,T102] | CARRICKMINES |  | 53.0143 | -6.1454
MV/LV Substation MA***106Y |  | 10 kV | _ | LV | 200 kVA :Kiosk Substation | 0.2 | --> | 0.2 | 0.15 | 11.58 |  | --> | 0.19 | 0 | 0.029 | 0.175 | 0 |  | --> | C20 ex BALLYBEG | Ballybeg [T101,T102] | CARRICKMINES |  | 52.9797 | -6.0504
MV/LV Substation AS***107 |  | 10 kV | _ | LV | 200 kVA :Kiosk Substation | 0.2 | --> | 0.2 | 0.05 | 11.58 |  | --> | 0.19 | 0 | 0.013 | 0.2 | 0 |  | --> | C19 ex BALLYBEG | Ballybeg [T101,T102] | CARRICKMINES |  | 53.0077 | -6.1099
MV/LV Substation CH***119Y |  | 10 kV | _ | LV | 200 kVA :Kiosk Substation | 0.2 | --> | 0.2 | 0.146 | 11.58 |  | --> | 0.19 | 0 | 0.031 | 0.174 | 0 |  | --> | C25 ex BALLYBEG | Ballybeg [T101,T102] | CARRICKMINES |  | 52.9866 | -6.0504
MV/LV Substation CO***120 |  | 10 kV | _ | LV | 50 kVA :Pole Substation | 0.05 | --> | 0.05 | 0 | 0 | Constrained, otherwise capacity available =0 kVA | --> | 0.048 | 0 | 0 | 0 | 0 | Constrained, otherwise capacity available =54 kW | --> | C16 ex RATHDRUM | Rathdrum [T42] | ARKLOW |  | 52.9279 | -6.2329
MV/LV Substation AN***121 |  | 10 kV | _ | LV | 50 kVA :Pole Substation | 0.05 | --> | 0.05 | 0.049 | 0.48 |  | --> | 0.048 | 0 | 0 | 0 | 0 | Constrained, otherwise capacity available =48 kW | --> | C20 ex KILMARTIN | Kilmartin [T41] | ARKLOW |  | 53.0321 | -6.2536
MV/LV Substation WI***122 |  | 10 kV | _ | LV | 400 kVA :Kiosk Substation | 0.4 | --> | 0.4 | 0.347 | 11.58 |  | --> | 0.38 | 0 | 0.024 | 0.369 | 0 |  | --> | C20 ex BALLYBEG | Ballybeg [T101,T102] | CARRICKMINES |  | 52.9745 | -6.0447
MV/LV Substation CH***123Y |  | 10 kV | _ | LV | 200 kVA :Pole Substation | 0.2 | --> | 0.2 | 0.156 | 11.58 |  | --> | 0.19 | 0 | 0 | 0.196 | 0 |  | --> | C14 ex BALLYBEG | Ballybeg [T101,T102] | CARRICKMINES |  | 52.9942 | -6.0908
MV/LV Substation KI***125 |  | 10 kV | _ | LV | 50 kVA :Pole Substation | 0.05 | --> | 0.05 | 0.049 | 0.48 |  | --> | 0.048 | 0 | 0 | 0 | 0 | Constrained, otherwise capacity available =48 kW | --> | C15 ex KILMARTIN | Kilmartin [T41] | ARKLOW |  | 53.0621 | -6.096
MV/LV Substation BR***134Y |  | 10 kV | _ | LV | 400 kVA :Kiosk Substation | 0.4 | --> | 0.4 | 0.379 | 18.08 |  | --> | 0.38 | 0 | 0 | 0.383 | 0 |  | --> | C18 ex ARKLOW | Arklow [T101,T102] | ARKLOW |  | 52.8782 | -6.0769
MV/LV Substation RO***139 |  | 10 kV | _ | LV | 400 kVA :Kiosk Substation | 0.4 | --> | 0.4 | 0.32 | 11.58 |  | --> | 0.38 | 0 | 0.033 | 0.366 | 0 |  | --> | C20 ex BALLYBEG | Ballybeg [T101,T102] | CARRICKMINES |  | 52.9731 | -6.0517
MV/LV Substation RO***140 |  | 10 kV | _ | LV | 400 kVA :Kiosk Substation | 0.4 | --> | 0.4 | 0.298 | 11.58 |  | --> | 0.38 | 0 | 0.024 | 0.376 | 0 |  | --> | C20 ex BALLYBEG | Ballybeg [T101,T102] | CARRICKMINES |  | 52.9733 | -6.0503
MV/LV Substation MT***141 |  | 10 kV | _ | LV | 50 kVA :Pole Substation | 0.05 | --> | 0.05 | 0.039 | 11.58 |  | --> | 0.048 | 0 | 0.01 | 0.042 | 0 |  | --> | C19 ex BALLYBEG | Ballybeg [T101,T102] | CARRICKMINES |  | 53.0125 | -6.112
MV/LV Substation CA***141Y |  | 10 kV | _ | LV | 50 kVA :Pole Substation | 0.05 | --> | 0.05 | 0 | 0 | Constrained, otherwise capacity available =48 kVA | --> | 0.048 | 0 | 0.006 | 0 | 0 | Constrained, otherwise capacity available =43 kW | --> | C11 ex RATHDRUM | Rathdrum [T42] | ARKLOW |  | 52.9406 | -6.1343
MV/LV Substation SH***142Y |  | 10 kV | _ | LV | 400 kVA :Building Structure | 0.4 | --> | 0.4 | 0.257 | 11.58 |  | --> | 0.38 | 0 | 0.019 | 0.385 | 0 |  | --> | C22 ex BALLYBEG | Ballybeg [T101,T102] | CARRICKMINES |  | 52.9817 | -6.0444
MV/LV Substation KE***147 |  | 10 kV | _ | LV | 100 kVA :Pole Substation | 0.1 | --> | 0.1 | 0.087 | 11.58 |  | --> | 0.095 | 0 | 0 | 0.097 | 0 |  | --> | C18 ex BALLYBEG | Ballybeg [T101,T102] | CARRICKMINES |  | 52.9653 | -6.1502
MV/LV Substation MA***149Y |  | 10 kV | _ | LV | 200 kVA :Kiosk Substation | 0.2 | --> | 0.2 | 0.099 | 11.58 |  | --> | 0.19 | 0 | 0.042 | 0.172 | 0 |  | --> | C22 ex BALLYBEG | Ballybeg [T101,T102] | CARRICKMINES |  | 52.9794 | -6.0539
MV/LV Substation CO***150 |  | 10 kV | _ | LV | 50 kVA :Pole Substation | 0.05 | --> | 0.05 | 0 | 0 | Constrained, otherwise capacity available =44 kVA | --> | 0.048 | 0 | 0.01 | 0 | 0 | Constrained, otherwise capacity available =41 kW | --> | C11 ex RATHDRUM | Rathdrum [T42] | ARKLOW |  | 52.912 | -6.241
MV/LV Substation WO***151Y |  | 10 kV | _ | LV | 630 kVA :Building Structure | 0.63 | --> | 0.63 | 0.5 | 11.58 |  | --> | 0.598 | 0 | 0 | 0.5 | 0 |  | --> | C14 ex BALLYBEG | Ballybeg [T101,T102] | CARRICKMINES |  | 52.994 | -6.0867
MV/LV Substation SE***154Y |  | 10 kV | _ | LV | 200 kVA :Kiosk Substation | 0.2 | --> | 0.2 | 0.107 | 11.58 |  | --> | 0.19 | 0 | 0.126 | 0.109 | 0 |  | --> | C17 ex BALLYBEG | Ballybeg [T101,T102] | CARRICKMINES |  | 52.9708 | -6.0236
MV/LV Substation DA***155 |  | 10 kV | _ | LV | 630 kVA :Kiosk Substation | 0.63 | --> | 0.63 | 0.5 | 11.58 |  | --> | 0.598 | 0 | 0.049 | 0.5 | 0 |  | --> | C20 ex BALLYBEG | Ballybeg [T101,T102] | CARRICKMINES |  | 52.9744 | -6.0502
MV/LV Substation SE***156Y |  | 10 kV | _ | LV | 400 kVA :Kiosk Substation | 0.4 | --> | 0.4 | 0.353 | 11.58 |  | --> | 0.38 | 0 | 0.019 | 0.372 | 0 |  | --> | C17 ex BALLYBEG | Ballybeg [T101,T102] | CARRICKMINES |  | 52.9683 | -6.0212
MV/LV Substation BA***157 |  | 10 kV | _ | LV | 100 kVA :Pole Substation | 0.1 | --> | 0.1 | 0.091 | 11.58 |  | --> | 0.095 | 0 | 0 | 0.096 | 0 |  | --> | C18 ex BALLYBEG | Ballybeg [T101,T102] | CARRICKMINES |  | 52.9775 | -6.1418
MV/LV Substation KN***158 |  | 10 kV | _ | LV | 50 kVA :Pole Substation | 0.05 | --> | 0.05 | 0 | 0 | Constrained, otherwise capacity available =44 kVA | --> | 0.048 | 0 | 0 | 0 | 0 | Constrained, otherwise capacity available =48 kW | --> | C16 ex RATHDRUM | Rathdrum [T42] | ARKLOW |  | 52.9731 | -6.2737
MV/LV Substation BA***159 |  | 10 kV | _ | LV | 50 kVA :Pole Substation | 0.05 | --> | 0.05 | 0.04 | 11.58 |  | --> | 0.048 | 0 | 0 | 0.049 | 0 |  | --> | C19 ex BALLYBEG | Ballybeg [T101,T102] | CARRICKMINES |  | 52.9914 | -6.1373
MV/LV Substation RO***160 |  | 10 kV | _ | LV | 100 kVA :Pole Substation | 0.1 | --> | 0.1 | 0.077 | 11.58 |  | --> | 0.095 | 0 | 0 | 0.098 | 0 |  | --> | C19 ex BALLYBEG | Ballybeg [T101,T102] | CARRICKMINES |  | 53.0068 | -6.1017
MV/LV Substation TH***166 |  | 10 kV | _ | LV | 200 kVA :Kiosk Substation | 0.2 | --> | 0.2 | 0.116 | 11.58 |  | --> | 0.19 | 0 | 0.027 | 0.181 | 0 |  | --> | C17 ex BALLYBEG | Ballybeg [T101,T102] | CARRICKMINES |  | 52.9472 | -6.0246
MV/LV Substation PA***168 |  | 10 kV | _ | LV | 200 kVA :Kiosk Substation | 0.2 | --> | 0.2 | 0 | 0 | Constrained, otherwise capacity available =96 kVA | --> | 0.19 | 0 | 0.005 | 0 | 0 | Constrained, otherwise capacity available =200 kW | --> | C16 ex RATHDRUM | Rathdrum [T42] | ARKLOW |  | 52.9306 | -6.2354
MV/LV Substation RO***176Y |  | 10 kV | _ | LV | 50 kVA :Pole Substation | 0.05 | --> | 0.05 | 0.05 | 11.58 |  | --> | 0.048 | 0 | 0 | 0.048 | 0 |  | --> | C17 ex BALLYBEG | Ballybeg [T101,T102] | CARRICKMINES |  | 52.8894 | -6.0686
MV/LV Substation BA***179Y |  | 10 kV | _ | LV | 50 kVA :Pole Substation | 0.05 | --> | 0.05 | 0 | 0 | Constrained, otherwise capacity available =50 kVA | --> | 0.048 | 0 | 0 | 0 | 0 | Constrained, otherwise capacity available =48 kW | --> | C11 ex RATHDRUM | Rathdrum [T42] | ARKLOW |  | 52.8717 | -6.222
MV/LV Substation GL***181 |  | 10 kV | _ | LV | 50 kVA :Pole Substation | 0.05 | --> | 0.05 | 0 | 0 | Constrained, otherwise capacity available =39 kVA | --> | 0.048 | 0 | 0.012 | 0 | 0 | Constrained, otherwise capacity available =40 kW | --> | C11 ex RATHDRUM | Rathdrum [T42] | ARKLOW |  | 52.9367 | -6.2198
MV/LV Substation WO***184 |  | 10 kV | _ | LV | 200 kVA :Kiosk Substation | 0.2 | --> | 0.2 | 0.062 | 11.58 |  | --> | 0.19 | 0 | 0.024 | 0.19 | 0 |  | --> | C21 ex BALLYBEG | Ballybeg [T101,T102] | CARRICKMINES |  | 52.9947 | -6.0796
MV/LV Substation ST***185Y |  | 10 kV | _ | LV | 50 kVA :Pole Substation | 0.05 | --> | 0.05 | 0 | 0 | Constrained, otherwise capacity available =48 kVA | --> | 0.048 | 0 | 0 | 0 | 0 | Constrained, otherwise capacity available =48 kW | --> | C11 ex RATHDRUM | Rathdrum [T42] | ARKLOW |  | 52.9496 | -6.2243
MV/LV Substation VI***198 |  | 10 kV | _ | LV | 100 kVA :Pole Substation | 0.1 | --> | 0.1 | 0.076 | 11.58 |  | --> | 0.095 | 0 | 0 | 0.098 | 0 |  | --> | C25 ex BALLYBEG | Ballybeg [T101,T102] | CARRICKMINES |  | 52.9869 | -6.0451
MV/LV Substation WA***200 |  | 10 kV | _ | LV | 200 kVA :Pole Substation | 0.2 | --> | 0.2 | 0.061 | 11.58 |  | --> | 0.19 | 0 | 0.111 | 0.126 | 0 |  | --> | C20 ex BALLYBEG | Ballybeg [T101,T102] | CARRICKMINES |  | 52.9735 | -6.0367
MV/LV Substation CO***202 |  | 10 kV | _ | LV | 400 kVA :Kiosk Substation | 0.4 | --> | 0.4 | 0 | 0 | Constrained, otherwise capacity available =388 kVA | --> | 0.38 | 0 | 0 | 0 | 0 | Constrained, otherwise capacity available =382 kW | --> | C16 ex RATHDRUM | Rathdrum [T42] | ARKLOW |  | 52.9231 | -6.245
MV/LV Substation GL***204 |  | 10 kV | _ | LV | 400 kVA :Kiosk Substation | 0.4 | --> | 0.4 | 0.235 | 11.58 |  | --> | 0.38 | 0 | 0 | 0.402 | 0 |  | --> | C25 ex BALLYBEG | Ballybeg [T101,T102] | CARRICKMINES |  | 52.9861 | -6.0506
MV/LV Substation CO***206 |  | 10 kV | _ | LV | 200 kVA :Pole Substation | 0.2 | --> | 0.2 | 0.198 | 11.58 |  | --> | 0.19 | 0 | 0 | 0.19 | 0 |  | --> | C21 ex BALLYBEG | Ballybeg [T101,T102] | CARRICKMINES |  | 52.9932 | -6.0759
MV/LV Substation TH***207 |  | 10 kV | _ | LV | 200 kVA :Kiosk Substation | 0.2 | --> | 0.2 | 0.15 | 11.58 |  | --> | 0.19 | 0 | 0.032 | 0.173 | 0 |  | --> | C17 ex BALLYBEG | Ballybeg [T101,T102] | CARRICKMINES |  | 52.971 | -6.0263
MV/LV Substation TH***208 |  | 10 kV | _ | LV | 200 kVA :Kiosk Substation | 0.2 | --> | 0.2 | 0.187 | 11.58 |  | --> | 0.19 | 0 | 0.014 | 0.182 | 0 |  | --> | C25 ex BALLYBEG | Ballybeg [T101,T102] | CARRICKMINES |  | 52.9831 | -6.0598
MV/LV Substation TE***208Y |  | 10 kV | _ | LV | 630 kVA :Building Structure | 0.63 | --> | 0.63 | 0.5 | 11.58 |  | --> | 0.598 | 0 | 0 | 0.5 | 0 |  | --> | C25 ex BALLYBEG | Ballybeg [T101,T102] | CARRICKMINES |  | 52.9831 | -6.0498
MV/LV Substation CU***211Y |  | 10 kV | _ | LV | 50 kVA :Pole Substation | 0.05 | --> | 0.05 | 0.043 | 11.58 |  | --> | 0.048 | 0 | 0 | 0.048 | 0 |  | --> | C17 ex BALLYBEG | Ballybeg [T101,T102] | CARRICKMINES |  | 52.9292 | -6.0503
MV/LV Substation BA***214Y |  | 10 kV | _ | LV | 630 kVA :Kiosk Substation | 0.63 | --> | 0.63 | 0.5 | 11.58 |  | --> | 0.598 | 0 | 0 | 0.5 | 0 |  | --> | C18 ex BALLYBEG | Ballybeg [T101,T102] | CARRICKMINES |  | 52.9717 | -6.1454
MV/LV Substation MA***215Y |  | 10 kV | _ | LV | 200 kVA :Kiosk Substation | 0.2 | --> | 0.2 | 0.072 | 11.58 |  | --> | 0.19 | 0 | 0.074 | 0.152 | 0 |  | --> | C20 ex BALLYBEG | Ballybeg [T101,T102] | CARRICKMINES |  | 52.9732 | -6.0548
MV/LV Substation CU***216Y |  | 10 kV | _ | LV | 50 kVA :Pole Substation | 0.05 | --> | 0.05 | 0.046 | 0.48 |  | --> | 0.048 | 0 | 0 | 0 | 0 | Constrained, otherwise capacity available =48 kW | --> | C15 ex KILMARTIN | Kilmartin [T41] | ARKLOW |  | 53.0407 | -6.0925
MV/LV Substation MA***218Y |  | 10 kV | _ | LV | 200 kVA :Kiosk Substation | 0.2 | --> | 0.2 | 0.106 | 11.58 |  | --> | 0.19 | 0 | 0.035 | 0.176 | 0 |  | --> | C22 ex BALLYBEG | Ballybeg [T101,T102] | CARRICKMINES |  | 52.9794 | -6.0583
MV/LV Substation MA***219Y |  | 10 kV | _ | LV | 200 kVA :Kiosk Substation | 0.2 | --> | 0.2 | 0.2 | 11.58 |  | --> | 0.19 | 0 | 0 | 0.19 | 0 |  | --> | C22 ex BALLYBEG | Ballybeg [T101,T102] | CARRICKMINES |  | 52.9794 | -6.0563
MV/LV Substation AS***231Y |  | 10 kV | _ | LV | 200 kVA :Pole Substation | 0.2 | --> | 0.2 | 0.105 | 11.58 |  | --> | 0.19 | 0 | 0 | 0.202 | 0 |  | --> | C19 ex BALLYBEG | Ballybeg [T101,T102] | CARRICKMINES |  | 53.013 | -6.1085
MV/LV Substation MO***234Y |  | 10 kV | _ | LV | 50 kVA :Pole Substation | 0.05 | --> | 0.05 | 0.048 | 11.58 |  | --> | 0.048 | 0 | 0 | 0.048 | 0 |  | --> | C19 ex BALLYBEG | Ballybeg [T101,T102] | CARRICKMINES |  | 53.0022 | -6.1992
MV/LV Substation MI***238Y |  | 10 kV | _ | LV | 100 kVA :Pole Substation | 0.1 | --> | 0.1 | 0.052 | 11.58 |  | --> | 0.095 | 0 | 0.016 | 0.09 | 0 |  | --> | C14 ex BALLYBEG | Ballybeg [T101,T102] | CARRICKMINES |  | 52.9945 | -6.0837
MV/LV Substation KE***242Y |  | 10 kV | _ | LV | 400 kVA :Building Structure | 0.4 | --> | 0.4 | 0.4 | 11.58 |  | --> | 0.38 | 0 | 0 | 0.38 | 0 |  | --> | C18 ex BALLYBEG | Ballybeg [T101,T102] | CARRICKMINES |  | 52.9563 | -6.1672
MV/LV Substation AU***246Y |  | 10 kV | _ | LV | 50 kVA :Pole Substation | 0.05 | --> | 0.05 | 0.048 | 11.58 |  | --> | 0.048 | 0 | 0 | 0.048 | 0 |  | --> | C19 ex BALLYBEG | Ballybeg [T101,T102] | CARRICKMINES |  | 52.9972 | -6.1902
MV/LV Substation WI***247Y |  | 10 kV | _ | LV | 200 kVA :Kiosk Substation | 0.2 | --> | 0.2 | 0.19 | 11.58 |  | --> | 0.19 | 0 | 0 | 0.191 | 0 |  | --> | C25 ex BALLYBEG | Ballybeg [T101,T102] | CARRICKMINES |  | 52.9864 | -6.0531
MV/LV Substation KI***248Y |  | 10 kV | _ | LV | 50 kVA :Pole Substation | 0.05 | --> | 0.05 | 0.039 | 0.48 |  | --> | 0.048 | 0 | 0 | 0 | 0 | Constrained, otherwise capacity available =49 kW | --> | C20 ex KILMARTIN | Kilmartin [T41] | ARKLOW |  | 53.0137 | -6.2728
MV/LV Substation GL***254Y |  | 10 kV | _ | LV | 200 kVA :Pole Substation | 0.2 | --> | 0.2 | 0.166 | 0.48 |  | --> | 0.19 | 0 | 0.039 | 0 | 0 | Constrained, otherwise capacity available =166 kW | --> | C20 ex KILMARTIN | Kilmartin [T41] | ARKLOW |  | 53.0076 | -6.2853
MV/LV Substation BA***257Y |  | 10 kV | _ | LV | 400 kVA :Kiosk Substation | 0.4 | --> | 0.4 | 0 | 0 | Constrained, otherwise capacity available =295 kVA | --> | 0.38 | 0 | 0 | 0 | 0 | Constrained, otherwise capacity available =394 kW | --> | C11 ex RATHDRUM | Rathdrum [T42] | ARKLOW |  | 52.9178 | -6.2219
MV/LV Substation PE***259Y |  | 10 kV | _ | LV | 100 kVA :Pole Substation | 0.1 | --> | 0.1 | 0.066 | 11.58 |  | --> | 0.095 | 0 | 0 | 0.1 | 0 |  | --> | C14 ex BALLYBEG | Ballybeg [T101,T102] | CARRICKMINES |  | 52.9961 | -6.0843
MV/LV Substation CO***266Y |  | 10 kV | _ | LV | 50 kVA :Pole Substation | 0.05 | --> | 0.05 | 0.049 | 11.58 |  | --> | 0.048 | 0 | 0 | 0.048 | 0 |  | --> | C19 ex BALLYBEG | Ballybeg [T101,T102] | CARRICKMINES |  | 52.9865 | -6.1349
MV/LV Substation BA***279Y |  | 10 kV | _ | LV | 50 kVA :Pole Substation | 0.05 | --> | 0.05 | 0.045 | 11.58 |  | --> | 0.048 | 0 | 0.003 | 0.046 | 0 |  | --> | C18 ex BALLYBEG | Ballybeg [T101,T102] | CARRICKMINES |  | 52.9558 | -6.1759
MV/LV Substation BA***281Y |  | 10 kV | _ | LV | 50 kVA :Pole Substation | 0.05 | --> | 0.05 | 0.038 | 11.58 |  | --> | 0.048 | 0 | 0 | 0.049 | 0 |  | --> | C20 ex BALLYBEG | Ballybeg [T101,T102] | CARRICKMINES |  | 52.9721 | -6.0461
MV/LV Substation BA***287Y |  | 10 kV | _ | LV | 50 kVA :Pole Substation | 0.05 | --> | 0.05 | 0.043 | 11.58 |  | --> | 0.048 | 0 | 0 | 0.048 | 0 |  | --> | C19 ex BALLYBEG | Ballybeg [T101,T102] | CARRICKMINES |  | 53.0019 | -6.1585
MV/LV Substation BR***290Y |  | 10 kV | _ | LV | 200 kVA :Kiosk Substation | 0.2 | --> | 0.2 | 0.155 | 18.08 |  | --> | 0.19 | 0 | 0.006 | 0.192 | 0 |  | --> | C18 ex ARKLOW | Arklow [T101,T102] | ARKLOW |  | 52.8777 | -6.0732
MV/LV Substation TO***291Y |  | 10 kV | _ | LV | 50 kVA :Pole Substation | 0.05 | --> | 0.05 | 0.047 | 0.48 |  | --> | 0.048 | 0 | 0 | 0 | 0 | Constrained, otherwise capacity available =48 kW | --> | C20 ex KILMARTIN | Kilmartin [T41] | ARKLOW |  | 53.0375 | -6.2167
MV/LV Substation CO***293Y |  | 10 kV | _ | LV | 100 kVA :Pole Substation | 0.1 | --> | 0.1 | 0 | 0 | Constrained, otherwise capacity available =46 kVA | --> | 0.095 | 0 | 0 | 0 | 0 | Constrained, otherwise capacity available =102 kW | --> | C16 ex RATHDRUM | Rathdrum [T42] | ARKLOW |  | 52.9283 | -6.2372
MV/LV Substation RE***294Y |  | 10 kV | _ | LV | 50 kVA :Pole Substation | 0.05 | --> | 0.05 | 0.049 | 18.08 |  | --> | 0.048 | 0 | 0 | 0.048 | 0 |  | --> | C18 ex ARKLOW | Arklow [T101,T102] | ARKLOW |  | 52.8918 | -6.1437
MV/LV Substation RA***311Y |  | 10 kV | _ | LV | 50 kVA :Pole Substation | 0.05 | --> | 0.05 | 0.037 | 11.58 |  | --> | 0.048 | 0 | 0 | 0.049 | 0 |  | --> | C23 ex BALLYBEG | Ballybeg [T101,T102] | CARRICKMINES |  | 52.9382 | -6.0997
MV/LV Substation GL***312Y |  | 10 kV | _ | LV | 50 kVA :Pole Substation | 0.05 | --> | 0.05 | 0.046 | 0.48 |  | --> | 0.048 | 0 | 0 | 0 | 0 | Constrained, otherwise capacity available =48 kW | --> | C15 ex KILMARTIN | Kilmartin [T41] | ARKLOW |  | 53.0695 | -6.0914
MV/LV Substation EN***313Y |  | 10 kV | _ | LV | 200 kVA :Pole Substation | 0.2 | --> | 0.2 | 0.158 | 11.58 |  | --> | 0.19 | 0 | 0 | 0.196 | 0 |  | --> | C25 ex BALLYBEG | Ballybeg [T101,T102] | CARRICKMINES |  | 52.9869 | -6.046
MV/LV Substation RA***314Y |  | 10 kV | _ | LV | 50 kVA :Pole Substation | 0.05 | --> | 0.05 | 0 | 0.48 |  | --> | 0.048 | 0 | 0 | 0 | 0 | Constrained, otherwise capacity available =55 kW | --> | C15 ex KILMARTIN | Kilmartin [T41] | ARKLOW |  | 53.0344 | -6.0905
MV/LV Substation RA***329Y |  | 10 kV | _ | LV | 50 kVA :Pole Substation | 0.05 | --> | 0.05 | 0.041 | 11.58 |  | --> | 0.048 | 0 | 0.027 | 0.029 | 0 |  | --> | C14 ex BALLYBEG | Ballybeg [T101,T102] | CARRICKMINES |  | 53.0004 | -6.0871
MV/LV Substation RA***335Y |  | 10 kV | _ | LV | 400 kVA :Kiosk Substation | 0.4 | --> | 0.4 | 0.368 | 11.58 |  | --> | 0.38 | 0 | 0 | 0.384 | 0 |  | --> | C14 ex BALLYBEG | Ballybeg [T101,T102] | CARRICKMINES |  | 52.9959 | -6.0867
MV/LV Substation PE***336Y |  | 10 kV | _ | LV | 200 kVA :Kiosk Substation | 0.2 | --> | 0.2 | 0.066 | 11.58 |  | --> | 0.19 | 0 | 0.076 | 0.151 | 0 |  | --> | C20 ex BALLYBEG | Ballybeg [T101,T102] | CARRICKMINES |  | 52.9818 | -6.0624
MV/LV Substation AV***344Y |  | 10 kV | _ | LV | 100 kVA :Pole Substation | 0.1 | --> | 0.1 | 0 | 0 | Constrained, otherwise capacity available =100 kVA | --> | 0.095 | 0 | 0 | 0 | 0 | Constrained, otherwise capacity available =95 kW | --> | C16 ex RATHDRUM | Rathdrum [T42] | ARKLOW |  | 52.949 | -6.2458
MV/LV Substation BA***362Y |  | 10 kV | _ | LV | 50 kVA :Pole Substation | 0.05 | --> | 0.05 | 0.05 | 11.58 |  | --> | 0.048 | 0 | 0 | 0.048 | 0 |  | --> | C23 ex BALLYBEG | Ballybeg [T101,T102] | CARRICKMINES |  | 52.975 | -6.0961
MV/LV Substation TI***381Y |  | 10 kV | _ | LV | 50 kVA :Pole Substation | 0.05 | --> | 0.05 | 0.046 | 11.58 |  | --> | 0.048 | 0 | 0.004 | 0.045 | 0 |  | --> | C14 ex BALLYBEG | Ballybeg [T101,T102] | CARRICKMINES |  | 52.9985 | -6.0874
MV/LV Substation CU***384Y |  | 10 kV | _ | LV | 50 kVA :Pole Substation | 0.05 | --> | 0.05 | 0.049 | 0.48 |  | --> | 0.048 | 0 | 0 | 0 | 0 | Constrained, otherwise capacity available =48 kW | --> | C15 ex KILMARTIN | Kilmartin [T41] | ARKLOW |  | 53.0422 | -6.0889
MV/LV Substation MA***386Y |  | 10 kV | _ | LV | 200 kVA :Kiosk Substation | 0.2 | --> | 0.2 | 0.148 | 11.58 |  | --> | 0.19 | 0 | 0.031 | 0.174 | 0 |  | --> | C22 ex BALLYBEG | Ballybeg [T101,T102] | CARRICKMINES |  | 52.9793 | -6.061
MV/LV Substation RO***389Y |  | 10 kV | _ | LV | 50 kVA :Pole Substation | 0.05 | --> | 0.05 | 0.045 | 0.48 |  | --> | 0.048 | 0 | 0.006 | 0 | 0 | Constrained, otherwise capacity available =44 kW | --> | C20 ex KILMARTIN | Kilmartin [T41] | ARKLOW |  | 53.0163 | -6.2253
MV/LV Substation KI***4006 |  | 10 kV | _ | LV | 50 kVA :Pole Substation | 0.05 | --> | 0.05 | 0.041 | 0.48 |  | --> | 0.048 | 0 | 0.005 | 0 | 0 | Constrained, otherwise capacity available =45 kW | --> | C15 ex KILMARTIN | Kilmartin [T41] | ARKLOW |  | 53.052 | -6.0887
MV/LV Substation ES***4010 |  | 10 kV | _ | LV | 630 kVA :Kiosk Substation | 0.63 | --> | 0.63 | 0.5 | 11.58 |  | --> | 0.598 | 0 | 0 | 0.5 | 0 |  | --> | C22 ex BALLYBEG | Ballybeg [T101,T102] | CARRICKMINES |  | 52.9808 | -6.0421
MV/LV Substation MA***4021 |  | 10 kV | _ | LV | 50 kVA :Pole Substation | 0.05 | --> | 0.05 | 0.032 | 11.58 |  | --> | 0.048 | 0 | 0 | 0.05 | 0 |  | --> | C20 ex BALLYBEG | Ballybeg [T101,T102] | CARRICKMINES |  | 52.9727 | -6.0582
MV/LV Substation GR***403 |  | 10 kV | _ | LV | 630 kVA :Kiosk Substation | 0.63 | --> | 0.63 | 0.5 | 11.58 |  | --> | 0.598 | 0 | 0.009 | 0.5 | 0 |  | --> | C20 ex BALLYBEG | Ballybeg [T101,T102] | CARRICKMINES |  | 52.9703 | -6.0605
MV/LV Substation BA***403Y |  | 10 kV | _ | LV | 50 kVA :Pole Substation | 0.05 | --> | 0.05 | 0.038 | 11.58 |  | --> | 0.048 | 0 | 0.005 | 0.045 | 0 |  | --> | C23 ex BALLYBEG | Ballybeg [T101,T102] | CARRICKMINES |  | 52.9112 | -6.1131
MV/LV Substation BA***4046 |  | 10 kV | _ | LV | 50 kVA :Pole Substation | 0.05 | --> | 0.05 | 0.05 | 0.48 |  | --> | 0.048 | 0 | 0 | 0 | 0 | Constrained, otherwise capacity available =48 kW | --> | C15 ex KILMARTIN | Kilmartin [T41] | ARKLOW |  | 53.0549 | -6.0892
MV/LV Substation CU***4052 |  | 10 kV | _ | LV | 50 kVA :Pole Substation | 0.05 | --> | 0.05 | 0.042 | 11.58 |  | --> | 0.048 | 0 | 0 | 0.048 | 0 |  | --> | C17 ex BALLYBEG | Ballybeg [T101,T102] | CARRICKMINES |  | 52.9269 | -6.0526
MV/LV Substation CO***4058 |  | 10 kV | _ | LV | 400 kVA :Building Structure | 0.4 | --> | 0.4 | 0.4 | 11.58 |  | --> | 0.38 | 0 | 0 | 0.38 | 0 |  | --> | C21 ex BALLYBEG | Ballybeg [T101,T102] | CARRICKMINES |  | 52.9851 | -6.0657
MV/LV Substation PR***4068 |  | 10 kV | _ | LV | 50 kVA :Pole Substation | 0.05 | --> | 0.05 | 0 | 0 | Constrained, otherwise capacity available =50 kVA | --> | 0.048 | 0 | 0 | 0 | 0 | Constrained, otherwise capacity available =48 kW | --> | C16 ex RATHDRUM | Rathdrum [T42] | ARKLOW |  | 52.9349 | -6.2588
MV/LV Substation BR***406Y |  | 10 kV | _ | LV | 400 kVA :Kiosk Substation | 0.4 | --> | 0.4 | 0.256 | 11.58 |  | --> | 0.38 | 0 | 0.046 | 0.365 | 0 |  | --> | C21 ex BALLYBEG | Ballybeg [T101,T102] | CARRICKMINES |  | 52.9882 | -6.0747
MV/LV Substation RA***4070 |  | 10 kV | _ | LV | 200 kVA :Kiosk Substation | 0.2 | --> | 0.2 | 0 | 0 | Constrained, otherwise capacity available =200 kVA | --> | 0.19 | 0 | 0 | 0 | 0 | Constrained, otherwise capacity available =190 kW | --> | C11 ex RATHDRUM | Rathdrum [T42] | ARKLOW |  | 52.935 | -6.2277
MV/LV Substation KI***4078 |  | 10 kV | _ | LV | 50 kVA :Pole Substation | 0.05 | --> | 0.05 | 0.049 | 11.58 |  | --> | 0.048 | 0 | 0 | 0.048 | 0 |  | --> | C17 ex BALLYBEG | Ballybeg [T101,T102] | CARRICKMINES |  | 52.9465 | -6.0345
MV/LV Substation DU***408 |  | 10 kV | _ | LV | 100 kVA :Pole Substation | 0.1 | --> | 0.1 | 0.057 | 11.58 |  | --> | 0.095 | 0 | 0.037 | 0.073 | 0 |  | --> | C17 ex BALLYBEG | Ballybeg [T101,T102] | CARRICKMINES |  | 52.968 | -6.0161
MV/LV Substation WI***4101 |  | 10 kV | _ | LV | 50 kVA :Pole Substation | 0.05 | --> | 0.05 | 0 | 0 | Constrained, otherwise capacity available =50 kVA | --> | 0.048 | 0 | 0 | 0 | 0 | Constrained, otherwise capacity available =48 kW | --> | C11 ex RATHDRUM | Rathdrum [T42] | ARKLOW |  | 52.9492 | -6.2057
MV/LV Substation BA***4109 |  | 10 kV | _ | LV | 50 kVA :Pole Substation | 0.05 | --> | 0.05 | 0 | 0 | Constrained, otherwise capacity available =50 kVA | --> | 0.048 | 0 | 0 | 0 | 0 | Constrained, otherwise capacity available =48 kW | --> | C11 ex RATHDRUM | Rathdrum [T42] | ARKLOW |  | 52.9087 | -6.2788
MV/LV Substation AP***4111 |  | 10 kV | _ | LV | 200 kVA :Pole Substation | 0.2 | --> | 0.2 | 0.022 | 0.48 |  | --> | 0.19 | 0 | 0 | 0 | 0 | Constrained, otherwise capacity available =213 kW | --> | C15 ex KILMARTIN | Kilmartin [T41] | ARKLOW |  | 53.044 | -6.0893
MV/LV Substation PO***4114 |  | 10 kV | _ | LV | 630 kVA :Building Structure | 0.63 | --> | 0.63 | 0.5 | 11.58 |  | --> | 0.598 | 0 | 0.005 | 0.5 | 0 |  | --> | C25 ex BALLYBEG | Ballybeg [T101,T102] | CARRICKMINES |  | 52.9898 | -6.0654
MV/LV Substation KI***4118 |  | 10 kV | _ | LV | 400 kVA :Kiosk Substation | 0.4 | --> | 0.4 | 0.325 | 11.58 |  | --> | 0.38 | 0 | 0.049 | 0.354 | 0 |  | --> | C21 ex BALLYBEG | Ballybeg [T101,T102] | CARRICKMINES |  | 52.9865 | -6.0767
MV/LV Substation MA***4119 |  | 10 kV | _ | LV | 400 kVA :Kiosk Substation | 0.4 | --> | 0.4 | 0.357 | 11.58 |  | --> | 0.38 | 0 | 0.011 | 0.378 | 0 |  | --> | C22 ex BALLYBEG | Ballybeg [T101,T102] | CARRICKMINES |  | 52.979 | -6.0632
MV/LV Substation KN***411X |  | 10 kV | _ | LV | 200 kVA :Kiosk Substation | 0.2 | --> | 0.2 | 0.114 | 11.58 |  | --> | 0.19 | 0 | 0 | 0.202 | 0 |  | --> | C25 ex BALLYBEG | Ballybeg [T101,T102] | CARRICKMINES |  | 52.9888 | -6.0624
MV/LV Substation LA***4128 |  | 10 kV | _ | LV | 50 kVA :Pole Substation | 0.05 | --> | 0.05 | 0.05 | 0.48 |  | --> | 0.048 | 0 | 0 | 0 | 0 | Constrained, otherwise capacity available =48 kW | --> | C15 ex KILMARTIN | Kilmartin [T41] | ARKLOW |  | 53.0288 | -6.1055
MV/LV Substation KI***413 |  | 10 kV | _ | LV | 50 kVA :Pole Substation | 0.05 | --> | 0.05 | 0.028 | 11.58 |  | --> | 0.048 | 0 | 0.009 | 0.044 | 0 |  | --> | C17 ex BALLYBEG | Ballybeg [T101,T102] | CARRICKMINES |  | 52.9457 | -6.0318
MV/LV Substation ED***4134 |  | 10 kV | _ | LV | 50 kVA :Pole Substation | 0.05 | --> | 0.05 | 0.05 | 11.58 |  | --> | 0.048 | 0 | 0 | 0.048 | 0 |  | --> | C22 ex BALLYBEG | Ballybeg [T101,T102] | CARRICKMINES |  | 52.9803 | -6.0636
MV/LV Substation TH***4147 |  | 10 kV | _ | LV | 630 kVA :Kiosk Substation | 0.63 | --> | 0.63 | 0.29 | 11.58 |  | --> | 0.598 | 0 | 0.112 | 0.5 | 0 |  | --> | C22 ex BALLYBEG | Ballybeg [T101,T102] | CARRICKMINES |  | 52.9778 | -6.0544
MV/LV Substation HA***4149 |  | 10 kV | _ | LV | 630 kVA :Kiosk Substation | 0.63 | --> | 0.63 | 0.5 | 11.58 |  | --> | 0.598 | 0 | 0.031 | 0.5 | 0 |  | --> | C21 ex BALLYBEG | Ballybeg [T101,T102] | CARRICKMINES |  | 52.9894 | -6.0856
MV/LV Substation HA***4150 |  | 10 kV | _ | LV | 630 kVA :Kiosk Substation | 0.63 | --> | 0.63 | 0.384 | 11.58 |  | --> | 0.598 | 0 | 0.01 | 0.5 | 0 |  | --> | C21 ex BALLYBEG | Ballybeg [T101,T102] | CARRICKMINES |  | 52.9916 | -6.0833
MV/LV Substation BU***4153 |  | 10 kV | _ | LV | 200 kVA :Kiosk Substation | 0.2 | --> | 0.2 | 0.098 | 11.58 |  | --> | 0.19 | 0 | 0.03 | 0.181 | 0 |  | --> | C25 ex BALLYBEG | Ballybeg [T101,T102] | CARRICKMINES |  | 52.9851 | -6.0619
MV/LV Substation WO***4156 |  | 10 kV | _ | LV | 200 kVA :Pole Substation | 0.2 | --> | 0.2 | 0.11 | 11.58 |  | --> | 0.19 | 0 | 0 | 0.202 | 0 |  | --> | C19 ex BALLYBEG | Ballybeg [T101,T102] | CARRICKMINES |  | 53.0195 | -6.1018
MV/LV Substation WO***4162 |  | 10 kV | _ | LV | 50 kVA :Pole Substation | 0.05 | --> | 0.05 | 0 | 0 | Constrained, otherwise capacity available =46 kVA | --> | 0.048 | 0 | 0.004 | 0 | 0 | Constrained, otherwise capacity available =45 kW | --> | C16 ex RATHDRUM | Rathdrum [T42] | ARKLOW |  | 53.0091 | -6.3087
MV/LV Substation TH***4163 |  | 10 kV | _ | LV | 630 kVA :Kiosk Substation | 0.63 | --> | 0.63 | 0.387 | 11.58 |  | --> | 0.598 | 0 | 0.072 | 0.5 | 0 |  | --> | C19 ex BALLYBEG | Ballybeg [T101,T102] | CARRICKMINES |  | 53.0158 | -6.114
MV/LV Substation TH***4164 |  | 10 kV | _ | LV | 630 kVA :Kiosk Substation | 0.63 | --> | 0.63 | 0.499 | 11.58 |  | --> | 0.598 | 0 | 0.091 | 0.5 | 0 |  | --> | C19 ex BALLYBEG | Ballybeg [T101,T102] | CARRICKMINES |  | 53.0166 | -6.1166
MV/LV Substation WO***4165 |  | 10 kV | _ | LV | 400 kVA :Kiosk Substation | 0.4 | --> | 0.4 | 0 | 0 | Constrained, otherwise capacity available =302 kVA | --> | 0.38 | 0 | 0.018 | 0 | 0 | Constrained, otherwise capacity available =380 kW | --> | C16 ex RATHDRUM | Rathdrum [T42] | ARKLOW |  | 52.9365 | -6.2381
MV/LV Substation MO***4166 |  | 10 kV | _ | LV | 50 kVA :Pole Substation | 0.05 | --> | 0.05 | 0.047 | 0.48 |  | --> | 0.048 | 0 | 0.006 | 0 | 0 | Constrained, otherwise capacity available =44 kW | --> | C15 ex KILMARTIN | Kilmartin [T41] | ARKLOW |  | 53.0668 | -6.1001
MV/LV Substation AV***4169 |  | 10 kV | _ | LV | 400 kVA :Kiosk Substation | 0.4 | --> | 0.4 | 0.339 | 11.58 |  | --> | 0.38 | 0 | 0.051 | 0.35 | 0 |  | --> | C17 ex BALLYBEG | Ballybeg [T101,T102] | CARRICKMINES |  | 52.9664 | -6.0601
MV/LV Substation MO***4171 |  | 10 kV | _ | LV | 50 kVA :Pole Substation | 0.05 | --> | 0.05 | 0.05 | 11.58 |  | --> | 0.048 | 0 | 0 | 0.048 | 0 |  | --> | C17 ex BALLYBEG | Ballybeg [T101,T102] | CARRICKMINES |  | 52.9602 | -6.0184
MV/LV Substation PR***4172 |  | 10 kV | _ | LV | 50 kVA :Pole Substation | 0.05 | --> | 0.05 | 0.05 | 0.48 |  | --> | 0.048 | 0 | 0 | 0 | 0 | Constrained, otherwise capacity available =48 kW | --> | C15 ex KILMARTIN | Kilmartin [T41] | ARKLOW |  | 53.0573 | -6.1457
MV/LV Substation CO***4173 |  | 10 kV | _ | LV | 50 kVA :Pole Substation | 0.05 | --> | 0.05 | 0.042 | 11.58 |  | --> | 0.048 | 0 | 0 | 0.048 | 0 |  | --> | C18 ex BALLYBEG | Ballybeg [T101,T102] | CARRICKMINES |  | 52.966 | -6.1573
MV/LV Substation BO***4176 |  | 10 kV | _ | LV | 400 kVA :Kiosk Substation | 0.4 | --> | 0.4 | 0.281 | 11.58 |  | --> | 0.38 | 0 | 0.04 | 0.366 | 0 |  | --> | C25 ex BALLYBEG | Ballybeg [T101,T102] | CARRICKMINES |  | 52.9865 | -6.0576
MV/LV Substation BA***4182 |  | 10 kV | _ | LV | 200 kVA :Pole Substation | 0.2 | --> | 0.2 | 0.2 | 0.48 |  | --> | 0.19 | 0 | 0 | 0 | 0 | Constrained, otherwise capacity available =190 kW | --> | C15 ex KILMARTIN | Kilmartin [T41] | ARKLOW |  | 53.0482 | -6.1933
MV/LV Substation MI***4184 |  | 10 kV | _ | LV | 50 kVA :Pole Substation | 0.05 | --> | 0.05 | 0.05 | 11.58 |  | --> | 0.048 | 0 | 0 | 0.048 | 0 |  | --> | C17 ex BALLYBEG | Ballybeg [T101,T102] | CARRICKMINES |  | 52.8961 | -6.0583
MV/LV Substation WA***4185 |  | 10 kV | _ | LV | 630 kVA :Kiosk Substation | 0.63 | --> | 0.63 | 0.5 | 11.58 |  | --> | 0.598 | 0 | 0 | 0.5 | 0 |  | --> | C21 ex BALLYBEG | Ballybeg [T101,T102] | CARRICKMINES |  | 52.9854 | -6.0788
MV/LV Substation CO***418Y |  | 10 kV | _ | LV | 400 kVA :Kiosk Substation | 0.4 | --> | 0.4 | 0 | 0 | Constrained, otherwise capacity available =244 kVA | --> | 0.38 | 0 | 0 | 0 | 0 | Constrained, otherwise capacity available =401 kW | --> | C11 ex RATHDRUM | Rathdrum [T42] | ARKLOW |  | 52.9148 | -6.1835
MV/LV Substation WI***4191 |  | 10 kV | _ | LV | 200 kVA :Pole Substation | 0.2 | --> | 0.2 | 0.2 | 11.58 |  | --> | 0.19 | 0 | 0 | 0.19 | 0 |  | --> | C17 ex BALLYBEG | Ballybeg [T101,T102] | CARRICKMINES |  | 52.9336 | -6.0311
MV/LV Substation AL***4193 |  | 10 kV | _ | LV | 630 kVA :Kiosk Substation | 0.63 | --> | 0.63 | 0.5 | 11.58 |  | --> | 0.598 | 0 | 0 | 0.5 | 0 |  | --> | C21 ex BALLYBEG | Ballybeg [T101,T102] | CARRICKMINES |  | 52.9956 | -6.0785
MV/LV Substation CA***4194 |  | 10 kV | _ | LV | 400 kVA :Kiosk Substation | 0.4 | --> | 0.4 | 0.344 | 11.58 |  | --> | 0.38 | 0 | 0.04 | 0.358 | 0 |  | --> | C17 ex BALLYBEG | Ballybeg [T101,T102] | CARRICKMINES |  | 52.9801 | -6.0665
MV/LV Substation BO***4197 |  | 10 kV | _ | LV | 50 kVA :Pole Substation | 0.05 | --> | 0.05 | 0.044 | 0.48 |  | --> | 0.048 | 0 | 0.01 | 0 | 0 | Constrained, otherwise capacity available =41 kW | --> | C20 ex KILMARTIN | Kilmartin [T41] | ARKLOW |  | 53.0337 | -6.1676
MV/LV Substation SE***4199 |  | 10 kV | _ | LV | 400 kVA :Kiosk Substation | 0.4 | --> | 0.4 | 0.4 | 11.58 |  | --> | 0.38 | 0 | 0 | 0.38 | 0 |  | --> | C20 ex BALLYBEG | Ballybeg [T101,T102] | CARRICKMINES |  | 52.9713 | -6.0514
MV/LV Substation UN***419Y |  | 10 kV | _ | LV | 50 kVA :Pole Substation | 0.05 | --> | 0.05 | 0 | 0 | Constrained, otherwise capacity available =47 kVA | --> | 0.048 | 0 | 0 | 0 | 0 | Constrained, otherwise capacity available =48 kW | --> | C16 ex RATHDRUM | Rathdrum [T42] | ARKLOW |  | 52.9372 | -6.2408
MV/LV Substation TH***420 |  | 10 kV | _ | LV | 50 kVA :Pole Substation | 0.05 | --> | 0.05 | 0.039 | 11.58 |  | --> | 0.048 | 0 | 0 | 0.049 | 0 |  | --> | C17 ex BALLYBEG | Ballybeg [T101,T102] | CARRICKMINES |  | 52.9281 | -6.0411
MV/LV Substation RA***4200 |  | 10 kV | _ | LV | 200 kVA :Kiosk Substation | 0.2 | --> | 0.2 | 0.2 | 11.58 |  | --> | 0.19 | 0 | 0 | 0.19 | 0 |  | --> | C20 ex BALLYBEG | Ballybeg [T101,T102] | CARRICKMINES |  | 52.9755 | -6.0353
MV/LV Substation ME***4201 |  | 10 kV | _ | LV | 400 kVA :Kiosk Substation | 0.4 | --> | 0.4 | 0.398 | 11.58 |  | --> | 0.38 | 0 | 0 | 0.38 | 0 |  | --> | C21 ex BALLYBEG | Ballybeg [T101,T102] | CARRICKMINES |  | 52.9887 | -6.0713
MV/LV Substation MA***4203 |  | 10 kV | _ | LV | 400 kVA :Building Structure | 0.4 | --> | 0.4 | 0.4 | 11.58 |  | --> | 0.38 | 0 | 0 | 0.38 | 0 |  | --> | C14 ex BALLYBEG | Ballybeg [T101,T102] | CARRICKMINES |  | 52.9994 | -6.0865
MV/LV Substation NE***420Y |  | 10 kV | _ | LV | 50 kVA :Pole Substation | 0.05 | --> | 0.05 | 0.045 | 11.58 |  | --> | 0.048 | 0 | 0 | 0.048 | 0 |  | --> | C19 ex BALLYBEG | Ballybeg [T101,T102] | CARRICKMINES |  | 53.0027 | -6.0857
MV/LV Substation BR***4216 |  | 10 kV | _ | LV | 200 kVA :Pole Substation | 0.2 | --> | 0.2 | 0.174 | 11.58 |  | --> | 0.19 | 0 | 0 | 0.194 | 0 |  | --> | C17 ex BALLYBEG | Ballybeg [T101,T102] | CARRICKMINES |  | 52.8913 | -6.0564
MV/LV Substation RE***4218 |  | 10 kV | _ | LV | 200 kVA :Kiosk Substation | 0.2 | --> | 0.2 | 0.131 | 11.58 |  | --> | 0.19 | 0 | 0.021 | 0.184 | 0 |  | --> | C25 ex BALLYBEG | Ballybeg [T101,T102] | CARRICKMINES |  | 52.9856 | -6.0489
MV/LV Substation HE***4219 |  | 10 kV | _ | LV | 630 kVA :Kiosk Substation | 0.63 | --> | 0.63 | 0 | 0 | Constrained, otherwise capacity available =624 kVA | --> | 0.598 | 0 | 0 | 0 | 0 | Constrained, otherwise capacity available =599 kW | --> | C16 ex RATHDRUM | Rathdrum [T42] | ARKLOW |  | 52.9315 | -6.2325
MV/LV Substation AN***421Y |  | 10 kV | _ | LV | 400 kVA :Kiosk Substation | 0.4 | --> | 0.4 | 0.355 | 11.58 |  | --> | 0.38 | 0 | 0.005 | 0.382 | 0 |  | --> | C18 ex BALLYBEG | Ballybeg [T101,T102] | CARRICKMINES |  | 52.9676 | -6.1411
MV/LV Substation GI***4223 |  | 10 kV | _ | LV | 630 kVA :Kiosk Substation | 0.63 | --> | 0.63 | 0 | 0 | Constrained, otherwise capacity available =356 kVA | --> | 0.598 | 0 | 0.031 | 0 | 0 | Constrained, otherwise capacity available =612 kW | --> | C16 ex RATHDRUM | Rathdrum [T42] | ARKLOW |  | 52.9321 | -6.2326
MV/LV Substation MU***4228 |  | 10 kV | _ | LV | 630 kVA :Kiosk Substation | 0.63 | --> | 0.63 | 0.5 | 11.58 |  | --> | 0.598 | 0 | 0.05 | 0.5 | 0 |  | --> | C20 ex BALLYBEG | Ballybeg [T101,T102] | CARRICKMINES |  | 52.9716 | -6.0352
MV/LV Substation BA***423 |  | 10 kV | _ | LV | 100 kVA :Pole Substation | 0.1 | --> | 0.1 | 0.09 | 11.58 |  | --> | 0.095 | 0 | 0 | 0.096 | 0 |  | --> | C17 ex BALLYBEG | Ballybeg [T101,T102] | CARRICKMINES |  | 52.9097 | -6.0436
MV/LV Substation AV***4234 |  | 10 kV | _ | LV | 400 kVA :Kiosk Substation | 0.4 | --> | 0.4 | 0 | 0 | Constrained, otherwise capacity available =398 kVA | --> | 0.38 | 0 | 0 | 0 | 0 | Constrained, otherwise capacity available =380 kW | --> | C16 ex RATHDRUM | Rathdrum [T42] | ARKLOW |  | 52.9325 | -6.2405
MV/LV Substation VA***4235 |  | 10 kV | _ | LV | 630 kVA :Kiosk Substation | 0.63 | --> | 0.63 | 0.5 | 11.58 |  | --> | 0.598 | 0 | 0.019 | 0.5 | 0 |  | --> | C25 ex BALLYBEG | Ballybeg [T101,T102] | CARRICKMINES |  | 52.9944 | -6.0691
MV/LV Substation SU***4236 |  | 10 kV | _ | LV | 400 kVA :Building Structure | 0.4 | --> | 0.4 | 0.4 | 11.58 |  | --> | 0.38 | 0 | 0 | 0.38 | 0 |  | --> | C25 ex BALLYBEG | Ballybeg [T101,T102] | CARRICKMINES |  | 52.9866 | -6.055
MV/LV Substation CO***4238 |  | 10 kV | _ | LV | 630 kVA :Building Structure | 0.63 | --> | 0.63 | 0 | 0 | Constrained, otherwise capacity available =186 kVA | --> | 0.598 | 0 | 0 | 0 | 0 | Constrained, otherwise capacity available =616 kW | --> | C11 ex RATHDRUM | Rathdrum [T42] | ARKLOW |  | 52.9144 | -6.2246
MV/LV Substation SU***4239 |  | 10 kV | _ | LV | 50 kVA :Pole Substation | 0.05 | --> | 0.05 | 0.05 | 11.58 |  | --> | 0.048 | 0 | 0 | 0.048 | 0 |  | --> | C17 ex BALLYBEG | Ballybeg [T101,T102] | CARRICKMINES |  | 52.9717 | -6.077
MV/LV Substation BE***423X |  | 10 kV | _ | LV | 100 kVA :Pole Substation | 0.1 | --> | 0.1 | 0.091 | 18.08 |  | --> | 0.095 | 0 | 0.005 | 0.092 | 0 |  | --> | C18 ex ARKLOW | Arklow [T101,T102] | ARKLOW |  | 52.8812 | -6.0802
MV/LV Substation AV***4240 |  | 10 kV | _ | LV | 630 kVA :Kiosk Substation | 0.63 | --> | 0.63 | 0 | 0 | Constrained, otherwise capacity available =628 kVA | --> | 0.598 | 0 | 0 | 0 | 0 | Constrained, otherwise capacity available =599 kW | --> | C16 ex RATHDRUM | Rathdrum [T42] | ARKLOW |  | 52.9359 | -6.2434
MV/LV Substation KI***4246 |  | 10 kV | _ | LV | 50 kVA :Pole Substation | 0.05 | --> | 0.05 | 0.05 | 0.48 |  | --> | 0.048 | 0 | 0 | 0 | 0 | Constrained, otherwise capacity available =48 kW | --> | C15 ex KILMARTIN | Kilmartin [T41] | ARKLOW |  | 53.0572 | -6.0976
MV/LV Substation BA***424Y |  | 10 kV | _ | LV | 50 kVA :Pole Substation | 0.05 | --> | 0.05 | 0 | 0 | Constrained, otherwise capacity available =44 kVA | --> | 0.048 | 0 | 0 | 0 | 0 | Constrained, otherwise capacity available =48 kW | --> | C16 ex RATHDRUM | Rathdrum [T42] | ARKLOW |  | 52.9324 | -6.3132
MV/LV Substation BR***4250 |  | 10 kV | _ | LV | 50 kVA :Pole Substation | 0.05 | --> | 0.05 | 0 | 0 | Constrained, otherwise capacity available =50 kVA | --> | 0.048 | 0 | 0 | 0 | 0 | Constrained, otherwise capacity available =48 kW | --> | C16 ex RATHDRUM | Rathdrum [T42] | ARKLOW |  | 53.0098 | -6.3112
MV/LV Substation EV***4253 |  | 10 kV | _ | LV | 200 kVA :Pole Substation | 0.2 | --> | 0.2 | 0.2 | 0.48 |  | --> | 0.19 | 0 | 0 | 0 | 0 | Constrained, otherwise capacity available =190 kW | --> | C15 ex KILMARTIN | Kilmartin [T41] | ARKLOW |  | 53.0442 | -6.0893
MV/LV Substation ME***4254 |  | 10 kV | _ | LV | 630 kVA :Kiosk Substation | 0.63 | --> | 0.63 | 0.5 | 11.58 |  | --> | 0.598 | 0 | 0 | 0.5 | 0 |  | --> | C22 ex BALLYBEG | Ballybeg [T101,T102] | CARRICKMINES |  | 52.9775 | -6.0575
MV/LV Substation US***4258 |  | 10 kV | _ | LV | 630 kVA :Kiosk Substation | 0.63 | --> | 0.63 | 0.5 | 11.58 |  | --> | 0.598 | 0 | 0 | 0.5 | 0 |  | --> | C19 ex BALLYBEG | Ballybeg [T101,T102] | CARRICKMINES |  | 53.0026 | -6.1052
MV/LV Substation DU***425Y |  | 10 kV | _ | LV | 50 kVA :Pole Substation | 0.05 | --> | 0.05 | 0.049 | 11.58 |  | --> | 0.048 | 0 | 0 | 0.048 | 0 |  | --> | C17 ex BALLYBEG | Ballybeg [T101,T102] | CARRICKMINES |  | 52.952 | -6.0176
MV/LV Substation BU***4260 |  | 10 kV | _ | LV | 630 kVA :Kiosk Substation | 0.63 | --> | 0.63 | 0.5 | 11.58 |  | --> | 0.598 | 0 | 0 | 0.5 | 0 |  | --> | C25 ex BALLYBEG | Ballybeg [T101,T102] | CARRICKMINES |  | 52.9873 | -6.0665
MV/LV Substation HE***4261 |  | 10 kV | _ | LV | 50 kVA :Pole Substation | 0.05 | --> | 0.05 | 0.05 | 11.58 |  | --> | 0.048 | 0 | 0 | 0.048 | 0 |  | --> | C17 ex BALLYBEG | Ballybeg [T101,T102] | CARRICKMINES |  | 52.9499 | -6.0307
MV/LV Substation BA***4262 |  | 10 kV | _ | LV | 33 kVA :Pole Substation | 0.033 | --> | 0.033 | 0.033 | 11.58 |  | --> | 0.031 | 0 | 0 | 0.031 | 0 |  | --> | C18 ex BALLYBEG | Ballybeg [T101,T102] | CARRICKMINES |  | 52.9646 | -6.1492
MV/LV Substation DI***4263 |  | 10 kV | _ | LV | 100 kVA :Pole Substation | 0.1 | --> | 0.1 | 0.1 | 11.58 |  | --> | 0.095 | 0 | 0 | 0.095 | 0 |  | --> | C25 ex BALLYBEG | Ballybeg [T101,T102] | CARRICKMINES |  | 52.9975 | -6.0659
MV/LV Substation BA***4264 |  | 10 kV | _ | LV | 50 kVA :Pole Substation | 0.05 | --> | 0.05 | 0.049 | 11.58 |  | --> | 0.048 | 0 | 0.016 | 0.036 | 0 |  | --> | C17 ex BALLYBEG | Ballybeg [T101,T102] | CARRICKMINES |  | 52.9776 | -6.089
MV/LV Substation BR***4266 |  | 10 kV | _ | LV | 630 kVA :Kiosk Substation | 0.63 | --> | 0.63 | 0.5 | 11.58 |  | --> | 0.598 | 0 | 0 | 0.5 | 0 |  | --> | C21 ex BALLYBEG | Ballybeg [T101,T102] | CARRICKMINES |  | 52.9856 | -6.0814
MV/LV Substation HA***4271 |  | 10 kV | _ | LV | 630 kVA :Kiosk Substation | 0.63 | --> | 0.63 | 0.5 | 11.58 |  | --> | 0.598 | 0 | 0 | 0.5 | 0 |  | --> | C25 ex BALLYBEG | Ballybeg [T101,T102] | CARRICKMINES |  | 52.9936 | -6.0686
MV/LV Substation AR***4274 |  | 10 kV | _ | LV | 630 kVA :Kiosk Substation | 0.63 | --> | 0.63 | 0 | 0 | Constrained, otherwise capacity available =538 kVA | --> | 0.598 | 0 | 0.026 | 0 | 0 | Constrained, otherwise capacity available =592 kW | --> | C16 ex RATHDRUM | Rathdrum [T42] | ARKLOW |  | 52.93 | -6.2367
MV/LV Substation TA***4277 |  | 10 kV | _ | LV | 50 kVA :Pole Substation | 0.05 | --> | 0.05 | 0.05 | 11.58 |  | --> | 0.048 | 0 | 0 | 0.048 | 0 |  | --> | C23 ex BALLYBEG | Ballybeg [T101,T102] | CARRICKMINES |  | 52.9234 | -6.1168
MV/LV Substation HA***4280 |  | 10 kV | _ | LV | 630 kVA :Kiosk Substation | 0.63 | --> | 0.63 | 0.5 | 11.58 |  | --> | 0.598 | 0 | 0.005 | 0.5 | 0 |  | --> | C21 ex BALLYBEG | Ballybeg [T101,T102] | CARRICKMINES |  | 52.9853 | -6.0726
MV/LV Substation HA***4281 |  | 10 kV | _ | LV | 630 kVA :Kiosk Substation | 0.63 | --> | 0.63 | 0.5 | 11.58 |  | --> | 0.598 | 0 | 0 | 0.5 | 0 |  | --> | C21 ex BALLYBEG | Ballybeg [T101,T102] | CARRICKMINES |  | 52.9846 | -6.0725
MV/LV Substation ST***4282 |  | 10 kV | _ | LV | 400 kVA :Kiosk Substation | 0.4 | --> | 0.4 | 0.4 | 11.58 |  | --> | 0.38 | 0 | 0 | 0.38 | 0 |  | --> | C21 ex BALLYBEG | Ballybeg [T101,T102] | CARRICKMINES |  | 52.9881 | -6.0867
MV/LV Substation DO***4285 |  | 10 kV | _ | LV | 630 kVA :Kiosk Substation | 0.63 | --> | 0.63 | 0.475 | 0.48 | Constrained, otherwise capacity available =630 kVA | --> | 0.598 | 0 | 0 | 0 | 0 | Constrained, otherwise capacity available =598 kW | --> | C15 ex KILMARTIN | Kilmartin [T41] | ARKLOW |  | 53.0332 | -6.1013
MV/LV Substation KN***4290 |  | 10 kV | _ | LV | 400 kVA :Kiosk Substation | 0.4 | --> | 0.4 | 0 | 0 | Constrained, otherwise capacity available =400 kVA | --> | 0.38 | 0 | 0 | 0 | 0 | Constrained, otherwise capacity available =380 kW | --> | C16 ex RATHDRUM | Rathdrum [T42] | ARKLOW |  | 52.9312 | -6.2409
MV/LV Substation LO***4291 |  | 10 kV | _ | LV | 630 kVA :Kiosk Substation | 0.63 | --> | 0.63 | 0.5 | 11.58 |  | --> | 0.598 | 0 | 0 | 0.5 | 0 |  | --> | C14 ex BALLYBEG | Ballybeg [T101,T102] | CARRICKMINES |  | 53.0011 | -6.0867
MV/LV Substation LI***431Y |  | 10 kV | _ | LV | 400 kVA :Kiosk Substation | 0.4 | --> | 0.4 | 0.278 | 11.58 |  | --> | 0.38 | 0 | 0 | 0.396 | 0 |  | --> | C25 ex BALLYBEG | Ballybeg [T101,T102] | CARRICKMINES |  | 52.9863 | -6.0566
MV/LV Substation TO***433Y |  | 10 kV | _ | LV | 200 kVA :Kiosk Substation | 0.2 | --> | 0.2 | 0.183 | 11.58 |  | --> | 0.19 | 0 | 0 | 0.192 | 0 |  | --> | C17 ex BALLYBEG | Ballybeg [T101,T102] | CARRICKMINES |  | 52.9907 | -6.0952
MV/LV Substation GL***434X |  | 10 kV | _ | LV | 100 kVA :Pole Substation | 0.1 | --> | 0.1 | 0.098 | 11.58 |  | --> | 0.095 | 0 | 0 | 0.095 | 0 |  | --> | C18 ex BALLYBEG | Ballybeg [T101,T102] | CARRICKMINES |  | 52.9651 | -6.1534
MV/LV Substation RA***434Y |  | 10 kV | _ | LV | 400 kVA :Kiosk Substation | 0.4 | --> | 0.4 | 0.31 | 11.58 |  | --> | 0.38 | 0 | 0 | 0.392 | 0 |  | --> | C14 ex BALLYBEG | Ballybeg [T101,T102] | CARRICKMINES |  | 52.9966 | -6.0878
MV/LV Substation BA***435Y |  | 10 kV | _ | LV | 200 kVA :Kiosk Substation | 0.2 | --> | 0.2 | 0.173 | 11.58 |  | --> | 0.19 | 0 | 0 | 0.194 | 0 |  | --> | C23 ex BALLYBEG | Ballybeg [T101,T102] | CARRICKMINES |  | 52.9112 | -6.1184
MV/LV Substation BA***439 |  | 10 kV | _ | LV | 50 kVA :Pole Substation | 0.05 | --> | 0.05 | 0.034 | 11.58 |  | --> | 0.048 | 0 | 0 | 0.05 | 0 |  | --> | C23 ex BALLYBEG | Ballybeg [T101,T102] | CARRICKMINES |  | 52.9136 | -6.111
MV/LV Substation HO***443X |  | 10 kV | _ | LV | 100 kVA :Pole Substation | 0.1 | --> | 0.1 | 0.09 | 11.58 |  | --> | 0.095 | 0 | 0.006 | 0.092 | 0 |  | --> | C18 ex BALLYBEG | Ballybeg [T101,T102] | CARRICKMINES |  | 52.963 | -6.1694
MV/LV Substation RE***445 |  | 10 kV | _ | LV | 100 kVA :Pole Substation | 0.1 | --> | 0.1 | 0 | 18.08 |  | --> | 0.095 | 0 | 0.009 | 0.111 | 0 |  | --> | C18 ex ARKLOW | Arklow [T101,T102] | ARKLOW |  | 52.8902 | -6.1443
MV/LV Substation BA***445X |  | 10 kV | _ | LV | 50 kVA :Pole Substation | 0.05 | --> | 0.05 | 0.047 | 11.58 |  | --> | 0.048 | 0 | 0 | 0.048 | 0 |  | --> | C23 ex BALLYBEG | Ballybeg [T101,T102] | CARRICKMINES |  | 52.9593 | -6.0925
MV/LV Substation BA***447X |  | 10 kV | _ | LV | 100 kVA :Pole Substation | 0.1 | --> | 0.1 | 0.062 | 11.58 |  | --> | 0.095 | 0 | 0.005 | 0.096 | 0 |  | --> | C17 ex BALLYBEG | Ballybeg [T101,T102] | CARRICKMINES |  | 52.9048 | -6.0468
MV/LV Substation TH***448Y |  | 10 kV | _ | LV | 400 kVA :Kiosk Substation | 0.4 | --> | 0.4 | 0 | 0 | Constrained, otherwise capacity available =315 kVA | --> | 0.38 | 0 | 0.033 | 0 | 0 | Constrained, otherwise capacity available =367 kW | --> | C16 ex RATHDRUM | Rathdrum [T42] | ARKLOW |  | 52.9354 | -6.2354
MV/LV Substation TH***450 |  | 10 kV | _ | LV | 100 kVA :Pole Substation | 0.1 | --> | 0.1 | 0.082 | 11.58 |  | --> | 0.095 | 0 | 0 | 0.097 | 0 |  | --> | C23 ex BALLYBEG | Ballybeg [T101,T102] | CARRICKMINES |  | 52.924 | -6.1159
MV/LV Substation TH***450Y |  | 10 kV | _ | LV | 400 kVA :Kiosk Substation | 0.4 | --> | 0.4 | 0.361 | 11.58 |  | --> | 0.38 | 0 | 0.017 | 0.373 | 0 |  | --> | C21 ex BALLYBEG | Ballybeg [T101,T102] | CARRICKMINES |  | 52.9874 | -6.0726
MV/LV Substation DR***451X |  | 10 kV | _ | LV | 50 kVA :Pole Substation | 0.05 | --> | 0.05 | 0.05 | 11.58 |  | --> | 0.048 | 0 | 0 | 0.048 | 0 |  | --> | C18 ex BALLYBEG | Ballybeg [T101,T102] | CARRICKMINES |  | 52.9566 | -6.1835
MV/LV Substation BO***457Y |  | 10 kV | _ | LV | 400 kVA :Kiosk Substation | 0.4 | --> | 0.4 | 0.256 | 11.58 |  | --> | 0.38 | 0 | 0.07 | 0.347 | 0 |  | --> | C25 ex BALLYBEG | Ballybeg [T101,T102] | CARRICKMINES |  | 52.9867 | -6.0632
MV/LV Substation BA***461 |  | 10 kV | _ | LV | 200 kVA :Pole Substation | 0.2 | --> | 0.2 | 0.098 | 18.08 |  | --> | 0.19 | 0 | 0.016 | 0.18 | 0 |  | --> | C18 ex ARKLOW | Arklow [T101,T102] | ARKLOW |  | 52.8816 | -6.0989
MV/LV Substation NA***461Y |  | 10 kV | _ | LV | 200 kVA :Kiosk Substation | 0.2 | --> | 0.2 | 0.156 | 11.58 |  | --> | 0.19 | 0 | 0.006 | 0.192 | 0 |  | --> | C18 ex BALLYBEG | Ballybeg [T101,T102] | CARRICKMINES |  | 52.9644 | -6.1454
MV/LV Substation CH***463Y |  | 10 kV | _ | LV | 400 kVA :Kiosk Substation | 0.4 | --> | 0.4 | 0.274 | 11.58 |  | --> | 0.38 | 0 | 0.022 | 0.38 | 0 |  | --> | C14 ex BALLYBEG | Ballybeg [T101,T102] | CARRICKMINES |  | 52.9949 | -6.091
MV/LV Substation SE***465Y |  | 10 kV | _ | LV | 400 kVA :Kiosk Substation | 0.4 | --> | 0.4 | 0.346 | 11.58 |  | --> | 0.38 | 0 | 0.023 | 0.37 | 0 |  | --> | C22 ex BALLYBEG | Ballybeg [T101,T102] | CARRICKMINES |  | 52.9743 | -6.0279
MV/LV Substation VA***467Y |  | 10 kV | _ | LV | 630 kVA :Kiosk Substation | 0.63 | --> | 0.63 | 0.416 | 11.58 |  | --> | 0.598 | 0 | 0 | 0.5 | 0 |  | --> | C19 ex BALLYBEG | Ballybeg [T101,T102] | CARRICKMINES |  | 53.0123 | -6.1077
MV/LV Substation BA***468 |  | 10 kV | _ | LV | 50 kVA :Pole Substation | 0.05 | --> | 0.05 | 0 | 11.58 |  | --> | 0.048 | 0 | 0 | 0.055 | 0 |  | --> | C25 ex BALLYBEG | Ballybeg [T101,T102] | CARRICKMINES |  | 52.9883 | -6.0524
MV/LV Substation BU***471Y |  | 10 kV | _ | LV | 400 kVA :Kiosk Substation | 0.4 | --> | 0.4 | 0.305 | 11.58 |  | --> | 0.38 | 0 | 0.01 | 0.385 | 0 |  | --> | C21 ex BALLYBEG | Ballybeg [T101,T102] | CARRICKMINES |  | 52.987 | -6.071
MV/LV Substation BA***473 |  | 10 kV | _ | LV | 100 kVA :Pole Substation | 0.1 | --> | 0.1 | 0.074 | 11.58 |  | --> | 0.095 | 0 | 0.003 | 0.096 | 0 |  | --> | C23 ex BALLYBEG | Ballybeg [T101,T102] | CARRICKMINES |  | 52.9672 | -6.0988
MV/LV Substation MI***476 |  | 10 kV | _ | LV | 200 kVA :Pole Substation | 0.2 | --> | 0.2 | 0.154 | 11.58 |  | --> | 0.19 | 0 | 0.019 | 0.182 | 0 |  | --> | C18 ex BALLYBEG | Ballybeg [T101,T102] | CARRICKMINES |  | 52.9925 | -6.1002
MV/LV Substation BA***478 |  | 10 kV | _ | LV | 100 kVA :Pole Substation | 0.1 | --> | 0.1 | 0.059 | 11.58 |  | --> | 0.095 | 0 | 0.008 | 0.095 | 0 |  | --> | C19 ex BALLYBEG | Ballybeg [T101,T102] | CARRICKMINES |  | 53.0046 | -6.1125
MV/LV Substation HI***478Y |  | 10 kV | _ | LV | 200 kVA :Kiosk Substation | 0.2 | --> | 0.2 | 0.17 | 11.58 |  | --> | 0.19 | 0 | 0 | 0.194 | 0 |  | --> | C25 ex BALLYBEG | Ballybeg [T101,T102] | CARRICKMINES |  | 52.9872 | -6.0611
MV/LV Substation BA***479Y |  | 10 kV | _ | LV | 400 kVA :Kiosk Substation | 0.4 | --> | 0.4 | 0.343 | 11.58 |  | --> | 0.38 | 0 | 0 | 0.388 | 0 |  | --> | C20 ex BALLYBEG | Ballybeg [T101,T102] | CARRICKMINES |  | 52.9723 | -6.0467
MV/LV Substation BE***480 |  | 10 kV | _ | LV | 200 kVA :Pole Substation | 0.2 | --> | 0.2 | 0.159 | 11.58 |  | --> | 0.19 | 0 | 0.014 | 0.185 | 0 |  | --> | C19 ex BALLYBEG | Ballybeg [T101,T102] | CARRICKMINES |  | 53.0011 | -6.121
MV/LV Substation GR***480Y |  | 10 kV | _ | LV | 50 kVA :Pole Substation | 0.05 | --> | 0.05 | 0.041 | 11.58 |  | --> | 0.048 | 0 | 0 | 0.049 | 0 |  | --> | C23 ex BALLYBEG | Ballybeg [T101,T102] | CARRICKMINES |  | 52.9576 | -6.0978
MV/LV Substation TH***484Y |  | 10 kV | _ | LV | 400 kVA :Kiosk Substation | 0.4 | --> | 0.4 | 0.4 | 11.58 |  | --> | 0.38 | 0 | 0 | 0.38 | 0 |  | --> | C25 ex BALLYBEG | Ballybeg [T101,T102] | CARRICKMINES |  | 52.9936 | -6.0491
MV/LV Substation RI***486Y |  | 10 kV | _ | LV | 400 kVA :Kiosk Substation | 0.4 | --> | 0.4 | 0.373 | 18.08 |  | --> | 0.38 | 0 | 0 | 0.384 | 0 |  | --> | C18 ex ARKLOW | Arklow [T101,T102] | ARKLOW |  | 52.8881 | -6.1438
MV/LV Substation TI***489X |  | 10 kV | _ | LV | 50 kVA :Pole Substation | 0.05 | --> | 0.05 | 0.03 | 0.48 |  | --> | 0.048 | 0 | 0.006 | 0 | 0 | Constrained, otherwise capacity available =46 kW | --> | C15 ex KILMARTIN | Kilmartin [T41] | ARKLOW |  | 53.0665 | -6.0975
MV/LV Substation SA***491Y |  | 10 kV | _ | LV | 400 kVA :Kiosk Substation | 0.4 | --> | 0.4 | 0.296 | 11.58 |  | --> | 0.38 | 0 | 0.043 | 0.362 | 0 |  | --> | C21 ex BALLYBEG | Ballybeg [T101,T102] | CARRICKMINES |  | 52.9873 | -6.0819
MV/LV Substation BA***492 |  | 10 kV | _ | LV | 100 kVA :Pole Substation | 0.1 | --> | 0.1 | 0 | 0 | Constrained, otherwise capacity available =59 kVA | --> | 0.095 | 0 | 0.036 | 0 | 0 | Constrained, otherwise capacity available =74 kW | --> | C11 ex RATHDRUM | Rathdrum [T42] | ARKLOW |  | 52.9034 | -6.2578
MV/LV Substation WI***492Y |  | 10 kV | _ | LV | 400 kVA :Kiosk Substation | 0.4 | --> | 0.4 | 0.297 | 11.58 |  | --> | 0.38 | 0 | 0.037 | 0.366 | 0 |  | --> | C21 ex BALLYBEG | Ballybeg [T101,T102] | CARRICKMINES |  | 52.9872 | -6.0797
MV/LV Substation CE***496 |  | 10 kV | _ | LV | 50 kVA :Pole Substation | 0.05 | --> | 0.05 | 0 | 0 | Constrained, otherwise capacity available =35 kVA | --> | 0.048 | 0 | 0.005 | 0 | 0 | Constrained, otherwise capacity available =46 kW | --> | C11 ex RATHDRUM | Rathdrum [T42] | ARKLOW |  | 52.8927 | -6.198
MV/LV Substation CL***496Y |  | 10 kV | _ | LV | 50 kVA :Pole Substation | 0.05 | --> | 0.05 | 0.047 | 11.58 |  | --> | 0.048 | 0 | 0 | 0.048 | 0 |  | --> | C19 ex BALLYBEG | Ballybeg [T101,T102] | CARRICKMINES |  | 53.0179 | -6.0675
MV/LV Substation ME***497 |  | 10 kV | _ | LV | 100 kVA :Pole Substation | 0.1 | --> | 0.1 | 0 | 0 | Constrained, otherwise capacity available =86 kVA | --> | 0.095 | 0 | 0.005 | 0 | 0 | Constrained, otherwise capacity available =93 kW | --> | C11 ex RATHDRUM | Rathdrum [T42] | ARKLOW |  | 52.8866 | -6.2321
MV/LV Substation BA***497X |  | 10 kV | _ | LV | 100 kVA :Pole Substation | 0.1 | --> | 0.1 | 0 | 0 | Constrained, otherwise capacity available =43 kVA | --> | 0.095 | 0 | 0.052 | 0 | 0 | Constrained, otherwise capacity available =64 kW | --> | C11 ex RATHDRUM | Rathdrum [T42] | ARKLOW |  | 52.9079 | -6.2633
MV/LV Substation BA***501 |  | 10 kV | _ | LV | 50 kVA :Pole Substation | 0.05 | --> | 0.05 | 0.049 | 11.58 |  | --> | 0.048 | 0 | 0 | 0.048 | 0 |  | --> | C19 ex BALLYBEG | Ballybeg [T101,T102] | CARRICKMINES |  | 52.9916 | -6.1448
MV/LV Substation BA***505 |  | 10 kV | _ | LV | 50 kVA :Pole Substation | 0.05 | --> | 0.05 | 0.048 | 11.58 |  | --> | 0.048 | 0 | 0 | 0.048 | 0 |  | --> | C18 ex BALLYBEG | Ballybeg [T101,T102] | CARRICKMINES |  | 52.9745 | -6.1413
MV/LV Substation WA***505Y |  | 10 kV | _ | LV | 200 kVA :Pole Substation | 0.2 | --> | 0.2 | 0 | 0 | Constrained, otherwise capacity available =178 kVA | --> | 0.19 | 0 | 0 | 0 | 0 | Constrained, otherwise capacity available =193 kW | --> | C11 ex RATHDRUM | Rathdrum [T42] | ARKLOW |  | 52.9298 | -6.2232
MV/LV Substation BA***507 |  | 10 kV | _ | LV | 100 kVA :Pole Substation | 0.1 | --> | 0.1 | 0.076 | 11.58 |  | --> | 0.095 | 0 | 0.008 | 0.092 | 0 |  | --> | C18 ex BALLYBEG | Ballybeg [T101,T102] | CARRICKMINES |  | 52.9602 | -6.1567
MV/LV Substation CA***511Y |  | 10 kV | _ | LV | 200 kVA :Kiosk Substation | 0.2 | --> | 0.2 | 0.186 | 11.58 |  | --> | 0.19 | 0 | 0 | 0.192 | 0 |  | --> | C17 ex BALLYBEG | Ballybeg [T101,T102] | CARRICKMINES |  | 52.9702 | -6.0347
MV/LV Substation BR***513Y |  | 10 kV | _ | LV | 400 kVA :Kiosk Substation | 0.4 | --> | 0.4 | 0.278 | 11.58 |  | --> | 0.38 | 0 | 0.006 | 0.392 | 0 |  | --> | C21 ex BALLYBEG | Ballybeg [T101,T102] | CARRICKMINES |  | 52.9894 | -6.0761
MV/LV Substation CO***514Y |  | 10 kV | _ | LV | 50 kVA :Pole Substation | 0.05 | --> | 0.05 | 0.037 | 11.58 |  | --> | 0.048 | 0 | 0.015 | 0.038 | 0 |  | --> | C17 ex BALLYBEG | Ballybeg [T101,T102] | CARRICKMINES |  | 52.9383 | -6.0249
MV/LV Substation BA***515Y |  | 10 kV | _ | LV | 50 kVA :Pole Substation | 0.05 | --> | 0.05 | 0 | 0 | Constrained, otherwise capacity available =47 kVA | --> | 0.048 | 0 | 0.01 | 0 | 0 | Constrained, otherwise capacity available =40 kW | --> | C11 ex RATHDRUM | Rathdrum [T42] | ARKLOW |  | 52.9294 | -6.2014
MV/LV Substation AV***517Y |  | 10 kV | _ | LV | 200 kVA :Pole Substation | 0.2 | --> | 0.2 | 0 | 0 | Constrained, otherwise capacity available =190 kVA | --> | 0.19 | 0 | 0.005 | 0 | 0 | Constrained, otherwise capacity available =188 kW | --> | C16 ex RATHDRUM | Rathdrum [T42] | ARKLOW |  | 52.9235 | -6.2443
MV/LV Substation WO***524Y |  | 10 kV | _ | LV | 630 kVA :Kiosk Substation | 0.63 | --> | 0.63 | 0.5 | 11.58 |  | --> | 0.598 | 0 | 0 | 0.5 | 0 |  | --> | C14 ex BALLYBEG | Ballybeg [T101,T102] | CARRICKMINES |  | 52.9937 | -6.087
MV/LV Substation KI***526X |  | 10 kV | _ | LV | 100 kVA :Pole Substation | 0.1 | --> | 0.1 | 0 | 0 | Constrained, otherwise capacity available =95 kVA | --> | 0.095 | 0 | 0 | 0 | 0 | Constrained, otherwise capacity available =96 kW | --> | C11 ex RATHDRUM | Rathdrum [T42] | ARKLOW |  | 52.9374 | -6.1507
MV/LV Substation PO***526Y |  | 10 kV | _ | LV | 50 kVA :Pole Substation | 0.05 | --> | 0.05 | 0.045 | 11.58 |  | --> | 0.048 | 0 | 0 | 0.048 | 0 |  | --> | C17 ex BALLYBEG | Ballybeg [T101,T102] | CARRICKMINES |  | 52.9687 | -6.0349
MV/LV Substation BA***531Y |  | 10 kV | _ | LV | 200 kVA :Pole Substation | 0.2 | --> | 0.2 | 0.142 | 11.58 |  | --> | 0.19 | 0 | 0 | 0.198 | 0 |  | --> | C19 ex BALLYBEG | Ballybeg [T101,T102] | CARRICKMINES |  | 53.0206 | -6.1069
MV/LV Substation LA***532X |  | 10 kV | _ | LV | 50 kVA :Pole Substation | 0.05 | --> | 0.05 | 0 | 0 | Constrained, otherwise capacity available =33 kVA | --> | 0.048 | 0 | 0 | 0 | 0 | Constrained, otherwise capacity available =50 kW | --> | C16 ex RATHDRUM | Rathdrum [T42] | ARKLOW |  | 53.0057 | -6.2983
MV/LV Substation CR***534 |  | 10 kV | _ | LV | 50 kVA :Pole Substation | 0.05 | --> | 0.05 | 0.047 | 0.48 |  | --> | 0.048 | 0 | 0.012 | 0 | 0 | Constrained, otherwise capacity available =39 kW | --> | C15 ex KILMARTIN | Kilmartin [T41] | ARKLOW |  | 53.0198 | -6.0788
MV/LV Substation BR***534Y |  | 10 kV | _ | LV | 400 kVA :Kiosk Substation | 0.4 | --> | 0.4 | 0 | 0 | Constrained, otherwise capacity available =366 kVA | --> | 0.38 | 0 | 0 | 0 | 0 | Constrained, otherwise capacity available =385 kW | --> | C16 ex RATHDRUM | Rathdrum [T42] | ARKLOW |  | 52.9288 | -6.2347
MV/LV Substation MO***535 |  | 10 kV | _ | LV | 50 kVA :Pole Substation | 0.05 | --> | 0.05 | 0.038 | 11.58 |  | --> | 0.048 | 0 | 0 | 0.049 | 0 |  | --> | C19 ex BALLYBEG | Ballybeg [T101,T102] | CARRICKMINES |  | 53.0093 | -6.1333
MV/LV Substation BA***537Y |  | 10 kV | _ | LV | 50 kVA :Pole Substation | 0.05 | --> | 0.05 | 0.05 | 11.58 |  | --> | 0.048 | 0 | 0 | 0.048 | 0 |  | --> | C17 ex BALLYBEG | Ballybeg [T101,T102] | CARRICKMINES |  | 52.9048 | -6.0458
MV/LV Substation GL***538 |  | 10 kV | _ | LV | 100 kVA :Pole Substation | 0.1 | --> | 0.1 | 0.08 | 11.58 |  | --> | 0.095 | 0 | 0.005 | 0.094 | 0 |  | --> | C19 ex BALLYBEG | Ballybeg [T101,T102] | CARRICKMINES |  | 53.0197 | -6.1448
MV/LV Substation BA***543 |  | 10 kV | _ | LV | 50 kVA :Pole Substation | 0.05 | --> | 0.05 | 0.04 | 11.58 |  | --> | 0.048 | 0 | 0.005 | 0.045 | 0 |  | --> | C19 ex BALLYBEG | Ballybeg [T101,T102] | CARRICKMINES |  | 53.0204 | -6.1094
MV/LV Substation BA***544 |  | 10 kV | _ | LV | 50 kVA :Pole Substation | 0.05 | --> | 0.05 | 0.037 | 0.48 |  | --> | 0.048 | 0 | 0.006 | 0 | 0 | Constrained, otherwise capacity available =45 kW | --> | C15 ex KILMARTIN | Kilmartin [T41] | ARKLOW |  | 53.0252 | -6.1043
MV/LV Substation BA***544Y |  | 10 kV | _ | LV | 50 kVA :Pole Substation | 0.05 | --> | 0.05 | 0.044 | 18.08 |  | --> | 0.048 | 0 | 0 | 0.048 | 0 |  | --> | C18 ex ARKLOW | Arklow [T101,T102] | ARKLOW |  | 52.8886 | -6.1603
MV/LV Substation AS***546X |  | 10 kV | _ | LV | 100 kVA :Pole Substation | 0.1 | --> | 0.1 | 0.078 | 11.58 |  | --> | 0.095 | 0 | 0.005 | 0.094 | 0 |  | --> | C17 ex BALLYBEG | Ballybeg [T101,T102] | CARRICKMINES |  | 52.974 | -6.0662
MV/LV Substation BR***546Y |  | 10 kV | _ | LV | 50 kVA :Pole Substation | 0.05 | --> | 0.05 | 0.04 | 11.58 |  | --> | 0.048 | 0 | 0.038 | 0.021 | 0 |  | --> | C19 ex BALLYBEG | Ballybeg [T101,T102] | CARRICKMINES |  | 53.0191 | -6.0956
MV/LV Substation CA***551 |  | 10 kV | _ | LV | 50 kVA :Pole Substation | 0.05 | --> | 0.05 | 0.042 | 0.48 |  | --> | 0.048 | 0 | 0 | 0 | 0 | Constrained, otherwise capacity available =48 kW | --> | C15 ex KILMARTIN | Kilmartin [T41] | ARKLOW |  | 53.0368 | -6.0656
MV/LV Substation BA***552 |  | 10 kV | _ | LV | 100 kVA :Pole Substation | 0.1 | --> | 0.1 | 0.09 | 0.48 |  | --> | 0.095 | 0 | 0.011 | 0 | 0 | Constrained, otherwise capacity available =88 kW | --> | C15 ex KILMARTIN | Kilmartin [T41] | ARKLOW |  | 53.0307 | -6.0625
MV/LV Substation BA***553X |  | 10 kV | _ | LV | 50 kVA :Pole Substation | 0.05 | --> | 0.05 | 0.049 | 11.58 |  | --> | 0.048 | 0 | 0 | 0.048 | 0 |  | --> | C23 ex BALLYBEG | Ballybeg [T101,T102] | CARRICKMINES |  | 52.9351 | -6.1026
MV/LV Substation BA***553Y |  | 10 kV | _ | LV | 50 kVA :Pole Substation | 0.05 | --> | 0.05 | 0.05 | 11.58 |  | --> | 0.048 | 0 | 0 | 0.048 | 0 |  | --> | C17 ex BALLYBEG | Ballybeg [T101,T102] | CARRICKMINES |  | 52.9038 | -6.0483
MV/LV Substation VI***554Y |  | 10 kV | _ | LV | 400 kVA :Kiosk Substation | 0.4 | --> | 0.4 | 0 | 0 | Constrained, otherwise capacity available =232 kVA | --> | 0.38 | 0 | 0.097 | 0 | 0 | Constrained, otherwise capacity available =330 kW | --> | C16 ex RATHDRUM | Rathdrum [T42] | ARKLOW |  | 52.9329 | -6.2495
MV/LV Substation MA***555Y |  | 10 kV | _ | LV | 400 kVA :Kiosk Substation | 0.4 | --> | 0.4 | 0.372 | 11.58 |  | --> | 0.38 | 0 | 0.02 | 0.369 | 0 |  | --> | C20 ex BALLYBEG | Ballybeg [T101,T102] | CARRICKMINES |  | 52.97 | -6.0372
MV/LV Substation TO***558 |  | 10 kV | _ | LV | 50 kVA :Pole Substation | 0.05 | --> | 0.05 | 0.033 | 0.48 |  | --> | 0.048 | 0 | 0.01 | 0 | 0 | Constrained, otherwise capacity available =42 kW | --> | C15 ex KILMARTIN | Kilmartin [T41] | ARKLOW |  | 53.042 | -6.1285
MV/LV Substation VA***560Y |  | 10 kV | _ | LV | 100 kVA :Pole Substation | 0.1 | --> | 0.1 | 0 | 0 | Constrained, otherwise capacity available =100 kVA | --> | 0.095 | 0 | 0 | 0 | 0 | Constrained, otherwise capacity available =95 kW | --> | C11 ex RATHDRUM | Rathdrum [T42] | ARKLOW |  | 52.8775 | -6.224
MV/LV Substation TH***562Y |  | 10 kV | _ | LV | 400 kVA :Kiosk Substation | 0.4 | --> | 0.4 | 0.291 | 11.58 |  | --> | 0.38 | 0 | 0.035 | 0.369 | 0 |  | --> | C21 ex BALLYBEG | Ballybeg [T101,T102] | CARRICKMINES |  | 52.9841 | -6.0697
MV/LV Substation KE***563 |  | 10 kV | _ | LV | 50 kVA :Pole Substation | 0.05 | --> | 0.05 | 0.045 | 0.48 |  | --> | 0.048 | 0 | 0 | 0 | 0 | Constrained, otherwise capacity available =48 kW | --> | C15 ex KILMARTIN | Kilmartin [T41] | ARKLOW |  | 53.0582 | -6.1366
MV/LV Substation GL***565Y |  | 10 kV | _ | LV | 50 kVA :Pole Substation | 0.05 | --> | 0.05 | 0.04 | 11.58 |  | --> | 0.048 | 0 | 0 | 0.049 | 0 |  | --> | C18 ex BALLYBEG | Ballybeg [T101,T102] | CARRICKMINES |  | 52.9693 | -6.1487
MV/LV Substation TI***566 |  | 10 kV | _ | LV | 50 kVA :Pole Substation | 0.05 | --> | 0.05 | 0.018 | 0.48 |  | --> | 0.048 | 0 | 0 | 0 | 0 | Constrained, otherwise capacity available =52 kW | --> | C20 ex KILMARTIN | Kilmartin [T41] | ARKLOW |  | 53.0238 | -6.1628
MV/LV Substation KE***567 |  | 10 kV | _ | LV | 50 kVA :Pole Substation | 0.05 | --> | 0.05 | 0.045 | 0.48 |  | --> | 0.048 | 0 | 0 | 0 | 0 | Constrained, otherwise capacity available =48 kW | --> | C15 ex KILMARTIN | Kilmartin [T41] | ARKLOW |  | 53.0304 | -6.0938
MV/LV Substation WE***576Y |  | 10 kV | _ | LV | 400 kVA :Kiosk Substation | 0.4 | --> | 0.4 | 0.379 | 11.58 |  | --> | 0.38 | 0 | 0.005 | 0.379 | 0 |  | --> | C22 ex BALLYBEG | Ballybeg [T101,T102] | CARRICKMINES |  | 52.982 | -6.0451
MV/LV Substation IV***577Y |  | 10 kV | _ | LV | 400 kVA :Kiosk Substation | 0.4 | --> | 0.4 | 0 | 0 | Constrained, otherwise capacity available =324 kVA | --> | 0.38 | 0 | 0.003 | 0 | 0 | Constrained, otherwise capacity available =388 kW | --> | C16 ex RATHDRUM | Rathdrum [T42] | ARKLOW |  | 52.9374 | -6.2284
MV/LV Substation BA***578Y |  | 10 kV | _ | LV | 50 kVA :Pole Substation | 0.05 | --> | 0.05 | 0.043 | 11.58 |  | --> | 0.048 | 0 | 0 | 0.048 | 0 |  | --> | C19 ex BALLYBEG | Ballybeg [T101,T102] | CARRICKMINES |  | 53.0134 | -6.1454
MV/LV Substation TI***582 |  | 10 kV | _ | LV | 50 kVA :Pole Substation | 0.05 | --> | 0.05 | 0.05 | 0.48 |  | --> | 0.048 | 0 | 0 | 0 | 0 | Constrained, otherwise capacity available =48 kW | --> | C15 ex KILMARTIN | Kilmartin [T41] | ARKLOW |  | 53.0697 | -6.0926
MV/LV Substation GR***585Y |  | 10 kV | _ | LV | 50 kVA :Pole Substation | 0.05 | --> | 0.05 | 0.047 | 18.08 |  | --> | 0.048 | 0 | 0 | 0.048 | 0 |  | --> | C18 ex ARKLOW | Arklow [T101,T102] | ARKLOW |  | 52.8895 | -6.162
MV/LV Substation SA***589Y |  | 10 kV | _ | LV | 630 kVA :Kiosk Substation | 0.63 | --> | 0.63 | 0.5 | 11.58 |  | --> | 0.598 | 0 | 0 | 0.5 | 0 |  | --> | C22 ex BALLYBEG | Ballybeg [T101,T102] | CARRICKMINES |  | 52.9802 | -6.0386
MV/LV Substation BA***595Y |  | 10 kV | _ | LV | 50 kVA :Pole Substation | 0.05 | --> | 0.05 | 0.048 | 11.58 |  | --> | 0.048 | 0 | 0 | 0.048 | 0 |  | --> | C17 ex BALLYBEG | Ballybeg [T101,T102] | CARRICKMINES |  | 52.9068 | -6.0467
MV/LV Substation HI***597Y |  | 10 kV | _ | LV | 200 kVA :Kiosk Substation | 0.2 | --> | 0.2 | 0 | 0 | Constrained, otherwise capacity available =132 kVA | --> | 0.19 | 0 | 0 | 0 | 0 | Constrained, otherwise capacity available =199 kW | --> | C11 ex RATHDRUM | Rathdrum [T42] | ARKLOW |  | 52.939 | -6.2279
MV/LV Substation GR***600Y |  | 10 kV | _ | LV | 50 kVA :Pole Substation | 0.05 | --> | 0.05 | 0.034 | 11.58 |  | --> | 0.048 | 0 | 0.019 | 0.036 | 0 |  | --> | C17 ex BALLYBEG | Ballybeg [T101,T102] | CARRICKMINES |  | 52.97 | -6.0331
MV/LV Substation KE***605Y |  | 10 kV | _ | LV | 400 kVA :Kiosk Substation | 0.4 | --> | 0.4 | 0.363 | 11.58 |  | --> | 0.38 | 0 | 0.029 | 0.364 | 0 |  | --> | C25 ex BALLYBEG | Ballybeg [T101,T102] | CARRICKMINES |  | 52.9821 | -6.0635
MV/LV Substation WI***612Y |  | 10 kV | _ | LV | 630 kVA :Kiosk Substation | 0.63 | --> | 0.63 | 0.5 | 11.58 |  | --> | 0.598 | 0 | 0.04 | 0.5 | 0 |  | --> | C21 ex BALLYBEG | Ballybeg [T101,T102] | CARRICKMINES |  | 52.9876 | -6.0767
MV/LV Substation KI***615X |  | 10 kV | _ | LV | 50 kVA :Pole Substation | 0.05 | --> | 0.05 | 0 | 0 | Constrained, otherwise capacity available =15 kVA | --> | 0.048 | 0 | 0 | 0 | 0 | Constrained, otherwise capacity available =52 kW | --> | C11 ex RATHDRUM | Rathdrum [T42] | ARKLOW |  | 52.9294 | -6.1509
MV/LV Substation RA***621Y |  | 10 kV | _ | LV | 400 kVA :Kiosk Substation | 0.4 | --> | 0.4 | 0.386 | 11.58 |  | --> | 0.38 | 0 | 0 | 0.382 | 0 |  | --> | C21 ex BALLYBEG | Ballybeg [T101,T102] | CARRICKMINES |  | 52.9958 | -6.081
MV/LV Substation BA***622X |  | 10 kV | _ | LV | 50 kVA :Pole Substation | 0.05 | --> | 0.05 | 0.045 | 18.08 |  | --> | 0.048 | 0 | 0 | 0.048 | 0 |  | --> | C18 ex ARKLOW | Arklow [T101,T102] | ARKLOW |  | 52.9047 | -6.1386
MV/LV Substation WE***630X |  | 10 kV | _ | LV | 50 kVA :Pole Substation | 0.05 | --> | 0.05 | 0.048 | 11.58 |  | --> | 0.048 | 0 | 0 | 0.048 | 0 |  | --> | C23 ex BALLYBEG | Ballybeg [T101,T102] | CARRICKMINES |  | 52.9642 | -6.099
MV/LV Substation CL***637X |  | 10 kV | _ | LV | 50 kVA :Pole Substation | 0.05 | --> | 0.05 | 0.022 | 11.58 |  | --> | 0.048 | 0 | 0 | 0.051 | 0 |  | --> | C17 ex BALLYBEG | Ballybeg [T101,T102] | CARRICKMINES |  | 52.9461 | -6.0179
MV/LV Substation HA***641X |  | 10 kV | _ | LV | 400 kVA :Kiosk Substation | 0.4 | --> | 0.4 | 0.299 | 11.58 |  | --> | 0.38 | 0 | 0.07 | 0.342 | 0 |  | --> | C14 ex BALLYBEG | Ballybeg [T101,T102] | CARRICKMINES |  | 52.9944 | -6.0889
MV/LV Substation BA***644X |  | 10 kV | _ | LV | 1000 kVA :Building Structure | 1 | --> | 1 | 0.5 | 11.58 |  | --> | 0.95 | 0 | 0 | 0.5 | 0 |  | --> | C18 ex BALLYBEG | Ballybeg [T101,T102] | CARRICKMINES |  | 52.9657 | -6.1477
MV/LV Substation RA***651X |  | 10 kV | _ | LV | 100 kVA :Pole Substation | 0.1 | --> | 0.1 | 0.073 | 0.48 |  | --> | 0.095 | 0 | 0.01 | 0 | 0 | Constrained, otherwise capacity available =91 kW | --> | C20 ex KILMARTIN | Kilmartin [T41] | ARKLOW |  | 53.0491 | -6.2542
MV/LV Substation BA***653 |  | 10 kV | _ | LV | 400 kVA :Kiosk Substation | 0.4 | --> | 0.4 | 0.308 | 11.58 |  | --> | 0.38 | 0 | 0.037 | 0.365 | 0 |  | --> | C19 ex BALLYBEG | Ballybeg [T101,T102] | CARRICKMINES |  | 53.0053 | -6.1055
MV/LV Substation BA***654 |  | 10 kV | _ | LV | 50 kVA :Pole Substation | 0.05 | --> | 0.05 | 0.039 | 11.58 |  | --> | 0.048 | 0 | 0.004 | 0.046 | 0 |  | --> | C23 ex BALLYBEG | Ballybeg [T101,T102] | CARRICKMINES |  | 52.9718 | -6.0982
MV/LV Substation KN***663X |  | 10 kV | _ | LV | 100 kVA :Pole Substation | 0.1 | --> | 0.1 | 0.082 | 11.58 |  | --> | 0.095 | 0 | 0.006 | 0.093 | 0 |  | --> | C25 ex BALLYBEG | Ballybeg [T101,T102] | CARRICKMINES |  | 52.9907 | -6.0644
MV/LV Substation GL***666 |  | 10 kV | _ | LV | 50 kVA :Pole Substation | 0.05 | --> | 0.05 | 0.044 | 0.48 |  | --> | 0.048 | 0 | 0 | 0 | 0 | Constrained, otherwise capacity available =48 kW | --> | C20 ex KILMARTIN | Kilmartin [T41] | ARKLOW |  | 53.0384 | -6.2683
MV/LV Substation LA***680 |  | 10 kV | _ | LV | 200 kVA :Pole Substation | 0.2 | --> | 0.2 | 0 | 0 | Constrained, otherwise capacity available =46 kVA | --> | 0.19 | 0 | 0.016 | 0 | 0 | Constrained, otherwise capacity available =198 kW | --> | C16 ex RATHDRUM | Rathdrum [T42] | ARKLOW |  | 53.0086 | -6.2971
MV/LV Substation LA***681 |  | 10 kV | _ | LV | 100 kVA :Pole Substation | 0.1 | --> | 0.1 | 0 | 0 | Constrained, otherwise capacity available =78 kVA | --> | 0.095 | 0 | 0 | 0 | 0 | Constrained, otherwise capacity available =98 kW | --> | C16 ex RATHDRUM | Rathdrum [T42] | ARKLOW |  | 53.0106 | -6.3028
MV/LV Substation RE***687X |  | 10 kV | _ | LV | 200 kVA :Pole Substation | 0.2 | --> | 0.2 | 0.199 | 18.08 |  | --> | 0.19 | 0 | 0 | 0.19 | 0 |  | --> | C18 ex ARKLOW | Arklow [T101,T102] | ARKLOW |  | 52.8896 | -6.1441
MV/LV Substation TH***688X |  | 10 kV | _ | LV | 200 kVA :Kiosk Substation | 0.2 | --> | 0.2 | 0.171 | 11.58 |  | --> | 0.19 | 0 | 0.023 | 0.177 | 0 |  | --> | C17 ex BALLYBEG | Ballybeg [T101,T102] | CARRICKMINES |  | 52.9493 | -6.0291
MV/LV Substation TH***689X |  | 10 kV | _ | LV | 630 kVA :Kiosk Substation | 0.63 | --> | 0.63 | 0.5 | 11.58 |  | --> | 0.598 | 0 | 0.006 | 0.5 | 0 |  | --> | C14 ex BALLYBEG | Ballybeg [T101,T102] | CARRICKMINES |  | 52.9953 | -6.087
MV/LV Substation KI***690X |  | 10 kV | _ | LV | 100 kVA :Pole Substation | 0.1 | --> | 0.1 | 0.079 | 0.48 |  | --> | 0.095 | 0 | 0.013 | 0 | 0 | Constrained, otherwise capacity available =88 kW | --> | C15 ex KILMARTIN | Kilmartin [T41] | ARKLOW |  | 53.0387 | -6.1148
MV/LV Substation BL***691X |  | 10 kV | _ | LV | 50 kVA :Pole Substation | 0.05 | --> | 0.05 | 0.05 | 11.58 |  | --> | 0.048 | 0 | 0 | 0.048 | 0 |  | --> | C17 ex BALLYBEG | Ballybeg [T101,T102] | CARRICKMINES |  | 52.9423 | -6.0232
MV/LV Substation MO***697 |  | 10 kV | _ | LV | 100 kVA :Pole Substation | 0.1 | --> | 0.1 | 0.091 | 0.48 |  | --> | 0.095 | 0 | 0.01 | 0 | 0 | Constrained, otherwise capacity available =89 kW | --> | C20 ex KILMARTIN | Kilmartin [T41] | ARKLOW |  | 53.009 | -6.2037
MV/LV Substation BA***699X |  | 10 kV | _ | LV | 200 kVA :Pole Substation | 0.2 | --> | 0.2 | 0.135 | 11.58 |  | --> | 0.19 | 0 | 0.018 | 0.185 | 0 |  | --> | C17 ex BALLYBEG | Ballybeg [T101,T102] | CARRICKMINES |  | 52.9641 | -6.0612
MV/LV Substation CO***701X |  | 10 kV | _ | LV | 200 kVA :Pole Substation | 0.2 | --> | 0.2 | 0.199 | 11.58 |  | --> | 0.19 | 0 | 0 | 0.19 | 0 |  | --> | C23 ex BALLYBEG | Ballybeg [T101,T102] | CARRICKMINES |  | 52.9573 | -6.0955
MV/LV Substation BA***710 |  | 10 kV | _ | LV | 200 kVA :Pole Substation | 0.2 | --> | 0.2 | 0 | 0 | Constrained, otherwise capacity available =200 kVA | --> | 0.19 | 0 | 0 | 0 | 0 | Constrained, otherwise capacity available =190 kW | --> | C11 ex RATHDRUM | Rathdrum [T42] | ARKLOW |  | 52.9369 | -6.1349
MV/LV Substation BA***719X |  | 10 kV | _ | LV | 100 kVA :Pole Substation | 0.1 | --> | 0.1 | 0.072 | 11.58 |  | --> | 0.095 | 0 | 0.028 | 0.078 | 0 |  | --> | C23 ex BALLYBEG | Ballybeg [T101,T102] | CARRICKMINES |  | 52.9109 | -6.1168
MV/LV Substation PR***734 |  | 10 kV | _ | LV | 33 kVA :Pole Substation | 0.033 | --> | 0.033 | 0 | 0 | Constrained, otherwise capacity available =19 kVA | --> | 0.031 | 0 | 0.005 | 0 | 0 | Constrained, otherwise capacity available =30 kW | --> | C16 ex RATHDRUM | Rathdrum [T42] | ARKLOW |  | 52.9335 | -6.2562
MV/LV Substation BA***735 |  | 10 kV | _ | LV | 50 kVA :Pole Substation | 0.05 | --> | 0.05 | 0 | 0 | Constrained, otherwise capacity available =34 kVA | --> | 0.048 | 0 | 0.005 | 0 | 0 | Constrained, otherwise capacity available =46 kW | --> | C16 ex RATHDRUM | Rathdrum [T42] | ARKLOW |  | 52.9318 | -6.2585
MV/LV Substation SE***738X |  | 10 kV | _ | LV | 200 kVA :Kiosk Substation | 0.2 | --> | 0.2 | 0.163 | 11.58 |  | --> | 0.19 | 0 | 0.004 | 0.192 | 0 |  | --> | C20 ex BALLYBEG | Ballybeg [T101,T102] | CARRICKMINES |  | 52.9734 | -6.0438
MV/LV Substation GL***744X |  | 10 kV | _ | LV | 200 kVA :Kiosk Substation | 0.2 | --> | 0.2 | 0.116 | 11.58 |  | --> | 0.19 | 0 | 0.061 | 0.156 | 0 |  | --> | C25 ex BALLYBEG | Ballybeg [T101,T102] | CARRICKMINES |  | 52.9841 | -6.0552
MV/LV Substation BA***752 |  | 10 kV | _ | LV | 50 kVA :Pole Substation | 0.05 | --> | 0.05 | 0 | 0 | Constrained, otherwise capacity available =49 kVA | --> | 0.048 | 0 | 0 | 0 | 0 | Constrained, otherwise capacity available =48 kW | --> | C16 ex RATHDRUM | Rathdrum [T42] | ARKLOW |  | 52.9457 | -6.2497
MV/LV Substation WO***753X |  | 10 kV | _ | LV | 400 kVA :Kiosk Substation | 0.4 | --> | 0.4 | 0.191 | 11.58 |  | --> | 0.38 | 0 | 0.217 | 0.247 | 0 |  | --> | C19 ex BALLYBEG | Ballybeg [T101,T102] | CARRICKMINES |  | 53.0039 | -6.1079
MV/LV Substation TH***758X |  | 10 kV | _ | LV | 200 kVA :Building Structure | 0.2 | --> | 0.2 | 0.166 | 11.58 |  | --> | 0.19 | 0 | 0 | 0.195 | 0 |  | --> | C22 ex BALLYBEG | Ballybeg [T101,T102] | CARRICKMINES |  | 52.9776 | -6.0354
MV/LV Substation KN***759 |  | 10 kV | _ | LV | 50 kVA :Pole Substation | 0.05 | --> | 0.05 | 0 | 0 | Constrained, otherwise capacity available =45 kVA | --> | 0.048 | 0 | 0 | 0 | 0 | Constrained, otherwise capacity available =48 kW | --> | C16 ex RATHDRUM | Rathdrum [T42] | ARKLOW |  | 52.9712 | -6.275
MV/LV Substation TO***763 |  | 10 kV | _ | LV | 50 kVA :Pole Substation | 0.05 | --> | 0.05 | 0.038 | 11.58 |  | --> | 0.048 | 0 | 0 | 0.049 | 0 |  | --> | C17 ex BALLYBEG | Ballybeg [T101,T102] | CARRICKMINES |  | 52.9511 | -6.052
MV/LV Substation BA***767X |  | 10 kV | _ | LV | 200 kVA :Kiosk Substation | 0.2 | --> | 0.2 | 0.139 | 11.58 |  | --> | 0.19 | 0 | 0 | 0.198 | 0 |  | --> | C17 ex BALLYBEG | Ballybeg [T101,T102] | CARRICKMINES |  | 52.9004 | -6.0408
MV/LV Substation AN***775X |  | 10 kV | _ | LV | 100 kVA :Pole Substation | 0.1 | --> | 0.1 | 0.084 | 0.48 |  | --> | 0.095 | 0 | 0.006 | 0 | 0 | Constrained, otherwise capacity available =93 kW | --> | C20 ex KILMARTIN | Kilmartin [T41] | ARKLOW |  | 53.0317 | -6.2564
MV/LV Substation DE***780X |  | 10 kV | _ | LV | 400 kVA :Kiosk Substation | 0.4 | --> | 0.4 | 0 | 0 | Constrained, otherwise capacity available =334 kVA | --> | 0.38 | 0 | 0.026 | 0 | 0 | Constrained, otherwise capacity available =370 kW | --> | C16 ex RATHDRUM | Rathdrum [T42] | ARKLOW |  | 53.0069 | -6.2999
MV/LV Substation IN***788X |  | 10 kV | _ | LV | 50 kVA :Pole Substation | 0.05 | --> | 0.05 | 0.039 | 11.58 |  | --> | 0.048 | 0 | 0 | 0.049 | 0 |  | --> | C19 ex BALLYBEG | Ballybeg [T101,T102] | CARRICKMINES |  | 53.0183 | -6.1032
MV/LV Substation DE***789 |  | 10 kV | _ | LV | 100 kVA :Pole Substation | 0.1 | --> | 0.1 | 0 | 0 | Constrained, otherwise capacity available =84 kVA | --> | 0.095 | 0 | 0 | 0 | 0 | Constrained, otherwise capacity available =97 kW | --> | C16 ex RATHDRUM | Rathdrum [T42] | ARKLOW |  | 53.004 | -6.303
MV/LV Substation BA***790 |  | 10 kV | _ | LV | 200 kVA :Pole Substation | 0.2 | --> | 0.2 | 0.15 | 11.58 |  | --> | 0.19 | 0 | 0.021 | 0.181 | 0 |  | --> | C18 ex BALLYBEG | Ballybeg [T101,T102] | CARRICKMINES |  | 52.9644 | -6.1481
MV/LV Substation SE***790X |  | 10 kV | _ | LV | 200 kVA :Kiosk Substation | 0.2 | --> | 0.2 | 0.144 | 11.58 |  | --> | 0.19 | 0 | 0 | 0.197 | 0 |  | --> | C20 ex BALLYBEG | Ballybeg [T101,T102] | CARRICKMINES |  | 52.9728 | -6.0412
MV/LV Substation CL***796X |  | 10 kV | _ | LV | 200 kVA :Kiosk Substation | 0.2 | --> | 0.2 | 0.187 | 11.58 |  | --> | 0.19 | 0 | 0.01 | 0.184 | 0 |  | --> | C19 ex BALLYBEG | Ballybeg [T101,T102] | CARRICKMINES |  | 53.0178 | -6.0605
MV/LV Substation CL***799 |  | 10 kV | _ | LV | 100 kVA :Pole Substation | 0.1 | --> | 0.1 | 0.053 | 11.58 |  | --> | 0.095 | 0 | 0 | 0.101 | 0 |  | --> | C25 ex BALLYBEG | Ballybeg [T101,T102] | CARRICKMINES |  | 53 | -6.0813
MV/LV Substation MA***800 |  | 10 kV | _ | LV | 100 kVA :Pole Substation | 0.1 | --> | 0.1 | 0.01 | 11.58 |  | --> | 0.095 | 0 | 0.01 | 0.099 | 0 |  | --> | C17 ex BALLYBEG | Ballybeg [T101,T102] | CARRICKMINES |  | 52.9365 | -6.032
MV/LV Substation BA***807X |  | 10 kV | _ | LV | 100 kVA :Pole Substation | 0.1 | --> | 0.1 | 0.097 | 11.58 |  | --> | 0.095 | 0 | 0 | 0.095 | 0 |  | --> | C19 ex BALLYBEG | Ballybeg [T101,T102] | CARRICKMINES |  | 53.0135 | -6.1421
MV/LV Substation KI***808X |  | 10 kV | _ | LV | 100 kVA :Pole Substation | 0.1 | --> | 0.1 | 0 | 0 | Constrained, otherwise capacity available =97 kVA | --> | 0.095 | 0 | 0 | 0 | 0 | Constrained, otherwise capacity available =95 kW | --> | C11 ex RATHDRUM | Rathdrum [T42] | ARKLOW |  | 52.8856 | -6.1841
MV/LV Substation BL***813X |  | 10 kV | _ | LV | 50 kVA :Pole Substation | 0.05 | --> | 0.05 | 0.047 | 11.58 |  | --> | 0.048 | 0 | 0 | 0.048 | 0 |  | --> | C17 ex BALLYBEG | Ballybeg [T101,T102] | CARRICKMINES |  | 52.9461 | -6.0476
MV/LV Substation RO***826 |  | 10 kV | _ | LV | 50 kVA :Pole Substation | 0.05 | --> | 0.05 | 0.024 | 11.58 |  | --> | 0.048 | 0 | 0.031 | 0.028 | 0 |  | --> | C19 ex BALLYBEG | Ballybeg [T101,T102] | CARRICKMINES |  | 53.0019 | -6.0988
MV/LV Substation CA***830 |  | 10 kV | _ | LV | 50 kVA :Pole Substation | 0.05 | --> | 0.05 | 0 | 0 | Constrained, otherwise capacity available =45 kVA | --> | 0.048 | 0 | 0 | 0 | 0 | Constrained, otherwise capacity available =48 kW | --> | C11 ex RATHDRUM | Rathdrum [T42] | ARKLOW |  | 52.9388 | -6.1397
MV/LV Substation RO***832 |  | 10 kV | _ | LV | 50 kVA :Pole Substation | 0.05 | --> | 0.05 | 0 | 0 | Constrained, otherwise capacity available =50 kVA | --> | 0.048 | 0 | 0 | 0 | 0 | Constrained, otherwise capacity available =48 kW | --> | C11 ex RATHDRUM | Rathdrum [T42] | ARKLOW |  | 52.9018 | -6.2081
MV/LV Substation NE***833X |  | 10 kV | _ | LV | 200 kVA :Pole Substation | 0.2 | --> | 0.2 | 0.197 | 11.58 |  | --> | 0.19 | 0 | 0 | 0.19 | 0 |  | --> | C18 ex BALLYBEG | Ballybeg [T101,T102] | CARRICKMINES |  | 52.9649 | -6.147
MV/LV Substation MO***834 |  | 10 kV | _ | LV | 50 kVA :Pole Substation | 0.05 | --> | 0.05 | 0.039 | 11.58 |  | --> | 0.048 | 0 | 0.005 | 0.045 | 0 |  | --> | C19 ex BALLYBEG | Ballybeg [T101,T102] | CARRICKMINES |  | 53.004 | -6.1994
MV/LV Substation WI***840X |  | 10 kV | _ | LV | 400 kVA :Kiosk Substation | 0.4 | --> | 0.4 | 0.261 | 11.58 |  | --> | 0.38 | 0 | 0.005 | 0.395 | 0 |  | --> | C25 ex BALLYBEG | Ballybeg [T101,T102] | CARRICKMINES |  | 52.9821 | -6.0495
MV/LV Substation AV***842 |  | 10 kV | _ | LV | 100 kVA :Pole Substation | 0.1 | --> | 0.1 | 0.072 | 0.48 |  | --> | 0.095 | 0 | 0 | 0 | 0 | Constrained, otherwise capacity available =99 kW | --> | C20 ex KILMARTIN | Kilmartin [T41] | ARKLOW |  | 53.0179 | -6.2661
MV/LV Substation KI***843X |  | 10 kV | _ | LV | 100 kVA :Pole Substation | 0.1 | --> | 0.1 | 0.04 | 18.08 |  | --> | 0.095 | 0 | 0.052 | 0.064 | 0 |  | --> | C18 ex ARKLOW | Arklow [T101,T102] | ARKLOW |  | 52.8901 | -6.1477
MV/LV Substation GR***846X |  | 10 kV | _ | LV | 50 kVA :Pole Substation | 0.05 | --> | 0.05 | 0.045 | 11.58 |  | --> | 0.048 | 0 | 0 | 0.048 | 0 |  | --> | C19 ex BALLYBEG | Ballybeg [T101,T102] | CARRICKMINES |  | 53.003 | -6.1116
MV/LV Substation VA***871 |  | 10 kV | _ | LV | 100 kVA :Pole Substation | 0.1 | --> | 0.1 | 0.089 | 0.48 |  | --> | 0.095 | 0 | 0.063 | 0 | 0 | Constrained, otherwise capacity available =50 kW | --> | C15 ex KILMARTIN | Kilmartin [T41] | ARKLOW |  | 53.05 | -6.1866
MV/LV Substation GL***877 |  | 10 kV | _ | LV | 50 kVA :Pole Substation | 0.05 | --> | 0.05 | 0.028 | 11.58 |  | --> | 0.048 | 0 | 0.01 | 0.043 | 0 |  | --> | C18 ex BALLYBEG | Ballybeg [T101,T102] | CARRICKMINES |  | 52.9613 | -6.1543
MV/LV Substation CA***878 |  | 10 kV | _ | LV | 100 kVA :Pole Substation | 0.1 | --> | 0.1 | 0 | 0 | Constrained, otherwise capacity available =88 kVA | --> | 0.095 | 0 | 0 | 0 | 0 | Constrained, otherwise capacity available =97 kW | --> | C11 ex RATHDRUM | Rathdrum [T42] | ARKLOW |  | 52.8849 | -6.2219
MV/LV Substation GL***879X |  | 10 kV | _ | LV | 100 kVA :Pole Substation | 0.1 | --> | 0.1 | 0.059 | 11.58 |  | --> | 0.095 | 0 | 0.006 | 0.096 | 0 |  | --> | C25 ex BALLYBEG | Ballybeg [T101,T102] | CARRICKMINES |  | 52.9873 | -6.0555
MV/LV Substation NU***882 |  | 10 kV | _ | LV | 200 kVA :Pole Substation | 0.2 | --> | 0.2 | 0.118 | 11.58 |  | --> | 0.19 | 0 | 0.038 | 0.173 | 0 |  | --> | C19 ex BALLYBEG | Ballybeg [T101,T102] | CARRICKMINES |  | 53.0175 | -6.1201
MV/LV Substation BO***883 |  | 10 kV | _ | LV | 50 kVA :Pole Substation | 0.05 | --> | 0.05 | 0.029 | 0.48 |  | --> | 0.048 | 0 | 0 | 0 | 0 | Constrained, otherwise capacity available =50 kW | --> | C15 ex KILMARTIN | Kilmartin [T41] | ARKLOW |  | 53.0338 | -6.1144
MV/LV Substation RO***888 |  | 10 kV | _ | LV | 200 kVA :Pole Substation | 0.2 | --> | 0.2 | 0 | 0 | Constrained, otherwise capacity available =163 kVA | --> | 0.19 | 0 | 0 | 0 | 0 | Constrained, otherwise capacity available =195 kW | --> | C16 ex RATHDRUM | Rathdrum [T42] | ARKLOW |  | 53.0117 | -6.3251
MV/LV Substation TH***890X |  | 10 kV | _ | LV | 100 kVA :Pole Substation | 0.1 | --> | 0.1 | 0 | 0 | Constrained, otherwise capacity available =85 kVA | --> | 0.095 | 0 | 0.004 | 0 | 0 | Constrained, otherwise capacity available =94 kW | --> | C16 ex RATHDRUM | Rathdrum [T42] | ARKLOW |  | 53.0131 | -6.3272
MV/LV Substation KI***892X |  | 10 kV | _ | LV | 50 kVA :Pole Substation | 0.05 | --> | 0.05 | 0.049 | 0.48 |  | --> | 0.048 | 0 | 0 | 0 | 0 | Constrained, otherwise capacity available =48 kW | --> | C15 ex KILMARTIN | Kilmartin [T41] | ARKLOW |  | 53.0539 | -6.0974
MV/LV Substation RO***893 |  | 10 kV | _ | LV | 200 kVA :Kiosk Substation | 0.2 | --> | 0.2 | 0.183 | 11.58 |  | --> | 0.19 | 0 | 0.004 | 0.189 | 0 |  | --> | C17 ex BALLYBEG | Ballybeg [T101,T102] | CARRICKMINES |  | 52.9103 | -6.0417
MV/LV Substation BA***898 |  | 10 kV | _ | LV | 50 kVA :Pole Substation | 0.05 | --> | 0.05 | 0.018 | 11.58 |  | --> | 0.048 | 0 | 0.02 | 0.037 | 0 |  | --> | C22 ex BALLYBEG | Ballybeg [T101,T102] | CARRICKMINES |  | 52.9806 | -6.0629
MV/LV Substation TH***900 |  | 10 kV | _ | LV | 200 kVA :Pole Substation | 0.2 | --> | 0.2 | 0.156 | 11.58 |  | --> | 0.19 | 0 | 0.003 | 0.194 | 0 |  | --> | C21 ex BALLYBEG | Ballybeg [T101,T102] | CARRICKMINES |  | 52.9923 | -6.0822
MV/LV Substation CO***901 |  | 10 kV | _ | LV | 50 kVA :Pole Substation | 0.05 | --> | 0.05 | 0.049 | 18.08 |  | --> | 0.048 | 0 | 0 | 0.048 | 0 |  | --> | C18 ex ARKLOW | Arklow [T101,T102] | ARKLOW |  | 52.8914 | -6.1616
MV/LV Substation BL***901X |  | 10 kV | _ | LV | 630 kVA :Kiosk Substation | 0.63 | --> | 0.63 | 0.5 | 11.58 |  | --> | 0.598 | 0 | 0 | 0.5 | 0 |  | --> | C17 ex BALLYBEG | Ballybeg [T101,T102] | CARRICKMINES |  | 52.9453 | -6.0217
MV/LV Substation BA***903X |  | 10 kV | _ | LV | 50 kVA :Pole Substation | 0.05 | --> | 0.05 | 0 | 0 | Constrained, otherwise capacity available =42 kVA | --> | 0.048 | 0 | 0 | 0 | 0 | Constrained, otherwise capacity available =48 kW | --> | C11 ex RATHDRUM | Rathdrum [T42] | ARKLOW |  | 52.8731 | -6.2211
MV/LV Substation HA***905X |  | 10 kV | _ | LV | 400 kVA :Kiosk Substation | 0.4 | --> | 0.4 | 0.301 | 11.58 |  | --> | 0.38 | 0 | 0.071 | 0.341 | 0 |  | --> | C20 ex BALLYBEG | Ballybeg [T101,T102] | CARRICKMINES |  | 52.9816 | -6.0575
MV/LV Substation AV***906 |  | 10 kV | _ | LV | 200 kVA :Pole Substation | 0.2 | --> | 0.2 | 0 | 0 | Constrained, otherwise capacity available =195 kVA | --> | 0.19 | 0 | 0 | 0 | 0 | Constrained, otherwise capacity available =191 kW | --> | C11 ex RATHDRUM | Rathdrum [T42] | ARKLOW |  | 52.9123 | -6.2299
MV/LV Substation KE***909X |  | 10 kV | _ | LV | 200 kVA :Kiosk Substation | 0.2 | --> | 0.2 | 0.143 | 11.58 |  | --> | 0.19 | 0 | 0.038 | 0.17 | 0 |  | --> | C25 ex BALLYBEG | Ballybeg [T101,T102] | CARRICKMINES |  | 52.983 | -6.0654
MV/LV Substation CO***914X |  | 10 kV | _ | LV | 50 kVA :Pole Substation | 0.05 | --> | 0.05 | 0.044 | 0.48 |  | --> | 0.048 | 0 | 0 | 0 | 0 | Constrained, otherwise capacity available =48 kW | --> | C15 ex KILMARTIN | Kilmartin [T41] | ARKLOW |  | 53.0562 | -6.138
MV/LV Substation FE***918X |  | 10 kV | _ | LV | 200 kVA :Kiosk Substation | 0.2 | --> | 0.2 | 0.106 | 11.58 |  | --> | 0.19 | 0 | 0.069 | 0.151 | 0 |  | --> | C25 ex BALLYBEG | Ballybeg [T101,T102] | CARRICKMINES |  | 52.9839 | -6.0603
MV/LV Substation BA***920X |  | 10 kV | _ | LV | 100 kVA :Pole Substation | 0.1 | --> | 0.1 | 0.092 | 11.58 |  | --> | 0.095 | 0 | 0.006 | 0.092 | 0 |  | --> | C23 ex BALLYBEG | Ballybeg [T101,T102] | CARRICKMINES |  | 52.9162 | -6.1127
MV/LV Substation BA***923 |  | 10 kV | _ | LV | 100 kVA :Pole Substation | 0.1 | --> | 0.1 | 0.091 | 11.58 |  | --> | 0.095 | 0 | 0.004 | 0.093 | 0 |  | --> | C18 ex BALLYBEG | Ballybeg [T101,T102] | CARRICKMINES |  | 52.9553 | -6.175
MV/LV Substation DR***924 |  | 10 kV | _ | LV | 100 kVA :Pole Substation | 0.1 | --> | 0.1 | 0.079 | 11.58 |  | --> | 0.095 | 0 | 0 | 0.098 | 0 |  | --> | C18 ex BALLYBEG | Ballybeg [T101,T102] | CARRICKMINES |  | 52.9536 | -6.1743
MV/LV Substation RA***927 |  | 10 kV | _ | LV | 200 kVA :Pole Substation | 0.2 | --> | 0.2 | 0.088 | 11.58 |  | --> | 0.19 | 0 | 0.039 | 0.176 | 0 |  | --> | C14 ex BALLYBEG | Ballybeg [T101,T102] | CARRICKMINES |  | 52.9976 | -6.0852
MV/LV Substation CA***928X |  | 10 kV | _ | LV | 50 kVA :Pole Substation | 0.05 | --> | 0.05 | 0.04 | 0.48 |  | --> | 0.048 | 0 | 0.003 | 0 | 0 | Constrained, otherwise capacity available =47 kW | --> | C15 ex KILMARTIN | Kilmartin [T41] | ARKLOW |  | 53.0588 | -6.1363
MV/LV Substation SA***932 |  | 10 kV | _ | LV | 100 kVA :Pole Substation | 0.1 | --> | 0.1 | 0 | 0 | Constrained, otherwise capacity available =52 kVA | --> | 0.095 | 0 | 0 | 0 | 0 | Constrained, otherwise capacity available =101 kW | --> | C11 ex RATHDRUM | Rathdrum [T42] | ARKLOW |  | 52.9299 | -6.2257
MV/LV Substation CO***932X |  | 10 kV | _ | LV | 50 kVA :Pole Substation | 0.05 | --> | 0.05 | 0.045 | 11.58 |  | --> | 0.048 | 0 | 0.006 | 0.044 | 0 |  | --> | C19 ex BALLYBEG | Ballybeg [T101,T102] | CARRICKMINES |  | 53.0091 | -6.0778
MV/LV Substation BA***935 |  | 10 kV | _ | LV | 50 kVA :Pole Substation | 0.05 | --> | 0.05 | 0.04 | 18.08 |  | --> | 0.048 | 0 | 0.005 | 0.045 | 0 |  | --> | C18 ex ARKLOW | Arklow [T101,T102] | ARKLOW |  | 52.8885 | -6.1106
MV/LV Substation MI***948 |  | 10 kV | _ | LV | 50 kVA :Pole Substation | 0.05 | --> | 0.05 | 0.028 | 11.58 |  | --> | 0.048 | 0 | 0.02 | 0.036 | 0 |  | --> | C19 ex BALLYBEG | Ballybeg [T101,T102] | CARRICKMINES |  | 52.9968 | -6.1007
MV/LV Substation BR***958X |  | 10 kV | _ | LV | 400 kVA :Kiosk Substation | 0.4 | --> | 0.4 | 0.334 | 11.58 |  | --> | 0.38 | 0 | 0.003 | 0.387 | 0 |  | --> | C21 ex BALLYBEG | Ballybeg [T101,T102] | CARRICKMINES |  | 52.9903 | -6.0775
MV/LV Substation TH***965X |  | 10 kV | _ | LV | 400 kVA :Kiosk Substation | 0.4 | --> | 0.4 | 0.334 | 11.58 |  | --> | 0.38 | 0 | 0.015 | 0.378 | 0 |  | --> | C21 ex BALLYBEG | Ballybeg [T101,T102] | CARRICKMINES |  | 52.9876 | -6.0876
MV/LV Substation KI***968 |  | 10 kV | _ | LV | 50 kVA :Pole Substation | 0.05 | --> | 0.05 | 0.042 | 11.58 |  | --> | 0.048 | 0 | 0.011 | 0.04 | 0 |  | --> | C17 ex BALLYBEG | Ballybeg [T101,T102] | CARRICKMINES |  | 52.9464 | -6.0378
MV/LV Substation BA***968X |  | 10 kV | _ | LV | 50 kVA :Pole Substation | 0.05 | --> | 0.05 | 0 | 0 | Constrained, otherwise capacity available =36 kVA | --> | 0.048 | 0 | 0 | 0 | 0 | Constrained, otherwise capacity available =49 kW | --> | C11 ex RATHDRUM | Rathdrum [T42] | ARKLOW |  | 52.9083 | -6.2699
MV/LV Substation KI***970 |  | 10 kV | _ | LV | 100 kVA :Pole Substation | 0.1 | --> | 0.1 | 0.095 | 11.58 |  | --> | 0.095 | 0 | 0 | 0.096 | 0 |  | --> | C17 ex BALLYBEG | Ballybeg [T101,T102] | CARRICKMINES |  | 52.9565 | -6.0285
MV/LV Substation A ***972X |  | 10 kV | _ | LV | 50 kVA :Pole Substation | 0.05 | --> | 0.05 | 0.043 | 0.48 |  | --> | 0.048 | 0 | 0 | 0 | 0 | Constrained, otherwise capacity available =48 kW | --> | C15 ex KILMARTIN | Kilmartin [T41] | ARKLOW |  | 53.0676 | -6.0925
MV/LV Substation CO***975X |  | 10 kV | _ | LV | 50 kVA :Pole Substation | 0.05 | --> | 0.05 | 0.026 | 11.58 |  | --> | 0.048 | 0 | 0 | 0.051 | 0 |  | --> | C23 ex BALLYBEG | Ballybeg [T101,T102] | CARRICKMINES |  | 52.953 | -6.0954
MV/LV Substation BA***976 |  | 10 kV | _ | LV | 50 kVA :Pole Substation | 0.05 | --> | 0.05 | 0.039 | 0.48 |  | --> | 0.048 | 0 | 0 | 0 | 0 | Constrained, otherwise capacity available =49 kW | --> | C15 ex KILMARTIN | Kilmartin [T41] | ARKLOW |  | 53.0542 | -6.0889
MV/LV Substation KI***981 |  | 10 kV | _ | LV | 400 kVA :Building Structure | 0.4 | --> | 0.4 | 0.371 | 11.58 |  | --> | 0.38 | 0 | 0 | 0.384 | 0 |  | --> | C17 ex BALLYBEG | Ballybeg [T101,T102] | CARRICKMINES |  | 52.959 | -6.0299
MV/LV Substation NE***981X |  | 10 kV | _ | LV | 200 kVA :Pole Substation | 0.2 | --> | 0.2 | 0.2 | 0.48 |  | --> | 0.19 | 0 | 0 | 0 | 0 | Constrained, otherwise capacity available =190 kW | --> | C15 ex KILMARTIN | Kilmartin [T41] | ARKLOW |  | 53.0325 | -6.109
MV/LV Substation BA***982 |  | 10 kV | _ | LV | 50 kVA :Pole Substation | 0.05 | --> | 0.05 | 0.025 | 11.58 |  | --> | 0.048 | 0 | 0 | 0.051 | 0 |  | --> | C19 ex BALLYBEG | Ballybeg [T101,T102] | CARRICKMINES |  | 53.0179 | -6.143
MV/LV Substation RO***983X |  | 10 kV | _ | LV | 50 kVA :Pole Substation | 0.05 | --> | 0.05 | 0.05 | 11.58 |  | --> | 0.048 | 0 | 0 | 0.048 | 0 |  | --> | C17 ex BALLYBEG | Ballybeg [T101,T102] | CARRICKMINES |  | 52.9796 | -6.0672
MV/LV Substation RD***985X |  | 10 kV | _ | LV | 400 kVA :Kiosk Substation | 0.4 | --> | 0.4 | 0 | 0 | Constrained, otherwise capacity available =361 kVA | --> | 0.38 | 0 | 0 | 0 | 0 | Constrained, otherwise capacity available =385 kW | --> | C16 ex RATHDRUM | Rathdrum [T42] | ARKLOW |  | 52.9345 | -6.2369
MV/LV Substation BA***987X |  | 10 kV | _ | LV | 200 kVA :Pole Substation | 0.2 | --> | 0.2 | 0.156 | 11.58 |  | --> | 0.19 | 0 | 0.018 | 0.183 | 0 |  | --> | C18 ex BALLYBEG | Ballybeg [T101,T102] | CARRICKMINES |  | 52.9692 | -6.1442
MV/LV Substation SE***989X |  | 10 kV | _ | LV | 630 kVA :Building Structure | 0.63 | --> | 0.63 | 0.5 | 11.58 |  | --> | 0.598 | 0 | 0 | 0.5 | 0 |  | --> | C25 ex BALLYBEG | Ballybeg [T101,T102] | CARRICKMINES |  | 52.9839 | -6.0421
MV/LV Substation TI***991X |  | 10 kV | _ | LV | 100 kVA :Pole Substation | 0.1 | --> | 0.1 | 0.041 | 11.58 |  | --> | 0.095 | 0 | 0.03 | 0.08 | 0 |  | --> | C21 ex BALLYBEG | Ballybeg [T101,T102] | CARRICKMINES |  | 52.9946 | -6.0761
MV/LV Substation TI***997 |  | 10 kV | _ | LV | 50 kVA :Pole Substation | 0.05 | --> | 0.05 | 0.046 | 0.48 |  | --> | 0.048 | 0 | 0.005 | 0 | 0 | Constrained, otherwise capacity available =44 kW | --> | C15 ex KILMARTIN | Kilmartin [T41] | ARKLOW |  | 53.0517 | -6.0728
MV/LV Substation BA***999X |  | 10 kV | _ | LV | 100 kVA :Pole Substation | 0.1 | --> | 0.1 | 0 | 0 | Constrained, otherwise capacity available =74 kVA | --> | 0.095 | 0 | 0.014 | 0 | 0 | Constrained, otherwise capacity available =88 kW | --> | C16 ex RATHDRUM | Rathdrum [T42] | ARKLOW |  | 52.9321 | -6.2963
MV/LV Substation CO***001 |  | 10 kV | _ | LV | 400 kVA :Kiosk Substation | 0.4 | --> | 0.4 | 0.26 | 18.08 |  | --> | 0.38 | 0 | 0.045 | 0.365 | 0 |  | --> | C19 ex ARKLOW | Arklow [T101,T102] | ARKLOW |  | 52.8033 | -6.1441
MV/LV Substation BR***002 |  | 10 kV | _ | LV | 630 kVA :Kiosk Substation | 0.63 | --> | 0.63 | 0.5 | 18.08 |  | --> | 0.598 | 0 | 0 | 0.5 | 0 |  | --> | C17 ex ARKLOW | Arklow [T101,T102] | ARKLOW |  | 52.7984 | -6.1463
MV/LV Substation ST***003 |  | 10 kV | _ | LV | 630 kVA :Kiosk Substation | 0.63 | --> | 0.63 | 0 | 0 | Constrained, otherwise capacity available =443 kVA | --> | 0.598 | 0 | 0.029 | 0 | 0 | Constrained, otherwise capacity available =602 kW | --> | C25 ex TINAHASK | Tinahask [T41,T42] | ARKLOW |  | 52.7961 | -6.1633
MV/LV Substation ES***004 |  | 10 kV | _ | LV | 400 kVA :Kiosk Substation | 0.4 | --> | 0.4 | 0.181 | 18.08 |  | --> | 0.38 | 0 | 0.02 | 0.394 | 0 |  | --> | C19 ex ARKLOW | Arklow [T101,T102] | ARKLOW |  | 52.7952 | -6.1543
MV/LV Substation RE***004Y |  | 10 kV | _ | LV | 200 kVA :Kiosk Substation | 0.2 | --> | 0.2 | 0.098 | 18.08 |  | --> | 0.19 | 0 | 0 | 0.204 | 0 |  | --> | C19 ex ARKLOW | Arklow [T101,T102] | ARKLOW |  | 52.8065 | -6.1538
MV/LV Substation HA***005 |  | 10 kV | _ | LV | 630 kVA :Kiosk Substation | 0.63 | --> | 0.63 | 0 | 0 | Constrained, otherwise capacity available =422 kVA | --> | 0.598 | 0 | 0.024 | 0 | 0 | Constrained, otherwise capacity available =608 kW | --> | C26 ex TINAHASK | Tinahask [T41,T42] | ARKLOW |  | 52.7927 | -6.1471
MV/LV Substation LU***005Y |  | 20 kV | _ | LV | 100 kVA :Pole Substation | 0.1 | --> | 0.1 | 0 | 0 | Constrained, otherwise capacity available =78 kVA | --> | 0.095 | 0 | 0.005 | 0 | 0 | Constrained, otherwise capacity available =94 kW | --> | E13 ex SHILLELAGH | Shillelagh [T421,T422] | CARLOW |  | 52.7966 | -6.4495
MV/LV Substation CO***008 |  | 10 kV | _ | LV | 630 kVA :Kiosk Substation | 0.63 | --> | 0.63 | 0.419 | 18.08 |  | --> | 0.598 | 0 | 0.003 | 0.5 | 0 |  | --> | C19 ex ARKLOW | Arklow [T101,T102] | ARKLOW |  | 52.7986 | -6.1542
MV/LV Substation AV***008Y |  | 10 kV | _ | LV | 200 kVA :Pole Substation | 0.2 | --> | 0.2 | 0 | 0 | Constrained, otherwise capacity available =170 kVA | --> | 0.19 | 0 | 0.008 | 0 | 0 | Constrained, otherwise capacity available =188 kW | --> | C24 ex TINAHASK | Tinahask [T41,T42] | ARKLOW |  | 52.7864 | -6.1635
MV/LV Substation FE***009 |  | 10 kV | _ | LV | 400 kVA :Kiosk Substation | 0.4 | --> | 0.4 | 0.305 | 18.08 |  | --> | 0.38 | 0 | 0.023 | 0.376 | 0 |  | --> | C22 ex ARKLOW | Arklow [T101,T102] | ARKLOW |  | 52.7926 | -6.1708
MV/LV Substation SC***012 |  | 10 kV | _ | LV | 50 kVA :Pole Substation | 0.05 | --> | 0.05 | 0 | 0 | Constrained, otherwise capacity available =44 kVA | --> | 0.048 | 0 | 0 | 0 | 0 | Constrained, otherwise capacity available =48 kW | --> | C23 ex TINAHASK | Tinahask [T41,T42] | ARKLOW |  | 52.759 | -6.2176
MV/LV Substation FE***013 |  | 10 kV | _ | LV | 200 kVA :Pole Substation | 0.2 | --> | 0.2 | 0.188 | 18.08 |  | --> | 0.19 | 0 | 0 | 0.192 | 0 |  | --> | C19 ex ARKLOW | Arklow [T101,T102] | ARKLOW |  | 52.8013 | -6.1485
MV/LV Substation CO***014 |  | 10 kV | _ | LV | 400 kVA :Kiosk Substation | 0.4 | --> | 0.4 | 0 | 0 | Constrained, otherwise capacity available =141 kVA | --> | 0.38 | 0 | 0.026 | 0 | 0 | Constrained, otherwise capacity available =394 kW | --> | C25 ex TINAHASK | Tinahask [T41,T42] | ARKLOW |  | 52.7949 | -6.1582
MV/LV Substation AR***016 |  | 10 kV | _ | LV | 630 kVA :Building Structure | 0.63 | --> | 0.63 | 0 | 0 | Constrained, otherwise capacity available =630 kVA | --> | 0.598 | 0 | 0 | 0 | 0 | Constrained, otherwise capacity available =598 kW | --> | C25 ex TINAHASK | Tinahask [T41,T42] | ARKLOW |  | 52.792 | -6.1439
MV/LV Substation TH***019Y |  | 10 kV | _ | LV | 400 kVA :Kiosk Substation | 0.4 | --> | 0.4 | 0.305 | 18.08 |  | --> | 0.38 | 0 | 0.044 | 0.36 | 0 |  | --> | C19 ex ARKLOW | Arklow [T101,T102] | ARKLOW |  | 52.807 | -6.1442
MV/LV Substation HA***023Y |  | 10 kV | _ | LV | 400 kVA :Kiosk Substation | 0.4 | --> | 0.4 | 0 | 0 | Constrained, otherwise capacity available =306 kVA | --> | 0.38 | 0 | 0.039 | 0 | 0 | Constrained, otherwise capacity available =364 kW | --> | C25 ex TINAHASK | Tinahask [T41,T42] | ARKLOW |  | 52.7923 | -6.1527
MV/LV Substation ME***026 |  | 10 kV | _ | LV | 400 kVA :Kiosk Substation | 0.4 | --> | 0.4 | 0.044 | 18.08 |  | --> | 0.38 | 0 | 0.013 | 0.406 | 0 |  | --> | C22 ex ARKLOW | Arklow [T101,T102] | ARKLOW |  | 52.7928 | -6.1643
MV/LV Substation NO***028 |  | 10 kV | _ | LV | 400 kVA :Building Structure | 0.4 | --> | 0.4 | 0.32 | 18.08 |  | --> | 0.38 | 0 | 0.011 | 0.383 | 0 |  | --> | C17 ex ARKLOW | Arklow [T101,T102] | ARKLOW |  | 52.795 | -6.1437
MV/LV Substation EM***029 |  | 10 kV | _ | LV | 100 kVA :Pole Substation | 0.1 | --> | 0.1 | 0 | 0 | Constrained, otherwise capacity available =85 kVA | --> | 0.095 | 0 | 0 | 0 | 0 | Constrained, otherwise capacity available =97 kW | --> | C24 ex TINAHASK | Tinahask [T41,T42] | ARKLOW |  | 52.7876 | -6.1674
MV/LV Substation BE***030 |  | 10 kV | _ | LV | 200 kVA :Pole Substation | 0.2 | --> | 0.2 | 0.107 | 18.08 |  | --> | 0.19 | 0 | 0.004 | 0.199 | 0 |  | --> | C19 ex ARKLOW | Arklow [T101,T102] | ARKLOW |  | 52.8077 | -6.1398
MV/LV Substation KI***030Y |  | 10 kV | _ | LV | 50 kVA :Pole Substation | 0.05 | --> | 0.05 | 0.048 | 18.08 |  | --> | 0.048 | 0 | 0 | 0.048 | 0 |  | --> | C13 ex ARKLOW | Arklow [T101,T102] | ARKLOW |  | 52.8132 | -6.1609
MV/LV Substation MA***032 |  | 10 kV | _ | LV | 200 kVA :Kiosk Substation | 0.2 | --> | 0.2 | 0.151 | 18.08 |  | --> | 0.19 | 0 | 0 | 0.197 | 0 |  | --> | C22 ex ARKLOW | Arklow [T101,T102] | ARKLOW |  | 52.7931 | -6.1681
MV/LV Substation TE***033 |  | 10 kV | _ | LV | 200 kVA :Pole Substation | 0.2 | --> | 0.2 | 0.083 | 18.08 |  | --> | 0.19 | 0 | 0.062 | 0.159 | 0 |  | --> | C19 ex ARKLOW | Arklow [T101,T102] | ARKLOW |  | 52.8075 | -6.1507
MV/LV Substation SO***034 |  | 10 kV | _ | LV | 400 kVA :Kiosk Substation | 0.4 | --> | 0.4 | 0.147 | 18.08 |  | --> | 0.38 | 0 | 0.034 | 0.388 | 0 |  | --> | C19 ex ARKLOW | Arklow [T101,T102] | ARKLOW |  | 52.7951 | -6.1509
MV/LV Substation VA***036 |  | 10 kV | _ | LV | 200 kVA :Pole Substation | 0.2 | --> | 0.2 | 0.098 | 18.08 |  | --> | 0.19 | 0 | 0.026 | 0.184 | 0 |  | --> | C21 ex ARKLOW | Arklow [T101,T102] | ARKLOW |  | 52.7985 | -6.1655
MV/LV Substation QU***039 |  | 10 kV | _ | LV | 1000 kVA :Building Structure | 1 | --> | 1 | 0 | 0 | Constrained, otherwise capacity available =1000 kVA | --> | 0.95 | 0 | 0 | 0 | 0 | Constrained, otherwise capacity available =950 kW | --> | C25 ex TINAHASK | Tinahask [T41,T42] | ARKLOW |  | 52.7917 | -6.1417
MV/LV Substation FI***043Y |  | 10 kV | _ | LV | 400 kVA :Kiosk Substation | 0.4 | --> | 0.4 | 0.4 | 18.08 |  | --> | 0.38 | 0 | 0 | 0.38 | 0 |  | --> | C22 ex ARKLOW | Arklow [T101,T102] | ARKLOW |  | 52.7893 | -6.1724
MV/LV Substation KN***045 |  | 10 kV | _ | LV | 400 kVA :Kiosk Substation | 0.4 | --> | 0.4 | 0 | 0 | Constrained, otherwise capacity available =277 kVA | --> | 0.38 | 0 | 0.052 | 0 | 0 | Constrained, otherwise capacity available =358 kW | --> | C25 ex TINAHASK | Tinahask [T41,T42] | ARKLOW |  | 52.7898 | -6.1643
MV/LV Substation QU***046 |  | 10 kV | _ | LV | 400 kVA :Kiosk Substation | 0.4 | --> | 0.4 | 0 | 0 | Constrained, otherwise capacity available =216 kVA | --> | 0.38 | 0 | 0.011 | 0 | 0 | Constrained, otherwise capacity available =396 kW | --> | C25 ex TINAHASK | Tinahask [T41,T42] | ARKLOW |  | 52.796 | -6.1611
MV/LV Substation AN***046Y |  | 10 kV | _ | LV | 200 kVA :Kiosk Substation | 0.2 | --> | 0.2 | 0.173 | 18.08 |  | --> | 0.19 | 0 | 0 | 0.194 | 0 |  | --> | C19 ex ARKLOW | Arklow [T101,T102] | ARKLOW |  | 52.7949 | -6.1485
MV/LV Substation AB***048 |  | 10 kV | _ | LV | 400 kVA :Kiosk Substation | 0.4 | --> | 0.4 | 0 | 0 | Constrained, otherwise capacity available =257 kVA | --> | 0.38 | 0 | 0.035 | 0 | 0 | Constrained, otherwise capacity available =373 kW | --> | C25 ex TINAHASK | Tinahask [T41,T42] | ARKLOW |  | 52.7927 | -6.1556
MV/LV Substation TH***050 |  | 10 kV | _ | LV | 400 kVA :Kiosk Substation | 0.4 | --> | 0.4 | 0.37 | 18.08 |  | --> | 0.38 | 0 | 0 | 0.384 | 0 |  | --> | C17 ex ARKLOW | Arklow [T101,T102] | ARKLOW |  | 52.7965 | -6.1453
MV/LV Substation HO***050Y |  | 20 kV | _ | LV | 400 kVA :Kiosk Substation | 0.4 | --> | 0.4 | 0.351 | 0.45 |  | --> | 0.38 | 0 | 0 | 0 | 0 | Constrained, otherwise capacity available =387 kW | --> | C15 ex KILMAGIG | Kilmagig [T42] | ARKLOW |  | 52.8523 | -6.332
MV/LV Substation LA***051 |  | 10 kV | _ | LV | 50 kVA :Pole Substation | 0.05 | --> | 0.05 | 0 | 18.08 |  | --> | 0.048 | 0 | 0.005 | 0.051 | 0 |  | --> | C22 ex ARKLOW | Arklow [T101,T102] | ARKLOW |  | 52.7941 | -6.1799
MV/LV Substation FR***052 |  | 10 kV | _ | LV | 400 kVA :Kiosk Substation | 0.4 | --> | 0.4 | 0.31 | 18.08 |  | --> | 0.38 | 0 | 0.025 | 0.374 | 0 |  | --> | C22 ex ARKLOW | Arklow [T101,T102] | ARKLOW |  | 52.7925 | -6.1666
MV/LV Substation MA***056 |  | 10 kV | _ | LV | 400 kVA :Kiosk Substation | 0.4 | --> | 0.4 | 0.323 | 18.08 |  | --> | 0.38 | 0 | 0.02 | 0.376 | 0 |  | --> | C22 ex ARKLOW | Arklow [T101,T102] | ARKLOW |  | 52.7953 | -6.1678
MV/LV Substation FE***057 |  | 10 kV | _ | LV | 400 kVA :Kiosk Substation | 0.4 | --> | 0.4 | 0.316 | 18.08 |  | --> | 0.38 | 0 | 0.028 | 0.371 | 0 |  | --> | C22 ex ARKLOW | Arklow [T101,T102] | ARKLOW |  | 52.7911 | -6.1703
MV/LV Substation BR***058Y |  | 10 kV | _ | LV | 200 kVA :Kiosk Substation | 0.2 | --> | 0.2 | 0.157 | 18.08 |  | --> | 0.19 | 0 | 0 | 0.196 | 0 |  | --> | C19 ex ARKLOW | Arklow [T101,T102] | ARKLOW |  | 52.7967 | -6.1505
MV/LV Substation CH***059 |  | 10 kV | _ | LV | 200 kVA :Kiosk Substation | 0.2 | --> | 0.2 | 0.149 | 0.45 |  | --> | 0.19 | 0 | 0.004 | 0 | 0 | Constrained, otherwise capacity available =194 kW | --> | C15 ex KILMAGIG | Kilmagig [T42] | ARKLOW |  | 52.8566 | -6.3249
MV/LV Substation AV***060 |  | 10 kV | _ | LV | 200 kVA :Pole Substation | 0.2 | --> | 0.2 | 0.126 | 0.45 |  | --> | 0.19 | 0 | 0.015 | 0 | 0 | Constrained, otherwise capacity available =189 kW | --> | C12 ex KILMAGIG | Kilmagig [T42] | ARKLOW |  | 52.8583 | -6.2142
MV/LV Substation WO***062 |  | 10 kV | _ | LV | 100 kVA :Pole Substation | 0.1 | --> | 0.1 | 0.086 | 0.45 |  | --> | 0.095 | 0 | 0.005 | 0 | 0 | Constrained, otherwise capacity available =93 kW | --> | C12 ex KILMAGIG | Kilmagig [T42] | ARKLOW |  | 52.8303 | -6.2346
MV/LV Substation AU***068 |  | 20 kV | _ | LV | 630 kVA :Building Structure | 0.63 | --> | 0.63 | 0 | 0 | Constrained, otherwise capacity available =268 kVA | --> | 0.598 | 0 | 0 | 0 | 0 | Constrained, otherwise capacity available =646 kW | --> | E13 ex SHILLELAGH | Shillelagh [T421,T422] | CARLOW |  | 52.7962 | -6.4552
MV/LV Substation MA***068Y |  | 10 kV | _ | LV | 630 kVA :Kiosk Substation | 0.63 | --> | 0.63 | 0.449 | 18.08 |  | --> | 0.598 | 0 | 0.006 | 0.5 | 0 |  | --> | C19 ex ARKLOW | Arklow [T101,T102] | ARKLOW |  | 52.7989 | -6.1563
MV/LV Substation AV***074 |  | 10 kV | _ | LV | 200 kVA :Pole Substation | 0.2 | --> | 0.2 | 0.12 | 0.45 |  | --> | 0.19 | 0 | 0 | 0 | 0 | Constrained, otherwise capacity available =201 kW | --> | C12 ex KILMAGIG | Kilmagig [T42] | ARKLOW |  | 52.8619 | -6.1961
MV/LV Substation CH***076 |  | 10 kV | _ | LV | 200 kVA :Kiosk Substation | 0.2 | --> | 0.2 | 0 | 0 | Constrained, otherwise capacity available =185 kVA | --> | 0.19 | 0 | 0 | 0 | 0 | Constrained, otherwise capacity available =192 kW | --> | C25 ex TINAHASK | Tinahask [T41,T42] | ARKLOW |  | 52.7905 | -6.158
MV/LV Substation BA***082Y |  | 10 kV | _ | LV | 50 kVA :Pole Substation | 0.05 | --> | 0.05 | 0 | 0 | Constrained, otherwise capacity available =48 kVA | --> | 0.048 | 0 | 0 | 0 | 0 | Constrained, otherwise capacity available =48 kW | --> | C23 ex TINAHASK | Tinahask [T41,T42] | ARKLOW |  | 52.7832 | -6.1888
MV/LV Substation BR***086Y |  | 10 kV | _ | LV | 400 kVA :Building Structure | 0.4 | --> | 0.4 | 0.256 | 0.45 |  | --> | 0.38 | 0 | 0 | 0 | 0 | Constrained, otherwise capacity available =399 kW | --> | C15 ex KILMAGIG | Kilmagig [T42] | ARKLOW |  | 52.8808 | -6.3306
MV/LV Substation WO***090 |  | 10 kV | _ | LV | 200 kVA :Pole Substation | 0.2 | --> | 0.2 | 0.17 | 0.45 |  | --> | 0.19 | 0 | 0 | 0 | 0 | Constrained, otherwise capacity available =194 kW | --> | C12 ex KILMAGIG | Kilmagig [T42] | ARKLOW |  | 52.8327 | -6.2322
MV/LV Substation T/***094 |  | 10 kV | _ | LV | 50 kVA :Pole Substation | 0.05 | --> | 0.05 | 0 | 0 | Constrained, otherwise capacity available =45 kVA | --> | 0.048 | 0 | 0 | 0 | 0 | Constrained, otherwise capacity available =48 kW | --> | C23 ex TINAHASK | Tinahask [T41,T42] | ARKLOW |  | 52.7915 | -6.2317
MV/LV Substation WO***096 |  | 10 kV | _ | LV | 50 kVA :Pole Substation | 0.05 | --> | 0.05 | 0.039 | 18.08 |  | --> | 0.048 | 0 | 0 | 0.049 | 0 |  | --> | C13 ex ARKLOW | Arklow [T101,T102] | ARKLOW |  | 52.8136 | -6.1579
MV/LV Substation CH***099 |  | 10 kV | _ | LV | 200 kVA :Kiosk Substation | 0.2 | --> | 0.2 | 0 | 0 | Constrained, otherwise capacity available =125 kVA | --> | 0.19 | 0 | 0.008 | 0 | 0 | Constrained, otherwise capacity available =194 kW | --> | C25 ex TINAHASK | Tinahask [T41,T42] | ARKLOW |  | 52.7901 | -6.158
MV/LV Substation KI***103 |  | 10 kV | _ | LV | 50 kVA :Pole Substation | 0.05 | --> | 0.05 | 0.04 | 0.45 |  | --> | 0.048 | 0 | 0 | 0 | 0 | Constrained, otherwise capacity available =49 kW | --> | C15 ex KILMAGIG | Kilmagig [T42] | ARKLOW |  | 52.8518 | -6.3177
MV/LV Substation FE***107 |  | 10 kV | _ | LV | 400 kVA :Kiosk Substation | 0.4 | --> | 0.4 | 0 | 0 | Constrained, otherwise capacity available =352 kVA | --> | 0.38 | 0 | 0.045 | 0 | 0 | Constrained, otherwise capacity available =353 kW | --> | C23 ex TINAHASK | Tinahask [T41,T42] | ARKLOW |  | 52.7308 | -6.2847
MV/LV Substation MI***109Y |  | 10 kV | _ | LV | 100 kVA :Pole Substation | 0.1 | --> | 0.1 | 0.051 | 18.08 |  | --> | 0.095 | 0 | 0.014 | 0.091 | 0 |  | --> | C22 ex ARKLOW | Arklow [T101,T102] | ARKLOW |  | 52.7927 | -6.1791
MV/LV Substation KN***110Y |  | 10 kV | _ | LV | 100 kVA :Pole Substation | 0.1 | --> | 0.1 | 0 | 0 | Constrained, otherwise capacity available =62 kVA | --> | 0.095 | 0 | 0.01 | 0 | 0 | Constrained, otherwise capacity available =93 kW | --> | C25 ex TINAHASK | Tinahask [T41,T42] | ARKLOW |  | 52.7927 | -6.1612
MV/LV Substation AR***125Y |  | 10 kV | _ | LV | 400 kVA :Building Structure | 0.4 | --> | 0.4 | 0.362 | 18.08 |  | --> | 0.38 | 0 | 0 | 0.385 | 0 |  | --> | C19 ex ARKLOW | Arklow [T101,T102] | ARKLOW |  | 52.8031 | -6.1442
MV/LV Substation BR***128Y |  | 10 kV | _ | LV | 100 kVA :Pole Substation | 0.1 | --> | 0.1 | 0.044 | 18.08 |  | --> | 0.095 | 0 | 0.027 | 0.082 | 0 |  | --> | C13 ex ARKLOW | Arklow [T101,T102] | ARKLOW |  | 52.8479 | -6.2031
MV/LV Substation CA***138 |  | 20 kV | _ | LV | 50 kVA :Pole Substation | 0.05 | --> | 0.05 | 0.045 | 0.45 |  | --> | 0.048 | 0 | 0 | 0 | 0 | Constrained, otherwise capacity available =48 kW | --> | C15 ex KILMAGIG | Kilmagig [T42] | ARKLOW |  | 52.8539 | -6.3092
MV/LV Substation IN***139 |  | 10 kV | _ | LV | 50 kVA :Pole Substation | 0.05 | --> | 0.05 | 0 | 0 | Constrained, otherwise capacity available =25 kVA | --> | 0.048 | 0 | 0 | 0 | 0 | Constrained, otherwise capacity available =51 kW | --> | C23 ex TINAHASK | Tinahask [T41,T42] | ARKLOW |  | 52.7393 | -6.2386
MV/LV Substation KN***142 |  | 10 kV | _ | LV | 50 kVA :Pole Substation | 0.05 | --> | 0.05 | 0.035 | 18.08 |  | --> | 0.048 | 0 | 0 | 0.05 | 0 |  | --> | C22 ex ARKLOW | Arklow [T101,T102] | ARKLOW |  | 52.7875 | -6.1762
MV/LV Substation AR***142Y |  | 10 kV | _ | LV | 200 kVA :Pole Substation | 0.2 | --> | 0.2 | 0.131 | 18.08 |  | --> | 0.19 | 0 | 0 | 0.199 | 0 |  | --> | C19 ex ARKLOW | Arklow [T101,T102] | ARKLOW |  | 52.8094 | -6.1351
MV/LV Substation TH***144Y |  | 10 kV | _ | LV | 400 kVA :Kiosk Substation | 0.4 | --> | 0.4 | 0 | 0 | Constrained, otherwise capacity available =298 kVA | --> | 0.38 | 0 | 0.06 | 0 | 0 | Constrained, otherwise capacity available =349 kW | --> | C24 ex TINAHASK | Tinahask [T41,T42] | ARKLOW |  | 52.7857 | -6.166
MV/LV Substation UD***150Y |  | 10 kV | _ | LV | 50 kVA :Pole Substation | 0.05 | --> | 0.05 | 0 | 0 | Constrained, otherwise capacity available =47 kVA | --> | 0.048 | 0 | 0 | 0 | 0 | Constrained, otherwise capacity available =48 kW | --> | C23 ex TINAHASK | Tinahask [T41,T42] | ARKLOW |  | 52.7842 | -6.1692
MV/LV Substation GA***153Y |  | 10 kV | _ | LV | 400 kVA :Building Structure | 0.4 | --> | 0.4 | 0.4 | 18.08 |  | --> | 0.38 | 0 | 0 | 0.38 | 0 |  | --> | C22 ex ARKLOW | Arklow [T101,T102] | ARKLOW |  | 52.7892 | -6.1729
MV/LV Substation KI***154 |  | 10 kV | _ | LV | 400 kVA :Building Structure | 0.4 | --> | 0.4 | 0.4 | 18.08 |  | --> | 0.38 | 0 | 0 | 0.38 | 0 |  | --> | C20 ex ARKLOW | Arklow [T101,T102] | ARKLOW |  | 52.8128 | -6.1547
MV/LV Substation IN***156 |  | 10 kV | _ | LV | 200 kVA :Kiosk Substation | 0.2 | --> | 0.2 | 0.142 | 18.08 |  | --> | 0.19 | 0 | 0.005 | 0.194 | 0 |  | --> | C19 ex ARKLOW | Arklow [T101,T102] | ARKLOW |  | 52.8054 | -6.1514
MV/LV Substation LA***159 |  | 10 kV | _ | LV | 200 kVA :Pole Substation | 0.2 | --> | 0.2 | 0.166 | 0.45 |  | --> | 0.19 | 0 | 0 | 0 | 0 | Constrained, otherwise capacity available =195 kW | --> | C15 ex KILMAGIG | Kilmagig [T42] | ARKLOW |  | 52.8542 | -6.3275
MV/LV Substation KN***159Y |  | 10 kV | _ | LV | 400 kVA :Kiosk Substation | 0.4 | --> | 0.4 | 0 | 0 | Constrained, otherwise capacity available =312 kVA | --> | 0.38 | 0 | 0.042 | 0 | 0 | Constrained, otherwise capacity available =361 kW | --> | C24 ex TINAHASK | Tinahask [T41,T42] | ARKLOW |  | 52.7854 | -6.1704
MV/LV Substation CL***162Y |  | 10 kV | _ | LV | 50 kVA :Pole Substation | 0.05 | --> | 0.05 | 0.046 | 18.08 |  | --> | 0.048 | 0 | 0 | 0.048 | 0 |  | --> | C18 ex ARKLOW | Arklow [T101,T102] | ARKLOW |  | 52.8682 | -6.1068
MV/LV Substation TI***168Y |  | 10 kV | _ | LV | 50 kVA :Pole Substation | 0.05 | --> | 0.05 | 0.05 | 0.45 |  | --> | 0.048 | 0 | 0 | 0 | 0 | Constrained, otherwise capacity available =48 kW | --> | C12 ex KILMAGIG | Kilmagig [T42] | ARKLOW |  | 52.8606 | -6.2157
MV/LV Substation LU***173Y |  | 20 kV | _ | LV | 100 kVA :Pole Substation | 0.1 | --> | 0.1 | 0 | 0 | Constrained, otherwise capacity available =96 kVA | --> | 0.095 | 0 | 0 | 0 | 0 | Constrained, otherwise capacity available =96 kW | --> | E13 ex SHILLELAGH | Shillelagh [T421,T422] | CARLOW |  | 52.8002 | -6.4551
MV/LV Substation PA***179 |  | 10 kV | _ | LV | 50 kVA :Pole Substation | 0.05 | --> | 0.05 | 0 | 0 | Constrained, otherwise capacity available =49 kVA | --> | 0.048 | 0 | 0 | 0 | 0 | Constrained, otherwise capacity available =48 kW | --> | C23 ex TINAHASK | Tinahask [T41,T42] | ARKLOW |  | 52.749 | -6.3347
MV/LV Substation WO***180Y |  | 10 kV | _ | LV | 400 kVA :Kiosk Substation | 0.4 | --> | 0.4 | 0.3 | 18.08 |  | --> | 0.38 | 0 | 0.019 | 0.379 | 0 |  | --> | C22 ex ARKLOW | Arklow [T101,T102] | ARKLOW |  | 52.7947 | -6.1778
MV/LV Substation RA***181Y |  | 10 kV | _ | LV | 50 kVA :Pole Substation | 0.05 | --> | 0.05 | 0.016 | 0.45 |  | --> | 0.048 | 0 | 0.011 | 0 | 0 | Constrained, otherwise capacity available =44 kW | --> | C15 ex KILMAGIG | Kilmagig [T42] | ARKLOW |  | 52.8557 | -6.3336
MV/LV Substation TI***182 |  | 10 kV | _ | LV | 50 kVA :Pole Substation | 0.05 | --> | 0.05 | 0.033 | 0.45 |  | --> | 0.048 | 0 | 0 | 0 | 0 | Constrained, otherwise capacity available =50 kW | --> | C15 ex KILMAGIG | Kilmagig [T42] | ARKLOW |  | 52.8564 | -6.3177
MV/LV Substation AU***182Y |  | 10 kV | _ | LV | 200 kVA :Kiosk Substation | 0.2 | --> | 0.2 | 0.139 | 0.45 |  | --> | 0.19 | 0 | 0.019 | 0 | 0 | Constrained, otherwise capacity available =184 kW | --> | C15 ex KILMAGIG | Kilmagig [T42] | ARKLOW |  | 52.8547 | -6.3371
MV/LV Substation LU***183Y |  | 20 kV | _ | LV | 630 kVA :Kiosk Substation | 0.63 | --> | 0.63 | 0 | 0 | Constrained, otherwise capacity available =598 kVA | --> | 0.598 | 0 | 0.004 | 0 | 0 | Constrained, otherwise capacity available =600 kW | --> | E13 ex SHILLELAGH | Shillelagh [T421,T422] | CARLOW |  | 52.7954 | -6.4517
MV/LV Substation CO***191Y |  | 10 kV | _ | LV | 50 kVA :Pole Substation | 0.05 | --> | 0.05 | 0 | 0 | Constrained, otherwise capacity available =46 kVA | --> | 0.048 | 0 | 0.01 | 0 | 0 | Constrained, otherwise capacity available =41 kW | --> | C23 ex TINAHASK | Tinahask [T41,T42] | ARKLOW |  | 52.7378 | -6.2742
MV/LV Substation WO***197Y |  | 10 kV | _ | LV | 400 kVA :Kiosk Substation | 0.4 | --> | 0.4 | 0.313 | 18.08 |  | --> | 0.38 | 0 | 0.006 | 0.387 | 0 |  | --> | C22 ex ARKLOW | Arklow [T101,T102] | ARKLOW |  | 52.797 | -6.1768
MV/LV Substation AV***201Y |  | 10 kV | _ | LV | 100 kVA :Pole Substation | 0.1 | --> | 0.1 | 0.059 | 18.08 |  | --> | 0.095 | 0 | 0.072 | 0.047 | 0 |  | --> | C13 ex ARKLOW | Arklow [T101,T102] | ARKLOW |  | 52.8508 | -6.2022
MV/LV Substation GL***205 |  | 10 kV | _ | LV | 630 kVA :Kiosk Substation | 0.63 | --> | 0.63 | 0 | 0 | Constrained, otherwise capacity available =630 kVA | --> | 0.598 | 0 | 0 | 0 | 0 | Constrained, otherwise capacity available =598 kW | --> | C25 ex TINAHASK | Tinahask [T41,T42] | ARKLOW |  | 52.7919 | -6.1458
MV/LV Substation ES***209Y |  | 10 kV | _ | LV | 200 kVA :Kiosk Substation | 0.2 | --> | 0.2 | 0.167 | 18.08 |  | --> | 0.19 | 0 | 0 | 0.194 | 0 |  | --> | C18 ex ARKLOW | Arklow [T101,T102] | ARKLOW |  | 52.8155 | -6.1467
MV/LV Substation BA***224Y |  | 20 kV | _ | LV | 50 kVA :Pole Substation | 0.05 | --> | 0.05 | 0 | 0 | Constrained, otherwise capacity available =46 kVA | --> | 0.048 | 0 | 0 | 0 | 0 | Constrained, otherwise capacity available =48 kW | --> | E13 ex SHILLELAGH | Shillelagh [T421,T422] | CARLOW |  | 52.8136 | -6.4036
MV/LV Substation AN***226Y |  | 20 kV | _ | LV | 100 kVA :Pole Substation | 0.1 | --> | 0.1 | 0.097 | 0.45 |  | --> | 0.095 | 0 | 0 | 0 | 0 | Constrained, otherwise capacity available =96 kW | --> | C15 ex KILMAGIG | Kilmagig [T42] | ARKLOW |  | 52.8423 | -6.3551
MV/LV Substation KN***237Y |  | 10 kV | _ | LV | 200 kVA :Kiosk Substation | 0.2 | --> | 0.2 | 0 | 0 | Constrained, otherwise capacity available =111 kVA | --> | 0.19 | 0 | 0.045 | 0 | 0 | Constrained, otherwise capacity available =168 kW | --> | C24 ex TINAHASK | Tinahask [T41,T42] | ARKLOW |  | 52.7847 | -6.1705
MV/LV Substation WO***238Y |  | 10 kV | _ | LV | 200 kVA :Kiosk Substation | 0.2 | --> | 0.2 | 0.115 | 18.08 |  | --> | 0.19 | 0 | 0.031 | 0.178 | 0 |  | --> | C22 ex ARKLOW | Arklow [T101,T102] | ARKLOW |  | 52.7982 | -6.1766
MV/LV Substation WO***240Y |  | 10 kV | _ | LV | 100 kVA :Pole Substation | 0.1 | --> | 0.1 | 0.065 | 0.45 |  | --> | 0.095 | 0 | 0 | 0 | 0 | Constrained, otherwise capacity available =100 kW | --> | C12 ex KILMAGIG | Kilmagig [T42] | ARKLOW |  | 52.8319 | -6.2389
MV/LV Substation HA***259Y |  | 20 kV | _ | LV | 200 kVA :Kiosk Substation | 0.2 | --> | 0.2 | 0.176 | 0.45 |  | --> | 0.19 | 0 | 0.007 | 0 | 0 | Constrained, otherwise capacity available =188 kW | --> | C15 ex KILMAGIG | Kilmagig [T42] | ARKLOW |  | 52.843 | -6.3587
MV/LV Substation GL***266Y |  | 10 kV | _ | LV | 400 kVA :Kiosk Substation | 0.4 | --> | 0.4 | 0.209 | 18.08 |  | --> | 0.38 | 0 | 0.01 | 0.398 | 0 |  | --> | C22 ex ARKLOW | Arklow [T101,T102] | ARKLOW |  | 52.7976 | -6.1694
MV/LV Substation SL***267Y |  | 10 kV | _ | LV | 200 kVA :Kiosk Substation | 0.2 | --> | 0.2 | 0 | 0 | Constrained, otherwise capacity available =198 kVA | --> | 0.19 | 0 | 0 | 0 | 0 | Constrained, otherwise capacity available =190 kW | --> | C23 ex TINAHASK | Tinahask [T41,T42] | ARKLOW |  | 52.7909 | -6.2439
MV/LV Substation AR***269Y |  | 10 kV | _ | LV | 50 kVA :Pole Substation | 0.05 | --> | 0.05 | 0.049 | 18.08 |  | --> | 0.048 | 0 | 0 | 0.048 | 0 |  | --> | C22 ex ARKLOW | Arklow [T101,T102] | ARKLOW |  | 52.8017 | -6.1684
MV/LV Substation PA***272Y |  | 10 kV | _ | LV | 200 kVA :Kiosk Substation | 0.2 | --> | 0.2 | 0.172 | 18.08 |  | --> | 0.19 | 0 | 0.012 | 0.185 | 0 |  | --> | C22 ex ARKLOW | Arklow [T101,T102] | ARKLOW |  | 52.7934 | -6.1745
MV/LV Substation BA***278Y |  | 10 kV | _ | LV | 50 kVA :Pole Substation | 0.05 | --> | 0.05 | 0 | 0 | Constrained, otherwise capacity available =50 kVA | --> | 0.048 | 0 | 0 | 0 | 0 | Constrained, otherwise capacity available =48 kW | --> | C23 ex TINAHASK | Tinahask [T41,T42] | ARKLOW |  | 52.739 | -6.316
MV/LV Substation ME***279Y |  | 10 kV | _ | LV | 200 kVA :Kiosk Substation | 0.2 | --> | 0.2 | 0.185 | 18.08 |  | --> | 0.19 | 0 | 0.005 | 0.188 | 0 |  | --> | C19 ex ARKLOW | Arklow [T101,T102] | ARKLOW |  | 52.807 | -6.1409
MV/LV Substation BA***281Y |  | 10 kV | _ | LV | 400 kVA :Kiosk Substation | 0.4 | --> | 0.4 | 0.348 | 18.08 |  | --> | 0.38 | 0 | 0.005 | 0.383 | 0 |  | --> | C13 ex ARKLOW | Arklow [T101,T102] | ARKLOW |  | 52.8504 | -6.2056
MV/LV Substation CR***283Y |  | 10 kV | _ | LV | 200 kVA :Kiosk Substation | 0.2 | --> | 0.2 | 0 | 0 | Constrained, otherwise capacity available =162 kVA | --> | 0.19 | 0 | 0.014 | 0 | 0 | Constrained, otherwise capacity available =185 kW | --> | C24 ex TINAHASK | Tinahask [T41,T42] | ARKLOW |  | 52.7875 | -6.1671
MV/LV Substation CL***286Y |  | 10 kV | _ | LV | 200 kVA :Kiosk Substation | 0.2 | --> | 0.2 | 0.122 | 18.08 |  | --> | 0.19 | 0 | 0.038 | 0.172 | 0 |  | --> | C19 ex ARKLOW | Arklow [T101,T102] | ARKLOW |  | 52.8086 | -6.1402
MV/LV Substation HA***289Y |  | 20 kV | _ | LV | 50 kVA :Pole Substation | 0.05 | --> | 0.05 | 0.042 | 0.45 |  | --> | 0.048 | 0 | 0 | 0 | 0 | Constrained, otherwise capacity available =49 kW | --> | C15 ex KILMAGIG | Kilmagig [T42] | ARKLOW |  | 52.8475 | -6.358
MV/LV Substation T/***296Y |  | 10 kV | _ | LV | 50 kVA :Pole Substation | 0.05 | --> | 0.05 | 0 | 0 | Constrained, otherwise capacity available =42 kVA | --> | 0.048 | 0 | 0 | 0 | 0 | Constrained, otherwise capacity available =48 kW | --> | C23 ex TINAHASK | Tinahask [T41,T42] | ARKLOW |  | 52.7936 | -6.2246
MV/LV Substation PE***301Y |  | 10 kV | _ | LV | 630 kVA :Building Structure | 0.63 | --> | 0.63 | 0.5 | 18.08 |  | --> | 0.598 | 0 | 0 | 0.5 | 0 |  | --> | C22 ex ARKLOW | Arklow [T101,T102] | ARKLOW |  | 52.7932 | -6.1644
MV/LV Substation BA***307Y |  | 10 kV | _ | LV | 50 kVA :Pole Substation | 0.05 | --> | 0.05 | 0.044 | 0.45 |  | --> | 0.048 | 0 | 0 | 0 | 0 | Constrained, otherwise capacity available =48 kW | --> | C15 ex KILMAGIG | Kilmagig [T42] | ARKLOW |  | 52.8419 | -6.2838
MV/LV Substation BU***308Y |  | 10 kV | _ | LV | 630 kVA :Kiosk Substation | 0.63 | --> | 0.63 | 0.5 | 18.08 |  | --> | 0.598 | 0 | 0.022 | 0.5 | 0 |  | --> | C20 ex ARKLOW | Arklow [T101,T102] | ARKLOW |  | 52.812 | -6.1542
MV/LV Substation KI***312Y |  | 10 kV | _ | LV | 50 kVA :Pole Substation | 0.05 | --> | 0.05 | 0.05 | 18.08 |  | --> | 0.048 | 0 | 0 | 0.048 | 0 |  | --> | C22 ex ARKLOW | Arklow [T101,T102] | ARKLOW |  | 52.8121 | -6.1587
MV/LV Substation BO***315Y |  | 10 kV | _ | LV | 400 kVA :Kiosk Substation | 0.4 | --> | 0.4 | 0.367 | 18.08 |  | --> | 0.38 | 0 | 0.011 | 0.376 | 0 |  | --> | C22 ex ARKLOW | Arklow [T101,T102] | ARKLOW |  | 52.7893 | -6.1721
MV/LV Substation MA***316Y |  | 10 kV | _ | LV | 400 kVA :Kiosk Substation | 0.4 | --> | 0.4 | 0.4 | 0.45 |  | --> | 0.38 | 0 | 0 | 0 | 0 | Constrained, otherwise capacity available =380 kW | --> | C15 ex KILMAGIG | Kilmagig [T42] | ARKLOW |  | 52.8806 | -6.3323
MV/LV Substation ID***317Y |  | 10 kV | _ | LV | 200 kVA :Kiosk Substation | 0.2 | --> | 0.2 | 0 | 0 | Constrained, otherwise capacity available =86 kVA | --> | 0.19 | 0 | 0 | 0 | 0 | Constrained, otherwise capacity available =200 kW | --> | C23 ex TINAHASK | Tinahask [T41,T42] | ARKLOW |  | 52.7819 | -6.1764
MV/LV Substation CL***319Y |  | 10 kV | _ | LV | 200 kVA :Kiosk Substation | 0.2 | --> | 0.2 | 0.181 | 18.08 |  | --> | 0.19 | 0 | 0.009 | 0.186 | 0 |  | --> | C19 ex ARKLOW | Arklow [T101,T102] | ARKLOW |  | 52.809 | -6.1429
MV/LV Substation OA***335Y |  | 10 kV | _ | LV | 400 kVA :Kiosk Substation | 0.4 | --> | 0.4 | 0.333 | 18.08 |  | --> | 0.38 | 0 | 0.016 | 0.377 | 0 |  | --> | C22 ex ARKLOW | Arklow [T101,T102] | ARKLOW |  | 52.7939 | -6.1708
MV/LV Substation PE***343Y |  | 10 kV | _ | LV | 400 kVA :Kiosk Substation | 0.4 | --> | 0.4 | 0 | 0 | Constrained, otherwise capacity available =357 kVA | --> | 0.38 | 0 | 0 | 0 | 0 | Constrained, otherwise capacity available =384 kW | --> | C24 ex TINAHASK | Tinahask [T41,T42] | ARKLOW |  | 52.7883 | -6.1669
MV/LV Substation ME***350Y |  | 10 kV | _ | LV | 630 kVA :Kiosk Substation | 0.63 | --> | 0.63 | 0.5 | 18.08 |  | --> | 0.598 | 0 | 0.008 | 0.5 | 0 |  | --> | C22 ex ARKLOW | Arklow [T101,T102] | ARKLOW |  | 52.7873 | -6.1707
MV/LV Substation ME***351Y |  | 10 kV | _ | LV | 630 kVA :Kiosk Substation | 0.63 | --> | 0.63 | 0.5 | 18.08 |  | --> | 0.598 | 0 | 0.052 | 0.5 | 0 |  | --> | C22 ex ARKLOW | Arklow [T101,T102] | ARKLOW |  | 52.786 | -6.1733
MV/LV Substation ME***352Y |  | 10 kV | _ | LV | 630 kVA :Kiosk Substation | 0.63 | --> | 0.63 | 0.5 | 18.08 |  | --> | 0.598 | 0 | 0 | 0.5 | 0 |  | --> | C22 ex ARKLOW | Arklow [T101,T102] | ARKLOW |  | 52.7875 | -6.1732
MV/LV Substation RI***357Y |  | 10 kV | _ | LV | 630 kVA :Kiosk Substation | 0.63 | --> | 0.63 | 0.5 | 18.08 |  | --> | 0.598 | 0 | 0 | 0.5 | 0 |  | --> | C19 ex ARKLOW | Arklow [T101,T102] | ARKLOW |  | 52.7986 | -6.1528
MV/LV Substation TH***369Y |  | 10 kV | _ | LV | 50 kVA :Pole Substation | 0.05 | --> | 0.05 | 0 | 0 | Constrained, otherwise capacity available =43 kVA | --> | 0.048 | 0 | 0 | 0 | 0 | Constrained, otherwise capacity available =48 kW | --> | C23 ex TINAHASK | Tinahask [T41,T42] | ARKLOW |  | 52.7942 | -6.2326
MV/LV Substation WA***373Y |  | 10 kV | _ | LV | 50 kVA :Pole Substation | 0.05 | --> | 0.05 | 0.045 | 0.45 |  | --> | 0.048 | 0 | 0 | 0 | 0 | Constrained, otherwise capacity available =48 kW | --> | C15 ex KILMAGIG | Kilmagig [T42] | ARKLOW |  | 52.8298 | -6.2685
MV/LV Substation BR***390Y |  | 10 kV | _ | LV | 400 kVA :Building Structure | 0.4 | --> | 0.4 | 0.191 | 18.08 |  | --> | 0.38 | 0 | 0.035 | 0.382 | 0 |  | --> | C22 ex ARKLOW | Arklow [T101,T102] | ARKLOW |  | 52.7995 | -6.1491
MV/LV Substation BR***391Y |  | 10 kV | _ | LV | 400 kVA :Building Structure | 0.4 | --> | 0.4 | 0.342 | 18.08 |  | --> | 0.38 | 0 | 0 | 0.387 | 0 |  | --> | C22 ex ARKLOW | Arklow [T101,T102] | ARKLOW |  | 52.7992 | -6.1477
MV/LV Substation BR***392Y |  | 10 kV | _ | LV | 1000 kVA :Building Structure | 1 | --> | 1 | 0.5 | 18.08 |  | --> | 0.95 | 0 | 0 | 0.5 | 0 |  | --> | C17 ex ARKLOW | Arklow [T101,T102] | ARKLOW |  | 52.7988 | -6.1491
MV/LV Substation BR***393Y |  | 10 kV | _ | LV | 630 kVA :Building Structure | 0.63 | --> | 0.63 | 0.5 | 18.08 |  | --> | 0.598 | 0 | 0 | 0.5 | 0 |  | --> | C22 ex ARKLOW | Arklow [T101,T102] | ARKLOW |  | 52.7997 | -6.1473
MV/LV Substation BR***394Y |  | 10 kV | _ | LV | 630 kVA :Building Structure | 0.63 | --> | 0.63 | 0.491 | 18.08 |  | --> | 0.598 | 0 | 0 | 0.5 | 0 |  | --> | C22 ex ARKLOW | Arklow [T101,T102] | ARKLOW |  | 52.7997 | -6.1472
MV/LV Substation AN***399Y |  | 10 kV | _ | LV | 200 kVA :Kiosk Substation | 0.2 | --> | 0.2 | 0 | 0 | Constrained, otherwise capacity available =190 kVA | --> | 0.19 | 0 | 0.005 | 0 | 0 | Constrained, otherwise capacity available =188 kW | --> | C23 ex TINAHASK | Tinahask [T41,T42] | ARKLOW |  | 52.7289 | -6.2861
MV/LV Substation CO***4001 |  | 10 kV | _ | LV | 50 kVA :Pole Substation | 0.05 | --> | 0.05 | 0 | 0 | Constrained, otherwise capacity available =37 kVA | --> | 0.048 | 0 | 0 | 0 | 0 | Constrained, otherwise capacity available =49 kW | --> | C23 ex TINAHASK | Tinahask [T41,T42] | ARKLOW |  | 52.7588 | -6.2297
MV/LV Substation BA***401 |  | 10 kV | _ | LV | 50 kVA :Pole Substation | 0.05 | --> | 0.05 | 0 | 18.08 |  | --> | 0.048 | 0 | 0 | 0.06 | 0 |  | --> | C22 ex ARKLOW | Arklow [T101,T102] | ARKLOW |  | 52.8021 | -6.1776
MV/LV Substation FE***4020 |  | 10 kV | _ | LV | 400 kVA :Building Structure | 0.4 | --> | 0.4 | 0 | 0 | Constrained, otherwise capacity available =360 kVA | --> | 0.38 | 0 | 0 | 0 | 0 | Constrained, otherwise capacity available =386 kW | --> | C25 ex TINAHASK | Tinahask [T41,T42] | ARKLOW |  | 52.7914 | -6.1639
MV/LV Substation TI***4023 |  | 20 kV | _ | LV | 100 kVA :Pole Substation | 0.1 | --> | 0.1 | 0 | 0 | Constrained, otherwise capacity available =83 kVA | --> | 0.095 | 0 | 0.008 | 0 | 0 | Constrained, otherwise capacity available =91 kW | --> | E13 ex SHILLELAGH | Shillelagh [T421,T422] | CARLOW |  | 52.7969 | -6.4569
MV/LV Substation CL***4034 |  | 10 kV | _ | LV | 100 kVA :Pole Substation | 0.1 | --> | 0.1 | 0.1 | 0.45 |  | --> | 0.095 | 0 | 0 | 0 | 0 | Constrained, otherwise capacity available =95 kW | --> | C15 ex KILMAGIG | Kilmagig [T42] | ARKLOW |  | 52.82 | -6.2536
MV/LV Substation RO***403Y |  | 10 kV | _ | LV | 200 kVA :Kiosk Substation | 0.2 | --> | 0.2 | 0 | 0 | Constrained, otherwise capacity available =173 kVA | --> | 0.19 | 0 | 0.015 | 0 | 0 | Constrained, otherwise capacity available =182 kW | --> | C25 ex TINAHASK | Tinahask [T41,T42] | ARKLOW |  | 52.7897 | -6.1617
MV/LV Substation BA***4047 |  | 10 kV | _ | LV | 50 kVA :Pole Substation | 0.05 | --> | 0.05 | 0 | 0 | Constrained, otherwise capacity available =50 kVA | --> | 0.048 | 0 | 0 | 0 | 0 | Constrained, otherwise capacity available =48 kW | --> | C23 ex TINAHASK | Tinahask [T41,T42] | ARKLOW |  | 52.7919 | -6.2003
MV/LV Substation BA***4048 |  | 10 kV | _ | LV | 50 kVA :Pole Substation | 0.05 | --> | 0.05 | 0 | 0 | Constrained, otherwise capacity available =50 kVA | --> | 0.048 | 0 | 0 | 0 | 0 | Constrained, otherwise capacity available =48 kW | --> | C23 ex TINAHASK | Tinahask [T41,T42] | ARKLOW |  | 52.7934 | -6.2053
MV/LV Substation BA***4049 |  | 10 kV | _ | LV | 50 kVA :Pole Substation | 0.05 | --> | 0.05 | 0 | 0 | Constrained, otherwise capacity available =48 kVA | --> | 0.048 | 0 | 0.005 | 0 | 0 | Constrained, otherwise capacity available =44 kW | --> | C23 ex TINAHASK | Tinahask [T41,T42] | ARKLOW |  | 52.795 | -6.2014
MV/LV Substation BA***4050 |  | 10 kV | _ | LV | 50 kVA :Pole Substation | 0.05 | --> | 0.05 | 0 | 0 | Constrained, otherwise capacity available =50 kVA | --> | 0.048 | 0 | 0 | 0 | 0 | Constrained, otherwise capacity available =48 kW | --> | C23 ex TINAHASK | Tinahask [T41,T42] | ARKLOW |  | 52.7945 | -6.2032
MV/LV Substation MA***4053 |  | 10 kV | _ | LV | 50 kVA :Pole Substation | 0.05 | --> | 0.05 | 0.039 | 0.45 |  | --> | 0.048 | 0 | 0 | 0 | 0 | Constrained, otherwise capacity available =49 kW | --> | C15 ex KILMAGIG | Kilmagig [T42] | ARKLOW |  | 52.8812 | -6.3364
MV/LV Substation GL***4073 |  | 10 kV | _ | LV | 100 kVA :Pole Substation | 0.1 | --> | 0.1 | 0.1 | 18.08 |  | --> | 0.095 | 0 | 0 | 0.095 | 0 |  | --> | C13 ex ARKLOW | Arklow [T101,T102] | ARKLOW |  | 52.8055 | -6.1949
MV/LV Substation KI***4075 |  | 10 kV | _ | LV | 100 kVA :Pole Substation | 0.1 | --> | 0.1 | 0.081 | 18.08 |  | --> | 0.095 | 0 | 0 | 0.098 | 0 |  | --> | C13 ex ARKLOW | Arklow [T101,T102] | ARKLOW |  | 52.824 | -6.2119
MV/LV Substation GA***4076 |  | 10 kV | _ | LV | 1000 kVA :Building Structure | 1 | --> | 1 | 0 | 0 | Constrained, otherwise capacity available =1000 kVA | --> | 0.95 | 0 | 0 | 0 | 0 | Constrained, otherwise capacity available =950 kW | --> | C25 ex TINAHASK | Tinahask [T41,T42] | ARKLOW |  | 52.7913 | -6.1435
MV/LV Substation RE***407Y |  | 10 kV | _ | LV | 400 kVA :Kiosk Substation | 0.4 | --> | 0.4 | 0.344 | 0.45 |  | --> | 0.38 | 0 | 0.019 | 0 | 0 | Constrained, otherwise capacity available =374 kW | --> | C15 ex KILMAGIG | Kilmagig [T42] | ARKLOW |  | 52.8533 | -6.3401
MV/LV Substation KI***4081 |  | 10 kV | _ | LV | 50 kVA :Pole Substation | 0.05 | --> | 0.05 | 0.05 | 0.45 |  | --> | 0.048 | 0 | 0 | 0 | 0 | Constrained, otherwise capacity available =48 kW | --> | C15 ex KILMAGIG | Kilmagig [T42] | ARKLOW |  | 52.8537 | -6.3238
MV/LV Substation BA***4089 |  | 10 kV | _ | LV | 400 kVA :Building Structure | 0.4 | --> | 0.4 | 0.4 | 18.08 |  | --> | 0.38 | 0 | 0 | 0.38 | 0 |  | --> | C22 ex ARKLOW | Arklow [T101,T102] | ARKLOW |  | 52.7944 | -6.1897
MV/LV Substation GO***4092 |  | 10 kV | _ | LV | 400 kVA :Building Structure | 0.4 | --> | 0.4 | 0 | 0 | Constrained, otherwise capacity available =285 kVA | --> | 0.38 | 0 | 0 | 0 | 0 | Constrained, otherwise capacity available =395 kW | --> | C12 ex TINAHASK | Tinahask [T41,T42] | ARKLOW |  | 52.751 | -6.2021
MV/LV Substation GO***4094 |  | 10 kV | _ | LV | 50 kVA :Pole Substation | 0.05 | --> | 0.05 | 0 | 0 | Constrained, otherwise capacity available =34 kVA | --> | 0.048 | 0 | 0 | 0 | 0 | Constrained, otherwise capacity available =50 kW | --> | C12 ex TINAHASK | Tinahask [T41,T42] | ARKLOW |  | 52.7478 | -6.2076
MV/LV Substation CO***4100 |  | 20 kV | _ | LV | 50 kVA :Pole Substation | 0.05 | --> | 0.05 | 0 | 0 | Constrained, otherwise capacity available =50 kVA | --> | 0.048 | 0 | 0 | 0 | 0 | Constrained, otherwise capacity available =48 kW | --> | E13 ex SHILLELAGH | Shillelagh [T421,T422] | CARLOW |  | 52.8089 | -6.3936
MV/LV Substation BR***4119 |  | 10 kV | _ | LV | 100 kVA :Pole Substation | 0.1 | --> | 0.1 | 0.1 | 18.08 |  | --> | 0.095 | 0 | 0 | 0.095 | 0 |  | --> | C13 ex ARKLOW | Arklow [T101,T102] | ARKLOW |  | 52.8507 | -6.2024
MV/LV Substation OC***4121 |  | 10 kV | _ | LV | 50 kVA :Pole Substation | 0.05 | --> | 0.05 | 0 | 0 | Constrained, otherwise capacity available =50 kVA | --> | 0.048 | 0 | 0 | 0 | 0 | Constrained, otherwise capacity available =48 kW | --> | C26 ex TINAHASK | Tinahask [T41,T42] | ARKLOW |  | 52.7922 | -6.1511
MV/LV Substation HO***4127 |  | 10 kV | _ | LV | 630 kVA :Building Structure | 0.63 | --> | 0.63 | 0.5 | 18.08 |  | --> | 0.598 | 0 | 0 | 0.5 | 0 |  | --> | C13 ex ARKLOW | Arklow [T101,T102] | ARKLOW |  | 52.8125 | -6.1815
MV/LV Substation CL***412Y |  | 10 kV | _ | LV | 400 kVA :Kiosk Substation | 0.4 | --> | 0.4 | 0.371 | 18.08 |  | --> | 0.38 | 0 | 0 | 0.384 | 0 |  | --> | C19 ex ARKLOW | Arklow [T101,T102] | ARKLOW |  | 52.8078 | -6.1412
MV/LV Substation AU***413Y |  | 10 kV | _ | LV | 400 kVA :Kiosk Substation | 0.4 | --> | 0.4 | 0.363 | 0.45 |  | --> | 0.38 | 0 | 0.002 | 0 | 0 | Constrained, otherwise capacity available =384 kW | --> | C15 ex KILMAGIG | Kilmagig [T42] | ARKLOW |  | 52.8551 | -6.3296
MV/LV Substation HE***4145 |  | 10 kV | _ | LV | 630 kVA :Kiosk Substation | 0.63 | --> | 0.63 | 0.5 | 18.08 |  | --> | 0.598 | 0 | 0.014 | 0.5 | 0 |  | --> | C22 ex ARKLOW | Arklow [T101,T102] | ARKLOW |  | 52.8007 | -6.1759
MV/LV Substation SI***4146 |  | 10 kV | _ | LV | 50 kVA :Pole Substation | 0.05 | --> | 0.05 | 0 | 0 | Constrained, otherwise capacity available =50 kVA | --> | 0.048 | 0 | 0 | 0 | 0 | Constrained, otherwise capacity available =48 kW | --> | C24 ex TINAHASK | Tinahask [T41,T42] | ARKLOW |  | 52.7865 | -6.1628
MV/LV Substation O ***4151 |  | 20 kV | _ | LV | 50 kVA :Pole Substation | 0.05 | --> | 0.05 | 0.047 | 0.45 |  | --> | 0.048 | 0 | 0 | 0 | 0 | Constrained, otherwise capacity available =48 kW | --> | C15 ex KILMAGIG | Kilmagig [T42] | ARKLOW |  | 52.8542 | -6.2906
MV/LV Substation CO***4168 |  | 10 kV | _ | LV | 400 kVA :Kiosk Substation | 0.4 | --> | 0.4 | 0.4 | 18.08 |  | --> | 0.38 | 0 | 0 | 0.38 | 0 |  | --> | C22 ex ARKLOW | Arklow [T101,T102] | ARKLOW |  | 52.7996 | -6.1767
MV/LV Substation AR***4169 |  | 10 kV | _ | LV | 400 kVA :Building Structure | 0.4 | --> | 0.4 | 0.4 | 18.08 |  | --> | 0.38 | 0 | 0 | 0.38 | 0 |  | --> | C17 ex ARKLOW | Arklow [T101,T102] | ARKLOW |  | 52.7973 | -6.1434
MV/LV Substation BA***416Y |  | 10 kV | _ | LV | 50 kVA :Pole Substation | 0.05 | --> | 0.05 | 0.048 | 18.08 |  | --> | 0.048 | 0 | 0 | 0.048 | 0 |  | --> | C18 ex ARKLOW | Arklow [T101,T102] | ARKLOW |  | 52.8357 | -6.1541
MV/LV Substation WI***417X |  | 10 kV | _ | LV | 50 kVA :Pole Substation | 0.05 | --> | 0.05 | 0.037 | 0.45 |  | --> | 0.048 | 0 | 0 | 0 | 0 | Constrained, otherwise capacity available =49 kW | --> | C15 ex KILMAGIG | Kilmagig [T42] | ARKLOW |  | 52.8396 | -6.3124
MV/LV Substation DE***4185 |  | 10 kV | _ | LV | 400 kVA :Kiosk Substation | 0.4 | --> | 0.4 | 0 | 0 | Constrained, otherwise capacity available =400 kVA | --> | 0.38 | 0 | 0 | 0 | 0 | Constrained, otherwise capacity available =380 kW | --> | C24 ex TINAHASK | Tinahask [T41,T42] | ARKLOW |  | 52.7881 | -6.1686
MV/LV Substation KI***4190 |  | 20 kV | _ | LV | 100 kVA :Pole Substation | 0.1 | --> | 0.1 | 0 | 0 | Constrained, otherwise capacity available =84 kVA | --> | 0.095 | 0 | 0 | 0 | 0 | Constrained, otherwise capacity available =97 kW | --> | E13 ex SHILLELAGH | Shillelagh [T421,T422] | CARLOW |  | 52.7908 | -6.4021
MV/LV Substation CO***4202 |  | 10 kV | _ | LV | 400 kVA :Kiosk Substation | 0.4 | --> | 0.4 | 0.353 | 18.08 |  | --> | 0.38 | 0 | 0 | 0.386 | 0 |  | --> | C19 ex ARKLOW | Arklow [T101,T102] | ARKLOW |  | 52.7984 | -6.158
MV/LV Substation PA***4204 |  | 10 kV | _ | LV | 50 kVA :Pole Substation | 0.05 | --> | 0.05 | 0 | 0 | Constrained, otherwise capacity available =50 kVA | --> | 0.048 | 0 | 0 | 0 | 0 | Constrained, otherwise capacity available =48 kW | --> | C23 ex TINAHASK | Tinahask [T41,T42] | ARKLOW |  | 52.7467 | -6.3275
MV/LV Substation ME***4205 |  | 10 kV | _ | LV | 630 kVA :Building Structure | 0.63 | --> | 0.63 | 0.5 | 18.08 |  | --> | 0.598 | 0 | 0 | 0.5 | 0 |  | --> | C19 ex ARKLOW | Arklow [T101,T102] | ARKLOW |  | 52.7977 | -6.1542
MV/LV Substation WO***421 |  | 10 kV | _ | LV | 100 kVA :Pole Substation | 0.1 | --> | 0.1 | 0.03 | 0.45 |  | --> | 0.095 | 0 | 0 | 0 | 0 | Constrained, otherwise capacity available =104 kW | --> | C12 ex KILMAGIG | Kilmagig [T42] | ARKLOW |  | 52.8325 | -6.2349
MV/LV Substation HA***4211 |  | 10 kV | _ | LV | 100 kVA :Pole Substation | 0.1 | --> | 0.1 | 0.055 | 18.08 |  | --> | 0.095 | 0 | 0 | 0.101 | 0 |  | --> | C13 ex ARKLOW | Arklow [T101,T102] | ARKLOW |  | 52.8114 | -6.1902
MV/LV Substation KI***4212 |  | 10 kV | _ | LV | 50 kVA :Pole Substation | 0.05 | --> | 0.05 | 0.05 | 0.45 |  | --> | 0.048 | 0 | 0 | 0 | 0 | Constrained, otherwise capacity available =48 kW | --> | C12 ex KILMAGIG | Kilmagig [T42] | ARKLOW |  | 52.8558 | -6.2203
MV/LV Substation CI***4226 |  | 10 kV | _ | LV | 400 kVA :Kiosk Substation | 0.4 | --> | 0.4 | 0.255 | 18.08 |  | --> | 0.38 | 0 | 0.031 | 0.376 | 0 |  | --> | C19 ex ARKLOW | Arklow [T101,T102] | ARKLOW |  | 52.8032 | -6.1481
MV/LV Substation SH***4239 |  | 10 kV | _ | LV | 50 kVA :Pole Substation | 0.05 | --> | 0.05 | 0.036 | 18.08 |  | --> | 0.048 | 0 | 0 | 0.049 | 0 |  | --> | C13 ex ARKLOW | Arklow [T101,T102] | ARKLOW |  | 52.8165 | -6.1894
MV/LV Substation BO***4246 |  | 10 kV | _ | LV | 100 kVA :Pole Substation | 0.1 | --> | 0.1 | 0 | 0 | Constrained, otherwise capacity available =100 kVA | --> | 0.095 | 0 | 0 | 0 | 0 | Constrained, otherwise capacity available =95 kW | --> | C23 ex TINAHASK | Tinahask [T41,T42] | ARKLOW |  | 52.7387 | -6.2762
MV/LV Substation CO***4247 |  | 10 kV | _ | LV | 100 kVA :Pole Substation | 0.1 | --> | 0.1 | 0 | 0 | Constrained, otherwise capacity available =97 kVA | --> | 0.095 | 0 | 0.011 | 0 | 0 | Constrained, otherwise capacity available =87 kW | --> | C23 ex TINAHASK | Tinahask [T41,T42] | ARKLOW |  | 52.7381 | -6.2726
MV/LV Substation LO***4251 |  | 20 kV | _ | LV | 200 kVA :Pole Substation | 0.2 | --> | 0.2 | 0 | 0 | Constrained, otherwise capacity available =161 kVA | --> | 0.19 | 0 | 0.05 | 0 | 0 | Constrained, otherwise capacity available =158 kW | --> | E13 ex SHILLELAGH | Shillelagh [T421,T422] | CARLOW |  | 52.7622 | -6.41
MV/LV Substation TR***4258 |  | 10 kV | _ | LV | 630 kVA :Kiosk Substation | 0.63 | --> | 0.63 | 0.5 | 18.08 |  | --> | 0.598 | 0 | 0 | 0.5 | 0 |  | --> | C17 ex ARKLOW | Arklow [T101,T102] | ARKLOW |  | 52.796 | -6.1432
MV/LV Substation FI***4264 |  | 20 kV | _ | LV | 630 kVA :Kiosk Substation | 0.63 | --> | 0.63 | 0 | 0 | Constrained, otherwise capacity available =536 kVA | --> | 0.598 | 0 | 0.05 | 0 | 0 | Constrained, otherwise capacity available =574 kW | --> | E13 ex SHILLELAGH | Shillelagh [T421,T422] | CARLOW |  | 52.7952 | -6.4524
MV/LV Substation GL***4279 |  | 10 kV | _ | LV | 100 kVA :Pole Substation | 0.1 | --> | 0.1 | 0 | 0 | Constrained, otherwise capacity available =100 kVA | --> | 0.095 | 0 | 0 | 0 | 0 | Constrained, otherwise capacity available =95 kW | --> | C23 ex TINAHASK | Tinahask [T41,T42] | ARKLOW |  | 52.7766 | -6.2827
MV/LV Substation EM***427Y |  | 10 kV | _ | LV | 400 kVA :Kiosk Substation | 0.4 | --> | 0.4 | 0.377 | 18.08 |  | --> | 0.38 | 0 | 0 | 0.383 | 0 |  | --> | C22 ex ARKLOW | Arklow [T101,T102] | ARKLOW |  | 52.7961 | -6.1821
MV/LV Substation TH***4286 |  | 10 kV | _ | LV | 400 kVA :Kiosk Substation | 0.4 | --> | 0.4 | 0 | 0 | Constrained, otherwise capacity available =400 kVA | --> | 0.38 | 0 | 0 | 0 | 0 | Constrained, otherwise capacity available =380 kW | --> | C24 ex TINAHASK | Tinahask [T41,T42] | ARKLOW |  | 52.7866 | -6.1693
MV/LV Substation CE***433X |  | 10 kV | _ | LV | 100 kVA :Pole Substation | 0.1 | --> | 0.1 | 0 | 0 | Constrained, otherwise capacity available =63 kVA | --> | 0.095 | 0 | 0.018 | 0 | 0 | Constrained, otherwise capacity available =87 kW | --> | C26 ex TINAHASK | Tinahask [T41,T42] | ARKLOW |  | 52.7898 | -6.1567
MV/LV Substation FA***434X |  | 20 kV | _ | LV | 400 kVA :Kiosk Substation | 0.4 | --> | 0.4 | 0.314 | 0.45 |  | --> | 0.38 | 0 | 0.011 | 0 | 0 | Constrained, otherwise capacity available =383 kW | --> | C15 ex KILMAGIG | Kilmagig [T42] | ARKLOW |  | 52.8516 | -6.3368
MV/LV Substation TU***435Y |  | 10 kV | _ | LV | 400 kVA :Kiosk Substation | 0.4 | --> | 0.4 | 0 | 0 | Constrained, otherwise capacity available =318 kVA | --> | 0.38 | 0 | 0.011 | 0 | 0 | Constrained, otherwise capacity available =383 kW | --> | C23 ex TINAHASK | Tinahask [T41,T42] | ARKLOW |  | 52.7778 | -6.1807
MV/LV Substation CO***437X |  | 20 kV | _ | LV | 50 kVA :Pole Substation | 0.05 | --> | 0.05 | 0 | 0 | Constrained, otherwise capacity available =46 kVA | --> | 0.048 | 0 | 0 | 0 | 0 | Constrained, otherwise capacity available =48 kW | --> | E13 ex SHILLELAGH | Shillelagh [T421,T422] | CARLOW |  | 52.7633 | -6.4612
MV/LV Substation MO***441X |  | 10 kV | _ | LV | 400 kVA :Kiosk Substation | 0.4 | --> | 0.4 | 0.276 | 18.08 |  | --> | 0.38 | 0 | 0.043 | 0.365 | 0 |  | --> | C19 ex ARKLOW | Arklow [T101,T102] | ARKLOW |  | 52.8061 | -6.1444
MV/LV Substation AU***444 |  | 10 kV | _ | LV | 100 kVA :Pole Substation | 0.1 | --> | 0.1 | 0.028 | 0.45 |  | --> | 0.095 | 0 | 0.005 | 0 | 0 | Constrained, otherwise capacity available =101 kW | --> | C15 ex KILMAGIG | Kilmagig [T42] | ARKLOW |  | 52.8549 | -6.3221
MV/LV Substation AU***445 |  | 10 kV | _ | LV | 200 kVA :Pole Substation | 0.2 | --> | 0.2 | 0.032 | 0.45 |  | --> | 0.19 | 0 | 0.009 | 0 | 0 | Constrained, otherwise capacity available =205 kW | --> | C15 ex KILMAGIG | Kilmagig [T42] | ARKLOW |  | 52.856 | -6.3249
MV/LV Substation MA***445Y |  | 10 kV | _ | LV | 200 kVA :Kiosk Substation | 0.2 | --> | 0.2 | 0.198 | 0.45 |  | --> | 0.19 | 0 | 0 | 0 | 0 | Constrained, otherwise capacity available =190 kW | --> | C15 ex KILMAGIG | Kilmagig [T42] | ARKLOW |  | 52.8802 | -6.3293
MV/LV Substation MA***446Y |  | 10 kV | _ | LV | 200 kVA :Kiosk Substation | 0.2 | --> | 0.2 | 0.2 | 0.45 |  | --> | 0.19 | 0 | 0 | 0 | 0 | Constrained, otherwise capacity available =190 kW | --> | C15 ex KILMAGIG | Kilmagig [T42] | ARKLOW |  | 52.8838 | -6.3352
MV/LV Substation NO***450X |  | 10 kV | _ | LV | 200 kVA :Kiosk Substation | 0.2 | --> | 0.2 | 0.134 | 18.08 |  | --> | 0.19 | 0 | 0 | 0.199 | 0 |  | --> | C21 ex ARKLOW | Arklow [T101,T102] | ARKLOW |  | 52.7979 | -6.148
MV/LV Substation AN***452 |  | 20 kV | _ | LV | 50 kVA :Pole Substation | 0.05 | --> | 0.05 | 0.026 | 0.45 |  | --> | 0.048 | 0 | 0.005 | 0 | 0 | Constrained, otherwise capacity available =47 kW | --> | C15 ex KILMAGIG | Kilmagig [T42] | ARKLOW |  | 52.8425 | -6.3566
MV/LV Substation WO***452Y |  | 10 kV | _ | LV | 50 kVA :Pole Substation | 0.05 | --> | 0.05 | 0.048 | 0.45 |  | --> | 0.048 | 0 | 0 | 0 | 0 | Constrained, otherwise capacity available =48 kW | --> | C12 ex KILMAGIG | Kilmagig [T42] | ARKLOW |  | 52.8312 | -6.2316
MV/LV Substation KI***453Y |  | 10 kV | _ | LV | 50 kVA :Pole Substation | 0.05 | --> | 0.05 | 0 | 0 | Constrained, otherwise capacity available =42 kVA | --> | 0.048 | 0 | 0.005 | 0 | 0 | Constrained, otherwise capacity available =45 kW | --> | C23 ex TINAHASK | Tinahask [T41,T42] | ARKLOW |  | 52.7289 | -6.2945
MV/LV Substation KI***455Y |  | 10 kV | _ | LV | 50 kVA :Pole Substation | 0.05 | --> | 0.05 | 0 | 0 | Constrained, otherwise capacity available =34 kVA | --> | 0.048 | 0 | 0 | 0 | 0 | Constrained, otherwise capacity available =50 kW | --> | C23 ex TINAHASK | Tinahask [T41,T42] | ARKLOW |  | 52.7283 | -6.292
MV/LV Substation AV***457 |  | 10 kV | _ | LV | 100 kVA :Pole Substation | 0.1 | --> | 0.1 | 0.065 | 0.45 |  | --> | 0.095 | 0 | 0 | 0 | 0 | Constrained, otherwise capacity available =100 kW | --> | C12 ex KILMAGIG | Kilmagig [T42] | ARKLOW |  | 52.8615 | -6.2116
MV/LV Substation BA***459 |  | 10 kV | _ | LV | 50 kVA :Pole Substation | 0.05 | --> | 0.05 | 0.043 | 0.45 |  | --> | 0.048 | 0 | 0 | 0 | 0 | Constrained, otherwise capacity available =48 kW | --> | C12 ex KILMAGIG | Kilmagig [T42] | ARKLOW |  | 52.8656 | -6.2197
MV/LV Substation WO***459Y |  | 10 kV | _ | LV | 400 kVA :Kiosk Substation | 0.4 | --> | 0.4 | 0.268 | 18.08 |  | --> | 0.38 | 0 | 0.005 | 0.394 | 0 |  | --> | C22 ex ARKLOW | Arklow [T101,T102] | ARKLOW |  | 52.7975 | -6.1787
MV/LV Substation ID***462X |  | 10 kV | _ | LV | 400 kVA :Kiosk Substation | 0.4 | --> | 0.4 | 0.239 | 18.08 |  | --> | 0.38 | 0 | 0.011 | 0.393 | 0 |  | --> | C22 ex ARKLOW | Arklow [T101,T102] | ARKLOW |  | 52.7893 | -6.1739
MV/LV Substation LE***463Y |  | 10 kV | _ | LV | 400 kVA :Kiosk Substation | 0.4 | --> | 0.4 | 0.382 | 18.08 |  | --> | 0.38 | 0 | 0 | 0.382 | 0 |  | --> | C22 ex ARKLOW | Arklow [T101,T102] | ARKLOW |  | 52.7886 | -6.1766
MV/LV Substation NO***466X |  | 10 kV | _ | LV | 400 kVA :Kiosk Substation | 0.4 | --> | 0.4 | 0.336 | 18.08 |  | --> | 0.38 | 0 | 0 | 0.389 | 0 |  | --> | C21 ex ARKLOW | Arklow [T101,T102] | ARKLOW |  | 52.7969 | -6.1471
MV/LV Substation CA***468Y |  | 10 kV | _ | LV | 200 kVA :Kiosk Substation | 0.2 | --> | 0.2 | 0 | 0 | Constrained, otherwise capacity available =183 kVA | --> | 0.19 | 0 | 0 | 0 | 0 | Constrained, otherwise capacity available =192 kW | --> | C23 ex TINAHASK | Tinahask [T41,T42] | ARKLOW |  | 52.7299 | -6.2821
MV/LV Substation RA***473X |  | 10 kV | _ | LV | 50 kVA :Pole Substation | 0.05 | --> | 0.05 | 0 | 0 | Constrained, otherwise capacity available =43 kVA | --> | 0.048 | 0 | 0 | 0 | 0 | Constrained, otherwise capacity available =48 kW | --> | C23 ex TINAHASK | Tinahask [T41,T42] | ARKLOW |  | 52.7703 | -6.2884
MV/LV Substation CN***481Y |  | 10 kV | _ | LV | 50 kVA :Pole Substation | 0.05 | --> | 0.05 | 0 | 0 | Constrained, otherwise capacity available =34 kVA | --> | 0.048 | 0 | 0.015 | 0 | 0 | Constrained, otherwise capacity available =38 kW | --> | C23 ex TINAHASK | Tinahask [T41,T42] | ARKLOW |  | 52.7678 | -6.2402
MV/LV Substation KN***483X |  | 10 kV | _ | LV | 50 kVA :Pole Substation | 0.05 | --> | 0.05 | 0 | 0 | Constrained, otherwise capacity available =29 kVA | --> | 0.048 | 0 | 0 | 0 | 0 | Constrained, otherwise capacity available =50 kW | --> | C23 ex TINAHASK | Tinahask [T41,T42] | ARKLOW |  | 52.771 | -6.2403
MV/LV Substation BA***486X |  | 10 kV | _ | LV | 50 kVA :Pole Substation | 0.05 | --> | 0.05 | 0 | 0 | Constrained, otherwise capacity available =44 kVA | --> | 0.048 | 0 | 0 | 0 | 0 | Constrained, otherwise capacity available =48 kW | --> | C23 ex TINAHASK | Tinahask [T41,T42] | ARKLOW |  | 52.7728 | -6.2238
MV/LV Substation KI***488Y |  | 10 kV | _ | LV | 630 kVA :Kiosk Substation | 0.63 | --> | 0.63 | 0 | 0 | Constrained, otherwise capacity available =574 kVA | --> | 0.598 | 0 | 0.01 | 0 | 0 | Constrained, otherwise capacity available =599 kW | --> | C12 ex TINAHASK | Tinahask [T41,T42] | ARKLOW |  | 52.7742 | -6.1726
MV/LV Substation RO***490 |  | 20 kV | _ | LV | 50 kVA :Pole Substation | 0.05 | --> | 0.05 | 0 | 0 | Constrained, otherwise capacity available =36 kVA | --> | 0.048 | 0 | 0.036 | 0 | 0 | Constrained, otherwise capacity available =23 kW | --> | E13 ex SHILLELAGH | Shillelagh [T421,T422] | CARLOW |  | 52.7839 | -6.4317
MV/LV Substation GA***492Y |  | 10 kV | _ | LV | 200 kVA :Pole Substation | 0.2 | --> | 0.2 | 0.173 | 18.08 |  | --> | 0.19 | 0 | 0 | 0.194 | 0 |  | --> | C22 ex ARKLOW | Arklow [T101,T102] | ARKLOW |  | 52.8017 | -6.1665
MV/LV Substation ST***495 |  | 20 kV | _ | LV | 50 kVA :Pole Substation | 0.05 | --> | 0.05 | 0 | 0 | Constrained, otherwise capacity available =22 kVA | --> | 0.048 | 0 | 0.007 | 0 | 0 | Constrained, otherwise capacity available =46 kW | --> | E13 ex SHILLELAGH | Shillelagh [T421,T422] | CARLOW |  | 52.7636 | -6.4559
MV/LV Substation HI***499 |  | 20 kV | _ | LV | 50 kVA :Pole Substation | 0.05 | --> | 0.05 | 0 | 0 | Constrained, otherwise capacity available =38 kVA | --> | 0.048 | 0 | 0.028 | 0 | 0 | Constrained, otherwise capacity available =28 kW | --> | E13 ex SHILLELAGH | Shillelagh [T421,T422] | CARLOW |  | 52.748 | -6.4497
MV/LV Substation RI***500Y |  | 10 kV | _ | LV | 630 kVA :Building Structure | 0.63 | --> | 0.63 | 0.5 | 18.08 |  | --> | 0.598 | 0 | 0 | 0.5 | 0 |  | --> | C19 ex ARKLOW | Arklow [T101,T102] | ARKLOW |  | 52.7988 | -6.1577
MV/LV Substation TI***502X |  | 20 kV | _ | LV | 200 kVA :Pole Substation | 0.2 | --> | 0.2 | 0 | 0 | Constrained, otherwise capacity available =136 kVA | --> | 0.19 | 0 | 0.033 | 0 | 0 | Constrained, otherwise capacity available =174 kW | --> | E13 ex SHILLELAGH | Shillelagh [T421,T422] | CARLOW |  | 52.7961 | -6.4554
MV/LV Substation CR***504 |  | 20 kV | _ | LV | 100 kVA :Pole Substation | 0.1 | --> | 0.1 | 0 | 0 | Constrained, otherwise capacity available =86 kVA | --> | 0.095 | 0 | 0 | 0 | 0 | Constrained, otherwise capacity available =97 kW | --> | E13 ex SHILLELAGH | Shillelagh [T421,T422] | CARLOW |  | 52.7644 | -6.4264
MV/LV Substation AV***505Y |  | 10 kV | _ | LV | 200 kVA :Kiosk Substation | 0.2 | --> | 0.2 | 0.197 | 0.45 |  | --> | 0.19 | 0 | 0 | 0 | 0 | Constrained, otherwise capacity available =190 kW | --> | C12 ex KILMAGIG | Kilmagig [T42] | ARKLOW |  | 52.8605 | -6.2122
MV/LV Substation TI***508X |  | 20 kV | _ | LV | 50 kVA :Pole Substation | 0.05 | --> | 0.05 | 0 | 0 | Constrained, otherwise capacity available =50 kVA | --> | 0.048 | 0 | 0 | 0 | 0 | Constrained, otherwise capacity available =48 kW | --> | E13 ex SHILLELAGH | Shillelagh [T421,T422] | CARLOW |  | 52.7904 | -6.4524
MV/LV Substation CH***509X |  | 10 kV | _ | LV | 400 kVA :Kiosk Substation | 0.4 | --> | 0.4 | 0.395 | 18.08 |  | --> | 0.38 | 0 | 0 | 0.381 | 0 |  | --> | C20 ex ARKLOW | Arklow [T101,T102] | ARKLOW |  | 52.8125 | -6.153
MV/LV Substation AR***511X |  | 10 kV | _ | LV | 100 kVA :Pole Substation | 0.1 | --> | 0.1 | 0.076 | 18.08 |  | --> | 0.095 | 0 | 0 | 0.098 | 0 |  | --> | C18 ex ARKLOW | Arklow [T101,T102] | ARKLOW |  | 52.8596 | -6.0748
MV/LV Substation TH***512 |  | 20 kV | _ | LV | 50 kVA :Pole Substation | 0.05 | --> | 0.05 | 0 | 0 | Constrained, otherwise capacity available =47 kVA | --> | 0.048 | 0 | 0 | 0 | 0 | Constrained, otherwise capacity available =48 kW | --> | E13 ex SHILLELAGH | Shillelagh [T421,T422] | CARLOW |  | 52.7957 | -6.4442
MV/LV Substation CA***514Y |  | 10 kV | _ | LV | 400 kVA :Kiosk Substation | 0.4 | --> | 0.4 | 0.363 | 18.08 |  | --> | 0.38 | 0 | 0 | 0.385 | 0 |  | --> | C19 ex ARKLOW | Arklow [T101,T102] | ARKLOW |  | 52.7966 | -6.154
MV/LV Substation CH***519X |  | 10 kV | _ | LV | 400 kVA :Kiosk Substation | 0.4 | --> | 0.4 | 0.368 | 18.08 |  | --> | 0.38 | 0 | 0.019 | 0.37 | 0 |  | --> | C22 ex ARKLOW | Arklow [T101,T102] | ARKLOW |  | 52.7938 | -6.1727
MV/LV Substation BA***522 |  | 20 kV | _ | LV | 50 kVA :Pole Substation | 0.05 | --> | 0.05 | 0 | 0 | Constrained, otherwise capacity available =24 kVA | --> | 0.048 | 0 | 0 | 0 | 0 | Constrained, otherwise capacity available =51 kW | --> | E13 ex SHILLELAGH | Shillelagh [T421,T422] | CARLOW |  | 52.8219 | -6.4285
MV/LV Substation ID***523X |  | 10 kV | _ | LV | 100 kVA :Pole Substation | 0.1 | --> | 0.1 | 0.087 | 0.45 |  | --> | 0.095 | 0 | 0 | 0 | 0 | Constrained, otherwise capacity available =97 kW | --> | C15 ex KILMAGIG | Kilmagig [T42] | ARKLOW |  | 52.8498 | -6.2943
MV/LV Substation MO***524X |  | 10 kV | _ | LV | 100 kVA :Pole Substation | 0.1 | --> | 0.1 | 0 | 0 | Constrained, otherwise capacity available =89 kVA | --> | 0.095 | 0 | 0.011 | 0 | 0 | Constrained, otherwise capacity available =88 kW | --> | C12 ex TINAHASK | Tinahask [T41,T42] | ARKLOW |  | 52.7783 | -6.161
MV/LV Substation DR***525 |  | 20 kV | _ | LV | 50 kVA :Pole Substation | 0.05 | --> | 0.05 | 0 | 0 | Constrained, otherwise capacity available =48 kVA | --> | 0.048 | 0 | 0 | 0 | 0 | Constrained, otherwise capacity available =48 kW | --> | E13 ex SHILLELAGH | Shillelagh [T421,T422] | CARLOW |  | 52.8193 | -6.4099
MV/LV Substation AR***543 |  | 10 kV | _ | LV | 50 kVA :Pole Substation | 0.05 | --> | 0.05 | 0 | 0 | Constrained, otherwise capacity available =43 kVA | --> | 0.048 | 0 | 0 | 0 | 0 | Constrained, otherwise capacity available =48 kW | --> | C23 ex TINAHASK | Tinahask [T41,T42] | ARKLOW |  | 52.7845 | -6.1476
MV/LV Substation GO***544 |  | 10 kV | _ | LV | 200 kVA :Kiosk Substation | 0.2 | --> | 0.2 | 0 | 0 | Constrained, otherwise capacity available =144 kVA | --> | 0.19 | 0 | 0.039 | 0 | 0 | Constrained, otherwise capacity available =169 kW | --> | C26 ex TINAHASK | Tinahask [T41,T42] | ARKLOW |  | 52.7895 | -6.1502
MV/LV Substation KN***547 |  | 10 kV | _ | LV | 100 kVA :Pole Substation | 0.1 | --> | 0.1 | 0 | 0 | Constrained, otherwise capacity available =37 kVA | --> | 0.095 | 0 | 0.006 | 0 | 0 | Constrained, otherwise capacity available =99 kW | --> | C24 ex TINAHASK | Tinahask [T41,T42] | ARKLOW |  | 52.7868 | -6.1628
MV/LV Substation AU***548X |  | 10 kV | _ | LV | 100 kVA :Pole Substation | 0.1 | --> | 0.1 | 0.093 | 0.45 |  | --> | 0.095 | 0 | 0 | 0 | 0 | Constrained, otherwise capacity available =96 kW | --> | C15 ex KILMAGIG | Kilmagig [T42] | ARKLOW |  | 52.856 | -6.3306
MV/LV Substation BA***549 |  | 20 kV | _ | LV | 50 kVA :Pole Substation | 0.05 | --> | 0.05 | 0 | 0 | Constrained, otherwise capacity available =44 kVA | --> | 0.048 | 0 | 0 | 0 | 0 | Constrained, otherwise capacity available =48 kW | --> | E13 ex SHILLELAGH | Shillelagh [T421,T422] | CARLOW |  | 52.813 | -6.4035
MV/LV Substation AQ***552X |  | 10 kV | _ | LV | 100 kVA :Pole Substation | 0.1 | --> | 0.1 | 0.084 | 18.08 |  | --> | 0.095 | 0 | 0.011 | 0.089 | 0 |  | --> | C22 ex ARKLOW | Arklow [T101,T102] | ARKLOW |  | 52.7879 | -6.1743
MV/LV Substation BA***553 |  | 10 kV | _ | LV | 50 kVA :Pole Substation | 0.05 | --> | 0.05 | 0 | 0 | Constrained, otherwise capacity available =34 kVA | --> | 0.048 | 0 | 0.016 | 0 | 0 | Constrained, otherwise capacity available =38 kW | --> | C23 ex TINAHASK | Tinahask [T41,T42] | ARKLOW |  | 52.7976 | -6.2343
MV/LV Substation VA***553X |  | 10 kV | _ | LV | 50 kVA :Pole Substation | 0.05 | --> | 0.05 | 0.042 | 18.08 |  | --> | 0.048 | 0 | 0 | 0.048 | 0 |  | --> | C22 ex ARKLOW | Arklow [T101,T102] | ARKLOW |  | 52.8054 | -6.1745
MV/LV Substation BA***582 |  | 10 kV | _ | LV | 50 kVA :Pole Substation | 0.05 | --> | 0.05 | 0.03 | 18.08 |  | --> | 0.048 | 0 | 0 | 0.05 | 0 |  | --> | C18 ex ARKLOW | Arklow [T101,T102] | ARKLOW |  | 52.8437 | -6.1202
MV/LV Substation GL***604 |  | 10 kV | _ | LV | 200 kVA :Pole Substation | 0.2 | --> | 0.2 | 0.166 | 18.08 |  | --> | 0.19 | 0 | 0 | 0.195 | 0 |  | --> | C19 ex ARKLOW | Arklow [T101,T102] | ARKLOW |  | 52.8117 | -6.1509
MV/LV Substation IR***626 |  | 10 kV | _ | LV | 50 kVA :Pole Substation | 0.05 | --> | 0.05 | 0.05 | 0.45 |  | --> | 0.048 | 0 | 0 | 0 | 0 | Constrained, otherwise capacity available =48 kW | --> | C12 ex KILMAGIG | Kilmagig [T42] | ARKLOW |  | 52.8333 | -6.2411
MV/LV Substation MO***627 |  | 10 kV | _ | LV | 50 kVA :Pole Substation | 0.05 | --> | 0.05 | 0 | 0 | Constrained, otherwise capacity available =40 kVA | --> | 0.048 | 0 | 0 | 0 | 0 | Constrained, otherwise capacity available =49 kW | --> | C23 ex TINAHASK | Tinahask [T41,T42] | ARKLOW |  | 52.7807 | -6.1735
MV/LV Substation BA***628 |  | 10 kV | _ | LV | 400 kVA :Kiosk Substation | 0.4 | --> | 0.4 | 0 | 0 | Constrained, otherwise capacity available =397 kVA | --> | 0.38 | 0 | 0 | 0 | 0 | Constrained, otherwise capacity available =380 kW | --> | C23 ex TINAHASK | Tinahask [T41,T42] | ARKLOW |  | 52.7794 | -6.1815
MV/LV Substation EC***637 |  | 10 kV | _ | LV | 50 kVA :Pole Substation | 0.05 | --> | 0.05 | 0 | 0 | Constrained, otherwise capacity available =45 kVA | --> | 0.048 | 0 | 0 | 0 | 0 | Constrained, otherwise capacity available =48 kW | --> | C23 ex TINAHASK | Tinahask [T41,T42] | ARKLOW |  | 52.7892 | -6.2093
MV/LV Substation SL***648 |  | 10 kV | _ | LV | 50 kVA :Pole Substation | 0.05 | --> | 0.05 | 0 | 0 | Constrained, otherwise capacity available =49 kVA | --> | 0.048 | 0 | 0 | 0 | 0 | Constrained, otherwise capacity available =48 kW | --> | C23 ex TINAHASK | Tinahask [T41,T42] | ARKLOW |  | 52.7893 | -6.2444
MV/LV Substation KI***680 |  | 10 kV | _ | LV | 50 kVA :Pole Substation | 0.05 | --> | 0.05 | 0.045 | 18.08 |  | --> | 0.048 | 0 | 0 | 0.048 | 0 |  | --> | C13 ex ARKLOW | Arklow [T101,T102] | ARKLOW |  | 52.8473 | -6.1965
MV/LV Substation HY***684 |  | 10 kV | _ | LV | 200 kVA :Pole Substation | 0.2 | --> | 0.2 | 0 | 0 | Constrained, otherwise capacity available =192 kVA | --> | 0.19 | 0 | 0 | 0 | 0 | Constrained, otherwise capacity available =191 kW | --> | C23 ex TINAHASK | Tinahask [T41,T42] | ARKLOW |  | 52.7338 | -6.2111
MV/LV Substation CO***690 |  | 10 kV | _ | LV | 200 kVA :Pole Substation | 0.2 | --> | 0.2 | 0 | 0 | Constrained, otherwise capacity available =141 kVA | --> | 0.19 | 0 | 0.008 | 0 | 0 | Constrained, otherwise capacity available =192 kW | --> | C23 ex TINAHASK | Tinahask [T41,T42] | ARKLOW |  | 52.7644 | -6.2352
MV/LV Substation BA***701 |  | 10 kV | _ | LV | 50 kVA :Pole Substation | 0.05 | --> | 0.05 | 0 | 0 | Constrained, otherwise capacity available =31 kVA | --> | 0.048 | 0 | 0.015 | 0 | 0 | Constrained, otherwise capacity available =39 kW | --> | C23 ex TINAHASK | Tinahask [T41,T42] | ARKLOW |  | 52.7511 | -6.2151
MV/LV Substation IN***706 |  | 10 kV | _ | LV | 33 kVA :Pole Substation | 0.033 | --> | 0.033 | 0 | 0 | Constrained, otherwise capacity available =25 kVA | --> | 0.031 | 0 | 0 | 0 | 0 | Constrained, otherwise capacity available =32 kW | --> | C23 ex TINAHASK | Tinahask [T41,T42] | ARKLOW |  | 52.7358 | -6.2382
MV/LV Substation CO***715 |  | 10 kV | _ | LV | 200 kVA :Pole Substation | 0.2 | --> | 0.2 | 0 | 0 | Constrained, otherwise capacity available =139 kVA | --> | 0.19 | 0 | 0.01 | 0 | 0 | Constrained, otherwise capacity available =191 kW | --> | C23 ex TINAHASK | Tinahask [T41,T42] | ARKLOW |  | 52.764 | -6.2391
MV/LV Substation AV***717 |  | 10 kV | _ | LV | 50 kVA :Pole Substation | 0.05 | --> | 0.05 | 0.013 | 0.45 |  | --> | 0.048 | 0 | 0 | 0 | 0 | Constrained, otherwise capacity available =52 kW | --> | C12 ex KILMAGIG | Kilmagig [T42] | ARKLOW |  | 52.8552 | -6.2158
MV/LV Substation KI***723 |  | 10 kV | _ | LV | 400 kVA :Kiosk Substation | 0.4 | --> | 0.4 | 0 | 0 | Constrained, otherwise capacity available =352 kVA | --> | 0.38 | 0 | 0.011 | 0 | 0 | Constrained, otherwise capacity available =378 kW | --> | C23 ex TINAHASK | Tinahask [T41,T42] | ARKLOW |  | 52.7319 | -6.2868
MV/LV Substation LI***724 |  | 10 kV | _ | LV | 50 kVA :Pole Substation | 0.05 | --> | 0.05 | 0 | 0 | Constrained, otherwise capacity available =43 kVA | --> | 0.048 | 0 | 0.004 | 0 | 0 | Constrained, otherwise capacity available =46 kW | --> | C23 ex TINAHASK | Tinahask [T41,T42] | ARKLOW |  | 52.7326 | -6.2936
MV/LV Substation TO***734 |  | 10 kV | _ | LV | 50 kVA :Pole Substation | 0.05 | --> | 0.05 | 0 | 0 | Constrained, otherwise capacity available =48 kVA | --> | 0.048 | 0 | 0 | 0 | 0 | Constrained, otherwise capacity available =48 kW | --> | C23 ex TINAHASK | Tinahask [T41,T42] | ARKLOW |  | 52.7633 | -6.2968
MV/LV Substation PA***742 |  | 10 kV | _ | LV | 50 kVA :Pole Substation | 0.05 | --> | 0.05 | 0 | 0 | Constrained, otherwise capacity available =30 kVA | --> | 0.048 | 0 | 0 | 0 | 0 | Constrained, otherwise capacity available =50 kW | --> | C23 ex TINAHASK | Tinahask [T41,T42] | ARKLOW |  | 52.7461 | -6.3287
MV/LV Substation MA***764 |  | 10 kV | _ | LV | 50 kVA :Pole Substation | 0.05 | --> | 0.05 | 0.037 | 0.45 |  | --> | 0.048 | 0 | 0.011 | 0 | 0 | Constrained, otherwise capacity available =41 kW | --> | C15 ex KILMAGIG | Kilmagig [T42] | ARKLOW |  | 52.8754 | -6.3299
MV/LV Substation SC***789 |  | 10 kV | _ | LV | 50 kVA :Pole Substation | 0.05 | --> | 0.05 | 0 | 0 | Constrained, otherwise capacity available =46 kVA | --> | 0.048 | 0 | 0 | 0 | 0 | Constrained, otherwise capacity available =48 kW | --> | C23 ex TINAHASK | Tinahask [T41,T42] | ARKLOW |  | 52.7546 | -6.2101
MV/LV Substation NE***795 |  | 10 kV | _ | LV | 200 kVA :Pole Substation | 0.2 | --> | 0.2 | 0 | 0 | Constrained, otherwise capacity available =192 kVA | --> | 0.19 | 0 | 0 | 0 | 0 | Constrained, otherwise capacity available =191 kW | --> | C23 ex TINAHASK | Tinahask [T41,T42] | ARKLOW |  | 52.7721 | -6.2402
MV/LV Substation CO***798 |  | 10 kV | _ | LV | 100 kVA :Pole Substation | 0.1 | --> | 0.1 | 0 | 0 | Constrained, otherwise capacity available =52 kVA | --> | 0.095 | 0 | 0.025 | 0 | 0 | Constrained, otherwise capacity available =83 kW | --> | C23 ex TINAHASK | Tinahask [T41,T42] | ARKLOW |  | 52.7655 | -6.2358
MV/LV Substation BA***806 |  | 10 kV | _ | LV | 50 kVA :Pole Substation | 0.05 | --> | 0.05 | 0 | 0 | Constrained, otherwise capacity available =37 kVA | --> | 0.048 | 0 | 0 | 0 | 0 | Constrained, otherwise capacity available =49 kW | --> | C12 ex TINAHASK | Tinahask [T41,T42] | ARKLOW |  | 52.7481 | -6.1995
MV/LV Substation FI***814 |  | 10 kV | _ | LV | 50 kVA :Pole Substation | 0.05 | --> | 0.05 | 0.036 | 0.45 |  | --> | 0.048 | 0 | 0.006 | 0 | 0 | Constrained, otherwise capacity available =45 kW | --> | C12 ex KILMAGIG | Kilmagig [T42] | ARKLOW |  | 52.835 | -6.2462
MV/LV Substation BA***815 |  | 10 kV | _ | LV | 50 kVA :Pole Substation | 0.05 | --> | 0.05 | 0.047 | 18.08 |  | --> | 0.048 | 0 | 0 | 0.048 | 0 |  | --> | C22 ex ARKLOW | Arklow [T101,T102] | ARKLOW |  | 52.8005 | -6.1725
MV/LV Substation YA***816 |  | 10 kV | _ | LV | 50 kVA :Pole Substation | 0.05 | --> | 0.05 | 0.04 | 18.08 |  | --> | 0.048 | 0 | 0 | 0.049 | 0 |  | --> | C22 ex ARKLOW | Arklow [T101,T102] | ARKLOW |  | 52.7998 | -6.1712
MV/LV Substation SH***819 |  | 10 kV | _ | LV | 50 kVA :Pole Substation | 0.05 | --> | 0.05 | 0.032 | 18.08 |  | --> | 0.048 | 0 | 0 | 0.05 | 0 |  | --> | C13 ex ARKLOW | Arklow [T101,T102] | ARKLOW |  | 52.8252 | -6.1763
MV/LV Substation SH***822 |  | 10 kV | _ | LV | 50 kVA :Pole Substation | 0.05 | --> | 0.05 | 0.042 | 18.08 |  | --> | 0.048 | 0 | 0 | 0.049 | 0 |  | --> | C13 ex ARKLOW | Arklow [T101,T102] | ARKLOW |  | 52.8286 | -6.1903
MV/LV Substation LI***872 |  | 10 kV | _ | LV | 50 kVA :Pole Substation | 0.05 | --> | 0.05 | 0 | 0 | Constrained, otherwise capacity available =47 kVA | --> | 0.048 | 0 | 0 | 0 | 0 | Constrained, otherwise capacity available =48 kW | --> | C23 ex TINAHASK | Tinahask [T41,T42] | ARKLOW |  | 52.7335 | -6.2994
MV/LV Substation IN***875 |  | 10 kV | _ | LV | 100 kVA :Pole Substation | 0.1 | --> | 0.1 | 0 | 0 | Constrained, otherwise capacity available =37 kVA | --> | 0.095 | 0 | 0.005 | 0 | 0 | Constrained, otherwise capacity available =100 kW | --> | C23 ex TINAHASK | Tinahask [T41,T42] | ARKLOW |  | 52.7406 | -6.2359
MV/LV Substation MO***876 |  | 10 kV | _ | LV | 100 kVA :Pole Substation | 0.1 | --> | 0.1 | 0 | 0 | Constrained, otherwise capacity available =90 kVA | --> | 0.095 | 0 | 0 | 0 | 0 | Constrained, otherwise capacity available =96 kW | --> | C23 ex TINAHASK | Tinahask [T41,T42] | ARKLOW |  | 52.7858 | -6.2739
MV/LV Substation CO***886 |  | 20 kV | _ | LV | 200 kVA :Pole Substation | 0.2 | --> | 0.2 | 0 | 0 | Constrained, otherwise capacity available =101 kVA | --> | 0.19 | 0 | 0 | 0 | 0 | Constrained, otherwise capacity available =203 kW | --> | E13 ex SHILLELAGH | Shillelagh [T421,T422] | CARLOW |  | 52.7555 | -6.4645
MV/LV Substation KI***891 |  | 10 kV | _ | LV | 200 kVA :Pole Substation | 0.2 | --> | 0.2 | 0.165 | 0.45 |  | --> | 0.19 | 0 | 0.013 | 0 | 0 | Constrained, otherwise capacity available =185 kW | --> | C15 ex KILMAGIG | Kilmagig [T42] | ARKLOW |  | 52.8528 | -6.3209
MV/LV Substation SH***905 |  | 10 kV | _ | LV | 50 kVA :Pole Substation | 0.05 | --> | 0.05 | 0.048 | 18.08 |  | --> | 0.048 | 0 | 0 | 0.048 | 0 |  | --> | C13 ex ARKLOW | Arklow [T101,T102] | ARKLOW |  | 52.8209 | -6.1785
MV/LV Substation BO***920 |  | 10 kV | _ | LV | 100 kVA :Pole Substation | 0.1 | --> | 0.1 | 0 | 0 | Constrained, otherwise capacity available =96 kVA | --> | 0.095 | 0 | 0 | 0 | 0 | Constrained, otherwise capacity available =96 kW | --> | C23 ex TINAHASK | Tinahask [T41,T42] | ARKLOW |  | 52.729 | -6.2428
MV/LV Substation BA***924 |  | 10 kV | _ | LV | 50 kVA :Pole Substation | 0.05 | --> | 0.05 | 0.039 | 0.45 |  | --> | 0.048 | 0 | 0 | 0 | 0 | Constrained, otherwise capacity available =49 kW | --> | C12 ex KILMAGIG | Kilmagig [T42] | ARKLOW |  | 52.8661 | -6.2244
MV/LV Substation SH***925 |  | 10 kV | _ | LV | 200 kVA :Kiosk Substation | 0.2 | --> | 0.2 | 0.087 | 18.08 |  | --> | 0.19 | 0 | 0.011 | 0.197 | 0 |  | --> | C13 ex ARKLOW | Arklow [T101,T102] | ARKLOW |  | 52.8162 | -6.1918
MV/LV Substation GL***926 |  | 10 kV | _ | LV | 100 kVA :Pole Substation | 0.1 | --> | 0.1 | 0.099 | 18.08 |  | --> | 0.095 | 0 | 0 | 0.095 | 0 |  | --> | C13 ex ARKLOW | Arklow [T101,T102] | ARKLOW |  | 52.8092 | -6.1959
MV/LV Substation BA***927 |  | 10 kV | _ | LV | 100 kVA :Pole Substation | 0.1 | --> | 0.1 | 0.088 | 18.08 |  | --> | 0.095 | 0 | 0 | 0.097 | 0 |  | --> | C22 ex ARKLOW | Arklow [T101,T102] | ARKLOW |  | 52.7951 | -6.1894
MV/LV Substation LU***929 |  | 20 kV | _ | LV | 50 kVA :Pole Substation | 0.05 | --> | 0.05 | 0 | 0 |  | --> | 0.048 | 0 | 0.006 | 0 | 0 | Constrained, otherwise capacity available =50 kW | --> | E13 ex SHILLELAGH | Shillelagh [T421,T422] | CARLOW |  | 52.7937 | -6.4541
MV/LV Substation MI***932 |  | 10 kV | _ | LV | 100 kVA :Pole Substation | 0.1 | --> | 0.1 | 0.094 | 18.08 |  | --> | 0.095 | 0 | 0 | 0.096 | 0 |  | --> | C13 ex ARKLOW | Arklow [T101,T102] | ARKLOW |  | 52.8434 | -6.1932
MV/LV Substation MO***951 |  | 10 kV | _ | LV | 50 kVA :Pole Substation | 0.05 | --> | 0.05 | 0.032 | 18.08 |  | --> | 0.048 | 0 | 0.01 | 0.042 | 0 |  | --> | C19 ex ARKLOW | Arklow [T101,T102] | ARKLOW |  | 52.8091 | -6.1532
MV/LV Substation GE***001 |  | 10 kV | _ | LV | 630 kVA :Kiosk Substation | 0.63 | --> | 0.63 | 0.248 | 3.03 |  | --> | 0.598 | 0 | 0.01 | 0 | 0 | Constrained, otherwise capacity available =641 kW | --> | C24 ex RAMSTOWN | Ramstown [T41,T42] | CRANE |  | 52.6766 | -6.2951
MV/LV Substation TA***002 |  | 10 kV | _ | LV | 630 kVA :Kiosk Substation | 0.63 | --> | 0.63 | 0.5 | 3.03 |  | --> | 0.598 | 0 | 0 | 0 | 0 | Constrained, otherwise capacity available =605 kW | --> | C17 ex RAMSTOWN | Ramstown [T41,T42] | CRANE |  | 52.6664 | -6.3064
MV/LV Substation CL***005 |  | 10 kV | _ | LV | 400 kVA :Kiosk Substation | 0.4 | --> | 0.4 | 0 | 0 | Constrained, otherwise capacity available =311 kVA | --> | 0.38 | 0 | 0.02 | 0 | 0 | Constrained, otherwise capacity available =377 kW | --> | C14 ex GARDEN CITY | Garden City [T41,T42] | ARKLOW |  | 52.6771 | -6.2799
MV/LV Substation TA***005Y |  | 10 kV | _ | LV | 100 kVA :Pole Substation | 0.1 | --> | 0.1 | 0 | 0 | Constrained, otherwise capacity available =87 kVA | --> | 0.095 | 0 | 0.005 | 0 | 0 | Constrained, otherwise capacity available =93 kW | --> | C11 ex GARDEN CITY | Garden City [T41,T42] | ARKLOW |  | 52.7069 | -6.2126
MV/LV Substation TH***007 |  | 10 kV | _ | LV | 630 kVA :Kiosk Substation | 0.63 | --> | 0.63 | 0.5 | 3.03 |  | --> | 0.598 | 0 | 0.02 | 0 | 0 | Constrained, otherwise capacity available =597 kW | --> | C24 ex RAMSTOWN | Ramstown [T41,T42] | CRANE |  | 52.6725 | -6.296
MV/LV Substation ST***009 |  | 10 kV | _ | LV | 200 kVA :Pole Substation | 0.2 | --> | 0.2 | 0 | 0 | Constrained, otherwise capacity available =200 kVA | --> | 0.19 | 0 | 0 | 0 | 0 | Constrained, otherwise capacity available =190 kW | --> | C11 ex GARDEN CITY | Garden City [T41,T42] | ARKLOW |  | 52.6875 | -6.2843
MV/LV Substation CO***010 |  | 10 kV | _ | LV | 50 kVA :Pole Substation | 0.05 | --> | 0.05 | 0 | 0 | Constrained, otherwise capacity available =43 kVA | --> | 0.048 | 0 | 0.008 | 0 | 0 | Constrained, otherwise capacity available =42 kW | --> | C11 ex GARDEN CITY | Garden City [T41,T42] | ARKLOW |  | 52.6932 | -6.2895
MV/LV Substation ST***011 |  | 10 kV | _ | LV | 400 kVA :Kiosk Substation | 0.4 | --> | 0.4 | 0 | 0 | Constrained, otherwise capacity available =126 kVA | --> | 0.38 | 0 | 0.022 | 0 | 0 | Constrained, otherwise capacity available =399 kW | --> | C15 ex GARDEN CITY | Garden City [T41,T42] | ARKLOW |  | 52.6753 | -6.2891
MV/LV Substation MC***013 |  | 10 kV | _ | LV | 400 kVA :Kiosk Substation | 0.4 | --> | 0.4 | 0.298 | 3.03 |  | --> | 0.38 | 0 | 0.008 | 0 | 0 | Constrained, otherwise capacity available =388 kW | --> | C24 ex RAMSTOWN | Ramstown [T41,T42] | CRANE |  | 52.6734 | -6.3015
MV/LV Substation CL***013X |  | 10 kV | _ | LV | 400 kVA :Kiosk Substation | 0.4 | --> | 0.4 | 0 | 0 | Constrained, otherwise capacity available =65 kVA | --> | 0.38 | 0 | 0 | 0 | 0 | Constrained, otherwise capacity available =417 kW | --> | C14 ex GARDEN CITY | Garden City [T41,T42] | ARKLOW |  | 52.6808 | -6.278
MV/LV Substation OA***014Y |  | 20 kV | _ | LV | 200 kVA :Building Structure | 0.2 | --> | 0.2 | 0.162 | 17.8 |  | --> | 0.19 | 0 | 0 | 0.195 | 0 |  | --> | E13 ex BANOGE | Banoge [T121,T122] | BANOGE |  | 52.6347 | -6.2741
MV/LV Substation CL***015Y |  | 10 kV | _ | LV | 400 kVA :Kiosk Substation | 0.4 | --> | 0.4 | 0 | 0 | Constrained, otherwise capacity available =379 kVA | --> | 0.38 | 0 | 0.012 | 0 | 0 | Constrained, otherwise capacity available =374 kW | --> | C11 ex GARDEN CITY | Garden City [T41,T42] | ARKLOW |  | 52.6769 | -6.2749
MV/LV Substation CL***016 |  | 10 kV | _ | LV | 200 kVA :Kiosk Substation | 0.2 | --> | 0.2 | 0 | 0 | Constrained, otherwise capacity available =22 kVA | --> | 0.19 | 0 | 0.025 | 0 | 0 | Constrained, otherwise capacity available =194 kW | --> | C14 ex GARDEN CITY | Garden City [T41,T42] | ARKLOW |  | 52.6781 | -6.2745
MV/LV Substation ZU***019 |  | 10 kV | _ | LV | 100 kVA :Pole Substation | 0.1 | --> | 0.1 | 0.084 | 17.8 |  | --> | 0.095 | 0 | 0.009 | 0.09 | 0 |  | --> | E24 ex BANOGE | Banoge [T121,T122] | BANOGE |  | 52.6726 | -6.2176
MV/LV Substation WO***024Y |  | 10 kV | _ | LV | 400 kVA :Kiosk Substation | 0.4 | --> | 0.4 | 0 | 0 | Constrained, otherwise capacity available =326 kVA | --> | 0.38 | 0 | 0.011 | 0 | 0 | Constrained, otherwise capacity available =382 kW | --> | C11 ex GARDEN CITY | Garden City [T41,T42] | ARKLOW |  | 52.6849 | -6.2921
MV/LV Substation WO***025Y |  | 10 kV | _ | LV | 630 kVA :Kiosk Substation | 0.63 | --> | 0.63 | 0 | 0 | Constrained, otherwise capacity available =630 kVA | --> | 0.598 | 0 | 0 | 0 | 0 | Constrained, otherwise capacity available =598 kW | --> | C11 ex GARDEN CITY | Garden City [T41,T42] | ARKLOW |  | 52.684 | -6.291
MV/LV Substation AS***026Y |  | 10 kV | _ | LV | 100 kVA :Pole Substation | 0.1 | --> | 0.1 | 0 | 0 | Constrained, otherwise capacity available =52 kVA | --> | 0.095 | 0 | 0 | 0 | 0 | Constrained, otherwise capacity available =101 kW | --> | C11 ex GARDEN CITY | Garden City [T41,T42] | ARKLOW |  | 52.7015 | -6.2656
MV/LV Substation WO***028 |  | 20 kV | _ | LV | 200 kVA :Pole Substation | 0.2 | --> | 0.2 | 0 | 0 | Constrained, otherwise capacity available =75 kVA | --> | 0.19 | 0 | 0 | 0 | 0 | Constrained, otherwise capacity available =206 kW | --> | E19 ex SHILLELAGH | Shillelagh [T421,T422] | CARLOW |  | 52.7079 | -6.4972
MV/LV Substation WO***030 |  | 20 kV | _ | LV | 630 kVA :Kiosk Substation | 0.63 | --> | 0.63 | 0 | 0 | Constrained, otherwise capacity available =461 kVA | --> | 0.598 | 0 | 0.021 | 0 | 0 | Constrained, otherwise capacity available =606 kW | --> | E19 ex SHILLELAGH | Shillelagh [T421,T422] | CARLOW |  | 52.7101 | -6.5016
MV/LV Substation PR***030Y |  | 10 kV | _ | LV | 50 kVA :Pole Substation | 0.05 | --> | 0.05 | 0.05 | 17.8 |  | --> | 0.048 | 0 | 0 | 0.048 | 0 |  | --> | E24 ex BANOGE | Banoge [T121,T122] | BANOGE |  | 52.6773 | -6.2315
MV/LV Substation CA***031 |  | 20 kV | _ | LV | 200 kVA :Pole Substation | 0.2 | --> | 0.2 | 0 | 0 | Constrained, otherwise capacity available =150 kVA | --> | 0.19 | 0 | 0.005 | 0 | 0 | Constrained, otherwise capacity available =193 kW | --> | E19 ex SHILLELAGH | Shillelagh [T421,T422] | CARLOW |  | 52.7106 | -6.4917
MV/LV Substation PA***032 |  | 10 kV | _ | LV | 100 kVA :Pole Substation | 0.1 | --> | 0.1 | 0 | 0 | Constrained, otherwise capacity available =8 kVA | --> | 0.095 | 0 | 0.023 | 0 | 0 | Constrained, otherwise capacity available =90 kW | --> | C11 ex GARDEN CITY | Garden City [T41,T42] | ARKLOW |  | 52.6792 | -6.2956
MV/LV Substation BA***033 |  | 10 kV | _ | LV | 400 kVA :Kiosk Substation | 0.4 | --> | 0.4 | 0 | 0 | Constrained, otherwise capacity available =317 kVA | --> | 0.38 | 0 | 0.128 | 0 | 0 | Constrained, otherwise capacity available =296 kW | --> | C11 ex GARDEN CITY | Garden City [T41,T42] | ARKLOW |  | 52.6834 | -6.2885
MV/LV Substation CO***034 |  | 10 kV | _ | LV | 400 kVA :Kiosk Substation | 0.4 | --> | 0.4 | 0 | 0 | Constrained, otherwise capacity available =332 kVA | --> | 0.38 | 0 | 0.032 | 0 | 0 | Constrained, otherwise capacity available =366 kW | --> | C11 ex GARDEN CITY | Garden City [T41,T42] | ARKLOW |  | 52.6782 | -6.2987
MV/LV Substation GO***035 |  | 10 kV | _ | LV | 200 kVA :Pole Substation | 0.2 | --> | 0.2 | 0 | 0 | Constrained, otherwise capacity available =132 kVA | --> | 0.19 | 0 | 0.005 | 0 | 0 | Constrained, otherwise capacity available =195 kW | --> | C14 ex GARDEN CITY | Garden City [T41,T42] | ARKLOW |  | 52.6758 | -6.2861
MV/LV Substation FO***036 |  | 20 kV | _ | LV | 400 kVA :Kiosk Substation | 0.4 | --> | 0.4 | 0.362 | 17.8 |  | --> | 0.38 | 0 | 0.013 | 0.376 | 0 |  | --> | E21 ex BANOGE | Banoge [T121,T122] | BANOGE |  | 52.6755 | -6.3094
MV/LV Substation BA***037 |  | 20 kV | _ | LV | 200 kVA :Pole Substation | 0.2 | --> | 0.2 | 0.162 | 17.8 |  | --> | 0.19 | 0 | 0.003 | 0.193 | 0 |  | --> | E19 ex BANOGE | Banoge [T121,T122] | BANOGE |  | 52.6087 | -6.3105
MV/LV Substation TE***037X |  | 10 kV | _ | LV | 400 kVA :Building Structure | 0.4 | --> | 0.4 | 0 | 0 | Constrained, otherwise capacity available =289 kVA | --> | 0.38 | 0 | 0.005 | 0 | 0 | Constrained, otherwise capacity available =391 kW | --> | C14 ex GARDEN CITY | Garden City [T41,T42] | ARKLOW |  | 52.6742 | -6.286
MV/LV Substation AL***038 |  | 10 kV | _ | LV | 200 kVA :Pole Substation | 0.2 | --> | 0.2 | 0 | 0 | Constrained, otherwise capacity available =165 kVA | --> | 0.19 | 0 | 0 | 0 | 0 | Constrained, otherwise capacity available =195 kW | --> | C11 ex GARDEN CITY | Garden City [T41,T42] | ARKLOW |  | 52.6808 | -6.2976
MV/LV Substation WO***039 |  | 20 kV | _ | LV | 200 kVA :Pole Substation | 0.2 | --> | 0.2 | 0.142 | 17.8 |  | --> | 0.19 | 0 | 0.019 | 0.184 | 0 |  | --> | E13 ex BANOGE | Banoge [T121,T122] | BANOGE |  | 52.6447 | -6.2345
MV/LV Substation CO***039X |  | 20 kV | _ | LV | 50 kVA :Pole Substation | 0.05 | --> | 0.05 | 0.05 | 17.8 |  | --> | 0.048 | 0 | 0 | 0.048 | 0 |  | --> | E21 ex BANOGE | Banoge [T121,T122] | BANOGE |  | 52.6629 | -6.319
MV/LV Substation CA***040X |  | 20 kV | _ | LV | 100 kVA :Pole Substation | 0.1 | --> | 0.1 | 0.096 | 17.8 |  | --> | 0.095 | 0 | 0 | 0.096 | 0 |  | --> | E22 ex BANOGE | Banoge [T121,T122] | BANOGE |  | 52.6701 | -6.4308
MV/LV Substation CL***043 |  | 10 kV | _ | LV | 50 kVA :Pole Substation | 0.05 | --> | 0.05 | 0 | 0 | Constrained, otherwise capacity available =46 kVA | --> | 0.048 | 0 | 0 | 0 | 0 | Constrained, otherwise capacity available =48 kW | --> | C11 ex GARDEN CITY | Garden City [T41,T42] | ARKLOW |  | 52.7147 | -6.2722
MV/LV Substation ME***046Y |  | 10 kV | _ | LV | 400 kVA :Kiosk Substation | 0.4 | --> | 0.4 | 0.379 | 3.03 |  | --> | 0.38 | 0 | 0 | 0 | 0 | Constrained, otherwise capacity available =383 kW | --> | C17 ex RAMSTOWN | Ramstown [T41,T42] | CRANE |  | 52.668 | -6.2961
MV/LV Substation WE***048 |  | 20 kV | _ | LV | 100 kVA :Pole Substation | 0.1 | --> | 0.1 | 0.079 | 17.8 |  | --> | 0.095 | 0 | 0.01 | 0.09 | 0 |  | --> | E21 ex BANOGE | Banoge [T121,T122] | BANOGE |  | 52.6733 | -6.311
MV/LV Substation BA***050 |  | 10 kV | _ | LV | 200 kVA :Kiosk Substation | 0.2 | --> | 0.2 | 0 | 0 | Constrained, otherwise capacity available =182 kVA | --> | 0.19 | 0 | 0.01 | 0 | 0 | Constrained, otherwise capacity available =185 kW | --> | C11 ex GARDEN CITY | Garden City [T41,T42] | ARKLOW |  | 52.7216 | -6.2379
MV/LV Substation RA***052Y |  | 10 kV | _ | LV | 400 kVA :Kiosk Substation | 0.4 | --> | 0.4 | 0 | 0 | Constrained, otherwise capacity available =345 kVA | --> | 0.38 | 0 | 0.018 | 0 | 0 | Constrained, otherwise capacity available =374 kW | --> | C11 ex GARDEN CITY | Garden City [T41,T42] | ARKLOW |  | 52.6832 | -6.291
MV/LV Substation BI***053 |  | 10 kV | _ | LV | 100 kVA :Pole Substation | 0.1 | --> | 0.1 | 0 | 0 | Constrained, otherwise capacity available =81 kVA | --> | 0.095 | 0 | 0.019 | 0 | 0 | Constrained, otherwise capacity available =83 kW | --> | C11 ex GARDEN CITY | Garden City [T41,T42] | ARKLOW |  | 52.688 | -6.2934
MV/LV Substation WE***056X |  | 10 kV | _ | LV | 630 kVA :Kiosk Substation | 0.63 | --> | 0.63 | 0.5 | 3.03 |  | --> | 0.598 | 0 | 0.1 | 0 | 0 | Constrained, otherwise capacity available =532 kW | --> | C24 ex RAMSTOWN | Ramstown [T41,T42] | CRANE |  | 52.6714 | -6.296
MV/LV Substation TA***058 |  | 10 kV | _ | LV | 200 kVA :Pole Substation | 0.2 | --> | 0.2 | 0.168 | 17.8 |  | --> | 0.19 | 0 | 0 | 0.194 | 0 |  | --> | E24 ex BANOGE | Banoge [T121,T122] | BANOGE |  | 52.6709 | -6.225
MV/LV Substation BO***059X |  | 20 kV | _ | LV | 100 kVA :Pole Substation | 0.1 | --> | 0.1 | 0.094 | 17.8 |  | --> | 0.095 | 0 | 0 | 0.096 | 0 |  | --> | E22 ex BANOGE | Banoge [T121,T122] | BANOGE |  | 52.6455 | -6.427
MV/LV Substation PE***064Y |  | 10 kV | _ | LV | 630 kVA :Kiosk Substation | 0.63 | --> | 0.63 | 0 | 0 | Constrained, otherwise capacity available =556 kVA | --> | 0.598 | 0 | 0.011 | 0 | 0 | Constrained, otherwise capacity available =600 kW | --> | C11 ex GARDEN CITY | Garden City [T41,T42] | ARKLOW |  | 52.6789 | -6.3047
MV/LV Substation GO***065 |  | 10 kV | _ | LV | 100 kVA :Pole Substation | 0.1 | --> | 0.1 | 0.073 | 17.8 |  | --> | 0.095 | 0 | 0 | 0.099 | 0 |  | --> | E24 ex BANOGE | Banoge [T121,T122] | BANOGE |  | 52.6589 | -6.2318
MV/LV Substation GL***066 |  | 10 kV | _ | LV | 50 kVA :Pole Substation | 0.05 | --> | 0.05 | 0.049 | 17.8 |  | --> | 0.048 | 0 | 0 | 0.048 | 0 |  | --> | E24 ex BANOGE | Banoge [T121,T122] | BANOGE |  | 52.6662 | -6.219
MV/LV Substation RA***067 |  | 10 kV | _ | LV | 100 kVA :Pole Substation | 0.1 | --> | 0.1 | 0 | 0 | Constrained, otherwise capacity available =56 kVA | --> | 0.095 | 0 | 0.006 | 0 | 0 | Constrained, otherwise capacity available =96 kW | --> | C11 ex GARDEN CITY | Garden City [T41,T42] | ARKLOW |  | 52.6803 | -6.2936
MV/LV Substation RA***070Y |  | 20 kV | _ | LV | 50 kVA :Pole Substation | 0.05 | --> | 0.05 | 0.014 | 17.8 |  | --> | 0.048 | 0 | 0 | 0.052 | 0 |  | --> | E21 ex BANOGE | Banoge [T121,T122] | BANOGE |  | 52.669 | -6.3069
MV/LV Substation AM***071Y |  | 10 kV | _ | LV | 630 kVA :Building Structure | 0.63 | --> | 0.63 | 0.44 | 3.03 |  | --> | 0.598 | 0 | 0 | 0 | 0 | Constrained, otherwise capacity available =624 kW | --> | C17 ex RAMSTOWN | Ramstown [T41,T42] | CRANE |  | 52.6686 | -6.2899
MV/LV Substation PA***075 |  | 20 kV | _ | LV | 200 kVA :Pole Substation | 0.2 | --> | 0.2 | 0.2 | 17.8 |  | --> | 0.19 | 0 | 0 | 0.19 | 0 |  | --> | E13 ex BANOGE | Banoge [T121,T122] | BANOGE |  | 52.6244 | -6.2332
MV/LV Substation GL***081Y |  | 20 kV | _ | LV | 400 kVA :Kiosk Substation | 0.4 | --> | 0.4 | 0.4 | 17.8 |  | --> | 0.38 | 0 | 0 | 0.38 | 0 |  | --> | E13 ex BANOGE | Banoge [T121,T122] | BANOGE |  | 52.6345 | -6.234
MV/LV Substation MO***082 |  | 20 kV | _ | LV | 50 kVA :Pole Substation | 0.05 | --> | 0.05 | 0.048 | 17.8 |  | --> | 0.048 | 0 | 0 | 0.048 | 0 |  | --> | E22 ex BANOGE | Banoge [T121,T122] | BANOGE |  | 52.6419 | -6.3281
MV/LV Substation CU***086 |  | 20 kV | _ | LV | 200 kVA :Pole Substation | 0.2 | --> | 0.2 | 0.196 | 17.8 |  | --> | 0.19 | 0 | 0.005 | 0.187 | 0 |  | --> | E22 ex BANOGE | Banoge [T121,T122] | BANOGE |  | 52.6424 | -6.3116
MV/LV Substation SE***086Y |  | 10 kV | _ | LV | 630 kVA :Building Structure | 0.63 | --> | 0.63 | 0.5 | 17.8 |  | --> | 0.598 | 0 | 0 | 0.5 | 0 |  | --> | E24 ex BANOGE | Banoge [T121,T122] | BANOGE |  | 52.6764 | -6.2158
MV/LV Substation CL***087Y |  | 10 kV | _ | LV | 630 kVA :Kiosk Substation | 0.63 | --> | 0.63 | 0 | 0 | Constrained, otherwise capacity available =469 kVA | --> | 0.598 | 0 | 0.024 | 0 | 0 | Constrained, otherwise capacity available =602 kW | --> | C11 ex GARDEN CITY | Garden City [T41,T42] | ARKLOW |  | 52.6785 | -6.2705
MV/LV Substation WI***088 |  | 10 kV | _ | LV | 200 kVA :Kiosk Substation | 0.2 | --> | 0.2 | 0 | 0 | Constrained, otherwise capacity available =129 kVA | --> | 0.19 | 0 | 0.009 | 0 | 0 | Constrained, otherwise capacity available =193 kW | --> | C11 ex GARDEN CITY | Garden City [T41,T42] | ARKLOW |  | 52.6822 | -6.2968
MV/LV Substation CL***089 |  | 10 kV | _ | LV | 100 kVA :Pole Substation | 0.1 | --> | 0.1 | 0 | 0 | Constrained, otherwise capacity available =66 kVA | --> | 0.095 | 0 | 0 | 0 | 0 | Constrained, otherwise capacity available =100 kW | --> | C14 ex GARDEN CITY | Garden City [T41,T42] | ARKLOW |  | 52.6763 | -6.2781
MV/LV Substation CR***089Y |  | 20 kV | _ | LV | 200 kVA :Kiosk Substation | 0.2 | --> | 0.2 | 0.139 | 17.8 |  | --> | 0.19 | 0 | 0 | 0.198 | 0 |  | --> | E21 ex BANOGE | Banoge [T121,T122] | BANOGE |  | 52.6782 | -6.3073
MV/LV Substation SP***092 |  | 20 kV | _ | LV | 50 kVA :Pole Substation | 0.05 | --> | 0.05 | 0.048 | 17.8 |  | --> | 0.048 | 0 | 0 | 0.048 | 0 |  | --> | E19 ex BANOGE | Banoge [T121,T122] | BANOGE |  | 52.6329 | -6.3036
MV/LV Substation AU***094 |  | 10 kV | _ | LV | 630 kVA :Kiosk Substation | 0.63 | --> | 0.63 | 0 | 0 | Constrained, otherwise capacity available =244 kVA | --> | 0.598 | 0 | 0 | 0 | 0 | Constrained, otherwise capacity available =644 kW | --> | C15 ex GARDEN CITY | Garden City [T41,T42] | ARKLOW |  | 52.6766 | -6.2925
MV/LV Substation ST***099Y |  | 10 kV | _ | LV | 630 kVA :Building Structure | 0.63 | --> | 0.63 | 0 | 0 | Constrained, otherwise capacity available =544 kVA | --> | 0.598 | 0 | 0 | 0 | 0 | Constrained, otherwise capacity available =610 kW | --> | C15 ex GARDEN CITY | Garden City [T41,T42] | ARKLOW |  | 52.6757 | -6.2914
MV/LV Substation AL***100Y |  | 10 kV | _ | LV | 630 kVA :Kiosk Substation | 0.63 | --> | 0.63 | 0 | 0 | Constrained, otherwise capacity available =472 kVA | --> | 0.598 | 0 | 0.01 | 0 | 0 | Constrained, otherwise capacity available =612 kW | --> | C14 ex GARDEN CITY | Garden City [T41,T42] | ARKLOW |  | 52.6768 | -6.2867
MV/LV Substation BA***101 |  | 20 kV | _ | LV | 200 kVA :Pole Substation | 0.2 | --> | 0.2 | 0.169 | 17.8 |  | --> | 0.19 | 0 | 0 | 0.194 | 0 |  | --> | E22 ex BANOGE | Banoge [T121,T122] | BANOGE |  | 52.6414 | -6.32
MV/LV Substation CO***104Y |  | 20 kV | _ | LV | 50 kVA :Pole Substation | 0.05 | --> | 0.05 | 0.04 | 17.8 |  | --> | 0.048 | 0 | 0 | 0.049 | 0 |  | --> | E21 ex BANOGE | Banoge [T121,T122] | BANOGE |  | 52.6583 | -6.3355
MV/LV Substation ST***107Y |  | 10 kV | _ | LV | 400 kVA :Kiosk Substation | 0.4 | --> | 0.4 | 0.354 | 3.03 |  | --> | 0.38 | 0 | 0.005 | 0 | 0 | Constrained, otherwise capacity available =382 kW | --> | C24 ex RAMSTOWN | Ramstown [T41,T42] | CRANE |  | 52.6703 | -6.2949
MV/LV Substation DU***110Y |  | 10 kV | _ | LV | 630 kVA :Building Structure | 0.63 | --> | 0.63 | 0.466 | 3.03 |  | --> | 0.598 | 0 | 0 | 0 | 0 | Constrained, otherwise capacity available =620 kW | --> | C24 ex RAMSTOWN | Ramstown [T41,T42] | CRANE |  | 52.6729 | -6.2973
MV/LV Substation TA***111 |  | 10 kV | _ | LV | 100 kVA :Pole Substation | 0.1 | --> | 0.1 | 0.09 | 17.8 |  | --> | 0.095 | 0 | 0 | 0.096 | 0 |  | --> | E24 ex BANOGE | Banoge [T121,T122] | BANOGE |  | 52.6714 | -6.2138
MV/LV Substation CL***114 |  | 10 kV | _ | LV | 100 kVA :Pole Substation | 0.1 | --> | 0.1 | 0 | 0 | Constrained, otherwise capacity available =74 kVA | --> | 0.095 | 0 | 0 | 0 | 0 | Constrained, otherwise capacity available =98 kW | --> | C11 ex GARDEN CITY | Garden City [T41,T42] | ARKLOW |  | 52.6841 | -6.2815
MV/LV Substation CL***115Y |  | 20 kV | _ | LV | 50 kVA :Pole Substation | 0.05 | --> | 0.05 | 0.05 | 17.8 |  | --> | 0.048 | 0 | 0 | 0.048 | 0 |  | --> | E22 ex BANOGE | Banoge [T121,T122] | BANOGE |  | 52.6415 | -6.3478
MV/LV Substation CR***116Y |  | 20 kV | _ | LV | 50 kVA :Pole Substation | 0.05 | --> | 0.05 | 0.042 | 17.8 |  | --> | 0.048 | 0 | 0 | 0.049 | 0 |  | --> | E21 ex BANOGE | Banoge [T121,T122] | BANOGE |  | 52.6772 | -6.3806
MV/LV Substation RI***118Y |  | 20 kV | _ | LV | 400 kVA :Kiosk Substation | 0.4 | --> | 0.4 | 0.306 | 17.8 |  | --> | 0.38 | 0 | 0.031 | 0.37 | 0 |  | --> | E13 ex BANOGE | Banoge [T121,T122] | BANOGE |  | 52.6389 | -6.2395
MV/LV Substation PR***121Y |  | 10 kV | _ | LV | 400 kVA :Kiosk Substation | 0.4 | --> | 0.4 | 0.4 | 17.8 |  | --> | 0.38 | 0 | 0 | 0.38 | 0 |  | --> | E24 ex BANOGE | Banoge [T121,T122] | BANOGE |  | 52.6782 | -6.2235
MV/LV Substation BO***122Y |  | 10 kV | _ | LV | 400 kVA :Kiosk Substation | 0.4 | --> | 0.4 | 0.322 | 3.03 |  | --> | 0.38 | 0 | 0.034 | 0 | 0 | Constrained, otherwise capacity available =365 kW | --> | C17 ex RAMSTOWN | Ramstown [T41,T42] | CRANE |  | 52.6697 | -6.2914
MV/LV Substation MI***123Y |  | 20 kV | _ | LV | 400 kVA :Kiosk Substation | 0.4 | --> | 0.4 | 0.388 | 17.8 |  | --> | 0.38 | 0 | 0 | 0.382 | 0 |  | --> | E19 ex BANOGE | Banoge [T121,T122] | BANOGE |  | 52.608 | -6.3027
MV/LV Substation BA***124Y |  | 10 kV | _ | LV | 50 kVA :Pole Substation | 0.05 | --> | 0.05 | 0.05 | 3.03 |  | --> | 0.048 | 0 | 0 | 0 | 0 | Constrained, otherwise capacity available =48 kW | --> | C17 ex RAMSTOWN | Ramstown [T41,T42] | CRANE |  | 52.6536 | -6.3082
MV/LV Substation TA***126 |  | 10 kV | _ | LV | 400 kVA :Kiosk Substation | 0.4 | --> | 0.4 | 0.329 | 17.8 |  | --> | 0.38 | 0 | 0 | 0.39 | 0 |  | --> | E24 ex BANOGE | Banoge [T121,T122] | BANOGE |  | 52.6689 | -6.213
MV/LV Substation RA***127Y |  | 10 kV | _ | LV | 50 kVA :Pole Substation | 0.05 | --> | 0.05 | 0.044 | 3.03 |  | --> | 0.048 | 0 | 0 | 0 | 0 | Constrained, otherwise capacity available =48 kW | --> | C17 ex RAMSTOWN | Ramstown [T41,T42] | CRANE |  | 52.6644 | -6.2746
MV/LV Substation GO***128 |  | 10 kV | _ | LV | 400 kVA :Kiosk Substation | 0.4 | --> | 0.4 | 0 | 0 | Constrained, otherwise capacity available =287 kVA | --> | 0.38 | 0 | 0.011 | 0 | 0 | Constrained, otherwise capacity available =387 kW | --> | C14 ex GARDEN CITY | Garden City [T41,T42] | ARKLOW |  | 52.6729 | -6.288
MV/LV Substation CR***132Y |  | 20 kV | _ | LV | 400 kVA :Kiosk Substation | 0.4 | --> | 0.4 | 0.314 | 17.8 |  | --> | 0.38 | 0 | 0.029 | 0.37 | 0 |  | --> | E21 ex BANOGE | Banoge [T121,T122] | BANOGE |  | 52.6765 | -6.3115
MV/LV Substation ME***133Y |  | 10 kV | _ | LV | 200 kVA :Kiosk Substation | 0.2 | --> | 0.2 | 0.119 | 3.03 |  | --> | 0.19 | 0 | 0.021 | 0 | 0 | Constrained, otherwise capacity available =185 kW | --> | C17 ex RAMSTOWN | Ramstown [T41,T42] | CRANE |  | 52.666 | -6.2966
MV/LV Substation AR***137 |  | 20 kV | _ | LV | 50 kVA :Pole Substation | 0.05 | --> | 0.05 | 0.024 | 17.8 |  | --> | 0.048 | 0 | 0.003 | 0.049 | 0 |  | --> | E13 ex BANOGE | Banoge [T121,T122] | BANOGE |  | 52.6288 | -6.2335
MV/LV Substation NB***141Y |  | 20 kV | _ | LV | 400 kVA :Kiosk Substation | 0.4 | --> | 0.4 | 0.367 | 17.8 |  | --> | 0.38 | 0 | 0 | 0.384 | 0 |  | --> | E13 ex BANOGE | Banoge [T121,T122] | BANOGE |  | 52.6389 | -6.2375
MV/LV Substation MA***147Y |  | 20 kV | _ | LV | 400 kVA :Kiosk Substation | 0.4 | --> | 0.4 | 0 | 0 | Constrained, otherwise capacity available =346 kVA | --> | 0.38 | 0 | 0.004 | 0 | 0 | Constrained, otherwise capacity available =384 kW | --> | E19 ex SHILLELAGH | Shillelagh [T421,T422] | CARLOW |  | 52.7147 | -6.5005
MV/LV Substation CA***150 |  | 20 kV | _ | LV | 200 kVA :Pole Substation | 0.2 | --> | 0.2 | 0 | 0 | Constrained, otherwise capacity available =147 kVA | --> | 0.19 | 0 | 0.022 | 0 | 0 | Constrained, otherwise capacity available =181 kW | --> | E19 ex SHILLELAGH | Shillelagh [T421,T422] | CARLOW |  | 52.713 | -6.5028
MV/LV Substation AY***152Y |  | 20 kV | _ | LV | 400 kVA :Kiosk Substation | 0.4 | --> | 0.4 | 0.352 | 17.8 |  | --> | 0.38 | 0 | 0.03 | 0.364 | 0 |  | --> | E13 ex BANOGE | Banoge [T121,T122] | BANOGE |  | 52.6339 | -6.238
MV/LV Substation CO***162Y |  | 20 kV | _ | LV | 100 kVA :Pole Substation | 0.1 | --> | 0.1 | 0.083 | 17.8 |  | --> | 0.095 | 0 | 0 | 0.097 | 0 |  | --> | E19 ex BANOGE | Banoge [T121,T122] | BANOGE |  | 52.603 | -6.2948
MV/LV Substation AV***164Y |  | 10 kV | _ | LV | 400 kVA :Building Structure | 0.4 | --> | 0.4 | 0.307 | 3.03 |  | --> | 0.38 | 0 | 0.003 | 0 | 0 | Constrained, otherwise capacity available =390 kW | --> | C24 ex RAMSTOWN | Ramstown [T41,T42] | CRANE |  | 52.6714 | -6.2941
MV/LV Substation CL***165Y |  | 10 kV | _ | LV | 100 kVA :Pole Substation | 0.1 | --> | 0.1 | 0.1 | 3.03 |  | --> | 0.095 | 0 | 0 | 0 | 0 | Constrained, otherwise capacity available =95 kW | --> | C17 ex RAMSTOWN | Ramstown [T41,T42] | CRANE |  | 52.6741 | -6.2738
MV/LV Substation BA***170 |  | 20 kV | _ | LV | 630 kVA :Kiosk Substation | 0.63 | --> | 0.63 | 0.5 | 17.8 |  | --> | 0.598 | 0 | 0 | 0.5 | 0 |  | --> | E19 ex BANOGE | Banoge [T121,T122] | BANOGE |  | 52.6149 | -6.3078
MV/LV Substation GO***170Y |  | 10 kV | _ | LV | 400 kVA :Kiosk Substation | 0.4 | --> | 0.4 | 0.4 | 3.03 |  | --> | 0.38 | 0 | 0 | 0 | 0 | Constrained, otherwise capacity available =380 kW | --> | C24 ex RAMSTOWN | Ramstown [T41,T42] | CRANE |  | 52.6732 | -6.2957
MV/LV Substation CA***171Y |  | 20 kV | _ | LV | 50 kVA :Pole Substation | 0.05 | --> | 0.05 | 0.03 | 17.8 |  | --> | 0.048 | 0 | 0 | 0.05 | 0 |  | --> | E22 ex BANOGE | Banoge [T121,T122] | BANOGE |  | 52.6196 | -6.3946
MV/LV Substation AN***176Y |  | 20 kV | _ | LV | 200 kVA :Kiosk Substation | 0.2 | --> | 0.2 | 0.188 | 17.8 |  | --> | 0.19 | 0 | 0.018 | 0.178 | 0 |  | --> | E21 ex BANOGE | Banoge [T121,T122] | BANOGE |  | 52.6788 | -6.3954
MV/LV Substation BA***177Y |  | 10 kV | _ | LV | 50 kVA :Pole Substation | 0.05 | --> | 0.05 | 0 | 0 | Constrained, otherwise capacity available =49 kVA | --> | 0.048 | 0 | 0 | 0 | 0 | Constrained, otherwise capacity available =48 kW | --> | C11 ex GARDEN CITY | Garden City [T41,T42] | ARKLOW |  | 52.723 | -6.2367
MV/LV Substation CA***180 |  | 20 kV | _ | LV | 50 kVA :Pole Substation | 0.05 | --> | 0.05 | 0 | 0 | Constrained, otherwise capacity available =21 kVA | --> | 0.048 | 0 | 0 | 0 | 0 | Constrained, otherwise capacity available =51 kW | --> | E19 ex SHILLELAGH | Shillelagh [T421,T422] | CARLOW |  | 52.7106 | -6.508
MV/LV Substation OC***181Y |  | 20 kV | _ | LV | 1000 kVA :Building Structure | 1 | --> | 1 | 0.5 | 17.8 |  | --> | 0.95 | 0 | 0 | 0.5 | 0 |  | --> | E13 ex BANOGE | Banoge [T121,T122] | BANOGE |  | 52.6447 | -6.2306
MV/LV Substation AR***182 |  | 20 kV | _ | LV | 200 kVA :Pole Substation | 0.2 | --> | 0.2 | 0.174 | 17.8 |  | --> | 0.19 | 0 | 0 | 0.194 | 0 |  | --> | E13 ex BANOGE | Banoge [T121,T122] | BANOGE |  | 52.6297 | -6.2335
MV/LV Substation GO***182Y |  | 10 kV | _ | LV | 400 kVA :Kiosk Substation | 0.4 | --> | 0.4 | 0.349 | 3.03 |  | --> | 0.38 | 0 | 0.009 | 0 | 0 | Constrained, otherwise capacity available =380 kW | --> | C24 ex RAMSTOWN | Ramstown [T41,T42] | CRANE |  | 52.6737 | -6.2967
MV/LV Substation TH***184Y |  | 10 kV | _ | LV | 630 kVA :Kiosk Substation | 0.63 | --> | 0.63 | 0.427 | 3.03 |  | --> | 0.598 | 0 | 0.007 | 0 | 0 | Constrained, otherwise capacity available =620 kW | --> | C24 ex RAMSTOWN | Ramstown [T41,T42] | CRANE |  | 52.6742 | -6.2958
MV/LV Substation BA***185 |  | 20 kV | _ | LV | 100 kVA :Pole Substation | 0.1 | --> | 0.1 | 0.087 | 17.8 |  | --> | 0.095 | 0 | 0 | 0.097 | 0 |  | --> | E13 ex BANOGE | Banoge [T121,T122] | BANOGE |  | 52.6355 | -6.2725
MV/LV Substation MO***186 |  | 20 kV | _ | LV | 50 kVA :Pole Substation | 0.05 | --> | 0.05 | 0.046 | 17.8 |  | --> | 0.048 | 0 | 0 | 0.048 | 0 |  | --> | E22 ex BANOGE | Banoge [T121,T122] | BANOGE |  | 52.6767 | -6.4115
MV/LV Substation CR***189Y |  | 10 kV | _ | LV | 100 kVA :Pole Substation | 0.1 | --> | 0.1 | 0 | 0 | Constrained, otherwise capacity available =81 kVA | --> | 0.095 | 0 | 0 | 0 | 0 | Constrained, otherwise capacity available =98 kW | --> | C11 ex GARDEN CITY | Garden City [T41,T42] | ARKLOW |  | 52.685 | -6.3137
MV/LV Substation CR***192Y |  | 20 kV | _ | LV | 200 kVA :Kiosk Substation | 0.2 | --> | 0.2 | 0.186 | 17.8 |  | --> | 0.19 | 0 | 0.011 | 0.184 | 0 |  | --> | E21 ex BANOGE | Banoge [T121,T122] | BANOGE |  | 52.6741 | -6.3166
MV/LV Substation CA***195 |  | 20 kV | _ | LV | 100 kVA :Pole Substation | 0.1 | --> | 0.1 | 0 | 0 | Constrained, otherwise capacity available =54 kVA | --> | 0.095 | 0 | 0 | 0 | 0 | Constrained, otherwise capacity available =101 kW | --> | E19 ex SHILLELAGH | Shillelagh [T421,T422] | CARLOW |  | 52.7117 | -6.4868
MV/LV Substation CL***198 |  | 10 kV | _ | LV | 100 kVA :Pole Substation | 0.1 | --> | 0.1 | 0 | 0 | Constrained, otherwise capacity available =81 kVA | --> | 0.095 | 0 | 0 | 0 | 0 | Constrained, otherwise capacity available =98 kW | --> | C11 ex GARDEN CITY | Garden City [T41,T42] | ARKLOW |  | 52.7042 | -6.2816
MV/LV Substation KI***213 |  | 20 kV | _ | LV | 200 kVA :Pole Substation | 0.2 | --> | 0.2 | 0.169 | 17.8 |  | --> | 0.19 | 0 | 0 | 0.194 | 0 |  | --> | E21 ex BANOGE | Banoge [T121,T122] | BANOGE |  | 52.6724 | -6.3187
MV/LV Substation CO***214 |  | 20 kV | _ | LV | 400 kVA :Kiosk Substation | 0.4 | --> | 0.4 | 0.369 | 17.8 |  | --> | 0.38 | 0 | 0.008 | 0.378 | 0 |  | --> | E13 ex BANOGE | Banoge [T121,T122] | BANOGE |  | 52.6462 | -6.232
MV/LV Substation BA***218 |  | 20 kV | _ | LV | 100 kVA :Pole Substation | 0.1 | --> | 0.1 | 0.1 | 17.8 |  | --> | 0.095 | 0 | 0 | 0.095 | 0 |  | --> | E22 ex BANOGE | Banoge [T121,T122] | BANOGE |  | 52.6595 | -6.4077
MV/LV Substation GO***220 |  | 10 kV | _ | LV | 50 kVA :Pole Substation | 0.05 | --> | 0.05 | 0 | 0 | Constrained, otherwise capacity available =17 kVA | --> | 0.048 | 0 | 0.047 | 0 | 0 | Constrained, otherwise capacity available =17 kW | --> | C11 ex GARDEN CITY | Garden City [T41,T42] | ARKLOW |  | 52.6841 | -6.2732
MV/LV Substation RO***231 |  | 20 kV | _ | LV | 100 kVA :Pole Substation | 0.1 | --> | 0.1 | 0.059 | 17.8 |  | --> | 0.095 | 0 | 0 | 0.1 | 0 |  | --> | E22 ex BANOGE | Banoge [T121,T122] | BANOGE |  | 52.6647 | -6.4031
MV/LV Substation RE***232X |  | 20 kV | _ | LV | 100 kVA :Pole Substation | 0.1 | --> | 0.1 | 0.09 | 17.8 |  | --> | 0.095 | 0 | 0.005 | 0.093 | 0 |  | --> | E13 ex BANOGE | Banoge [T121,T122] | BANOGE |  | 52.6431 | -6.2367
MV/LV Substation BA***233X |  | 20 kV | _ | LV | 100 kVA :Pole Substation | 0.1 | --> | 0.1 | 0.099 | 17.8 |  | --> | 0.095 | 0 | 0 | 0.095 | 0 |  | --> | E13 ex BANOGE | Banoge [T121,T122] | BANOGE |  | 52.6326 | -6.2575
MV/LV Substation ME***237 |  | 10 kV | _ | LV | 200 kVA :Kiosk Substation | 0.2 | --> | 0.2 | 0.163 | 17.8 |  | --> | 0.19 | 0 | 0.025 | 0.176 | 0 |  | --> | E24 ex BANOGE | Banoge [T121,T122] | BANOGE |  | 52.6722 | -6.2248
MV/LV Substation KI***243 |  | 10 kV | _ | LV | 200 kVA :Pole Substation | 0.2 | --> | 0.2 | 0 | 0 | Constrained, otherwise capacity available =182 kVA | --> | 0.19 | 0 | 0 | 0 | 0 | Constrained, otherwise capacity available =192 kW | --> | C11 ex GARDEN CITY | Garden City [T41,T42] | ARKLOW |  | 52.7097 | -6.1743
MV/LV Substation CL***255 |  | 10 kV | _ | LV | 200 kVA :Pole Substation | 0.2 | --> | 0.2 | 0 | 0 | Constrained, otherwise capacity available =163 kVA | --> | 0.19 | 0 | 0.004 | 0 | 0 | Constrained, otherwise capacity available =192 kW | --> | C11 ex GARDEN CITY | Garden City [T41,T42] | ARKLOW |  | 52.6873 | -6.2745
MV/LV Substation BA***257 |  | 20 kV | _ | LV | 50 kVA :Pole Substation | 0.05 | --> | 0.05 | 0.031 | 17.8 |  | --> | 0.048 | 0 | 0 | 0.05 | 0 |  | --> | E22 ex BANOGE | Banoge [T121,T122] | BANOGE |  | 52.6367 | -6.3193
MV/LV Substation CL***258 |  | 10 kV | _ | LV | 50 kVA :Pole Substation | 0.05 | --> | 0.05 | 0 | 0 | Constrained, otherwise capacity available =44 kVA | --> | 0.048 | 0 | 0 | 0 | 0 | Constrained, otherwise capacity available =48 kW | --> | C11 ex GARDEN CITY | Garden City [T41,T42] | ARKLOW |  | 52.6857 | -6.2656
MV/LV Substation TO***259 |  | 20 kV | _ | LV | 50 kVA :Pole Substation | 0.05 | --> | 0.05 | 0.048 | 17.8 |  | --> | 0.048 | 0 | 0 | 0.048 | 0 |  | --> | E19 ex BANOGE | Banoge [T121,T122] | BANOGE |  | 52.608 | -6.3161
MV/LV Substation KN***262 |  | 10 kV | _ | LV | 50 kVA :Pole Substation | 0.05 | --> | 0.05 | 0 | 0 | Constrained, otherwise capacity available =43 kVA | --> | 0.048 | 0 | 0 | 0 | 0 | Constrained, otherwise capacity available =48 kW | --> | C11 ex GARDEN CITY | Garden City [T41,T42] | ARKLOW |  | 52.7027 | -6.2866
MV/LV Substation NO***263 |  | 20 kV | _ | LV | 100 kVA :Pole Substation | 0.1 | --> | 0.1 | 0.084 | 17.8 |  | --> | 0.095 | 0 | 0 | 0.097 | 0 |  | --> | E21 ex BANOGE | Banoge [T121,T122] | BANOGE |  | 52.7013 | -6.406
MV/LV Substation KI***269 |  | 10 kV | _ | LV | 50 kVA :Pole Substation | 0.05 | --> | 0.05 | 0.038 | 17.8 |  | --> | 0.048 | 0 | 0.005 | 0.045 | 0 |  | --> | E24 ex BANOGE | Banoge [T121,T122] | BANOGE |  | 52.6678 | -6.2256
MV/LV Substation TA***304 |  | 10 kV | _ | LV | 100 kVA :Pole Substation | 0.1 | --> | 0.1 | 0 | 0 | Constrained, otherwise capacity available =81 kVA | --> | 0.095 | 0 | 0.008 | 0 | 0 | Constrained, otherwise capacity available =92 kW | --> | C11 ex GARDEN CITY | Garden City [T41,T42] | ARKLOW |  | 52.7064 | -6.2111
MV/LV Substation BA***310 |  | 10 kV | _ | LV | 100 kVA :Pole Substation | 0.1 | --> | 0.1 | 0 | 0 | Constrained, otherwise capacity available =84 kVA | --> | 0.095 | 0 | 0 | 0 | 0 | Constrained, otherwise capacity available =97 kW | --> | C11 ex GARDEN CITY | Garden City [T41,T42] | ARKLOW |  | 52.6868 | -6.2179
MV/LV Substation SE***312 |  | 10 kV | _ | LV | 100 kVA :Pole Substation | 0.1 | --> | 0.1 | 0.077 | 17.8 |  | --> | 0.095 | 0 | 0 | 0.098 | 0 |  | --> | E24 ex BANOGE | Banoge [T121,T122] | BANOGE |  | 52.6728 | -6.2156
MV/LV Substation SE***313 |  | 10 kV | _ | LV | 50 kVA :Pole Substation | 0.05 | --> | 0.05 | 0.029 | 17.8 |  | --> | 0.048 | 0 | 0 | 0.05 | 0 |  | --> | E24 ex BANOGE | Banoge [T121,T122] | BANOGE |  | 52.673 | -6.2202
MV/LV Substation CL***315 |  | 20 kV | _ | LV | 200 kVA :Pole Substation | 0.2 | --> | 0.2 | 0.148 | 17.8 |  | --> | 0.19 | 0 | 0.07 | 0.145 | 0 |  | --> | E22 ex BANOGE | Banoge [T121,T122] | BANOGE |  | 52.6197 | -6.4181
MV/LV Substation WA***367 |  | 20 kV | _ | LV | 100 kVA :Pole Substation | 0.1 | --> | 0.1 | 0.096 | 17.8 |  | --> | 0.095 | 0 | 0 | 0.096 | 0 |  | --> | E22 ex BANOGE | Banoge [T121,T122] | BANOGE |  | 52.6276 | -6.4187
MV/LV Substation BA***375 |  | 10 kV | _ | LV | 50 kVA :Pole Substation | 0.05 | --> | 0.05 | 0 | 0 | Constrained, otherwise capacity available =37 kVA | --> | 0.048 | 0 | 0 | 0 | 0 | Constrained, otherwise capacity available =49 kW | --> | C11 ex GARDEN CITY | Garden City [T41,T42] | ARKLOW |  | 52.7105 | -6.261
MV/LV Substation BA***4002 |  | 20 kV | _ | LV | 50 kVA :Pole Substation | 0.05 | --> | 0.05 | 0.049 | 17.8 |  | --> | 0.048 | 0 | 0 | 0.048 | 0 |  | --> | E21 ex BANOGE | Banoge [T121,T122] | BANOGE |  | 52.7159 | -6.4232
MV/LV Substation PE***4005 |  | 10 kV | _ | LV | 400 kVA :Building Structure | 0.4 | --> | 0.4 | 0 | 0 | Constrained, otherwise capacity available =385 kVA | --> | 0.38 | 0 | 0 | 0 | 0 | Constrained, otherwise capacity available =382 kW | --> | C15 ex GARDEN CITY | Garden City [T41,T42] | ARKLOW |  | 52.6767 | -6.2935
MV/LV Substation BA***4006 |  | 20 kV | _ | LV | 50 kVA :Pole Substation | 0.05 | --> | 0.05 | 0.05 | 17.8 |  | --> | 0.048 | 0 | 0 | 0.048 | 0 |  | --> | E22 ex BANOGE | Banoge [T121,T122] | BANOGE |  | 52.6476 | -6.3166
MV/LV Substation BR***4007 |  | 20 kV | _ | LV | 100 kVA :Pole Substation | 0.1 | --> | 0.1 | 0.047 | 17.8 |  | --> | 0.095 | 0 | 0 | 0.102 | 0 |  | --> | E19 ex BANOGE | Banoge [T121,T122] | BANOGE |  | 52.6227 | -6.3186
MV/LV Substation HU***4017 |  | 10 kV | _ | LV | 630 kVA :Kiosk Substation | 0.63 | --> | 0.63 | 0 | 0 | Constrained, otherwise capacity available =510 kVA | --> | 0.598 | 0 | 0.021 | 0 | 0 | Constrained, otherwise capacity available =599 kW | --> | C11 ex GARDEN CITY | Garden City [T41,T42] | ARKLOW |  | 52.6816 | -6.3026
MV/LV Substation BA***4019 |  | 10 kV | _ | LV | 630 kVA :Kiosk Substation | 0.63 | --> | 0.63 | 0 | 0 | Constrained, otherwise capacity available =553 kVA | --> | 0.598 | 0 | 0 | 0 | 0 | Constrained, otherwise capacity available =609 kW | --> | C11 ex GARDEN CITY | Garden City [T41,T42] | ARKLOW |  | 52.6922 | -6.2714
MV/LV Substation FA***4022 |  | 20 kV | _ | LV | 100 kVA :Pole Substation | 0.1 | --> | 0.1 | 0.083 | 17.8 |  | --> | 0.095 | 0 | 0 | 0.097 | 0 |  | --> | E13 ex BANOGE | Banoge [T121,T122] | BANOGE |  | 52.6303 | -6.237
MV/LV Substation CL***4026 |  | 10 kV | _ | LV | 100 kVA :Pole Substation | 0.1 | --> | 0.1 | 0 | 0 | Constrained, otherwise capacity available =91 kVA | --> | 0.095 | 0 | 0 | 0 | 0 | Constrained, otherwise capacity available =96 kW | --> | C14 ex GARDEN CITY | Garden City [T41,T42] | ARKLOW |  | 52.6792 | -6.2881
MV/LV Substation GO***4039 |  | 10 kV | _ | LV | 630 kVA :Building Structure | 0.63 | --> | 0.63 | 0.5 | 3.03 |  | --> | 0.598 | 0 | 0.011 | 0 | 0 | Constrained, otherwise capacity available =604 kW | --> | C17 ex RAMSTOWN | Ramstown [T41,T42] | CRANE |  | 52.6714 | -6.271
MV/LV Substation AN***4045 |  | 10 kV | _ | LV | 400 kVA :Kiosk Substation | 0.4 | --> | 0.4 | 0 | 0 | Constrained, otherwise capacity available =380 kVA | --> | 0.38 | 0 | 0 | 0 | 0 | Constrained, otherwise capacity available =383 kW | --> | C14 ex GARDEN CITY | Garden City [T41,T42] | ARKLOW |  | 52.6756 | -6.2814
MV/LV Substation CR***4060 |  | 20 kV | _ | LV | 200 kVA :Kiosk Substation | 0.2 | --> | 0.2 | 0.2 | 17.8 |  | --> | 0.19 | 0 | 0 | 0.19 | 0 |  | --> | E21 ex BANOGE | Banoge [T121,T122] | BANOGE |  | 52.6782 | -6.311
MV/LV Substation TA***4066 |  | 20 kV | _ | LV | 50 kVA :Pole Substation | 0.05 | --> | 0.05 | 0.028 | 17.8 |  | --> | 0.048 | 0 | 0 | 0.05 | 0 |  | --> | E19 ex BANOGE | Banoge [T121,T122] | BANOGE |  | 52.619 | -6.3437
MV/LV Substation CL***4075 |  | 10 kV | _ | LV | 100 kVA :Pole Substation | 0.1 | --> | 0.1 | 0 | 0 | Constrained, otherwise capacity available =100 kVA | --> | 0.095 | 0 | 0 | 0 | 0 | Constrained, otherwise capacity available =95 kW | --> | C11 ex GARDEN CITY | Garden City [T41,T42] | ARKLOW |  | 52.6825 | -6.2733
MV/LV Substation RA***4083 |  | 10 kV | _ | LV | 400 kVA :Kiosk Substation | 0.4 | --> | 0.4 | 0.4 | 3.03 |  | --> | 0.38 | 0 | 0 | 0 | 0 | Constrained, otherwise capacity available =380 kW | --> | C18 ex RAMSTOWN | Ramstown [T41,T42] | CRANE |  | 52.6682 | -6.2997
MV/LV Substation CR***4097 |  | 20 kV | _ | LV | 400 kVA :Building Structure | 0.4 | --> | 0.4 | 0.315 | 17.8 |  | --> | 0.38 | 0 | 0.007 | 0.386 | 0 |  | --> | E21 ex BANOGE | Banoge [T121,T122] | BANOGE |  | 52.6746 | -6.3143
MV/LV Substation BA***4112 |  | 20 kV | _ | LV | 50 kVA :Pole Substation | 0.05 | --> | 0.05 | 0.05 | 17.8 |  | --> | 0.048 | 0 | 0 | 0.048 | 0 |  | --> | E19 ex BANOGE | Banoge [T121,T122] | BANOGE |  | 52.6279 | -6.3204
MV/LV Substation KA***4117 |  | 20 kV | _ | LV | 200 kVA :Pole Substation | 0.2 | --> | 0.2 | 0.2 | 17.8 |  | --> | 0.19 | 0 | 0 | 0.19 | 0 |  | --> | E21 ex BANOGE | Banoge [T121,T122] | BANOGE |  | 52.6777 | -6.3983
MV/LV Substation KI***4120 |  | 20 kV | _ | LV | 100 kVA :Pole Substation | 0.1 | --> | 0.1 | 0.098 | 17.8 |  | --> | 0.095 | 0 | 0 | 0.095 | 0 |  | --> | E21 ex BANOGE | Banoge [T121,T122] | BANOGE |  | 52.6737 | -6.3164
MV/LV Substation AR***4122 |  | 20 kV | _ | LV | 100 kVA :Pole Substation | 0.1 | --> | 0.1 | 0.1 | 17.8 |  | --> | 0.095 | 0 | 0 | 0.095 | 0 |  | --> | E13 ex BANOGE | Banoge [T121,T122] | BANOGE |  | 52.6271 | -6.237
MV/LV Substation TA***413 |  | 10 kV | _ | LV | 100 kVA :Pole Substation | 0.1 | --> | 0.1 | 0 | 0 | Constrained, otherwise capacity available =78 kVA | --> | 0.095 | 0 | 0 | 0 | 0 | Constrained, otherwise capacity available =98 kW | --> | C11 ex GARDEN CITY | Garden City [T41,T42] | ARKLOW |  | 52.6972 | -6.2048
MV/LV Substation KI***414 |  | 10 kV | _ | LV | 100 kVA :Pole Substation | 0.1 | --> | 0.1 | 0 | 0 | Constrained, otherwise capacity available =87 kVA | --> | 0.095 | 0 | 0.024 | 0 | 0 | Constrained, otherwise capacity available =79 kW | --> | C11 ex GARDEN CITY | Garden City [T41,T42] | ARKLOW |  | 52.6911 | -6.2146
MV/LV Substation GL***4141 |  | 10 kV | _ | LV | 400 kVA :Kiosk Substation | 0.4 | --> | 0.4 | 0 | 0 | Constrained, otherwise capacity available =385 kVA | --> | 0.38 | 0 | 0.015 | 0 | 0 | Constrained, otherwise capacity available =371 kW | --> | C11 ex GARDEN CITY | Garden City [T41,T42] | ARKLOW |  | 52.6837 | -6.2852
MV/LV Substation OA***4154 |  | 10 kV | _ | LV | 200 kVA :Kiosk Substation | 0.2 | --> | 0.2 | 0.159 | 3.03 |  | --> | 0.19 | 0 | 0.054 | 0 | 0 | Constrained, otherwise capacity available =156 kW | --> | C18 ex RAMSTOWN | Ramstown [T41,T42] | CRANE |  | 52.6691 | -6.301
MV/LV Substation GO***4155 |  | 10 kV | _ | LV | 200 kVA :Pole Substation | 0.2 | --> | 0.2 | 0.199 | 3.03 |  | --> | 0.19 | 0 | 0 | 0 | 0 | Constrained, otherwise capacity available =190 kW | --> | C24 ex RAMSTOWN | Ramstown [T41,T42] | CRANE |  | 52.6744 | -6.306
MV/LV Substation KN***4156 |  | 10 kV | _ | LV | 400 kVA :Kiosk Substation | 0.4 | --> | 0.4 | 0.394 | 3.03 |  | --> | 0.38 | 0 | 0.01 | 0 | 0 | Constrained, otherwise capacity available =373 kW | --> | C17 ex RAMSTOWN | Ramstown [T41,T42] | CRANE |  | 52.6672 | -6.29
MV/LV Substation AP***4164 |  | 10 kV | _ | LV | 400 kVA :Kiosk Substation | 0.4 | --> | 0.4 | 0.288 | 3.03 |  | --> | 0.38 | 0 | 0 | 0 | 0 | Constrained, otherwise capacity available =395 kW | --> | C18 ex RAMSTOWN | Ramstown [T41,T42] | CRANE |  | 52.6709 | -6.3004
MV/LV Substation BA***4165 |  | 20 kV | _ | LV | 50 kVA :Pole Substation | 0.05 | --> | 0.05 | 0.05 | 17.8 |  | --> | 0.048 | 0 | 0 | 0.048 | 0 |  | --> | E21 ex BANOGE | Banoge [T121,T122] | BANOGE |  | 52.6827 | -6.3835
MV/LV Substation PE***4175 |  | 10 kV | _ | LV | 400 kVA :Building Structure | 0.4 | --> | 0.4 | 0 | 0 | Constrained, otherwise capacity available =400 kVA | --> | 0.38 | 0 | 0 | 0 | 0 | Constrained, otherwise capacity available =380 kW | --> | C15 ex GARDEN CITY | Garden City [T41,T42] | ARKLOW |  | 52.6771 | -6.2927
MV/LV Substation BO***4181 |  | 20 kV | _ | LV | 50 kVA :Pole Substation | 0.05 | --> | 0.05 | 0.05 | 17.8 |  | --> | 0.048 | 0 | 0 | 0.048 | 0 |  | --> | E13 ex BANOGE | Banoge [T121,T122] | BANOGE |  | 52.6359 | -6.277
MV/LV Substation MI***4188 |  | 10 kV | _ | LV | 630 kVA :Kiosk Substation | 0.63 | --> | 0.63 | 0.429 | 3.03 |  | --> | 0.598 | 0 | 0.092 | 0 | 0 | Constrained, otherwise capacity available =557 kW | --> | C17 ex RAMSTOWN | Ramstown [T41,T42] | CRANE |  | 52.6674 | -6.2874
MV/LV Substation SE***419 |  | 10 kV | _ | LV | 400 kVA :Kiosk Substation | 0.4 | --> | 0.4 | 0.342 | 17.8 |  | --> | 0.38 | 0 | 0.01 | 0.38 | 0 |  | --> | E24 ex BANOGE | Banoge [T121,T122] | BANOGE |  | 52.6773 | -6.2195
MV/LV Substation DO***4191 |  | 20 kV | _ | LV | 100 kVA :Pole Substation | 0.1 | --> | 0.1 | 0 | 0 | Constrained, otherwise capacity available =100 kVA | --> | 0.095 | 0 | 0 | 0 | 0 | Constrained, otherwise capacity available =95 kW | --> | E19 ex SHILLELAGH | Shillelagh [T421,T422] | CARLOW |  | 52.7096 | -6.4951
MV/LV Substation TR***4197 |  | 20 kV | _ | LV | 400 kVA :Kiosk Substation | 0.4 | --> | 0.4 | 0.373 | 17.8 |  | --> | 0.38 | 0 | 0 | 0.384 | 0 |  | --> | E21 ex BANOGE | Banoge [T121,T122] | BANOGE |  | 52.6743 | -6.3128
MV/LV Substation CA***4198 |  | 20 kV | _ | LV | 630 kVA :Kiosk Substation | 0.63 | --> | 0.63 | 0 | 0 | Constrained, otherwise capacity available =627 kVA | --> | 0.598 | 0 | 0 | 0 | 0 | Constrained, otherwise capacity available =599 kW | --> | E19 ex SHILLELAGH | Shillelagh [T421,T422] | CARLOW |  | 52.7109 | -6.4965
MV/LV Substation UM***419X |  | 20 kV | _ | LV | 50 kVA :Pole Substation | 0.05 | --> | 0.05 | 0 | 0 | Constrained, otherwise capacity available =47 kVA | --> | 0.048 | 0 | 0 | 0 | 0 | Constrained, otherwise capacity available =48 kW | --> | E19 ex SHILLELAGH | Shillelagh [T421,T422] | CARLOW |  | 52.7057 | -6.4967
MV/LV Substation BA***4203 |  | 20 kV | _ | LV | 50 kVA :Pole Substation | 0.05 | --> | 0.05 | 0.046 | 17.8 |  | --> | 0.048 | 0 | 0 | 0.048 | 0 |  | --> | E13 ex BANOGE | Banoge [T121,T122] | BANOGE |  | 52.6498 | -6.2727
MV/LV Substation GL***4225 |  | 10 kV | _ | LV | 630 kVA :Kiosk Substation | 0.63 | --> | 0.63 | 0 | 0 | Constrained, otherwise capacity available =518 kVA | --> | 0.598 | 0 | 0.064 | 0 | 0 | Constrained, otherwise capacity available =566 kW | --> | C11 ex GARDEN CITY | Garden City [T41,T42] | ARKLOW |  | 52.6854 | -6.2836
MV/LV Substation BO***4227 |  | 20 kV | _ | LV | 50 kVA :Pole Substation | 0.05 | --> | 0.05 | 0.045 | 17.8 |  | --> | 0.048 | 0 | 0 | 0.048 | 0 |  | --> | E22 ex BANOGE | Banoge [T121,T122] | BANOGE |  | 52.6407 | -6.4243
MV/LV Substation RA***4228 |  | 10 kV | _ | LV | 100 kVA :Pole Substation | 0.1 | --> | 0.1 | 0.081 | 3.03 |  | --> | 0.095 | 0 | 0 | 0 | 0 | Constrained, otherwise capacity available =98 kW | --> | C24 ex RAMSTOWN | Ramstown [T41,T42] | CRANE |  | 52.6707 | -6.3053
MV/LV Substation MO***4231 |  | 20 kV | _ | LV | 50 kVA :Pole Substation | 0.05 | --> | 0.05 | 0.044 | 17.8 |  | --> | 0.048 | 0 | 0.02 | 0.034 | 0 |  | --> | E21 ex BANOGE | Banoge [T121,T122] | BANOGE |  | 52.7209 | -6.3956
MV/LV Substation CA***4233 |  | 20 kV | _ | LV | 400 kVA :Kiosk Substation | 0.4 | --> | 0.4 | 0 | 0 | Constrained, otherwise capacity available =327 kVA | --> | 0.38 | 0 | 0.05 | 0 | 0 | Constrained, otherwise capacity available =353 kW | --> | E19 ex SHILLELAGH | Shillelagh [T421,T422] | CARLOW |  | 52.7099 | -6.4837
MV/LV Substation GL***4240 |  | 10 kV | _ | LV | 630 kVA :Kiosk Substation | 0.63 | --> | 0.63 | 0 | 0 | Constrained, otherwise capacity available =622 kVA | --> | 0.598 | 0 | 0.017 | 0 | 0 | Constrained, otherwise capacity available =587 kW | --> | C11 ex GARDEN CITY | Garden City [T41,T42] | ARKLOW |  | 52.6869 | -6.2797
MV/LV Substation MA***4242 |  | 20 kV | _ | LV | 200 kVA :Pole Substation | 0.2 | --> | 0.2 | 0.188 | 17.8 |  | --> | 0.19 | 0 | 0 | 0.192 | 0 |  | --> | E21 ex BANOGE | Banoge [T121,T122] | BANOGE |  | 52.7202 | -6.3545
MV/LV Substation BL***4243 |  | 10 kV | _ | LV | 400 kVA :Kiosk Substation | 0.4 | --> | 0.4 | 0 | 0 | Constrained, otherwise capacity available =379 kVA | --> | 0.38 | 0 | 0 | 0 | 0 | Constrained, otherwise capacity available =383 kW | --> | C11 ex GARDEN CITY | Garden City [T41,T42] | ARKLOW |  | 52.6801 | -6.303
MV/LV Substation RI***4246 |  | 20 kV | _ | LV | 400 kVA :Kiosk Substation | 0.4 | --> | 0.4 | 0.4 | 17.8 |  | --> | 0.38 | 0 | 0 | 0.38 | 0 |  | --> | E13 ex BANOGE | Banoge [T121,T122] | BANOGE |  | 52.6401 | -6.2375
MV/LV Substation BA***4248 |  | 10 kV | _ | LV | 630 kVA :Kiosk Substation | 0.63 | --> | 0.63 | 0 | 0 | Constrained, otherwise capacity available =620 kVA | --> | 0.598 | 0 | 0.022 | 0 | 0 | Constrained, otherwise capacity available =584 kW | --> | C11 ex GARDEN CITY | Garden City [T41,T42] | ARKLOW |  | 52.6924 | -6.2697
MV/LV Substation CO***425 |  | 10 kV | _ | LV | 100 kVA :Pole Substation | 0.1 | --> | 0.1 | 0.089 | 17.8 |  | --> | 0.095 | 0 | 0.009 | 0.09 | 0 |  | --> | E24 ex BANOGE | Banoge [T121,T122] | BANOGE |  | 52.6755 | -6.2497
MV/LV Substation BU***4250 |  | 10 kV | _ | LV | 100 kVA :Pole Substation | 0.1 | --> | 0.1 | 0 | 0 | Constrained, otherwise capacity available =94 kVA | --> | 0.095 | 0 | 0 | 0 | 0 | Constrained, otherwise capacity available =96 kW | --> | C11 ex GARDEN CITY | Garden City [T41,T42] | ARKLOW |  | 52.7061 | -6.304
MV/LV Substation ST***4252 |  | 10 kV | _ | LV | 400 kVA :Kiosk Substation | 0.4 | --> | 0.4 | 0 | 0 | Constrained, otherwise capacity available =398 kVA | --> | 0.38 | 0 | 0 | 0 | 0 | Constrained, otherwise capacity available =380 kW | --> | C14 ex GARDEN CITY | Garden City [T41,T42] | ARKLOW |  | 52.6755 | -6.2843
MV/LV Substation BA***4253 |  | 10 kV | _ | LV | 50 kVA :Pole Substation | 0.05 | --> | 0.05 | 0 | 0 | Constrained, otherwise capacity available =50 kVA | --> | 0.048 | 0 | 0 | 0 | 0 | Constrained, otherwise capacity available =48 kW | --> | C11 ex GARDEN CITY | Garden City [T41,T42] | ARKLOW |  | 52.7079 | -6.2996
MV/LV Substation BA***4258 |  | 20 kV | _ | LV | 100 kVA :Pole Substation | 0.1 | --> | 0.1 | 0.1 | 17.8 |  | --> | 0.095 | 0 | 0 | 0.095 | 0 |  | --> | E21 ex BANOGE | Banoge [T121,T122] | BANOGE |  | 52.6817 | -6.3869
MV/LV Substation SC***4260 |  | 10 kV | _ | LV | 200 kVA :Pole Substation | 0.2 | --> | 0.2 | 0 | 0 | Constrained, otherwise capacity available =153 kVA | --> | 0.19 | 0 | 0.007 | 0 | 0 | Constrained, otherwise capacity available =191 kW | --> | C11 ex GARDEN CITY | Garden City [T41,T42] | ARKLOW |  | 52.6822 | -6.2998
MV/LV Substation GA***4262 |  | 10 kV | _ | LV | 630 kVA :Kiosk Substation | 0.63 | --> | 0.63 | 0 | 0 | Constrained, otherwise capacity available =490 kVA | --> | 0.598 | 0 | 0.011 | 0 | 0 | Constrained, otherwise capacity available =609 kW | --> | C15 ex GARDEN CITY | Garden City [T41,T42] | ARKLOW |  | 52.6785 | -6.2893
MV/LV Substation CO***4263 |  | 10 kV | _ | LV | 400 kVA :Kiosk Substation | 0.4 | --> | 0.4 | 0 | 0 | Constrained, otherwise capacity available =400 kVA | --> | 0.38 | 0 | 0 | 0 | 0 | Constrained, otherwise capacity available =380 kW | --> | C14 ex GARDEN CITY | Garden City [T41,T42] | ARKLOW |  | 52.6743 | -6.2838
MV/LV Substation RA***4270 |  | 10 kV | _ | LV | 630 kVA :Kiosk Substation | 0.63 | --> | 0.63 | 0.5 | 3.03 |  | --> | 0.598 | 0 | 0 | 0 | 0 | Constrained, otherwise capacity available =600 kW | --> | C18 ex RAMSTOWN | Ramstown [T41,T42] | CRANE |  | 52.6691 | -6.3045
MV/LV Substation CL***4281 |  | 20 kV | _ | LV | 630 kVA :Kiosk Substation | 0.63 | --> | 0.63 | 0.5 | 3.03 |  | --> | 0.598 | 0 | 0.056 | 0 | 0 | Constrained, otherwise capacity available =562 kW | --> | C17 ex RAMSTOWN | Ramstown [T41,T42] | CRANE |  | 52.6764 | -6.2746
MV/LV Substation MI***4283 |  | 10 kV | _ | LV | 630 kVA :Kiosk Substation | 0.63 | --> | 0.63 | 0.5 | 3.03 |  | --> | 0.598 | 0 | 0.01 | 0 | 0 | Constrained, otherwise capacity available =598 kW | --> | C17 ex RAMSTOWN | Ramstown [T41,T42] | CRANE |  | 52.6697 | -6.2885
MV/LV Substation WA***4285 |  | 20 kV | _ | LV | 100 kVA :Pole Substation | 0.1 | --> | 0.1 | 0.1 | 17.8 |  | --> | 0.095 | 0 | 0 | 0.095 | 0 |  | --> | E19 ex BANOGE | Banoge [T121,T122] | BANOGE |  | 52.6382 | -6.2977
MV/LV Substation TU***4293 |  | 20 kV | _ | LV | 100 kVA :Pole Substation | 0.1 | --> | 0.1 | 0.1 | 17.8 |  | --> | 0.095 | 0 | 0 | 0.095 | 0 |  | --> | E22 ex BANOGE | Banoge [T121,T122] | BANOGE |  | 52.6117 | -6.384
MV/LV Substation SE***4294 |  | 10 kV | _ | LV | 400 kVA :Kiosk Substation | 0.4 | --> | 0.4 | 0 | 0 | Constrained, otherwise capacity available =400 kVA | --> | 0.38 | 0 | 0 | 0 | 0 | Constrained, otherwise capacity available =380 kW | --> | C11 ex GARDEN CITY | Garden City [T41,T42] | ARKLOW |  | 52.6775 | -6.2119
MV/LV Substation GO***4301 |  | 10 kV | _ | LV | 630 kVA :Kiosk Substation | 0.63 | --> | 0.63 | 0 | 0 | Constrained, otherwise capacity available =586 kVA | --> | 0.598 | 0 | 0.018 | 0 | 0 | Constrained, otherwise capacity available =591 kW | --> | C11 ex GARDEN CITY | Garden City [T41,T42] | ARKLOW |  | 52.6833 | -6.3013
MV/LV Substation WA***4305 |  | 20 kV | _ | LV | 100 kVA :Pole Substation | 0.1 | --> | 0.1 | 0.1 | 17.8 |  | --> | 0.095 | 0 | 0 | 0.095 | 0 |  | --> | E19 ex BANOGE | Banoge [T121,T122] | BANOGE |  | 52.6408 | -6.2956
MV/LV Substation RO***4312 |  | 20 kV | _ | LV | 50 kVA :Pole Substation | 0.05 | --> | 0.05 | 0.049 | 17.8 |  | --> | 0.048 | 0 | 0 | 0.048 | 0 |  | --> | E22 ex BANOGE | Banoge [T121,T122] | BANOGE |  | 52.6705 | -6.4051
MV/LV Substation MI***4320 |  | 10 kV | _ | LV | 630 kVA :Kiosk Substation | 0.63 | --> | 0.63 | 0.5 | 3.03 |  | --> | 0.598 | 0 | 0 | 0 | 0 | Constrained, otherwise capacity available =600 kW | --> | C17 ex RAMSTOWN | Ramstown [T41,T42] | CRANE |  | 52.6706 | -6.2874
MV/LV Substation PA***4321 |  | 10 kV | _ | LV | 630 kVA :Kiosk Substation | 0.63 | --> | 0.63 | 0.5 | 3.03 |  | --> | 0.598 | 0 | 0 | 0 | 0 | Constrained, otherwise capacity available =598 kW | --> | C24 ex RAMSTOWN | Ramstown [T41,T42] | CRANE |  | 52.674 | -6.2932
MV/LV Substation TH***4322 |  | 20 kV | _ | LV | 630 kVA :Kiosk Substation | 0.63 | --> | 0.63 | 0.5 | 3.03 |  | --> | 0.598 | 0 | 0 | 0 | 0 | Constrained, otherwise capacity available =598 kW | --> | C17 ex RAMSTOWN | Ramstown [T41,T42] | CRANE |  | 52.6763 | -6.2765
MV/LV Substation GO***4340 |  | 10 kV | _ | LV | 630 kVA :Kiosk Substation | 0.63 | --> | 0.63 | 0 | 0 | Constrained, otherwise capacity available =630 kVA | --> | 0.598 | 0 | 0 | 0 | 0 | Constrained, otherwise capacity available =598 kW | --> | C11 ex GARDEN CITY | Garden City [T41,T42] | ARKLOW |  | 52.6843 | -6.2991
MV/LV Substation AS***4360 |  | 10 kV | _ | LV | 100 kVA :Pole Substation | 0.1 | --> | 0.1 | 0 | 0 | Constrained, otherwise capacity available =100 kVA | --> | 0.095 | 0 | 0 | 0 | 0 | Constrained, otherwise capacity available =95 kW | --> | C11 ex GARDEN CITY | Garden City [T41,T42] | ARKLOW |  | 52.701 | -6.2645
MV/LV Substation CL***445 |  | 10 kV | _ | LV | 100 kVA :Pole Substation | 0.1 | --> | 0.1 | 0 | 0 | Constrained, otherwise capacity available =88 kVA | --> | 0.095 | 0 | 0.005 | 0 | 0 | Constrained, otherwise capacity available =93 kW | --> | C11 ex GARDEN CITY | Garden City [T41,T42] | ARKLOW |  | 52.6836 | -6.2678
MV/LV Substation KI***447 |  | 10 kV | _ | LV | 50 kVA :Pole Substation | 0.05 | --> | 0.05 | 0 | 0 | Constrained, otherwise capacity available =42 kVA | --> | 0.048 | 0 | 0 | 0 | 0 | Constrained, otherwise capacity available =49 kW | --> | C11 ex GARDEN CITY | Garden City [T41,T42] | ARKLOW |  | 52.6904 | -6.2604
MV/LV Substation MA***455 |  | 10 kV | _ | LV | 200 kVA :Pole Substation | 0.2 | --> | 0.2 | 0.165 | 3.03 |  | --> | 0.19 | 0 | 0 | 0 | 0 | Constrained, otherwise capacity available =195 kW | --> | C17 ex RAMSTOWN | Ramstown [T41,T42] | CRANE |  | 52.6684 | -6.2729
MV/LV Substation TO***457 |  | 10 kV | _ | LV | 50 kVA :Pole Substation | 0.05 | --> | 0.05 | 0.033 | 17.8 |  | --> | 0.048 | 0 | 0 | 0.05 | 0 |  | --> | E24 ex BANOGE | Banoge [T121,T122] | BANOGE |  | 52.6561 | -6.2562
MV/LV Substation CO***461 |  | 20 kV | _ | LV | 100 kVA :Pole Substation | 0.1 | --> | 0.1 | 0.085 | 17.8 |  | --> | 0.095 | 0 | 0 | 0.097 | 0 |  | --> | E19 ex BANOGE | Banoge [T121,T122] | BANOGE |  | 52.6419 | -6.2938
MV/LV Substation NA***464 |  | 20 kV | _ | LV | 50 kVA :Pole Substation | 0.05 | --> | 0.05 | 0.047 | 17.8 |  | --> | 0.048 | 0 | 0 | 0.048 | 0 |  | --> | E19 ex BANOGE | Banoge [T121,T122] | BANOGE |  | 52.6144 | -6.3051
MV/LV Substation BA***465 |  | 20 kV | _ | LV | 200 kVA :Pole Substation | 0.2 | --> | 0.2 | 0.056 | 17.8 |  | --> | 0.19 | 0 | 0.018 | 0.195 | 0 |  | --> | E19 ex BANOGE | Banoge [T121,T122] | BANOGE |  | 52.6093 | -6.3036
MV/LV Substation RI***471 |  | 20 kV | _ | LV | 400 kVA :Kiosk Substation | 0.4 | --> | 0.4 | 0.285 | 17.8 |  | --> | 0.38 | 0 | 0.005 | 0.392 | 0 |  | --> | E13 ex BANOGE | Banoge [T121,T122] | BANOGE |  | 52.6394 | -6.2363
MV/LV Substation CO***476 |  | 20 kV | _ | LV | 630 kVA :Kiosk Substation | 0.63 | --> | 0.63 | 0.5 | 17.8 |  | --> | 0.598 | 0 | 0.009 | 0.5 | 0 |  | --> | E13 ex BANOGE | Banoge [T121,T122] | BANOGE |  | 52.645 | -6.23
MV/LV Substation BA***487 |  | 20 kV | _ | LV | 200 kVA :Pole Substation | 0.2 | --> | 0.2 | 0.165 | 17.8 |  | --> | 0.19 | 0 | 0.003 | 0.192 | 0 |  | --> | E13 ex BANOGE | Banoge [T121,T122] | BANOGE |  | 52.6432 | -6.2335
MV/LV Substation BA***487X |  | 20 kV | _ | LV | 50 kVA :Pole Substation | 0.05 | --> | 0.05 | 0.045 | 17.8 |  | --> | 0.048 | 0 | 0 | 0.048 | 0 |  | --> | E19 ex BANOGE | Banoge [T121,T122] | BANOGE |  | 52.6162 | -6.3069
MV/LV Substation BO***490X |  | 10 kV | _ | LV | 400 kVA :Building Structure | 0.4 | --> | 0.4 | 0 | 0 | Constrained, otherwise capacity available =400 kVA | --> | 0.38 | 0 | 0 | 0 | 0 | Constrained, otherwise capacity available =380 kW | --> | C14 ex GARDEN CITY | Garden City [T41,T42] | ARKLOW |  | 52.671 | -6.2872
MV/LV Substation WE***495X |  | 10 kV | _ | LV | 400 kVA :Kiosk Substation | 0.4 | --> | 0.4 | 0 | 0 | Constrained, otherwise capacity available =339 kVA | --> | 0.38 | 0 | 0.011 | 0 | 0 | Constrained, otherwise capacity available =376 kW | --> | C14 ex GARDEN CITY | Garden City [T41,T42] | ARKLOW |  | 52.6804 | -6.276
MV/LV Substation MC***501X |  | 10 kV | _ | LV | 100 kVA :Pole Substation | 0.1 | --> | 0.1 | 0 | 0 | Constrained, otherwise capacity available =80 kVA | --> | 0.095 | 0 | 0 | 0 | 0 | Constrained, otherwise capacity available =98 kW | --> | C11 ex GARDEN CITY | Garden City [T41,T42] | ARKLOW |  | 52.6806 | -6.2163
MV/LV Substation CO***504 |  | 20 kV | _ | LV | 100 kVA :Pole Substation | 0.1 | --> | 0.1 | 0.09 | 17.8 |  | --> | 0.095 | 0 | 0 | 0.096 | 0 |  | --> | E19 ex BANOGE | Banoge [T121,T122] | BANOGE |  | 52.6459 | -6.2859
MV/LV Substation MI***505 |  | 10 kV | _ | LV | 50 kVA :Pole Substation | 0.05 | --> | 0.05 | 0.034 | 3.03 |  | --> | 0.048 | 0 | 0.012 | 0 | 0 | Constrained, otherwise capacity available =41 kW | --> | C17 ex RAMSTOWN | Ramstown [T41,T42] | CRANE |  | 52.6716 | -6.284
MV/LV Substation DU***506 |  | 10 kV | _ | LV | 100 kVA :Pole Substation | 0.1 | --> | 0.1 | 0.078 | 17.8 |  | --> | 0.095 | 0 | 0 | 0.098 | 0 |  | --> | E24 ex BANOGE | Banoge [T121,T122] | BANOGE |  | 52.6698 | -6.2174
MV/LV Substation SE***512 |  | 10 kV | _ | LV | 200 kVA :Kiosk Substation | 0.2 | --> | 0.2 | 0 | 0 | Constrained, otherwise capacity available =139 kVA | --> | 0.19 | 0 | 0.039 | 0 | 0 | Constrained, otherwise capacity available =169 kW | --> | C11 ex GARDEN CITY | Garden City [T41,T42] | ARKLOW |  | 52.6767 | -6.2996
MV/LV Substation I ***532X |  | 10 kV | _ | LV | 630 kVA :Kiosk Substation | 0.63 | --> | 0.63 | 0 | 0 | Constrained, otherwise capacity available =611 kVA | --> | 0.598 | 0 | 0 | 0 | 0 | Constrained, otherwise capacity available =601 kW | --> | C14 ex GARDEN CITY | Garden City [T41,T42] | ARKLOW |  | 52.6751 | -6.2821
MV/LV Substation ID***534X |  | 20 kV | _ | LV | 400 kVA :Kiosk Substation | 0.4 | --> | 0.4 | 0 | 0 | Constrained, otherwise capacity available =205 kVA | --> | 0.38 | 0 | 0 | 0 | 0 | Constrained, otherwise capacity available =406 kW | --> | E19 ex SHILLELAGH | Shillelagh [T421,T422] | CARLOW |  | 52.712 | -6.4923
MV/LV Substation CL***544X |  | 10 kV | _ | LV | 400 kVA :Kiosk Substation | 0.4 | --> | 0.4 | 0 | 0 | Constrained, otherwise capacity available =336 kVA | --> | 0.38 | 0 | 0.029 | 0 | 0 | Constrained, otherwise capacity available =367 kW | --> | C14 ex GARDEN CITY | Garden City [T41,T42] | ARKLOW |  | 52.6799 | -6.2791
MV/LV Substation AR***545 |  | 20 kV | _ | LV | 400 kVA :Kiosk Substation | 0.4 | --> | 0.4 | 0.291 | 17.8 |  | --> | 0.38 | 0 | 0.039 | 0.366 | 0 |  | --> | E13 ex BANOGE | Banoge [T121,T122] | BANOGE |  | 52.6355 | -6.2351
MV/LV Substation AR***546 |  | 20 kV | _ | LV | 400 kVA :Kiosk Substation | 0.4 | --> | 0.4 | 0.344 | 17.8 |  | --> | 0.38 | 0 | 0 | 0.388 | 0 |  | --> | E13 ex BANOGE | Banoge [T121,T122] | BANOGE |  | 52.634 | -6.2314
MV/LV Substation MI***547 |  | 20 kV | _ | LV | 100 kVA :Pole Substation | 0.1 | --> | 0.1 | 0.084 | 17.8 |  | --> | 0.095 | 0 | 0.005 | 0.094 | 0 |  | --> | E13 ex BANOGE | Banoge [T121,T122] | BANOGE |  | 52.6298 | -6.2317
MV/LV Substation RE***550 |  | 10 kV | _ | LV | 100 kVA :Pole Substation | 0.1 | --> | 0.1 | 0.066 | 17.8 |  | --> | 0.095 | 0 | 0.007 | 0.094 | 0 |  | --> | E24 ex BANOGE | Banoge [T121,T122] | BANOGE |  | 52.646 | -6.2383
MV/LV Substation BA***550X |  | 10 kV | _ | LV | 200 kVA :Pole Substation | 0.2 | --> | 0.2 | 0 | 0 | Constrained, otherwise capacity available =166 kVA | --> | 0.19 | 0 | 0.003 | 0 | 0 | Constrained, otherwise capacity available =192 kW | --> | C11 ex GARDEN CITY | Garden City [T41,T42] | ARKLOW |  | 52.6822 | -6.2203
MV/LV Substation BA***552 |  | 10 kV | _ | LV | 50 kVA :Pole Substation | 0.05 | --> | 0.05 | 0 | 0 | Constrained, otherwise capacity available =24 kVA | --> | 0.048 | 0 | 0.015 | 0 | 0 | Constrained, otherwise capacity available =40 kW | --> | C11 ex GARDEN CITY | Garden City [T41,T42] | ARKLOW |  | 52.6798 | -6.2095
MV/LV Substation RI***553X |  | 20 kV | _ | LV | 200 kVA :Pole Substation | 0.2 | --> | 0.2 | 0.109 | 17.8 |  | --> | 0.19 | 0 | 0 | 0.202 | 0 |  | --> | E13 ex BANOGE | Banoge [T121,T122] | BANOGE |  | 52.6372 | -6.235
MV/LV Substation GO***556X |  | 10 kV | _ | LV | 200 kVA :Pole Substation | 0.2 | --> | 0.2 | 0.171 | 3.03 |  | --> | 0.19 | 0 | 0 | 0 | 0 | Constrained, otherwise capacity available =194 kW | --> | C17 ex RAMSTOWN | Ramstown [T41,T42] | CRANE |  | 52.6659 | -6.2889
MV/LV Substation CO***557X |  | 20 kV | _ | LV | 630 kVA :Kiosk Substation | 0.63 | --> | 0.63 | 0.5 | 17.8 |  | --> | 0.598 | 0 | 0 | 0.5 | 0 |  | --> | E13 ex BANOGE | Banoge [T121,T122] | BANOGE |  | 52.6449 | -6.2277
MV/LV Substation CA***558 |  | 20 kV | _ | LV | 50 kVA :Pole Substation | 0.05 | --> | 0.05 | 0.04 | 17.8 |  | --> | 0.048 | 0 | 0 | 0.049 | 0 |  | --> | E21 ex BANOGE | Banoge [T121,T122] | BANOGE |  | 52.657 | -6.2838
MV/LV Substation BA***560 |  | 20 kV | _ | LV | 200 kVA :Pole Substation | 0.2 | --> | 0.2 | 0.199 | 17.8 |  | --> | 0.19 | 0 | 0 | 0.19 | 0 |  | --> | E22 ex BANOGE | Banoge [T121,T122] | BANOGE |  | 52.6442 | -6.3068
MV/LV Substation GO***560X |  | 10 kV | _ | LV | 50 kVA :Pole Substation | 0.05 | --> | 0.05 | 0.03 | 3.03 |  | --> | 0.048 | 0 | 0 | 0 | 0 | Constrained, otherwise capacity available =50 kW | --> | C17 ex RAMSTOWN | Ramstown [T41,T42] | CRANE |  | 52.6725 | -6.283
MV/LV Substation OS***561X |  | 10 kV | _ | LV | 100 kVA :Pole Substation | 0.1 | --> | 0.1 | 0.076 | 3.03 |  | --> | 0.095 | 0 | 0 | 0 | 0 | Constrained, otherwise capacity available =98 kW | --> | C17 ex RAMSTOWN | Ramstown [T41,T42] | CRANE |  | 52.6732 | -6.2825
MV/LV Substation CO***567 |  | 20 kV | _ | LV | 50 kVA :Pole Substation | 0.05 | --> | 0.05 | 0.043 | 17.8 |  | --> | 0.048 | 0 | 0.006 | 0.044 | 0 |  | --> | E21 ex BANOGE | Banoge [T121,T122] | BANOGE |  | 52.6594 | -6.3249
MV/LV Substation AM***569 |  | 20 kV | _ | LV | 100 kVA :Pole Substation | 0.1 | --> | 0.1 | 0.046 | 17.8 |  | --> | 0.095 | 0 | 0 | 0.102 | 0 |  | --> | E13 ex BANOGE | Banoge [T121,T122] | BANOGE |  | 52.6443 | -6.2344
MV/LV Substation MA***577X |  | 10 kV | _ | LV | 630 kVA :Kiosk Substation | 0.63 | --> | 0.63 | 0.345 | 3.03 |  | --> | 0.598 | 0 | 0 | 0 | 0 | Constrained, otherwise capacity available =636 kW | --> | C24 ex RAMSTOWN | Ramstown [T41,T42] | CRANE |  | 52.6751 | -6.2948
MV/LV Substation GL***584X |  | 20 kV | _ | LV | 400 kVA :Kiosk Substation | 0.4 | --> | 0.4 | 0.34 | 17.8 |  | --> | 0.38 | 0 | 0.028 | 0.367 | 0 |  | --> | E13 ex BANOGE | Banoge [T121,T122] | BANOGE |  | 52.6265 | -6.2347
MV/LV Substation GO***586X |  | 20 kV | _ | LV | 50 kVA :Pole Substation | 0.05 | --> | 0.05 | 0.026 | 17.8 |  | --> | 0.048 | 0 | 0.012 | 0.042 | 0 |  | --> | E21 ex BANOGE | Banoge [T121,T122] | BANOGE |  | 52.6715 | -6.3165
MV/LV Substation GL***590X |  | 20 kV | _ | LV | 100 kVA :Pole Substation | 0.1 | --> | 0.1 | 0.089 | 17.8 |  | --> | 0.095 | 0 | 0.005 | 0.093 | 0 |  | --> | E13 ex BANOGE | Banoge [T121,T122] | BANOGE |  | 52.6171 | -6.2272
MV/LV Substation HA***591X |  | 20 kV | _ | LV | 630 kVA :Kiosk Substation | 0.63 | --> | 0.63 | 0.5 | 17.8 |  | --> | 0.598 | 0 | 0.017 | 0.5 | 0 |  | --> | E13 ex BANOGE | Banoge [T121,T122] | BANOGE |  | 52.6462 | -6.2294
MV/LV Substation SE***592X |  | 20 kV | _ | LV | 400 kVA :Kiosk Substation | 0.4 | --> | 0.4 | 0.372 | 17.8 |  | --> | 0.38 | 0 | 0 | 0.384 | 0 |  | --> | E13 ex BANOGE | Banoge [T121,T122] | BANOGE |  | 52.6365 | -6.2321
MV/LV Substation ET***596X |  | 20 kV | _ | LV | 50 kVA :Pole Substation | 0.05 | --> | 0.05 | 0.032 | 17.8 |  | --> | 0.048 | 0 | 0 | 0.05 | 0 |  | --> | E13 ex BANOGE | Banoge [T121,T122] | BANOGE |  | 52.6373 | -6.2371
MV/LV Substation CO***597X |  | 20 kV | _ | LV | 100 kVA :Pole Substation | 0.1 | --> | 0.1 | 0.088 | 17.8 |  | --> | 0.095 | 0 | 0.006 | 0.092 | 0 |  | --> | E13 ex BANOGE | Banoge [T121,T122] | BANOGE |  | 52.6458 | -6.2337
MV/LV Substation CR***598 |  | 20 kV | _ | LV | 100 kVA :Pole Substation | 0.1 | --> | 0.1 | 0.054 | 17.8 |  | --> | 0.095 | 0 | 0.02 | 0.086 | 0 |  | --> | E21 ex BANOGE | Banoge [T121,T122] | BANOGE |  | 52.6809 | -6.3907
MV/LV Substation CH***598X |  | 10 kV | _ | LV | 200 kVA :Kiosk Substation | 0.2 | --> | 0.2 | 0.137 | 3.03 |  | --> | 0.19 | 0 | 0.005 | 0 | 0 | Constrained, otherwise capacity available =195 kW | --> | C24 ex RAMSTOWN | Ramstown [T41,T42] | CRANE |  | 52.676 | -6.3015
MV/LV Substation RA***599X |  | 10 kV | _ | LV | 200 kVA :Kiosk Substation | 0.2 | --> | 0.2 | 0.067 | 3.03 |  | --> | 0.19 | 0 | 0.026 | 0 | 0 | Constrained, otherwise capacity available =188 kW | --> | C18 ex RAMSTOWN | Ramstown [T41,T42] | CRANE |  | 52.6699 | -6.2982
MV/LV Substation RA***600X |  | 10 kV | _ | LV | 200 kVA :Kiosk Substation | 0.2 | --> | 0.2 | 0.149 | 3.03 |  | --> | 0.19 | 0 | 0.018 | 0 | 0 | Constrained, otherwise capacity available =184 kW | --> | C18 ex RAMSTOWN | Ramstown [T41,T42] | CRANE |  | 52.6696 | -6.2946
MV/LV Substation SA***602X |  | 10 kV | _ | LV | 630 kVA :Kiosk Substation | 0.63 | --> | 0.63 | 0 | 0 | Constrained, otherwise capacity available =586 kVA | --> | 0.598 | 0 | 0.004 | 0 | 0 | Constrained, otherwise capacity available =602 kW | --> | C11 ex GARDEN CITY | Garden City [T41,T42] | ARKLOW |  | 52.6831 | -6.2115
MV/LV Substation FO***605X |  | 20 kV | _ | LV | 400 kVA :Kiosk Substation | 0.4 | --> | 0.4 | 0.357 | 17.8 |  | --> | 0.38 | 0 | 0.015 | 0.375 | 0 |  | --> | E13 ex BANOGE | Banoge [T121,T122] | BANOGE |  | 52.6486 | -6.2314
MV/LV Substation BA***611 |  | 20 kV | _ | LV | 50 kVA :Pole Substation | 0.05 | --> | 0.05 | 0.04 | 17.8 |  | --> | 0.048 | 0 | 0.005 | 0.045 | 0 |  | --> | E21 ex BANOGE | Banoge [T121,T122] | BANOGE |  | 52.6775 | -6.3732
MV/LV Substation KI***614X |  | 10 kV | _ | LV | 50 kVA :Pole Substation | 0.05 | --> | 0.05 | 0 | 0 | Constrained, otherwise capacity available =40 kVA | --> | 0.048 | 0 | 0 | 0 | 0 | Constrained, otherwise capacity available =49 kW | --> | C11 ex GARDEN CITY | Garden City [T41,T42] | ARKLOW |  | 52.6854 | -6.2091
MV/LV Substation WO***617X |  | 10 kV | _ | LV | 400 kVA :Kiosk Substation | 0.4 | --> | 0.4 | 0.366 | 17.8 |  | --> | 0.38 | 0 | 0.017 | 0.372 | 0 |  | --> | E24 ex BANOGE | Banoge [T121,T122] | BANOGE |  | 52.6455 | -6.2389
MV/LV Substation KI***618X |  | 20 kV | _ | LV | 50 kVA :Pole Substation | 0.05 | --> | 0.05 | 0.038 | 17.8 |  | --> | 0.048 | 0 | 0 | 0.049 | 0 |  | --> | E21 ex BANOGE | Banoge [T121,T122] | BANOGE |  | 52.6703 | -6.3276
MV/LV Substation SE***619X |  | 20 kV | _ | LV | 400 kVA :Kiosk Substation | 0.4 | --> | 0.4 | 0.367 | 17.8 |  | --> | 0.38 | 0 | 0.012 | 0.376 | 0 |  | --> | E13 ex BANOGE | Banoge [T121,T122] | BANOGE |  | 52.6189 | -6.2309
MV/LV Substation SE***620X |  | 20 kV | _ | LV | 200 kVA :Kiosk Substation | 0.2 | --> | 0.2 | 0.191 | 17.8 |  | --> | 0.19 | 0 | 0.005 | 0.188 | 0 |  | --> | E13 ex BANOGE | Banoge [T121,T122] | BANOGE |  | 52.6182 | -6.2327
MV/LV Substation SA***623X |  | 10 kV | _ | LV | 630 kVA :Kiosk Substation | 0.63 | --> | 0.63 | 0 | 0 | Constrained, otherwise capacity available =629 kVA | --> | 0.598 | 0 | 0 | 0 | 0 | Constrained, otherwise capacity available =599 kW | --> | C11 ex GARDEN CITY | Garden City [T41,T42] | ARKLOW |  | 52.6828 | -6.2099
MV/LV Substation BR***626X |  | 20 kV | _ | LV | 400 kVA :Kiosk Substation | 0.4 | --> | 0.4 | 0.359 | 17.8 |  | --> | 0.38 | 0 | 0.01 | 0.378 | 0 |  | --> | E13 ex BANOGE | Banoge [T121,T122] | BANOGE |  | 52.6334 | -6.233
MV/LV Substation GL***628X |  | 20 kV | _ | LV | 400 kVA :Kiosk Substation | 0.4 | --> | 0.4 | 0.362 | 17.8 |  | --> | 0.38 | 0 | 0.015 | 0.374 | 0 |  | --> | E13 ex BANOGE | Banoge [T121,T122] | BANOGE |  | 52.6173 | -6.2285
MV/LV Substation HO***630X |  | 10 kV | _ | LV | 100 kVA :Pole Substation | 0.1 | --> | 0.1 | 0.098 | 3.03 |  | --> | 0.095 | 0 | 0 | 0 | 0 | Constrained, otherwise capacity available =95 kW | --> | C17 ex RAMSTOWN | Ramstown [T41,T42] | CRANE |  | 52.6562 | -6.3063
MV/LV Substation MO***632 |  | 20 kV | _ | LV | 200 kVA :Kiosk Substation | 0.2 | --> | 0.2 | 0.176 | 17.8 |  | --> | 0.19 | 0 | 0.009 | 0.187 | 0 |  | --> | E21 ex BANOGE | Banoge [T121,T122] | BANOGE |  | 52.7181 | -6.4015
MV/LV Substation RI***635X |  | 20 kV | _ | LV | 400 kVA :Kiosk Substation | 0.4 | --> | 0.4 | 0.282 | 17.8 |  | --> | 0.38 | 0 | 0.017 | 0.383 | 0 |  | --> | E13 ex BANOGE | Banoge [T121,T122] | BANOGE |  | 52.6424 | -6.2375
MV/LV Substation HO***638 |  | 20 kV | _ | LV | 200 kVA :Pole Substation | 0.2 | --> | 0.2 | 0.143 | 17.8 |  | --> | 0.19 | 0 | 0 | 0.198 | 0 |  | --> | E21 ex BANOGE | Banoge [T121,T122] | BANOGE |  | 52.7166 | -6.3483
MV/LV Substation AR***639X |  | 20 kV | _ | LV | 400 kVA :Kiosk Substation | 0.4 | --> | 0.4 | 0.326 | 17.8 |  | --> | 0.38 | 0 | 0.033 | 0.366 | 0 |  | --> | E13 ex BANOGE | Banoge [T121,T122] | BANOGE |  | 52.628 | -6.2346
MV/LV Substation BA***640X |  | 10 kV | _ | LV | 200 kVA :Pole Substation | 0.2 | --> | 0.2 | 0.19 | 17.8 |  | --> | 0.19 | 0 | 0 | 0.191 | 0 |  | --> | E24 ex BANOGE | Banoge [T121,T122] | BANOGE |  | 52.6798 | -6.2237
MV/LV Substation GR***645X |  | 10 kV | _ | LV | 50 kVA :Pole Substation | 0.05 | --> | 0.05 | 0.019 | 3.03 |  | --> | 0.048 | 0 | 0 | 0 | 0 | Constrained, otherwise capacity available =52 kW | --> | C24 ex RAMSTOWN | Ramstown [T41,T42] | CRANE |  | 52.6754 | -6.3052
MV/LV Substation GL***646X |  | 20 kV | _ | LV | 50 kVA :Pole Substation | 0.05 | --> | 0.05 | 0.016 | 17.8 |  | --> | 0.048 | 0 | 0.01 | 0.045 | 0 |  | --> | E13 ex BANOGE | Banoge [T121,T122] | BANOGE |  | 52.6218 | -6.2321
MV/LV Substation BE***648X |  | 20 kV | _ | LV | 630 kVA :Kiosk Substation | 0.63 | --> | 0.63 | 0.5 | 17.8 |  | --> | 0.598 | 0 | 0.019 | 0.5 | 0 |  | --> | E13 ex BANOGE | Banoge [T121,T122] | BANOGE |  | 52.6363 | -6.2297
MV/LV Substation HA***649X |  | 10 kV | _ | LV | 200 kVA :Kiosk Substation | 0.2 | --> | 0.2 | 0 | 0 | Constrained, otherwise capacity available =132 kVA | --> | 0.19 | 0 | 0.029 | 0 | 0 | Constrained, otherwise capacity available =178 kW | --> | C14 ex GARDEN CITY | Garden City [T41,T42] | ARKLOW |  | 52.6777 | -6.2828
MV/LV Substation TH***661X |  | 10 kV | _ | LV | 50 kVA :Pole Substation | 0.05 | --> | 0.05 | 0.008 | 3.03 |  | --> | 0.048 | 0 | 0.02 | 0 | 0 | Constrained, otherwise capacity available =38 kW | --> | C17 ex RAMSTOWN | Ramstown [T41,T42] | CRANE |  | 52.6666 | -6.3023
MV/LV Substation CA***662X |  | 20 kV | _ | LV | 200 kVA :Pole Substation | 0.2 | --> | 0.2 | 0 | 0 | Constrained, otherwise capacity available =185 kVA | --> | 0.19 | 0 | 0 | 0 | 0 | Constrained, otherwise capacity available =192 kW | --> | E19 ex SHILLELAGH | Shillelagh [T421,T422] | CARLOW |  | 52.7099 | -6.4921
MV/LV Substation CO***668X |  | 20 kV | _ | LV | 200 kVA :Kiosk Substation | 0.2 | --> | 0.2 | 0.175 | 17.8 |  | --> | 0.19 | 0 | 0 | 0.193 | 0 |  | --> | E13 ex BANOGE | Banoge [T121,T122] | BANOGE |  | 52.6491 | -6.2321
MV/LV Substation ES***671X |  | 20 kV | _ | LV | 100 kVA :Pole Substation | 0.1 | --> | 0.1 | 0.038 | 17.8 |  | --> | 0.095 | 0 | 0 | 0.102 | 0 |  | --> | E19 ex BANOGE | Banoge [T121,T122] | BANOGE |  | 52.6279 | -6.3063
MV/LV Substation RI***674X |  | 20 kV | _ | LV | 630 kVA :Kiosk Substation | 0.63 | --> | 0.63 | 0.5 | 17.8 |  | --> | 0.598 | 0 | 0.004 | 0.5 | 0 |  | --> | E13 ex BANOGE | Banoge [T121,T122] | BANOGE |  | 52.6451 | -6.2392
MV/LV Substation GL***676X |  | 20 kV | _ | LV | 400 kVA :Kiosk Substation | 0.4 | --> | 0.4 | 0.378 | 17.8 |  | --> | 0.38 | 0 | 0.019 | 0.369 | 0 |  | --> | E13 ex BANOGE | Banoge [T121,T122] | BANOGE |  | 52.6474 | -6.236
MV/LV Substation BA***682X |  | 20 kV | _ | LV | 50 kVA :Pole Substation | 0.05 | --> | 0.05 | 0.021 | 17.8 |  | --> | 0.048 | 0 | 0 | 0.051 | 0 |  | --> | E19 ex BANOGE | Banoge [T121,T122] | BANOGE |  | 52.6357 | -6.3118
MV/LV Substation SA***684X |  | 10 kV | _ | LV | 200 kVA :Kiosk Substation | 0.2 | --> | 0.2 | 0 | 0 | Constrained, otherwise capacity available =156 kVA | --> | 0.19 | 0 | 0.01 | 0 | 0 | Constrained, otherwise capacity available =189 kW | --> | C11 ex GARDEN CITY | Garden City [T41,T42] | ARKLOW |  | 52.6829 | -6.2082
MV/LV Substation BR***693 |  | 20 kV | _ | LV | 200 kVA :Pole Substation | 0.2 | --> | 0.2 | 0 | 0 | Constrained, otherwise capacity available =159 kVA | --> | 0.19 | 0 | 0.006 | 0 | 0 | Constrained, otherwise capacity available =191 kW | --> | E19 ex SHILLELAGH | Shillelagh [T421,T422] | CARLOW |  | 52.7106 | -6.4863
MV/LV Substation CA***694 |  | 20 kV | _ | LV | 200 kVA :Pole Substation | 0.2 | --> | 0.2 | 0 | 0 | Constrained, otherwise capacity available =158 kVA | --> | 0.19 | 0 | 0 | 0 | 0 | Constrained, otherwise capacity available =196 kW | --> | E19 ex SHILLELAGH | Shillelagh [T421,T422] | CARLOW |  | 52.7133 | -6.4917
MV/LV Substation HA***698X |  | 10 kV | _ | LV | 200 kVA :Kiosk Substation | 0.2 | --> | 0.2 | 0 | 0 | Constrained, otherwise capacity available =160 kVA | --> | 0.19 | 0 | 0.015 | 0 | 0 | Constrained, otherwise capacity available =184 kW | --> | C14 ex GARDEN CITY | Garden City [T41,T42] | ARKLOW |  | 52.679 | -6.2837
MV/LV Substation AS***710 |  | 10 kV | _ | LV | 100 kVA :Pole Substation | 0.1 | --> | 0.1 | 0 | 0 | Constrained, otherwise capacity available =96 kVA | --> | 0.095 | 0 | 0.004 | 0 | 0 | Constrained, otherwise capacity available =93 kW | --> | C11 ex GARDEN CITY | Garden City [T41,T42] | ARKLOW |  | 52.7037 | -6.2635
MV/LV Substation BE***713X |  | 20 kV | _ | LV | 630 kVA :Kiosk Substation | 0.63 | --> | 0.63 | 0.471 | 17.8 |  | --> | 0.598 | 0 | 0.022 | 0.5 | 0 |  | --> | E13 ex BANOGE | Banoge [T121,T122] | BANOGE |  | 52.6379 | -6.2303
MV/LV Substation BA***716X |  | 10 kV | _ | LV | 100 kVA :Pole Substation | 0.1 | --> | 0.1 | 0 | 0 | Constrained, otherwise capacity available =87 kVA | --> | 0.095 | 0 | 0.009 | 0 | 0 | Constrained, otherwise capacity available =90 kW | --> | C11 ex GARDEN CITY | Garden City [T41,T42] | ARKLOW |  | 52.6976 | -6.287
MV/LV Substation PR***730X |  | 10 kV | _ | LV | 50 kVA :Pole Substation | 0.05 | --> | 0.05 | 0.045 | 17.8 |  | --> | 0.048 | 0 | 0 | 0.048 | 0 |  | --> | E24 ex BANOGE | Banoge [T121,T122] | BANOGE |  | 52.6727 | -6.234
MV/LV Substation KI***735X |  | 10 kV | _ | LV | 50 kVA :Pole Substation | 0.05 | --> | 0.05 | 0 | 0 | Constrained, otherwise capacity available =49 kVA | --> | 0.048 | 0 | 0 | 0 | 0 | Constrained, otherwise capacity available =48 kW | --> | C11 ex GARDEN CITY | Garden City [T41,T42] | ARKLOW |  | 52.6982 | -6.3509
MV/LV Substation TH***738X |  | 10 kV | _ | LV | 200 kVA :Kiosk Substation | 0.2 | --> | 0.2 | 0.134 | 3.03 |  | --> | 0.19 | 0 | 0.051 | 0 | 0 | Constrained, otherwise capacity available =161 kW | --> | C18 ex RAMSTOWN | Ramstown [T41,T42] | CRANE |  | 52.6679 | -6.3014
MV/LV Substation NE***752X |  | 20 kV | _ | LV | 400 kVA :Kiosk Substation | 0.4 | --> | 0.4 | 0.289 | 17.8 |  | --> | 0.38 | 0 | 0.051 | 0.357 | 0 |  | --> | E21 ex BANOGE | Banoge [T121,T122] | BANOGE |  | 52.6767 | -6.3045
MV/LV Substation BA***760X |  | 20 kV | _ | LV | 100 kVA :Pole Substation | 0.1 | --> | 0.1 | 0.094 | 17.8 |  | --> | 0.095 | 0 | 0 | 0.096 | 0 |  | --> | E22 ex BANOGE | Banoge [T121,T122] | BANOGE |  | 52.6065 | -6.3795
MV/LV Substation WA***763X |  | 20 kV | _ | LV | 200 kVA :Kiosk Substation | 0.2 | --> | 0.2 | 0.134 | 17.8 |  | --> | 0.19 | 0 | 0.011 | 0.191 | 0 |  | --> | E13 ex BANOGE | Banoge [T121,T122] | BANOGE |  | 52.649 | -6.229
MV/LV Substation GO***765X |  | 20 kV | _ | LV | 100 kVA :Pole Substation | 0.1 | --> | 0.1 | 0.062 | 17.8 |  | --> | 0.095 | 0 | 0 | 0.1 | 0 |  | --> | E19 ex BANOGE | Banoge [T121,T122] | BANOGE |  | 52.6114 | -6.3065
MV/LV Substation SE***773X |  | 20 kV | _ | LV | 400 kVA :Kiosk Substation | 0.4 | --> | 0.4 | 0.325 | 17.8 |  | --> | 0.38 | 0 | 0 | 0.39 | 0 |  | --> | E13 ex BANOGE | Banoge [T121,T122] | BANOGE |  | 52.6427 | -6.2293
MV/LV Substation AS***776X |  | 10 kV | _ | LV | 400 kVA :Building Structure | 0.4 | --> | 0.4 | 0 | 0 | Constrained, otherwise capacity available =299 kVA | --> | 0.38 | 0 | 0 | 0 | 0 | Constrained, otherwise capacity available =394 kW | --> | C14 ex GARDEN CITY | Garden City [T41,T42] | ARKLOW |  | 52.679 | -6.2845
MV/LV Substation BA***782X |  | 10 kV | _ | LV | 50 kVA :Pole Substation | 0.05 | --> | 0.05 | 0 | 0 | Constrained, otherwise capacity available =49 kVA | --> | 0.048 | 0 | 0.005 | 0 | 0 | Constrained, otherwise capacity available =44 kW | --> | C11 ex GARDEN CITY | Garden City [T41,T42] | ARKLOW |  | 52.6907 | -6.3217
MV/LV Substation FU***784 |  | 10 kV | _ | LV | 50 kVA :Pole Substation | 0.05 | --> | 0.05 | 0 | 0 | Constrained, otherwise capacity available =32 kVA | --> | 0.048 | 0 | 0 | 0 | 0 | Constrained, otherwise capacity available =50 kW | --> | C11 ex GARDEN CITY | Garden City [T41,T42] | ARKLOW |  | 52.6906 | -6.2732
MV/LV Substation CL***786X |  | 20 kV | _ | LV | 100 kVA :Pole Substation | 0.1 | --> | 0.1 | 0 | 0 | Constrained, otherwise capacity available =78 kVA | --> | 0.095 | 0 | 0 | 0 | 0 | Constrained, otherwise capacity available =98 kW | --> | E19 ex SHILLELAGH | Shillelagh [T421,T422] | CARLOW |  | 52.7121 | -6.4904
MV/LV Substation CR***794 |  | 10 kV | _ | LV | 200 kVA :Kiosk Substation | 0.2 | --> | 0.2 | 0 | 0 | Constrained, otherwise capacity available =185 kVA | --> | 0.19 | 0 | 0.005 | 0 | 0 | Constrained, otherwise capacity available =188 kW | --> | C11 ex GARDEN CITY | Garden City [T41,T42] | ARKLOW |  | 52.6781 | -6.3024
MV/LV Substation GO***795 |  | 10 kV | _ | LV | 50 kVA :Pole Substation | 0.05 | --> | 0.05 | 0.028 | 3.03 |  | --> | 0.048 | 0 | 0.01 | 0 | 0 | Constrained, otherwise capacity available =43 kW | --> | C24 ex RAMSTOWN | Ramstown [T41,T42] | CRANE |  | 52.6733 | -6.3071
MV/LV Substation GO***795X |  | 10 kV | _ | LV | 400 kVA :Kiosk Substation | 0.4 | --> | 0.4 | 0.35 | 3.03 |  | --> | 0.38 | 0 | 0.013 | 0 | 0 | Constrained, otherwise capacity available =377 kW | --> | C24 ex RAMSTOWN | Ramstown [T41,T42] | CRANE |  | 52.673 | -6.309
MV/LV Substation BA***799X |  | 20 kV | _ | LV | 400 kVA :Kiosk Substation | 0.4 | --> | 0.4 | 0.337 | 17.8 |  | --> | 0.38 | 0 | 0.012 | 0.38 | 0 |  | --> | E19 ex BANOGE | Banoge [T121,T122] | BANOGE |  | 52.6108 | -6.3028
MV/LV Substation CL***801X |  | 10 kV | _ | LV | 200 kVA :Kiosk Substation | 0.2 | --> | 0.2 | 0 | 0 | Constrained, otherwise capacity available =136 kVA | --> | 0.19 | 0 | 0.018 | 0 | 0 | Constrained, otherwise capacity available =185 kW | --> | C14 ex GARDEN CITY | Garden City [T41,T42] | ARKLOW |  | 52.6775 | -6.2774
MV/LV Substation CL***804X |  | 20 kV | _ | LV | 50 kVA :Pole Substation | 0.05 | --> | 0.05 | 0.049 | 17.8 |  | --> | 0.048 | 0 | 0 | 0.048 | 0 |  | --> | E22 ex BANOGE | Banoge [T121,T122] | BANOGE |  | 52.6307 | -6.4185
MV/LV Substation MO***809 |  | 20 kV | _ | LV | 400 kVA :Kiosk Substation | 0.4 | --> | 0.4 | 0.385 | 17.8 |  | --> | 0.38 | 0 | 0 | 0.382 | 0 |  | --> | E22 ex BANOGE | Banoge [T121,T122] | BANOGE |  | 52.6366 | -6.3268
MV/LV Substation PU***812X |  | 20 kV | _ | LV | 200 kVA :Kiosk Substation | 0.2 | --> | 0.2 | 0.2 | 17.8 |  | --> | 0.19 | 0 | 0 | 0.19 | 0 |  | --> | E13 ex BANOGE | Banoge [T121,T122] | BANOGE |  | 52.6423 | -6.2263
MV/LV Substation SE***813X |  | 10 kV | _ | LV | 400 kVA :Kiosk Substation | 0.4 | --> | 0.4 | 0.336 | 17.8 |  | --> | 0.38 | 0 | 0.005 | 0.385 | 0 |  | --> | E24 ex BANOGE | Banoge [T121,T122] | BANOGE |  | 52.6765 | -6.2162
MV/LV Substation CL***814 |  | 20 kV | _ | LV | 100 kVA :Pole Substation | 0.1 | --> | 0.1 | 0.088 | 17.8 |  | --> | 0.095 | 0 | 0.02 | 0.082 | 0 |  | --> | E22 ex BANOGE | Banoge [T121,T122] | BANOGE |  | 52.6424 | -6.3434
MV/LV Substation CO***815X |  | 20 kV | _ | LV | 400 kVA :Kiosk Substation | 0.4 | --> | 0.4 | 0 | 0 | Constrained, otherwise capacity available =345 kVA | --> | 0.38 | 0 | 0 | 0 | 0 | Constrained, otherwise capacity available =387 kW | --> | E19 ex SHILLELAGH | Shillelagh [T421,T422] | CARLOW |  | 52.7126 | -6.499
MV/LV Substation FR***819 |  | 20 kV | _ | LV | 100 kVA :Pole Substation | 0.1 | --> | 0.1 | 0.09 | 17.8 |  | --> | 0.095 | 0 | 0 | 0.096 | 0 |  | --> | E22 ex BANOGE | Banoge [T121,T122] | BANOGE |  | 52.6369 | -6.3676
MV/LV Substation CO***819X |  | 10 kV | _ | LV | 630 kVA :Building Structure | 0.63 | --> | 0.63 | 0.5 | 17.8 |  | --> | 0.598 | 0 | 0 | 0.5 | 0 |  | --> | E24 ex BANOGE | Banoge [T121,T122] | BANOGE |  | 52.6509 | -6.2394
MV/LV Substation WO***820X |  | 20 kV | _ | LV | 200 kVA :Kiosk Substation | 0.2 | --> | 0.2 | 0.143 | 17.8 |  | --> | 0.19 | 0 | 0.009 | 0.191 | 0 |  | --> | E21 ex BANOGE | Banoge [T121,T122] | BANOGE |  | 52.6764 | -6.3077
MV/LV Substation BA***822 |  | 20 kV | _ | LV | 50 kVA :Pole Substation | 0.05 | --> | 0.05 | 0.048 | 17.8 |  | --> | 0.048 | 0 | 0 | 0.048 | 0 |  | --> | E22 ex BANOGE | Banoge [T121,T122] | BANOGE |  | 52.6212 | -6.3915
MV/LV Substation KI***824X |  | 10 kV | _ | LV | 50 kVA :Pole Substation | 0.05 | --> | 0.05 | 0 | 0 | Constrained, otherwise capacity available =45 kVA | --> | 0.048 | 0 | 0 | 0 | 0 | Constrained, otherwise capacity available =48 kW | --> | C11 ex GARDEN CITY | Garden City [T41,T42] | ARKLOW |  | 52.7079 | -6.2107
MV/LV Substation CA***828X |  | 20 kV | _ | LV | 100 kVA :Pole Substation | 0.1 | --> | 0.1 | 0 | 0 | Constrained, otherwise capacity available =70 kVA | --> | 0.095 | 0 | 0.013 | 0 | 0 | Constrained, otherwise capacity available =89 kW | --> | E19 ex SHILLELAGH | Shillelagh [T421,T422] | CARLOW |  | 52.7111 | -6.5101
MV/LV Substation DU***842X |  | 20 kV | _ | LV | 100 kVA :Pole Substation | 0.1 | --> | 0.1 | 0.071 | 17.8 |  | --> | 0.095 | 0 | 0 | 0.099 | 0 |  | --> | E19 ex BANOGE | Banoge [T121,T122] | BANOGE |  | 52.6453 | -6.2896
MV/LV Substation WA***845 |  | 20 kV | _ | LV | 100 kVA :Pole Substation | 0.1 | --> | 0.1 | 0.075 | 17.8 |  | --> | 0.095 | 0 | 0.007 | 0.093 | 0 |  | --> | E22 ex BANOGE | Banoge [T121,T122] | BANOGE |  | 52.6233 | -6.4212
MV/LV Substation KI***866 |  | 10 kV | _ | LV | 100 kVA :Pole Substation | 0.1 | --> | 0.1 | 0.091 | 17.8 |  | --> | 0.095 | 0 | 0 | 0.096 | 0 |  | --> | E24 ex BANOGE | Banoge [T121,T122] | BANOGE |  | 52.666 | -6.2167
MV/LV Substation GO***869 |  | 10 kV | _ | LV | 50 kVA :Pole Substation | 0.05 | --> | 0.05 | 0.05 | 17.8 |  | --> | 0.048 | 0 | 0 | 0.048 | 0 |  | --> | E24 ex BANOGE | Banoge [T121,T122] | BANOGE |  | 52.6549 | -6.2249
MV/LV Substation AR***870 |  | 20 kV | _ | LV | 100 kVA :Pole Substation | 0.1 | --> | 0.1 | 0.091 | 17.8 |  | --> | 0.095 | 0 | 0.005 | 0.092 | 0 |  | --> | E13 ex BANOGE | Banoge [T121,T122] | BANOGE |  | 52.6225 | -6.2336
MV/LV Substation RA***875 |  | 10 kV | _ | LV | 50 kVA :Pole Substation | 0.05 | --> | 0.05 | 0.031 | 3.03 |  | --> | 0.048 | 0 | 0.016 | 0 | 0 | Constrained, otherwise capacity available =38 kW | --> | C17 ex RAMSTOWN | Ramstown [T41,T42] | CRANE |  | 52.665 | -6.2635
MV/LV Substation BA***880X |  | 20 kV | _ | LV | 50 kVA :Pole Substation | 0.05 | --> | 0.05 | 0.045 | 17.8 |  | --> | 0.048 | 0 | 0.01 | 0.041 | 0 |  | --> | E22 ex BANOGE | Banoge [T121,T122] | BANOGE |  | 52.6434 | -6.3193
MV/LV Substation BA***882 |  | 10 kV | _ | LV | 50 kVA :Pole Substation | 0.05 | --> | 0.05 | 0 | 0 | Constrained, otherwise capacity available =12 kVA | --> | 0.048 | 0 | 0 | 0 | 0 | Constrained, otherwise capacity available =52 kW | --> | C11 ex GARDEN CITY | Garden City [T41,T42] | ARKLOW |  | 52.6789 | -6.204
MV/LV Substation PR***885X |  | 10 kV | _ | LV | 400 kVA :Kiosk Substation | 0.4 | --> | 0.4 | 0 | 0 | Constrained, otherwise capacity available =293 kVA | --> | 0.38 | 0 | 0 | 0 | 0 | Constrained, otherwise capacity available =394 kW | --> | C15 ex GARDEN CITY | Garden City [T41,T42] | ARKLOW |  | 52.6744 | -6.2903
MV/LV Substation TI***892X |  | 10 kV | _ | LV | 100 kVA :Pole Substation | 0.1 | --> | 0.1 | 0 | 0 | Constrained, otherwise capacity available =89 kVA | --> | 0.095 | 0 | 0 | 0 | 0 | Constrained, otherwise capacity available =96 kW | --> | C11 ex GARDEN CITY | Garden City [T41,T42] | ARKLOW |  | 52.7129 | -6.2667
MV/LV Substation BA***894 |  | 10 kV | _ | LV | 50 kVA :Pole Substation | 0.05 | --> | 0.05 | 0 | 0 | Constrained, otherwise capacity available =14 kVA | --> | 0.048 | 0 | 0 | 0 | 0 | Constrained, otherwise capacity available =52 kW | --> | C11 ex GARDEN CITY | Garden City [T41,T42] | ARKLOW |  | 52.698 | -6.3447
MV/LV Substation SA***911X |  | 10 kV | _ | LV | 200 kVA :Kiosk Substation | 0.2 | --> | 0.2 | 0 | 0 | Constrained, otherwise capacity available =178 kVA | --> | 0.19 | 0 | 0.018 | 0 | 0 | Constrained, otherwise capacity available =180 kW | --> | C11 ex GARDEN CITY | Garden City [T41,T42] | ARKLOW |  | 52.6853 | -6.2108
MV/LV Substation WO***914X |  | 10 kV | _ | LV | 200 kVA :Kiosk Substation | 0.2 | --> | 0.2 | 0 | 0 | Constrained, otherwise capacity available =156 kVA | --> | 0.19 | 0 | 0.015 | 0 | 0 | Constrained, otherwise capacity available =185 kW | --> | C11 ex GARDEN CITY | Garden City [T41,T42] | ARKLOW |  | 52.6838 | -6.293
MV/LV Substation CR***915X |  | 20 kV | _ | LV | 100 kVA :Pole Substation | 0.1 | --> | 0.1 | 0.091 | 17.8 |  | --> | 0.095 | 0 | 0 | 0.096 | 0 |  | --> | E21 ex BANOGE | Banoge [T121,T122] | BANOGE |  | 52.6789 | -6.3926
MV/LV Substation MI***917X |  | 20 kV | _ | LV | 400 kVA :Kiosk Substation | 0.4 | --> | 0.4 | 0.351 | 17.8 |  | --> | 0.38 | 0 | 0.005 | 0.383 | 0 |  | --> | E13 ex BANOGE | Banoge [T121,T122] | BANOGE |  | 52.6355 | -6.2393
MV/LV Substation BE***934X |  | 20 kV | _ | LV | 400 kVA :Kiosk Substation | 0.4 | --> | 0.4 | 0.4 | 17.8 |  | --> | 0.38 | 0 | 0 | 0.38 | 0 |  | --> | E13 ex BANOGE | Banoge [T121,T122] | BANOGE |  | 52.6391 | -6.2319
MV/LV Substation CA***935 |  | 20 kV | _ | LV | 100 kVA :Pole Substation | 0.1 | --> | 0.1 | 0 | 0 | Constrained, otherwise capacity available =85 kVA | --> | 0.095 | 0 | 0.005 | 0 | 0 | Constrained, otherwise capacity available =93 kW | --> | E19 ex SHILLELAGH | Shillelagh [T421,T422] | CARLOW |  | 52.7124 | -6.5069
MV/LV Substation WA***939 |  | 10 kV | _ | LV | 400 kVA :Kiosk Substation | 0.4 | --> | 0.4 | 0 | 0 | Constrained, otherwise capacity available =295 kVA | --> | 0.38 | 0 | 0.018 | 0 | 0 | Constrained, otherwise capacity available =381 kW | --> | C11 ex GARDEN CITY | Garden City [T41,T42] | ARKLOW |  | 52.682 | -6.2944
MV/LV Substation GO***946X |  | 10 kV | _ | LV | 630 kVA :Building Structure | 0.63 | --> | 0.63 | 0.5 | 3.03 |  | --> | 0.598 | 0 | 0.164 | 0 | 0 | Constrained, otherwise capacity available =487 kW | --> | C17 ex RAMSTOWN | Ramstown [T41,T42] | CRANE |  | 52.6648 | -6.3085
MV/LV Substation AH***950 |  | 10 kV | _ | LV | 50 kVA :Pole Substation | 0.05 | --> | 0.05 | 0 | 0 | Constrained, otherwise capacity available =34 kVA | --> | 0.048 | 0 | 0 | 0 | 0 | Constrained, otherwise capacity available =50 kW | --> | C11 ex GARDEN CITY | Garden City [T41,T42] | ARKLOW |  | 52.7136 | -6.194
MV/LV Substation CA***951X |  | 20 kV | _ | LV | 200 kVA :Pole Substation | 0.2 | --> | 0.2 | 0.137 | 17.8 |  | --> | 0.19 | 0 | 0.01 | 0.191 | 0 |  | --> | E21 ex BANOGE | Banoge [T121,T122] | BANOGE |  | 52.6639 | -6.3326
MV/LV Substation HI***952X |  | 20 kV | _ | LV | 200 kVA :Pole Substation | 0.2 | --> | 0.2 | 0 | 0 | Constrained, otherwise capacity available =150 kVA | --> | 0.19 | 0 | 0 | 0 | 0 | Constrained, otherwise capacity available =197 kW | --> | E19 ex SHILLELAGH | Shillelagh [T421,T422] | CARLOW |  | 52.7127 | -6.5046
MV/LV Substation SE***953 |  | 10 kV | _ | LV | 100 kVA :Pole Substation | 0.1 | --> | 0.1 | 0.081 | 17.8 |  | --> | 0.095 | 0 | 0 | 0.098 | 0 |  | --> | E24 ex BANOGE | Banoge [T121,T122] | BANOGE |  | 52.6702 | -6.2115
MV/LV Substation BA***958 |  | 20 kV | _ | LV | 50 kVA :Pole Substation | 0.05 | --> | 0.05 | 0.04 | 17.8 |  | --> | 0.048 | 0 | 0 | 0.049 | 0 |  | --> | E22 ex BANOGE | Banoge [T121,T122] | BANOGE |  | 52.6239 | -6.3735
MV/LV Substation DU***962X |  | 20 kV | _ | LV | 200 kVA :Kiosk Substation | 0.2 | --> | 0.2 | 0.145 | 17.8 |  | --> | 0.19 | 0 | 0.019 | 0.183 | 0 |  | --> | E13 ex BANOGE | Banoge [T121,T122] | BANOGE |  | 52.6315 | -6.2325
MV/LV Substation TO***963 |  | 10 kV | _ | LV | 200 kVA :Pole Substation | 0.2 | --> | 0.2 | 0 | 0 | Constrained, otherwise capacity available =91 kVA | --> | 0.19 | 0 | 0.015 | 0 | 0 | Constrained, otherwise capacity available =193 kW | --> | C11 ex GARDEN CITY | Garden City [T41,T42] | ARKLOW |  | 52.7108 | -6.2951
MV/LV Substation RI***963X |  | 20 kV | _ | LV | 200 kVA :Kiosk Substation | 0.2 | --> | 0.2 | 0.119 | 17.8 |  | --> | 0.19 | 0 | 0.015 | 0.19 | 0 |  | --> | E13 ex BANOGE | Banoge [T121,T122] | BANOGE |  | 52.6411 | -6.2387
MV/LV Substation CO***967 |  | 10 kV | _ | LV | 100 kVA :Pole Substation | 0.1 | --> | 0.1 | 0.079 | 17.8 |  | --> | 0.095 | 0 | 0.01 | 0.09 | 0 |  | --> | E24 ex BANOGE | Banoge [T121,T122] | BANOGE |  | 52.6544 | -6.2365
MV/LV Substation CA***969 |  | 20 kV | _ | LV | 50 kVA :Pole Substation | 0.05 | --> | 0.05 | 0.045 | 17.8 |  | --> | 0.048 | 0 | 0 | 0.048 | 0 |  | --> | E22 ex BANOGE | Banoge [T121,T122] | BANOGE |  | 52.6697 | -6.4314
MV/LV Substation BE***970X |  | 20 kV | _ | LV | 400 kVA :Kiosk Substation | 0.4 | --> | 0.4 | 0.4 | 17.8 |  | --> | 0.38 | 0 | 0 | 0.38 | 0 |  | --> | E13 ex BANOGE | Banoge [T121,T122] | BANOGE |  | 52.6401 | -6.2289
MV/LV Substation BA***971 |  | 20 kV | _ | LV | 200 kVA :Pole Substation | 0.2 | --> | 0.2 | 0.195 | 17.8 |  | --> | 0.19 | 0 | 0.005 | 0.187 | 0 |  | --> | E22 ex BANOGE | Banoge [T121,T122] | BANOGE |  | 52.6265 | -6.4008
MV/LV Substation CR***971X |  | 10 kV | _ | LV | 400 kVA :Kiosk Substation | 0.4 | --> | 0.4 | 0 | 0 | Constrained, otherwise capacity available =355 kVA | --> | 0.38 | 0 | 0 | 0 | 0 | Constrained, otherwise capacity available =386 kW | --> | C11 ex GARDEN CITY | Garden City [T41,T42] | ARKLOW |  | 52.6799 | -6.301
MV/LV Substation LI***974X |  | 10 kV | _ | LV | 400 kVA :Kiosk Substation | 0.4 | --> | 0.4 | 0 | 0 | Constrained, otherwise capacity available =231 kVA | --> | 0.38 | 0 | 0 | 0 | 0 | Constrained, otherwise capacity available =402 kW | --> | C15 ex GARDEN CITY | Garden City [T41,T42] | ARKLOW |  | 52.6777 | -6.2892
MV/LV Substation MI***977X |  | 20 kV | _ | LV | 200 kVA :Pole Substation | 0.2 | --> | 0.2 | 0.19 | 17.8 |  | --> | 0.19 | 0 | 0.003 | 0.189 | 0 |  | --> | E13 ex BANOGE | Banoge [T121,T122] | BANOGE |  | 52.6348 | -6.2403
MV/LV Substation PO***981X |  | 20 kV | _ | LV | 400 kVA :Kiosk Substation | 0.4 | --> | 0.4 | 0.372 | 17.8 |  | --> | 0.38 | 0 | 0 | 0.384 | 0 |  | --> | E13 ex BANOGE | Banoge [T121,T122] | BANOGE |  | 52.6193 | -6.2272
MV/LV Substation CO***983 |  | 20 kV | _ | LV | 630 kVA :Kiosk Substation | 0.63 | --> | 0.63 | 0.5 | 17.8 |  | --> | 0.598 | 0 | 0 | 0.5 | 0 |  | --> | E13 ex BANOGE | Banoge [T121,T122] | BANOGE |  | 52.6443 | -6.2313
MV/LV Substation BO***984X |  | 20 kV | _ | LV | 50 kVA :Pole Substation | 0.05 | --> | 0.05 | 0.046 | 17.8 |  | --> | 0.048 | 0 | 0 | 0.048 | 0 |  | --> | E19 ex BANOGE | Banoge [T121,T122] | BANOGE |  | 52.5968 | -6.3428
MV/LV Substation KI***985X |  | 20 kV | _ | LV | 50 kVA :Pole Substation | 0.05 | --> | 0.05 | 0 | 0 | Constrained, otherwise capacity available =49 kVA | --> | 0.048 | 0 | 0 | 0 | 0 | Constrained, otherwise capacity available =48 kW | --> | E19 ex SHILLELAGH | Shillelagh [T421,T422] | CARLOW |  | 52.6881 | -6.4923
MV/LV Substation BA***987 |  | 20 kV | _ | LV | 50 kVA :Pole Substation | 0.05 | --> | 0.05 | 0.04 | 17.8 |  | --> | 0.048 | 0 | 0 | 0.049 | 0 |  | --> | E19 ex BANOGE | Banoge [T121,T122] | BANOGE |  | 52.604 | -6.3134
MV/LV Substation CL***987X |  | 10 kV | _ | LV | 50 kVA :Pole Substation | 0.05 | --> | 0.05 | 0 | 0 | Constrained, otherwise capacity available =36 kVA | --> | 0.048 | 0 | 0 | 0 | 0 | Constrained, otherwise capacity available =49 kW | --> | C11 ex GARDEN CITY | Garden City [T41,T42] | ARKLOW |  | 52.6829 | -6.27
MV/LV Substation GL***993X |  | 20 kV | _ | LV | 200 kVA :Kiosk Substation | 0.2 | --> | 0.2 | 0 | 0 | Constrained, otherwise capacity available =191 kVA | --> | 0.19 | 0 | 0.003 | 0 | 0 | Constrained, otherwise capacity available =189 kW | --> | E19 ex SHILLELAGH | Shillelagh [T421,T422] | CARLOW |  | 52.7092 | -6.4874
MV/LV Substation RA***997X |  | 10 kV | _ | LV | 400 kVA :Kiosk Substation | 0.4 | --> | 0.4 | 0.312 | 3.03 |  | --> | 0.38 | 0 | 0.019 | 0 | 0 | Constrained, otherwise capacity available =378 kW | --> | C18 ex RAMSTOWN | Ramstown [T41,T42] | CRANE |  | 52.668 | -6.298
MV/LV Substation AB***001 |  | 10 kV | _ | LV | 630 kVA :Kiosk Substation | 0.63 | --> | 0.63 | 0.259 | 3.12 |  | --> | 0.598 | 0 | 0.01 | 0 | 0 | Constrained, otherwise capacity available =640 kW | --> | C22 ex BELLFIELD | Bellfield [T41,T42] | CRANE |  | 52.5012 | -6.5662
MV/LV Substation TE***002 |  | 10 kV | _ | LV | 630 kVA :Kiosk Substation | 0.63 | --> | 0.63 | 0.495 | 3.12 |  | --> | 0.598 | 0 | 0 | 0 | 0 | Constrained, otherwise capacity available =617 kW | --> | C22 ex BELLFIELD | Bellfield [T41,T42] | CRANE |  | 52.5033 | -6.5645
MV/LV Substation CL***002Y |  | 10 kV | _ | LV | 200 kVA :Pole Substation | 0.2 | --> | 0.2 | 0.115 | 4.38 |  | --> | 0.19 | 0 | 0 | 0.201 | 0 |  | --> | E14 ex CRANE | Crane [T122] | CRANE |  | 52.5416 | -6.551
MV/LV Substation MA***003 |  | 10 kV | _ | LV | 630 kVA :Building Structure | 0.63 | --> | 0.63 | 0.35 | 3.12 |  | --> | 0.598 | 0 | 0.005 | 0 | 0 | Constrained, otherwise capacity available =632 kW | --> | C17 ex BELLFIELD | Bellfield [T41,T42] | CRANE |  | 52.5018 | -6.5694
MV/LV Substation ME***004 |  | 10 kV | _ | LV | 200 kVA :Pole Substation | 0.2 | --> | 0.2 | 0.173 | 3.12 |  | --> | 0.19 | 0 | 0.015 | 0 | 0 | Constrained, otherwise capacity available =182 kW | --> | C14 ex BELLFIELD | Bellfield [T41,T42] | CRANE |  | 52.5067 | -6.5553
MV/LV Substation EC***005 |  | 10 kV | _ | LV | 630 kVA :Kiosk Substation | 0.63 | --> | 0.63 | 0.5 | 3.12 |  | --> | 0.598 | 0 | 0.014 | 0 | 0 | Constrained, otherwise capacity available =596 kW | --> | C14 ex BELLFIELD | Bellfield [T41,T42] | CRANE |  | 52.5039 | -6.5569
MV/LV Substation DA***007 |  | 10 kV | _ | LV | 1000 kVA :Building Structure | 1 | --> | 1 | 0.5 | 1.29 |  | --> | 0.95 | 0 | 0 | 0.5 | 0 |  | --> | C12 ex MONFIN | Monfin [T41,T42] | WEXFORD |  | 52.4931 | -6.5732
MV/LV Substation JO***011 |  | 10 kV | _ | LV | 400 kVA :Building Structure | 0.4 | --> | 0.4 | 0.148 | 3.12 |  | --> | 0.38 | 0 | 0.018 | 0 | 0 | Constrained, otherwise capacity available =400 kW | --> | C17 ex BELLFIELD | Bellfield [T41,T42] | CRANE |  | 52.4977 | -6.57
MV/LV Substation TE***012Y |  | 10 kV | _ | LV | 400 kVA :Kiosk Substation | 0.4 | --> | 0.4 | 0.345 | 3.12 |  | --> | 0.38 | 0 | 0 | 0 | 0 | Constrained, otherwise capacity available =388 kW | --> | C22 ex BELLFIELD | Bellfield [T41,T42] | CRANE |  | 52.5012 | -6.5612
MV/LV Substation BE***016 |  | 10 kV | _ | LV | 400 kVA :Building Structure | 0.4 | --> | 0.4 | 0.26 | 3.12 |  | --> | 0.38 | 0 | 0.018 | 0 | 0 | Constrained, otherwise capacity available =385 kW | --> | C14 ex BELLFIELD | Bellfield [T41,T42] | CRANE |  | 52.5059 | -6.5765
MV/LV Substation RO***017 |  | 10 kV | _ | LV | 200 kVA :Pole Substation | 0.2 | --> | 0.2 | 0.176 | 3.12 |  | --> | 0.19 | 0 | 0 | 0 | 0 | Constrained, otherwise capacity available =193 kW | --> | C11 ex BELLFIELD | Bellfield [T41,T42] | CRANE |  | 52.5014 | -6.5763
MV/LV Substation TH***018 |  | 10 kV | _ | LV | 200 kVA :Pole Substation | 0.2 | --> | 0.2 | 0.088 | 3.12 |  | --> | 0.19 | 0 | 0.014 | 0 | 0 | Constrained, otherwise capacity available =194 kW | --> | C14 ex BELLFIELD | Bellfield [T41,T42] | CRANE |  | 52.5004 | -6.5571
MV/LV Substation DA***021 |  | 10 kV | _ | LV | 100 kVA :Pole Substation | 0.1 | --> | 0.1 | 0.096 | 3.12 |  | --> | 0.095 | 0 | 0 | 0 | 0 | Constrained, otherwise capacity available =96 kW | --> | C14 ex BELLFIELD | Bellfield [T41,T42] | CRANE |  | 52.5058 | -6.5591
MV/LV Substation SU***022 |  | 10 kV | _ | LV | 100 kVA :Pole Substation | 0.1 | --> | 0.1 | 0.028 | 3.12 |  | --> | 0.095 | 0 | 0.024 | 0 | 0 | Constrained, otherwise capacity available =87 kW | --> | C14 ex BELLFIELD | Bellfield [T41,T42] | CRANE |  | 52.5079 | -6.5727
MV/LV Substation MU***024 |  | 10 kV | _ | LV | 400 kVA :Kiosk Substation | 0.4 | --> | 0.4 | 0.208 | 3.12 |  | --> | 0.38 | 0 | 0.009 | 0 | 0 | Constrained, otherwise capacity available =399 kW | --> | C11 ex BELLFIELD | Bellfield [T41,T42] | CRANE |  | 52.4955 | -6.572
MV/LV Substation OL***025 |  | 10 kV | _ | LV | 200 kVA :Pole Substation | 0.2 | --> | 0.2 | 0.129 | 3.12 |  | --> | 0.19 | 0 | 0.008 | 0 | 0 | Constrained, otherwise capacity available =194 kW | --> | C14 ex BELLFIELD | Bellfield [T41,T42] | CRANE |  | 52.5065 | -6.5613
MV/LV Substation PE***027 |  | 10 kV | _ | LV | 200 kVA :Pole Substation | 0.2 | --> | 0.2 | 0.126 | 3.12 |  | --> | 0.19 | 0 | 0.016 | 0 | 0 | Constrained, otherwise capacity available =188 kW | --> | C11 ex BELLFIELD | Bellfield [T41,T42] | CRANE |  | 52.4993 | -6.5727
MV/LV Substation IR***028 |  | 10 kV | _ | LV | 630 kVA :Building Structure | 0.63 | --> | 0.63 | 0.5 | 3.12 |  | --> | 0.598 | 0 | 0 | 0 | 0 | Constrained, otherwise capacity available =608 kW | --> | C17 ex BELLFIELD | Bellfield [T41,T42] | CRANE |  | 52.5033 | -6.5699
MV/LV Substation MI***029 |  | 10 kV | _ | LV | 630 kVA :Kiosk Substation | 0.63 | --> | 0.63 | 0.473 | 3.12 |  | --> | 0.598 | 0 | 0 | 0 | 0 | Constrained, otherwise capacity available =620 kW | --> | C17 ex BELLFIELD | Bellfield [T41,T42] | CRANE |  | 52.4994 | -6.5676
MV/LV Substation CO***030 |  | 10 kV | _ | LV | 100 kVA :Pole Substation | 0.1 | --> | 0.1 | 0.072 | 3.12 |  | --> | 0.095 | 0 | 0.007 | 0 | 0 | Constrained, otherwise capacity available =94 kW | --> | C14 ex BELLFIELD | Bellfield [T41,T42] | CRANE |  | 52.5025 | -6.5583
MV/LV Substation PR***031 |  | 10 kV | _ | LV | 50 kVA :Pole Substation | 0.05 | --> | 0.05 | 0.042 | 3.12 |  | --> | 0.048 | 0 | 0 | 0 | 0 | Constrained, otherwise capacity available =49 kW | --> | C14 ex BELLFIELD | Bellfield [T41,T42] | CRANE |  | 52.5079 | -6.5769
MV/LV Substation MA***032Y |  | 10 kV | _ | LV | 200 kVA :Kiosk Substation | 0.2 | --> | 0.2 | 0.099 | 3.12 |  | --> | 0.19 | 0 | 0.016 | 0 | 0 | Constrained, otherwise capacity available =192 kW | --> | C14 ex BELLFIELD | Bellfield [T41,T42] | CRANE |  | 52.5147 | -6.573
MV/LV Substation SL***033 |  | 10 kV | _ | LV | 400 kVA :Kiosk Substation | 0.4 | --> | 0.4 | 0.321 | 3.12 |  | --> | 0.38 | 0 | 0.017 | 0 | 0 | Constrained, otherwise capacity available =378 kW | --> | C22 ex BELLFIELD | Bellfield [T41,T42] | CRANE |  | 52.5044 | -6.5627
MV/LV Substation SW***033Y |  | 10 kV | _ | LV | 630 kVA :Kiosk Substation | 0.63 | --> | 0.63 | 0.5 | 3.12 |  | --> | 0.598 | 0 | 0 | 0 | 0 | Constrained, otherwise capacity available =612 kW | --> | C22 ex BELLFIELD | Bellfield [T41,T42] | CRANE |  | 52.5029 | -6.566
MV/LV Substation TE***035 |  | 20 kV | _ | LV | 200 kVA :Pole Substation | 0.2 | --> | 0.2 | 0.184 | 4.38 |  | --> | 0.19 | 0 | 0 | 0.192 | 0 |  | --> | E13 ex CRANE | Crane [T122] | CRANE |  | 52.4314 | -6.3289
MV/LV Substation RE***035Y |  | 10 kV | _ | LV | 200 kVA :Pole Substation | 0.2 | --> | 0.2 | 0.163 | 3.12 |  | --> | 0.19 | 0 | 0 | 0 | 0 | Constrained, otherwise capacity available =195 kW | --> | C11 ex BELLFIELD | Bellfield [T41,T42] | CRANE |  | 52.5038 | -6.6068
MV/LV Substation CL***036Y |  | 20 kV | _ | LV | 200 kVA :Pole Substation | 0.2 | --> | 0.2 | 0 | 0 | Constrained, otherwise capacity available =150 kVA | --> | 0.19 | 0 | 0.005 | 0.193 | 0 |  | --> | E15 ex CLONROCHE | Clonroche [T421,T422] | WEXFORD |  | 52.4485 | -6.7158
MV/LV Substation BL***037Y |  | 20 kV | _ | LV | 50 kVA :Pole Substation | 0.05 | --> | 0.05 | 0.009 | 4.38 |  | --> | 0.048 | 0 | 0 | 0.053 | 0 |  | --> | E13 ex CRANE | Crane [T122] | CRANE |  | 52.4471 | -6.3537
MV/LV Substation OU***038 |  | 20 kV | _ | LV | 50 kVA :Pole Substation | 0.05 | --> | 0.05 | 0.024 | 4.38 |  | --> | 0.048 | 0 | 0 | 0.051 | 0 |  | --> | E18 ex CRANE | Crane [T122] | CRANE |  | 52.5058 | -6.391
MV/LV Substation LY***041 |  | 10 kV | _ | LV | 400 kVA :Kiosk Substation | 0.4 | --> | 0.4 | 0.209 | 3.12 |  | --> | 0.38 | 0 | 0.105 | 0 | 0 | Constrained, otherwise capacity available =327 kW | --> | C11 ex BELLFIELD | Bellfield [T41,T42] | CRANE |  | 52.5131 | -6.5934
MV/LV Substation KI***043Y |  | 20 kV | _ | LV | 100 kVA :Pole Substation | 0.1 | --> | 0.1 | 0.085 | 4.38 |  | --> | 0.095 | 0 | 0.004 | 0.094 | 0 |  | --> | E13 ex CRANE | Crane [T122] | CRANE |  | 52.485 | -6.4396
MV/LV Substation BA***044Y |  | 20 kV | _ | LV | 50 kVA :Pole Substation | 0.05 | --> | 0.05 | 0.043 | 1.13 |  | --> | 0.048 | 0 | 0 | 0 | 0 | Constrained, otherwise capacity available =48 kW | --> | E18 ex BUNCLODY | Bunclody [T421,T422] | CRANE |  | 52.584 | -6.7201
MV/LV Substation BA***045Y |  | 20 kV | _ | LV | 50 kVA :Pole Substation | 0.05 | --> | 0.05 | 0 | 0 | Constrained, otherwise capacity available =34 kVA | --> | 0.048 | 0 | 0 | 0.05 | 0 |  | --> | E16 ex CLONROCHE | Clonroche [T421,T422] | WEXFORD |  | 52.5374 | -6.7361
MV/LV Substation DR***048Y |  | 10 kV | _ | LV | 50 kVA :Pole Substation | 0.05 | --> | 0.05 | 0.048 | 4.38 |  | --> | 0.048 | 0 | 0 | 0.048 | 0 |  | --> | E13 ex CRANE | Crane [T122] | CRANE |  | 52.5016 | -6.5419
MV/LV Substation FR***051 |  | 10 kV | _ | LV | 200 kVA :Kiosk Substation | 0.2 | --> | 0.2 | 0.151 | 3.12 |  | --> | 0.19 | 0 | 0.016 | 0 | 0 | Constrained, otherwise capacity available =185 kW | --> | C14 ex BELLFIELD | Bellfield [T41,T42] | CRANE |  | 52.5056 | -6.5581
MV/LV Substation RI***051Y |  | 10 kV | _ | LV | 400 kVA :Kiosk Substation | 0.4 | --> | 0.4 | 0.334 | 3.12 |  | --> | 0.38 | 0 | 0 | 0 | 0 | Constrained, otherwise capacity available =389 kW | --> | C11 ex BELLFIELD | Bellfield [T41,T42] | CRANE |  | 52.5024 | -6.5828
MV/LV Substation UN***053Y |  | 20 kV | _ | LV | 100 kVA :Pole Substation | 0.1 | --> | 0.1 | 0.08 | 4.38 |  | --> | 0.095 | 0 | 0 | 0.098 | 0 |  | --> | E13 ex CRANE | Crane [T122] | CRANE |  | 52.4527 | -6.4005
MV/LV Substation TH***054Y |  | 10 kV | _ | LV | 200 kVA :Kiosk Substation | 0.2 | --> | 0.2 | 0.11 | 3.12 |  | --> | 0.19 | 0 | 0.03 | 0 | 0 | Constrained, otherwise capacity available =180 kW | --> | C11 ex BELLFIELD | Bellfield [T41,T42] | CRANE |  | 52.5049 | -6.5828
MV/LV Substation AU***055 |  | 10 kV | _ | LV | 50 kVA :Pole Substation | 0.05 | --> | 0.05 | 0.047 | 1.29 |  | --> | 0.048 | 0 | 0.006 | 0.044 | 0 |  | --> | C13 ex MONFIN | Monfin [T41,T42] | WEXFORD |  | 52.4824 | -6.5384
MV/LV Substation TH***063 |  | 10 kV | _ | LV | 50 kVA :Pole Substation | 0.05 | --> | 0.05 | 0.046 | 1.29 |  | --> | 0.048 | 0 | 0 | 0.048 | 0 |  | --> | C24 ex MONFIN | Monfin [T41,T42] | WEXFORD |  | 52.4918 | -6.5609
MV/LV Substation ID***065 |  | 10 kV | _ | LV | 200 kVA :Pole Substation | 0.2 | --> | 0.2 | 0.199 | 4.38 |  | --> | 0.19 | 0 | 0 | 0.19 | 0 |  | --> | E11 ex CRANE | Crane [T122] | CRANE |  | 52.5211 | -6.5631
MV/LV Substation TO***073 |  | 10 kV | _ | LV | 400 kVA :Kiosk Substation | 0.4 | --> | 0.4 | 0.344 | 1.29 |  | --> | 0.38 | 0 | 0.011 | 0.379 | 0 |  | --> | C12 ex MONFIN | Monfin [T41,T42] | WEXFORD |  | 52.4839 | -6.589
MV/LV Substation KN***078 |  | 10 kV | _ | LV | 100 kVA :Pole Substation | 0.1 | --> | 0.1 | 0.056 | 1.29 |  | --> | 0.095 | 0 | 0.005 | 0.097 | 0 |  | --> | C13 ex MONFIN | Monfin [T41,T42] | WEXFORD |  | 52.4679 | -6.5209
MV/LV Substation RE***088Y |  | 10 kV | _ | LV | 200 kVA :Kiosk Substation | 0.2 | --> | 0.2 | 0.079 | 3.12 |  | --> | 0.19 | 0 | 0.009 | 0 | 0 | Constrained, otherwise capacity available =199 kW | --> | C11 ex BELLFIELD | Bellfield [T41,T42] | CRANE |  | 52.4979 | -6.5788
MV/LV Substation KI***090 |  | 10 kV | _ | LV | 100 kVA :Pole Substation | 0.1 | --> | 0.1 | 0.095 | 4.38 |  | --> | 0.095 | 0 | 0 | 0.096 | 0 |  | --> | E14 ex CRANE | Crane [T122] | CRANE |  | 52.5107 | -6.6447
MV/LV Substation GL***094 |  | 20 kV | _ | LV | 50 kVA :Pole Substation | 0.05 | --> | 0.05 | 0 | 0 | Constrained, otherwise capacity available =46 kVA | --> | 0.048 | 0 | 0 | 0.048 | 0 |  | --> | E16 ex CLONROCHE | Clonroche [T421,T422] | WEXFORD |  | 52.5179 | -6.7245
MV/LV Substation DA***096 |  | 20 kV | _ | LV | 100 kVA :Pole Substation | 0.1 | --> | 0.1 | 0 | 0 | Constrained, otherwise capacity available =73 kVA | --> | 0.095 | 0 | 0 | 0.099 | 0 |  | --> | E18 ex CLONROCHE | Clonroche [T421,T422] | WEXFORD |  | 52.4779 | -6.6325
MV/LV Substation GI***099 |  | 10 kV | _ | LV | 400 kVA :Kiosk Substation | 0.4 | --> | 0.4 | 0.331 | 1.29 |  | --> | 0.38 | 0 | 0.034 | 0.364 | 0 |  | --> | C24 ex MONFIN | Monfin [T41,T42] | WEXFORD |  | 52.4961 | -6.5523
MV/LV Substation LO***099Y |  | 10 kV | _ | LV | 200 kVA :Kiosk Substation | 0.2 | --> | 0.2 | 0.182 | 3.12 |  | --> | 0.19 | 0 | 0 | 0 | 0 | Constrained, otherwise capacity available =192 kW | --> | C11 ex BELLFIELD | Bellfield [T41,T42] | CRANE |  | 52.5011 | -6.573
MV/LV Substation PA***101Y |  | 10 kV | _ | LV | 400 kVA :Kiosk Substation | 0.4 | --> | 0.4 | 0.25 | 3.12 |  | --> | 0.38 | 0 | 0.06 | 0 | 0 | Constrained, otherwise capacity available =356 kW | --> | C14 ex BELLFIELD | Bellfield [T41,T42] | CRANE |  | 52.5114 | -6.5812
MV/LV Substation KI***102 |  | 10 kV | _ | LV | 200 kVA :Pole Substation | 0.2 | --> | 0.2 | 0.193 | 4.38 |  | --> | 0.19 | 0 | 0 | 0.191 | 0 |  | --> | E11 ex CRANE | Crane [T122] | CRANE |  | 52.5218 | -6.5521
MV/LV Substation DR***102Y |  | 10 kV | _ | LV | 50 kVA :Pole Substation | 0.05 | --> | 0.05 | 0.04 | 1.29 |  | --> | 0.048 | 0 | 0 | 0.049 | 0 |  | --> | C24 ex MONFIN | Monfin [T41,T42] | WEXFORD |  | 52.4957 | -6.5442
MV/LV Substation PI***111Y |  | 10 kV | _ | LV | 630 kVA :Kiosk Substation | 0.63 | --> | 0.63 | 0.442 | 3.12 |  | --> | 0.598 | 0 | 0.005 | 0 | 0 | Constrained, otherwise capacity available =620 kW | --> | C17 ex BELLFIELD | Bellfield [T41,T42] | CRANE |  | 52.5023 | -6.5716
MV/LV Substation BL***112 |  | 20 kV | _ | LV | 50 kVA :Pole Substation | 0.05 | --> | 0.05 | 0.028 | 4.38 |  | --> | 0.048 | 0 | 0 | 0.05 | 0 |  | --> | E13 ex CRANE | Crane [T122] | CRANE |  | 52.4434 | -6.3526
MV/LV Substation WE***114 |  | 10 kV | _ | LV | 100 kVA :Pole Substation | 0.1 | --> | 0.1 | 0.051 | 4.38 |  | --> | 0.095 | 0 | 0 | 0.102 | 0 |  | --> | E11 ex CRANE | Crane [T122] | CRANE |  | 52.5199 | -6.5572
MV/LV Substation FA***115 |  | 10 kV | _ | LV | 400 kVA :Kiosk Substation | 0.4 | --> | 0.4 | 0.169 | 3.12 |  | --> | 0.38 | 0 | 0.036 | 0 | 0 | Constrained, otherwise capacity available =384 kW | --> | C17 ex BELLFIELD | Bellfield [T41,T42] | CRANE |  | 52.5034 | -6.5733
MV/LV Substation TO***121 |  | 10 kV | _ | LV | 100 kVA :Pole Substation | 0.1 | --> | 0.1 | 0.052 | 1.29 |  | --> | 0.095 | 0 | 0.014 | 0.091 | 0 |  | --> | C13 ex MONFIN | Monfin [T41,T42] | WEXFORD |  | 52.481 | -6.5873
MV/LV Substation MO***121Y |  | 10 kV | _ | LV | 100 kVA :Pole Substation | 0.1 | --> | 0.1 | 0.055 | 4.38 |  | --> | 0.095 | 0 | 0 | 0.101 | 0 |  | --> | E11 ex CRANE | Crane [T122] | CRANE |  | 52.5306 | -6.5553
MV/LV Substation VE***125 |  | 10 kV | _ | LV | 400 kVA :Kiosk Substation | 0.4 | --> | 0.4 | 0.273 | 3.12 |  | --> | 0.38 | 0 | 0.003 | 0 | 0 | Constrained, otherwise capacity available =395 kW | --> | C11 ex BELLFIELD | Bellfield [T41,T42] | CRANE |  | 52.5094 | -6.5854
MV/LV Substation CL***127Y |  | 10 kV | _ | LV | 200 kVA :Kiosk Substation | 0.2 | --> | 0.2 | 0.078 | 3.12 |  | --> | 0.19 | 0 | 0.019 | 0 | 0 | Constrained, otherwise capacity available =192 kW | --> | C14 ex BELLFIELD | Bellfield [T41,T42] | CRANE |  | 52.512 | -6.5734
MV/LV Substation BA***129 |  | 10 kV | _ | LV | 50 kVA :Pole Substation | 0.05 | --> | 0.05 | 0.047 | 4.38 |  | --> | 0.048 | 0 | 0 | 0.048 | 0 |  | --> | E14 ex CRANE | Crane [T122] | CRANE |  | 52.5426 | -6.609
MV/LV Substation CU***129Y |  | 10 kV | _ | LV | 50 kVA :Pole Substation | 0.05 | --> | 0.05 | 0.05 | 4.38 |  | --> | 0.048 | 0 | 0 | 0.048 | 0 |  | --> | E14 ex CRANE | Crane [T122] | CRANE |  | 52.542 | -6.6653
MV/LV Substation MA***132 |  | 10 kV | _ | LV | 50 kVA :Pole Substation | 0.05 | --> | 0.05 | 0.039 | 4.38 |  | --> | 0.048 | 0 | 0.012 | 0.04 | 0 |  | --> | E14 ex CRANE | Crane [T122] | CRANE |  | 52.547 | -6.6035
MV/LV Substation ES***141 |  | 10 kV | _ | LV | 100 kVA :Pole Substation | 0.1 | --> | 0.1 | 0.06 | 4.38 |  | --> | 0.095 | 0 | 0 | 0.1 | 0 |  | --> | E11 ex CRANE | Crane [T122] | CRANE |  | 52.519 | -6.5626
MV/LV Substation CH***142 |  | 10 kV | _ | LV | 50 kVA :Pole Substation | 0.05 | --> | 0.05 | 0.04 | 3.12 |  | --> | 0.048 | 0 | 0 | 0 | 0 | Constrained, otherwise capacity available =49 kW | --> | C11 ex BELLFIELD | Bellfield [T41,T42] | CRANE |  | 52.5044 | -6.5982
MV/LV Substation SL***143 |  | 10 kV | _ | LV | 400 kVA :Kiosk Substation | 0.4 | --> | 0.4 | 0.331 | 3.12 |  | --> | 0.38 | 0 | 0.026 | 0 | 0 | Constrained, otherwise capacity available =370 kW | --> | C11 ex BELLFIELD | Bellfield [T41,T42] | CRANE |  | 52.5117 | -6.588
MV/LV Substation BL***152 |  | 20 kV | _ | LV | 50 kVA :Pole Substation | 0.05 | --> | 0.05 | 0.032 | 4.38 |  | --> | 0.048 | 0 | 0 | 0.05 | 0 |  | --> | E13 ex CRANE | Crane [T122] | CRANE |  | 52.4443 | -6.34
MV/LV Substation CO***155 |  | 10 kV | _ | LV | 50 kVA :Pole Substation | 0.05 | --> | 0.05 | 0.045 | 3.12 |  | --> | 0.048 | 0 | 0 | 0 | 0 | Constrained, otherwise capacity available =48 kW | --> | C11 ex BELLFIELD | Bellfield [T41,T42] | CRANE |  | 52.4969 | -6.6034
MV/LV Substation DA***166Y |  | 20 kV | _ | LV | 100 kVA :Pole Substation | 0.1 | --> | 0.1 | 0.096 | 4.38 |  | --> | 0.095 | 0 | 0 | 0.096 | 0 |  | --> | E18 ex CRANE | Crane [T122] | CRANE |  | 52.45 | -6.3466
MV/LV Substation DR***168Y |  | 20 kV | _ | LV | 630 kVA :Building Structure | 0.63 | --> | 0.63 | 0 | 0 | Constrained, otherwise capacity available =610 kVA | --> | 0.598 | 0 | 0 | 0.5 | 0 |  | --> | E16 ex CLONROCHE | Clonroche [T421,T422] | WEXFORD |  | 52.4922 | -6.6781
MV/LV Substation DR***170 |  | 20 kV | _ | LV | 200 kVA :Pole Substation | 0.2 | --> | 0.2 | 0 | 0 | Constrained, otherwise capacity available =144 kVA | --> | 0.19 | 0 | 0 | 0.198 | 0 |  | --> | E16 ex CLONROCHE | Clonroche [T421,T422] | WEXFORD |  | 52.4935 | -6.678
MV/LV Substation SP***172Y |  | 20 kV | _ | LV | 50 kVA :Pole Substation | 0.05 | --> | 0.05 | 0 | 0 | Constrained, otherwise capacity available =47 kVA | --> | 0.048 | 0 | 0 | 0.048 | 0 |  | --> | E16 ex CLONROCHE | Clonroche [T421,T422] | WEXFORD |  | 52.5446 | -6.762
MV/LV Substation L+***173 |  | 10 kV | _ | LV | 400 kVA :Building Structure | 0.4 | --> | 0.4 | 0.319 | 3.12 |  | --> | 0.38 | 0 | 0 | 0 | 0 | Constrained, otherwise capacity available =391 kW | --> | C22 ex BELLFIELD | Bellfield [T41,T42] | CRANE |  | 52.5001 | -6.566
MV/LV Substation EC***174Y |  | 10 kV | _ | LV | 630 kVA :Kiosk Substation | 0.63 | --> | 0.63 | 0.5 | 4.38 |  | --> | 0.598 | 0 | 0.01 | 0.5 | 0 |  | --> | E14 ex CRANE | Crane [T122] | CRANE |  | 52.5353 | -6.5529
MV/LV Substation BA***176Y |  | 20 kV | _ | LV | 100 kVA :Pole Substation | 0.1 | --> | 0.1 | 0 | 0 | Constrained, otherwise capacity available =81 kVA | --> | 0.095 | 0 | 0 | 0.098 | 0 |  | --> | E18 ex CLONROCHE | Clonroche [T421,T422] | WEXFORD |  | 52.4574 | -6.6923
MV/LV Substation BL***180 |  | 10 kV | _ | LV | 50 kVA :Pole Substation | 0.05 | --> | 0.05 | 0.035 | 1.29 |  | --> | 0.048 | 0 | 0.01 | 0.042 | 0 |  | --> | C12 ex MONFIN | Monfin [T41,T42] | WEXFORD |  | 52.4882 | -6.5917
MV/LV Substation EN***183 |  | 10 kV | _ | LV | 630 kVA :Building Structure | 0.63 | --> | 0.63 | 0.5 | 1.29 |  | --> | 0.598 | 0 | 0 | 0.5 | 0 |  | --> | C24 ex MONFIN | Monfin [T41,T42] | WEXFORD |  | 52.4884 | -6.5716
MV/LV Substation CE***186 |  | 20 kV | _ | LV | 100 kVA :Pole Substation | 0.1 | --> | 0.1 | 0.084 | 4.38 |  | --> | 0.095 | 0 | 0 | 0.097 | 0 |  | --> | E13 ex CRANE | Crane [T122] | CRANE |  | 52.4446 | -6.4281
MV/LV Substation BA***190 |  | 20 kV | _ | LV | 200 kVA :Pole Substation | 0.2 | --> | 0.2 | 0 | 0 | Constrained, otherwise capacity available =161 kVA | --> | 0.19 | 0 | 0.011 | 0.187 | 0 |  | --> | E18 ex CLONROCHE | Clonroche [T421,T422] | WEXFORD |  | 52.4506 | -6.6646
MV/LV Substation OI***192 |  | 20 kV | _ | LV | 100 kVA :Pole Substation | 0.1 | --> | 0.1 | 0.095 | 16.12 |  | --> | 0.095 | 0 | 0 | 0.096 | 0 |  | --> | E21 ex WEXFORD | Wexford [T121,T122] | WEXFORD |  | 52.4171 | -6.531
MV/LV Substation KI***192Y |  | 10 kV | _ | LV | 50 kVA :Pole Substation | 0.05 | --> | 0.05 | 0.047 | 4.38 |  | --> | 0.048 | 0 | 0 | 0.048 | 0 |  | --> | E14 ex CRANE | Crane [T122] | CRANE |  | 52.5052 | -6.6467
MV/LV Substation ST***193 |  | 10 kV | _ | LV | 100 kVA :Pole Substation | 0.1 | --> | 0.1 | 0.068 | 1.29 |  | --> | 0.095 | 0 | 0 | 0.099 | 0 |  | --> | C12 ex MONFIN | Monfin [T41,T42] | WEXFORD |  | 52.4939 | -6.5743
MV/LV Substation AB***200 |  | 20 kV | _ | LV | 100 kVA :Pole Substation | 0.1 | --> | 0.1 | 0.083 | 4.38 |  | --> | 0.095 | 0 | 0 | 0.097 | 0 |  | --> | E13 ex CRANE | Crane [T122] | CRANE |  | 52.4448 | -6.3452
MV/LV Substation EN***200Y |  | 10 kV | _ | LV | 100 kVA :Pole Substation | 0.1 | --> | 0.1 | 0.068 | 3.12 |  | --> | 0.095 | 0 | 0.007 | 0 | 0 | Constrained, otherwise capacity available =94 kW | --> | C14 ex BELLFIELD | Bellfield [T41,T42] | CRANE |  | 52.5115 | -6.5842
MV/LV Substation CL***206 |  | 10 kV | _ | LV | 50 kVA :Pole Substation | 0.05 | --> | 0.05 | 0.023 | 3.12 |  | --> | 0.048 | 0 | 0 | 0 | 0 | Constrained, otherwise capacity available =51 kW | --> | C14 ex BELLFIELD | Bellfield [T41,T42] | CRANE |  | 52.5083 | -6.5559
MV/LV Substation BA***207 |  | 10 kV | _ | LV | 100 kVA :Pole Substation | 0.1 | --> | 0.1 | 0.035 | 4.38 |  | --> | 0.095 | 0 | 0 | 0.104 | 0 |  | --> | E11 ex CRANE | Crane [T122] | CRANE |  | 52.5191 | -6.5595
MV/LV Substation KI***209 |  | 20 kV | _ | LV | 400 kVA :Kiosk Substation | 0.4 | --> | 0.4 | 0.309 | 4.38 |  | --> | 0.38 | 0 | 0 | 0.392 | 0 |  | --> | E13 ex CRANE | Crane [T122] | CRANE |  | 52.4287 | -6.4842
MV/LV Substation HA***220Y |  | 20 kV | _ | LV | 50 kVA :Pole Substation | 0.05 | --> | 0.05 | 0 | 0 | Constrained, otherwise capacity available =49 kVA | --> | 0.048 | 0 | 0 | 0.048 | 0 |  | --> | E16 ex CLONROCHE | Clonroche [T421,T422] | WEXFORD |  | 52.4976 | -6.6906
MV/LV Substation J ***222 |  | 20 kV | _ | LV | 50 kVA :Pole Substation | 0.05 | --> | 0.05 | 0 | 0 | Constrained, otherwise capacity available =43 kVA | --> | 0.048 | 0 | 0.005 | 0.045 | 0 |  | --> | E16 ex CLONROCHE | Clonroche [T421,T422] | WEXFORD |  | 52.4975 | -6.767
MV/LV Substation AL***224 |  | 10 kV | _ | LV | 400 kVA :Kiosk Substation | 0.4 | --> | 0.4 | 0.299 | 3.12 |  | --> | 0.38 | 0 | 0 | 0 | 0 | Constrained, otherwise capacity available =394 kW | --> | C11 ex BELLFIELD | Bellfield [T41,T42] | CRANE |  | 52.507 | -6.5828
MV/LV Substation RA***252 |  | 20 kV | _ | LV | 50 kVA :Pole Substation | 0.05 | --> | 0.05 | 0 | 0 | Constrained, otherwise capacity available =39 kVA | --> | 0.048 | 0 | 0 | 0.049 | 0 |  | --> | E16 ex CLONROCHE | Clonroche [T421,T422] | WEXFORD |  | 52.4975 | -6.7685
MV/LV Substation SP***256Y |  | 20 kV | _ | LV | 200 kVA :Kiosk Substation | 0.2 | --> | 0.2 | 0 | 0 | Constrained, otherwise capacity available =162 kVA | --> | 0.19 | 0 | 0 | 0.195 | 0 |  | --> | E11 ex CLONROCHE | Clonroche [T421,T422] | WEXFORD |  | 52.4446 | -6.7141
MV/LV Substation BA***260Y |  | 20 kV | _ | LV | 50 kVA :Pole Substation | 0.05 | --> | 0.05 | 0.037 | 4.38 |  | --> | 0.048 | 0 | 0 | 0.049 | 0 |  | --> | E13 ex CRANE | Crane [T122] | CRANE |  | 52.438 | -6.4173
MV/LV Substation SL***261Y |  | 10 kV | _ | LV | 400 kVA :Kiosk Substation | 0.4 | --> | 0.4 | 0.339 | 3.12 |  | --> | 0.38 | 0 | 0.005 | 0 | 0 | Constrained, otherwise capacity available =384 kW | --> | C11 ex BELLFIELD | Bellfield [T41,T42] | CRANE |  | 52.4986 | -6.5779
MV/LV Substation RA***277 |  | 20 kV | _ | LV | 100 kVA :Pole Substation | 0.1 | --> | 0.1 | 0 | 0 | Constrained, otherwise capacity available =95 kVA | --> | 0.095 | 0 | 0.005 | 0.092 | 0 |  | --> | E16 ex CLONROCHE | Clonroche [T421,T422] | WEXFORD |  | 52.4982 | -6.7671
MV/LV Substation CO***278 |  | 20 kV | _ | LV | 50 kVA :Pole Substation | 0.05 | --> | 0.05 | 0 | 0 | Constrained, otherwise capacity available =34 kVA | --> | 0.048 | 0 | 0 | 0.05 | 0 |  | --> | E16 ex CLONROCHE | Clonroche [T421,T422] | WEXFORD |  | 52.4918 | -6.7816
MV/LV Substation FA***282 |  | 20 kV | _ | LV | 200 kVA :Pole Substation | 0.2 | --> | 0.2 | 0 | 0 | Constrained, otherwise capacity available =192 kVA | --> | 0.19 | 0 | 0 | 0.191 | 0 |  | --> | E15 ex CLONROCHE | Clonroche [T421,T422] | WEXFORD |  | 52.4504 | -6.7133
MV/LV Substation BE***283Y |  | 10 kV | _ | LV | 200 kVA :Kiosk Substation | 0.2 | --> | 0.2 | 0.143 | 3.12 |  | --> | 0.19 | 0 | 0.023 | 0 | 0 | Constrained, otherwise capacity available =180 kW | --> | C14 ex BELLFIELD | Bellfield [T41,T42] | CRANE |  | 52.5089 | -6.5823
MV/LV Substation AD***292Y |  | 20 kV | _ | LV | 50 kVA :Pole Substation | 0.05 | --> | 0.05 | 0 | 0 | Constrained, otherwise capacity available =47 kVA | --> | 0.048 | 0 | 0 | 0.048 | 0 |  | --> | E11 ex CLONROCHE | Clonroche [T421,T422] | WEXFORD |  | 52.4032 | -6.7113
MV/LV Substation CO***301Y |  | 20 kV | _ | LV | 100 kVA :Pole Substation | 0.1 | --> | 0.1 | 0 | 0 | Constrained, otherwise capacity available =98 kVA | --> | 0.095 | 0 | 0 | 0.095 | 0 |  | --> | E16 ex CLONROCHE | Clonroche [T421,T422] | WEXFORD |  | 52.4863 | -6.6939
MV/LV Substation CO***302Y |  | 20 kV | _ | LV | 50 kVA :Pole Substation | 0.05 | --> | 0.05 | 0 | 0 | Constrained, otherwise capacity available =48 kVA | --> | 0.048 | 0 | 0 | 0.048 | 0 |  | --> | E16 ex CLONROCHE | Clonroche [T421,T422] | WEXFORD |  | 52.483 | -6.6946
MV/LV Substation CU***303Y |  | 10 kV | _ | LV | 100 kVA :Pole Substation | 0.1 | --> | 0.1 | 0.093 | 4.38 |  | --> | 0.095 | 0 | 0 | 0.096 | 0 |  | --> | E14 ex CRANE | Crane [T122] | CRANE |  | 52.5408 | -6.6711
MV/LV Substation RA***305Y |  | 20 kV | _ | LV | 50 kVA :Pole Substation | 0.05 | --> | 0.05 | 0 | 0 | Constrained, otherwise capacity available =49 kVA | --> | 0.048 | 0 | 0 | 0.048 | 0 |  | --> | E16 ex CLONROCHE | Clonroche [T421,T422] | WEXFORD |  | 52.4949 | -6.7504
MV/LV Substation AS***332Y |  | 10 kV | _ | LV | 200 kVA :Kiosk Substation | 0.2 | --> | 0.2 | 0.131 | 3.12 |  | --> | 0.19 | 0 | 0 | 0 | 0 | Constrained, otherwise capacity available =199 kW | --> | C14 ex BELLFIELD | Bellfield [T41,T42] | CRANE |  | 52.512 | -6.5767
MV/LV Substation FI***336 |  | 20 kV | _ | LV | 50 kVA :Pole Substation | 0.05 | --> | 0.05 | 0.042 | 4.38 |  | --> | 0.048 | 0 | 0 | 0.049 | 0 |  | --> | E13 ex CRANE | Crane [T122] | CRANE |  | 52.5006 | -6.5151
MV/LV Substation TI***344 |  | 20 kV | _ | LV | 50 kVA :Pole Substation | 0.05 | --> | 0.05 | 0.03 | 16.12 |  | --> | 0.048 | 0 | 0 | 0.05 | 0 |  | --> | E21 ex WEXFORD | Wexford [T121,T122] | WEXFORD |  | 52.4161 | -6.5239
MV/LV Substation BA***345 |  | 20 kV | _ | LV | 50 kVA :Pole Substation | 0.05 | --> | 0.05 | 0.04 | 4.38 |  | --> | 0.048 | 0 | 0 | 0.049 | 0 |  | --> | E13 ex CRANE | Crane [T122] | CRANE |  | 52.4679 | -6.3614
MV/LV Substation OU***347 |  | 20 kV | _ | LV | 50 kVA :Pole Substation | 0.05 | --> | 0.05 | 0.046 | 4.38 |  | --> | 0.048 | 0 | 0 | 0.048 | 0 |  | --> | E18 ex CRANE | Crane [T122] | CRANE |  | 52.5028 | -6.3944
MV/LV Substation KI***352 |  | 20 kV | _ | LV | 100 kVA :Pole Substation | 0.1 | --> | 0.1 | 0 | 0 | Constrained, otherwise capacity available =67 kVA | --> | 0.095 | 0 | 0.018 | 0.086 | 0 |  | --> | E16 ex CLONROCHE | Clonroche [T421,T422] | WEXFORD |  | 52.5232 | -6.7449
MV/LV Substation BR***352Y |  | 20 kV | _ | LV | 200 kVA :Kiosk Substation | 0.2 | --> | 0.2 | 0 | 0 | Constrained, otherwise capacity available =152 kVA | --> | 0.19 | 0 | 0.023 | 0.179 | 0 |  | --> | E18 ex CLONROCHE | Clonroche [T421,T422] | WEXFORD |  | 52.4371 | -6.608
MV/LV Substation BA***364Y |  | 20 kV | _ | LV | 100 kVA :Pole Substation | 0.1 | --> | 0.1 | 0.074 | 4.38 |  | --> | 0.095 | 0 | 0.005 | 0.095 | 0 |  | --> | E13 ex CRANE | Crane [T122] | CRANE |  | 52.4811 | -6.4211
MV/LV Substation TH***370Y |  | 20 kV | _ | LV | 200 kVA :Pole Substation | 0.2 | --> | 0.2 | 0 | 0 | Constrained, otherwise capacity available =150 kVA | --> | 0.19 | 0 | 0 | 0.191 | 0 |  | --> | E11 ex CLONROCHE | Clonroche [T421,T422] | WEXFORD |  | 52.4096 | -6.71
MV/LV Substation GR***373 |  | 10 kV | _ | LV | 50 kVA :Pole Substation | 0.05 | --> | 0.05 | 0.018 | 3.12 |  | --> | 0.048 | 0 | 0.02 | 0 | 0 | Constrained, otherwise capacity available =37 kW | --> | C14 ex BELLFIELD | Bellfield [T41,T42] | CRANE |  | 52.51 | -6.5768
MV/LV Substation BE***376Y |  | 20 kV | _ | LV | 100 kVA :Pole Substation | 0.1 | --> | 0.1 | 0.089 | 4.38 |  | --> | 0.095 | 0 | 0 | 0.096 | 0 |  | --> | E13 ex CRANE | Crane [T122] | CRANE |  | 52.481 | -6.4309
MV/LV Substation KI***386 |  | 20 kV | _ | LV | 50 kVA :Pole Substation | 0.05 | --> | 0.05 | 0 | 0 | Constrained, otherwise capacity available =36 kVA | --> | 0.048 | 0 | 0 | 0.049 | 0 |  | --> | E16 ex CLONROCHE | Clonroche [T421,T422] | WEXFORD |  | 52.4695 | -6.7194
MV/LV Substation OU***390Y |  | 20 kV | _ | LV | 50 kVA :Pole Substation | 0.05 | --> | 0.05 | 0.045 | 4.38 |  | --> | 0.048 | 0 | 0 | 0.048 | 0 |  | --> | E18 ex CRANE | Crane [T122] | CRANE |  | 52.503 | -6.3926
MV/LV Substation ME***395Y |  | 20 kV | _ | LV | 50 kVA :Pole Substation | 0.05 | --> | 0.05 | 0.041 | 4.38 |  | --> | 0.048 | 0 | 0.008 | 0.043 | 0 |  | --> | E18 ex CRANE | Crane [T122] | CRANE |  | 52.5058 | -6.3849
MV/LV Substation KI***4011 |  | 10 kV | _ | LV | 200 kVA :Kiosk Substation | 0.2 | --> | 0.2 | 0.172 | 4.38 |  | --> | 0.19 | 0 | 0.01 | 0.186 | 0 |  | --> | E11 ex CRANE | Crane [T122] | CRANE |  | 52.5227 | -6.5615
MV/LV Substation MA***402 |  | 10 kV | _ | LV | 400 kVA :Kiosk Substation | 0.4 | --> | 0.4 | 0.23 | 1.29 |  | --> | 0.38 | 0 | 0.01 | 0.395 | 0 |  | --> | C24 ex MONFIN | Monfin [T41,T42] | WEXFORD |  | 52.498 | -6.5516
MV/LV Substation CH***4023 |  | 10 kV | _ | LV | 50 kVA :Pole Substation | 0.05 | --> | 0.05 | 0.043 | 3.12 |  | --> | 0.048 | 0 | 0.017 | 0 | 0 | Constrained, otherwise capacity available =36 kW | --> | C11 ex BELLFIELD | Bellfield [T41,T42] | CRANE |  | 52.5082 | -6.5917
MV/LV Substation MO***4024 |  | 10 kV | _ | LV | 50 kVA :Pole Substation | 0.05 | --> | 0.05 | 0.048 | 4.38 |  | --> | 0.048 | 0 | 0 | 0.048 | 0 |  | --> | E14 ex CRANE | Crane [T122] | CRANE |  | 52.5249 | -6.6325
MV/LV Substation BE***4026 |  | 10 kV | _ | LV | 400 kVA :Kiosk Substation | 0.4 | --> | 0.4 | 0.346 | 3.12 |  | --> | 0.38 | 0 | 0 | 0 | 0 | Constrained, otherwise capacity available =387 kW | --> | C17 ex BELLFIELD | Bellfield [T41,T42] | CRANE |  | 52.5041 | -6.5768
MV/LV Substation BA***4028 |  | 20 kV | _ | LV | 50 kVA :Pole Substation | 0.05 | --> | 0.05 | 0 | 0 | Constrained, otherwise capacity available =46 kVA | --> | 0.048 | 0 | 0 | 0.048 | 0 |  | --> | E18 ex CLONROCHE | Clonroche [T421,T422] | WEXFORD |  | 52.4277 | -6.6388
MV/LV Substation SP***402Y |  | 20 kV | _ | LV | 50 kVA :Pole Substation | 0.05 | --> | 0.05 | 0 | 0 | Constrained, otherwise capacity available =48 kVA | --> | 0.048 | 0 | 0 | 0.048 | 0 |  | --> | E18 ex CLONROCHE | Clonroche [T421,T422] | WEXFORD |  | 52.422 | -6.6278
MV/LV Substation SP***403 |  | 10 kV | _ | LV | 50 kVA :Pole Substation | 0.05 | --> | 0.05 | 0.037 | 1.29 |  | --> | 0.048 | 0 | 0 | 0.049 | 0 |  | --> | C24 ex MONFIN | Monfin [T41,T42] | WEXFORD |  | 52.4948 | -6.5449
MV/LV Substation KI***405 |  | 10 kV | _ | LV | 100 kVA :Pole Substation | 0.1 | --> | 0.1 | 0.044 | 1.29 |  | --> | 0.095 | 0 | 0.005 | 0.099 | 0 |  | --> | C24 ex MONFIN | Monfin [T41,T42] | WEXFORD |  | 52.4956 | -6.5593
MV/LV Substation CU***4061 |  | 10 kV | _ | LV | 100 kVA :Pole Substation | 0.1 | --> | 0.1 | 0.087 | 4.38 |  | --> | 0.095 | 0 | 0 | 0.097 | 0 |  | --> | E14 ex CRANE | Crane [T122] | CRANE |  | 52.5435 | -6.6671
MV/LV Substation BR***4062 |  | 20 kV | _ | LV | 200 kVA :Kiosk Substation | 0.2 | --> | 0.2 | 0 | 0 | Constrained, otherwise capacity available =191 kVA | --> | 0.19 | 0 | 0.005 | 0.188 | 0 |  | --> | E11 ex CLONROCHE | Clonroche [T421,T422] | WEXFORD |  | 52.3985 | -6.643
MV/LV Substation CO***4063 |  | 20 kV | _ | LV | 50 kVA :Pole Substation | 0.05 | --> | 0.05 | 0.046 | 4.38 |  | --> | 0.048 | 0 | 0.015 | 0.037 | 0 |  | --> | E13 ex CRANE | Crane [T122] | CRANE |  | 52.419 | -6.4858
MV/LV Substation SA***407 |  | 10 kV | _ | LV | 50 kVA :Pole Substation | 0.05 | --> | 0.05 | 0.049 | 1.29 |  | --> | 0.048 | 0 | 0 | 0.048 | 0 |  | --> | C24 ex MONFIN | Monfin [T41,T42] | WEXFORD |  | 52.4788 | -6.5557
MV/LV Substation CA***4072 |  | 10 kV | _ | LV | 100 kVA :Pole Substation | 0.1 | --> | 0.1 | 0.1 | 3.12 |  | --> | 0.095 | 0 | 0 | 0 | 0 | Constrained, otherwise capacity available =95 kW | --> | C11 ex BELLFIELD | Bellfield [T41,T42] | CRANE |  | 52.4997 | -6.5883
MV/LV Substation LA***4085 |  | 10 kV | _ | LV | 200 kVA :Pole Substation | 0.2 | --> | 0.2 | 0.2 | 1.29 |  | --> | 0.19 | 0 | 0 | 0.19 | 0 |  | --> | C13 ex MONFIN | Monfin [T41,T42] | WEXFORD |  | 52.4686 | -6.5198
MV/LV Substation BA***409 |  | 10 kV | _ | LV | 50 kVA :Pole Substation | 0.05 | --> | 0.05 | 0.036 | 1.29 |  | --> | 0.048 | 0 | 0.005 | 0.046 | 0 |  | --> | C13 ex MONFIN | Monfin [T41,T42] | WEXFORD |  | 52.4768 | -6.5361
MV/LV Substation BA***4093 |  | 20 kV | _ | LV | 50 kVA :Pole Substation | 0.05 | --> | 0.05 | 0.05 | 4.38 |  | --> | 0.048 | 0 | 0 | 0.048 | 0 |  | --> | E13 ex CRANE | Crane [T122] | CRANE |  | 52.4382 | -6.3327
MV/LV Substation BA***4108 |  | 20 kV | _ | LV | 50 kVA :Pole Substation | 0.05 | --> | 0.05 | 0 | 0 | Constrained, otherwise capacity available =50 kVA | --> | 0.048 | 0 | 0 | 0.048 | 0 |  | --> | E18 ex CLONROCHE | Clonroche [T421,T422] | WEXFORD |  | 52.4426 | -6.6637
MV/LV Substation CA***4118 |  | 20 kV | _ | LV | 50 kVA :Pole Substation | 0.05 | --> | 0.05 | 0.05 | 4.38 |  | --> | 0.048 | 0 | 0 | 0.048 | 0 |  | --> | E13 ex CRANE | Crane [T122] | CRANE |  | 52.471 | -6.3984
MV/LV Substation MV***4123 |  | 10 kV | _ | LV | 50 kVA :Pole Substation | 0.05 | --> | 0.05 | 0.048 | 4.38 |  | --> | 0.048 | 0 | 0.008 | 0.042 | 0 |  | --> | E14 ex CRANE | Crane [T122] | CRANE |  | 52.5067 | -6.6441
MV/LV Substation BO***4124 |  | 20 kV | _ | LV | 50 kVA :Pole Substation | 0.05 | --> | 0.05 | 0.046 | 4.38 |  | --> | 0.048 | 0 | 0 | 0.048 | 0 |  | --> | E13 ex CRANE | Crane [T122] | CRANE |  | 52.4811 | -6.4763
MV/LV Substation KE***4150 |  | 20 kV | _ | LV | 100 kVA :Pole Substation | 0.1 | --> | 0.1 | 0.092 | 4.38 |  | --> | 0.095 | 0 | 0 | 0.096 | 0 |  | --> | E13 ex CRANE | Crane [T122] | CRANE |  | 52.4978 | -6.4901
MV/LV Substation MO***4159 |  | 10 kV | _ | LV | 100 kVA :Pole Substation | 0.1 | --> | 0.1 | 0.068 | 1.29 |  | --> | 0.095 | 0 | 0 | 0.099 | 0 |  | --> | C13 ex MONFIN | Monfin [T41,T42] | WEXFORD |  | 52.4598 | -6.5229
MV/LV Substation MA***4177 |  | 10 kV | _ | LV | 50 kVA :Pole Substation | 0.05 | --> | 0.05 | 0.049 | 4.38 |  | --> | 0.048 | 0 | 0 | 0.048 | 0 |  | --> | E14 ex CRANE | Crane [T122] | CRANE |  | 52.5376 | -6.6138
MV/LV Substation BA***418X |  | 20 kV | _ | LV | 50 kVA :Pole Substation | 0.05 | --> | 0.05 | 0 | 0 | Constrained, otherwise capacity available =44 kVA | --> | 0.048 | 0 | 0.006 | 0.044 | 0 |  | --> | E18 ex CLONROCHE | Clonroche [T421,T422] | WEXFORD |  | 52.4548 | -6.6425
MV/LV Substation SH***4199 |  | 10 kV | _ | LV | 400 kVA :Kiosk Substation | 0.4 | --> | 0.4 | 0.318 | 3.12 |  | --> | 0.38 | 0 | 0.062 | 0 | 0 | Constrained, otherwise capacity available =345 kW | --> | C11 ex BELLFIELD | Bellfield [T41,T42] | CRANE |  | 52.5134 | -6.5936
MV/LV Substation BA***4200 |  | 20 kV | _ | LV | 50 kVA :Pole Substation | 0.05 | --> | 0.05 | 0 | 0 | Constrained, otherwise capacity available =50 kVA | --> | 0.048 | 0 | 0 | 0.048 | 0 |  | --> | E18 ex CLONROCHE | Clonroche [T421,T422] | WEXFORD |  | 52.4435 | -6.6653
MV/LV Substation ME***4216 |  | 10 kV | _ | LV | 50 kVA :Pole Substation | 0.05 | --> | 0.05 | 0.05 | 1.29 |  | --> | 0.048 | 0 | 0 | 0.048 | 0 |  | --> | C13 ex MONFIN | Monfin [T41,T42] | WEXFORD |  | 52.4287 | -6.5747
MV/LV Substation BO***422X |  | 10 kV | _ | LV | 50 kVA :Pole Substation | 0.05 | --> | 0.05 | 0.028 | 1.29 |  | --> | 0.048 | 0 | 0.019 | 0.036 | 0 |  | --> | C13 ex MONFIN | Monfin [T41,T42] | WEXFORD |  | 52.461 | -6.5782
MV/LV Substation RE***4232 |  | 20 kV | _ | LV | 200 kVA :Pole Substation | 0.2 | --> | 0.2 | 0 | 0 | Constrained, otherwise capacity available =200 kVA | --> | 0.19 | 0 | 0 | 0.19 | 0 |  | --> | E18 ex CLONROCHE | Clonroche [T421,T422] | WEXFORD |  | 52.4737 | -6.6326
MV/LV Substation BA***4255 |  | 20 kV | _ | LV | 50 kVA :Pole Substation | 0.05 | --> | 0.05 | 0 | 0 | Constrained, otherwise capacity available =50 kVA | --> | 0.048 | 0 | 0 | 0.048 | 0 |  | --> | E16 ex CLONROCHE | Clonroche [T421,T422] | WEXFORD |  | 52.5156 | -6.807
MV/LV Substation PA***4258 |  | 10 kV | _ | LV | 630 kVA :Kiosk Substation | 0.63 | --> | 0.63 | 0.5 | 3.12 |  | --> | 0.598 | 0 | 0 | 0 | 0 | Constrained, otherwise capacity available =598 kW | --> | C14 ex BELLFIELD | Bellfield [T41,T42] | CRANE |  | 52.5154 | -6.5785
MV/LV Substation TE***4271 |  | 10 kV | _ | LV | 630 kVA :Kiosk Substation | 0.63 | --> | 0.63 | 0.5 | 1.29 |  | --> | 0.598 | 0 | 0.011 | 0.5 | 0 |  | --> | C24 ex MONFIN | Monfin [T41,T42] | WEXFORD |  | 52.4935 | -6.5631
MV/LV Substation FO***4272 |  | 10 kV | _ | LV | 630 kVA :Kiosk Substation | 0.63 | --> | 0.63 | 0.5 | 3.12 |  | --> | 0.598 | 0 | 0.022 | 0 | 0 | Constrained, otherwise capacity available =588 kW | --> | C11 ex BELLFIELD | Bellfield [T41,T42] | CRANE |  | 52.5127 | -6.5967
MV/LV Substation LI***4273 |  | 10 kV | _ | LV | 400 kVA :Kiosk Substation | 0.4 | --> | 0.4 | 0.282 | 3.12 |  | --> | 0.38 | 0 | 0 | 0 | 0 | Constrained, otherwise capacity available =392 kW | --> | C11 ex BELLFIELD | Bellfield [T41,T42] | CRANE |  | 52.5071 | -6.5807
MV/LV Substation KN***427X |  | 10 kV | _ | LV | 50 kVA :Pole Substation | 0.05 | --> | 0.05 | 0.041 | 1.29 |  | --> | 0.048 | 0 | 0 | 0.049 | 0 |  | --> | C13 ex MONFIN | Monfin [T41,T42] | WEXFORD |  | 52.4404 | -6.595
MV/LV Substation BA***427Y |  | 20 kV | _ | LV | 200 kVA :Pole Substation | 0.2 | --> | 0.2 | 0.131 | 4.38 |  | --> | 0.19 | 0 | 0.017 | 0.187 | 0 |  | --> | E13 ex CRANE | Crane [T122] | CRANE |  | 52.4391 | -6.4773
MV/LV Substation BA***4283 |  | 20 kV | _ | LV | 50 kVA :Pole Substation | 0.05 | --> | 0.05 | 0.047 | 1.13 |  | --> | 0.048 | 0 | 0 | 0 | 0 | Constrained, otherwise capacity available =48 kW | --> | E18 ex BUNCLODY | Bunclody [T421,T422] | CRANE |  | 52.5868 | -6.7214
MV/LV Substation GR***4285 |  | 10 kV | _ | LV | 630 kVA :Kiosk Substation | 0.63 | --> | 0.63 | 0.5 | 4.38 |  | --> | 0.598 | 0 | 0.032 | 0.5 | 0 |  | --> | E13 ex CRANE | Crane [T122] | CRANE |  | 52.5072 | -6.5495
MV/LV Substation TH***4289 |  | 20 kV | _ | LV | 50 kVA :Pole Substation | 0.05 | --> | 0.05 | 0 | 0 | Constrained, otherwise capacity available =50 kVA | --> | 0.048 | 0 | 0 | 0.048 | 0 |  | --> | E11 ex CLONROCHE | Clonroche [T421,T422] | WEXFORD |  | 52.4056 | -6.7072
MV/LV Substation GR***4290 |  | 20 kV | _ | LV | 630 kVA :Kiosk Substation | 0.63 | --> | 0.63 | 0 | 0 | Constrained, otherwise capacity available =630 kVA | --> | 0.598 | 0 | 0 | 0.5 | 0 |  | --> | E16 ex CLONROCHE | Clonroche [T421,T422] | WEXFORD |  | 52.4877 | -6.6927
MV/LV Substation QU***4292 |  | 10 kV | _ | LV | 630 kVA :Kiosk Substation | 0.63 | --> | 0.63 | 0.5 | 3.12 |  | --> | 0.598 | 0 | 0 | 0 | 0 | Constrained, otherwise capacity available =600 kW | --> | C14 ex BELLFIELD | Bellfield [T41,T42] | CRANE |  | 52.5165 | -6.5665
MV/LV Substation CH***4301 |  | 20 kV | _ | LV | 630 kVA :Kiosk Substation | 0.63 | --> | 0.63 | 0.5 | 4.38 |  | --> | 0.598 | 0 | 0 | 0.5 | 0 |  | --> | E13 ex CRANE | Crane [T122] | CRANE |  | 52.4492 | -6.3539
MV/LV Substation DA***4316 |  | 20 kV | _ | LV | 50 kVA :Pole Substation | 0.05 | --> | 0.05 | 0 | 0 | Constrained, otherwise capacity available =50 kVA | --> | 0.048 | 0 | 0 | 0.048 | 0 |  | --> | E18 ex CLONROCHE | Clonroche [T421,T422] | WEXFORD |  | 52.4617 | -6.6611
MV/LV Substation SE***4323 |  | 10 kV | _ | LV | 630 kVA :Kiosk Substation | 0.63 | --> | 0.63 | 0.5 | 1.29 |  | --> | 0.598 | 0 | 0 | 0.5 | 0 |  | --> | C24 ex MONFIN | Monfin [T41,T42] | WEXFORD |  | 52.4883 | -6.564
MV/LV Substation DR***4324 |  | 20 kV | _ | LV | 50 kVA :Pole Substation | 0.05 | --> | 0.05 | 0 | 0 | Constrained, otherwise capacity available =45 kVA | --> | 0.048 | 0 | 0 | 0.048 | 0 |  | --> | E16 ex CLONROCHE | Clonroche [T421,T422] | WEXFORD |  | 52.4964 | -6.682
MV/LV Substation CO***433 |  | 10 kV | _ | LV | 100 kVA :Pole Substation | 0.1 | --> | 0.1 | 0.092 | 1.29 |  | --> | 0.095 | 0 | 0.01 | 0.089 | 0 |  | --> | C13 ex MONFIN | Monfin [T41,T42] | WEXFORD |  | 52.4349 | -6.5344
MV/LV Substation BA***4335 |  | 20 kV | _ | LV | 50 kVA :Pole Substation | 0.05 | --> | 0.05 | 0.05 | 4.38 |  | --> | 0.048 | 0 | 0 | 0.048 | 0 |  | --> | E13 ex CRANE | Crane [T122] | CRANE |  | 52.4232 | -6.4682
MV/LV Substation BA***4337 |  | 20 kV | _ | LV | 200 kVA :Pole Substation | 0.2 | --> | 0.2 | 0 | 0 | Constrained, otherwise capacity available =99 kVA | --> | 0.19 | 0 | 0.011 | 0.185 | 0 |  | --> | E18 ex CLONROCHE | Clonroche [T421,T422] | WEXFORD |  | 52.4408 | -6.6503
MV/LV Substation FL***4341 |  | 10 kV | _ | LV | 200 kVA :Pole Substation | 0.2 | --> | 0.2 | 0.2 | 4.38 |  | --> | 0.19 | 0 | 0 | 0.19 | 0 |  | --> | E14 ex CRANE | Crane [T122] | CRANE |  | 52.5403 | -6.5516
MV/LV Substation BA***4349 |  | 10 kV | _ | LV | 50 kVA :Pole Substation | 0.05 | --> | 0.05 | 0.05 | 1.29 |  | --> | 0.048 | 0 | 0 | 0.048 | 0 |  | --> | C13 ex MONFIN | Monfin [T41,T42] | WEXFORD |  | 52.4679 | -6.5428
MV/LV Substation BA***4354 |  | 20 kV | _ | LV | 50 kVA :Pole Substation | 0.05 | --> | 0.05 | 0 | 0 | Constrained, otherwise capacity available =50 kVA | --> | 0.048 | 0 | 0 | 0.048 | 0 |  | --> | E18 ex CLONROCHE | Clonroche [T421,T422] | WEXFORD |  | 52.4781 | -6.6265
MV/LV Substation CH***4357 |  | 20 kV | _ | LV | 50 kVA :Pole Substation | 0.05 | --> | 0.05 | 0 | 0 | Constrained, otherwise capacity available =50 kVA | --> | 0.048 | 0 | 0 | 0.048 | 0 |  | --> | E11 ex CLONROCHE | Clonroche [T421,T422] | WEXFORD |  | 52.4343 | -6.7038
MV/LV Substation BL***4369 |  | 20 kV | _ | LV | 630 kVA :Kiosk Substation | 0.63 | --> | 0.63 | 0.5 | 4.38 |  | --> | 0.598 | 0 | 0.03 | 0.5 | 0 |  | --> | E18 ex CRANE | Crane [T122] | CRANE |  | 52.4484 | -6.3465
MV/LV Substation FO***4378 |  | 10 kV | _ | LV | 630 kVA :Kiosk Substation | 0.63 | --> | 0.63 | 0.5 | 3.12 |  | --> | 0.598 | 0 | 0.005 | 0 | 0 | Constrained, otherwise capacity available =596 kW | --> | C11 ex BELLFIELD | Bellfield [T41,T42] | CRANE |  | 52.5125 | -6.5956
MV/LV Substation AN***4380 |  | 10 kV | _ | LV | 400 kVA :Kiosk Substation | 0.4 | --> | 0.4 | 0.4 | 3.12 |  | --> | 0.38 | 0 | 0 | 0 | 0 | Constrained, otherwise capacity available =380 kW | --> | C14 ex BELLFIELD | Bellfield [T41,T42] | CRANE |  | 52.5147 | -6.5828
MV/LV Substation BA***4386 |  | 20 kV | _ | LV | 50 kVA :Pole Substation | 0.05 | --> | 0.05 | 0 | 0 | Constrained, otherwise capacity available =50 kVA | --> | 0.048 | 0 | 0 | 0.048 | 0 |  | --> | E18 ex CLONROCHE | Clonroche [T421,T422] | WEXFORD |  | 52.4524 | -6.6633
MV/LV Substation KE***4394 |  | 10 kV | _ | LV | 200 kVA :Pole Substation | 0.2 | --> | 0.2 | 0.19 | 4.38 |  | --> | 0.19 | 0 | 0 | 0.191 | 0 |  | --> | E14 ex CRANE | Crane [T122] | CRANE |  | 52.5431 | -6.6698
MV/LV Substation FE***4396 |  | 10 kV | _ | LV | 630 kVA :Kiosk Substation | 0.63 | --> | 0.63 | 0.5 | 3.12 |  | --> | 0.598 | 0 | 0 | 0 | 0 | Constrained, otherwise capacity available =599 kW | --> | C14 ex BELLFIELD | Bellfield [T41,T42] | CRANE |  | 52.5105 | -6.5784
MV/LV Substation GR***4400 |  | 10 kV | _ | LV | 630 kVA :Kiosk Substation | 0.63 | --> | 0.63 | 0.5 | 4.38 |  | --> | 0.598 | 0 | 0.005 | 0.5 | 0 |  | --> | E13 ex CRANE | Crane [T122] | CRANE |  | 52.5075 | -6.5464
MV/LV Substation WO***4404 |  | 10 kV | _ | LV | 50 kVA :Pole Substation | 0.05 | --> | 0.05 | 0.048 | 4.38 |  | --> | 0.048 | 0 | 0 | 0.048 | 0 |  | --> | E14 ex CRANE | Crane [T122] | CRANE |  | 52.5325 | -6.6319
MV/LV Substation CN***4428 |  | 10 kV | _ | LV | 630 kVA :Kiosk Substation | 0.63 | --> | 0.63 | 0.5 | 3.12 |  | --> | 0.598 | 0 | 0 | 0 | 0 | Constrained, otherwise capacity available =599 kW | --> | C14 ex BELLFIELD | Bellfield [T41,T42] | CRANE |  | 52.5139 | -6.5793
MV/LV Substation GO***442X |  | 10 kV | _ | LV | 50 kVA :Pole Substation | 0.05 | --> | 0.05 | 0.046 | 3.12 |  | --> | 0.048 | 0 | 0 | 0 | 0 | Constrained, otherwise capacity available =48 kW | --> | C11 ex BELLFIELD | Bellfield [T41,T42] | CRANE |  | 52.4945 | -6.5927
MV/LV Substation OI***443 |  | 20 kV | _ | LV | 200 kVA :Pole Substation | 0.2 | --> | 0.2 | 0.117 | 16.12 |  | --> | 0.19 | 0 | 0 | 0.201 | 0 |  | --> | E21 ex WEXFORD | Wexford [T121,T122] | WEXFORD |  | 52.4242 | -6.5307
MV/LV Substation MO***443Y |  | 10 kV | _ | LV | 400 kVA :Kiosk Substation | 0.4 | --> | 0.4 | 0.388 | 4.38 |  | --> | 0.38 | 0 | 0 | 0.382 | 0 |  | --> | E11 ex CRANE | Crane [T122] | CRANE |  | 52.5287 | -6.5552
MV/LV Substation RO***4458 |  | 10 kV | _ | LV | 100 kVA :Pole Substation | 0.1 | --> | 0.1 | 0.1 | 1.29 |  | --> | 0.095 | 0 | 0 | 0.095 | 0 |  | --> | C13 ex MONFIN | Monfin [T41,T42] | WEXFORD |  | 52.469 | -6.5592
MV/LV Substation CA***445X |  | 10 kV | _ | LV | 100 kVA :Pole Substation | 0.1 | --> | 0.1 | 0.052 | 4.38 |  | --> | 0.095 | 0 | 0 | 0.101 | 0 |  | --> | E11 ex CRANE | Crane [T122] | CRANE |  | 52.5166 | -6.5602
MV/LV Substation ED***450Y |  | 10 kV | _ | LV | 50 kVA :Pole Substation | 0.05 | --> | 0.05 | 0.019 | 1.29 |  | --> | 0.048 | 0 | 0 | 0.052 | 0 |  | --> | C13 ex MONFIN | Monfin [T41,T42] | WEXFORD |  | 52.453 | -6.5639
MV/LV Substation CO***453X |  | 20 kV | _ | LV | 200 kVA :Pole Substation | 0.2 | --> | 0.2 | 0.131 | 4.38 |  | --> | 0.19 | 0 | 0.105 | 0.121 | 0 |  | --> | E13 ex CRANE | Crane [T122] | CRANE |  | 52.5115 | -6.52
MV/LV Substation TO***455 |  | 10 kV | _ | LV | 50 kVA :Pole Substation | 0.05 | --> | 0.05 | 0.022 | 1.29 |  | --> | 0.048 | 0 | 0.005 | 0.048 | 0 |  | --> | C12 ex MONFIN | Monfin [T41,T42] | WEXFORD |  | 52.485 | -6.5873
MV/LV Substation BA***460Y |  | 20 kV | _ | LV | 50 kVA :Pole Substation | 0.05 | --> | 0.05 | 0.039 | 4.38 |  | --> | 0.048 | 0 | 0 | 0.049 | 0 |  | --> | E13 ex CRANE | Crane [T122] | CRANE |  | 52.4792 | -6.4238
MV/LV Substation DU***467 |  | 10 kV | _ | LV | 50 kVA :Pole Substation | 0.05 | --> | 0.05 | 0.034 | 1.29 |  | --> | 0.048 | 0 | 0 | 0.05 | 0 |  | --> | C13 ex MONFIN | Monfin [T41,T42] | WEXFORD |  | 52.4665 | -6.5833
MV/LV Substation AL***471Y |  | 10 kV | _ | LV | 50 kVA :Pole Substation | 0.05 | --> | 0.05 | 0.047 | 3.12 |  | --> | 0.048 | 0 | 0 | 0 | 0 | Constrained, otherwise capacity available =48 kW | --> | C11 ex BELLFIELD | Bellfield [T41,T42] | CRANE |  | 52.5053 | -6.5889
MV/LV Substation OY***479X |  | 20 kV | _ | LV | 100 kVA :Pole Substation | 0.1 | --> | 0.1 | 0.088 | 16.12 |  | --> | 0.095 | 0 | 0.016 | 0.085 | 0 |  | --> | E21 ex WEXFORD | Wexford [T121,T122] | WEXFORD |  | 52.4245 | -6.5238
MV/LV Substation BR***481 |  | 20 kV | _ | LV | 200 kVA :Pole Substation | 0.2 | --> | 0.2 | 0 | 0 | Constrained, otherwise capacity available =138 kVA | --> | 0.19 | 0 | 0.015 | 0.187 | 0 |  | --> | E18 ex CLONROCHE | Clonroche [T421,T422] | WEXFORD |  | 52.4353 | -6.6102
MV/LV Substation BR***481Y |  | 20 kV | _ | LV | 50 kVA :Pole Substation | 0.05 | --> | 0.05 | 0 | 0 | Constrained, otherwise capacity available =44 kVA | --> | 0.048 | 0 | 0.008 | 0.042 | 0 |  | --> | E18 ex CLONROCHE | Clonroche [T421,T422] | WEXFORD |  | 52.4585 | -6.6256
MV/LV Substation BA***485Y |  | 20 kV | _ | LV | 50 kVA :Pole Substation | 0.05 | --> | 0.05 | 0.046 | 4.38 |  | --> | 0.048 | 0 | 0 | 0.048 | 0 |  | --> | E13 ex CRANE | Crane [T122] | CRANE |  | 52.4441 | -6.4775
MV/LV Substation BA***486Y |  | 20 kV | _ | LV | 50 kVA :Pole Substation | 0.05 | --> | 0.05 | 0.039 | 16.12 |  | --> | 0.048 | 0 | 0 | 0.049 | 0 |  | --> | E21 ex WEXFORD | Wexford [T121,T122] | WEXFORD |  | 52.4256 | -6.5415
MV/LV Substation BL***492X |  | 10 kV | _ | LV | 50 kVA :Pole Substation | 0.05 | --> | 0.05 | 0.045 | 4.38 |  | --> | 0.048 | 0 | 0 | 0.048 | 0 |  | --> | E11 ex CRANE | Crane [T122] | CRANE |  | 52.5126 | -6.5604
MV/LV Substation BR***493X |  | 10 kV | _ | LV | 100 kVA :Pole Substation | 0.1 | --> | 0.1 | 0.08 | 1.29 |  | --> | 0.095 | 0 | 0 | 0.098 | 0 |  | --> | C13 ex MONFIN | Monfin [T41,T42] | WEXFORD |  | 52.4738 | -6.5571
MV/LV Substation MA***496Y |  | 10 kV | _ | LV | 200 kVA :Kiosk Substation | 0.2 | --> | 0.2 | 0.148 | 3.12 |  | --> | 0.19 | 0 | 0.005 | 0 | 0 | Constrained, otherwise capacity available =193 kW | --> | C14 ex BELLFIELD | Bellfield [T41,T42] | CRANE |  | 52.5158 | -6.5745
MV/LV Substation ST***497Y |  | 10 kV | _ | LV | 630 kVA :Building Structure | 0.63 | --> | 0.63 | 0.5 | 3.12 |  | --> | 0.598 | 0 | 0 | 0 | 0 | Constrained, otherwise capacity available =598 kW | --> | C11 ex BELLFIELD | Bellfield [T41,T42] | CRANE |  | 52.4963 | -6.5754
MV/LV Substation PU***498X |  | 10 kV | _ | LV | 200 kVA :Pole Substation | 0.2 | --> | 0.2 | 0.125 | 3.12 |  | --> | 0.19 | 0 | 0 | 0 | 0 | Constrained, otherwise capacity available =200 kW | --> | C14 ex BELLFIELD | Bellfield [T41,T42] | CRANE |  | 52.5124 | -6.5499
MV/LV Substation TH***498Y |  | 20 kV | _ | LV | 100 kVA :Pole Substation | 0.1 | --> | 0.1 | 0.062 | 4.38 |  | --> | 0.095 | 0 | 0 | 0.1 | 0 |  | --> | E18 ex CRANE | Crane [T122] | CRANE |  | 52.448 | -6.3487
MV/LV Substation CA***499X |  | 10 kV | _ | LV | 200 kVA :Pole Substation | 0.2 | --> | 0.2 | 0.177 | 3.12 |  | --> | 0.19 | 0 | 0.01 | 0 | 0 | Constrained, otherwise capacity available =186 kW | --> | C11 ex BELLFIELD | Bellfield [T41,T42] | CRANE |  | 52.4988 | -6.5892
MV/LV Substation FA***500X |  | 10 kV | _ | LV | 100 kVA :Pole Substation | 0.1 | --> | 0.1 | 0.08 | 3.12 |  | --> | 0.095 | 0 | 0 | 0 | 0 | Constrained, otherwise capacity available =98 kW | --> | C11 ex BELLFIELD | Bellfield [T41,T42] | CRANE |  | 52.5033 | -6.6075
MV/LV Substation BL***501X |  | 10 kV | _ | LV | 200 kVA :Kiosk Substation | 0.2 | --> | 0.2 | 0.179 | 3.12 |  | --> | 0.19 | 0 | 0.005 | 0 | 0 | Constrained, otherwise capacity available =189 kW | --> | C14 ex BELLFIELD | Bellfield [T41,T42] | CRANE |  | 52.5117 | -6.5644
MV/LV Substation GR***502X |  | 10 kV | _ | LV | 200 kVA :Building Structure | 0.2 | --> | 0.2 | 0.146 | 3.12 |  | --> | 0.19 | 0 | 0.018 | 0 | 0 | Constrained, otherwise capacity available =184 kW | --> | C14 ex BELLFIELD | Bellfield [T41,T42] | CRANE |  | 52.5108 | -6.5728
MV/LV Substation CU***504Y |  | 20 kV | _ | LV | 200 kVA :Kiosk Substation | 0.2 | --> | 0.2 | 0.163 | 16.12 |  | --> | 0.19 | 0 | 0.005 | 0.191 | 0 |  | --> | E21 ex WEXFORD | Wexford [T121,T122] | WEXFORD |  | 52.4203 | -6.5311
MV/LV Substation WE***508X |  | 10 kV | _ | LV | 200 kVA :Pole Substation | 0.2 | --> | 0.2 | 0.137 | 4.38 |  | --> | 0.19 | 0 | 0 | 0.198 | 0 |  | --> | E11 ex CRANE | Crane [T122] | CRANE |  | 52.521 | -6.5584
MV/LV Substation GL***512Y |  | 20 kV | _ | LV | 100 kVA :Pole Substation | 0.1 | --> | 0.1 | 0.093 | 4.38 |  | --> | 0.095 | 0 | 0.005 | 0.092 | 0 |  | --> | E13 ex CRANE | Crane [T122] | CRANE |  | 52.4772 | -6.4148
MV/LV Substation TO***518X |  | 20 kV | _ | LV | 50 kVA :Pole Substation | 0.05 | --> | 0.05 | 0.041 | 4.38 |  | --> | 0.048 | 0 | 0 | 0.049 | 0 |  | --> | E13 ex CRANE | Crane [T122] | CRANE |  | 52.5017 | -6.5106
MV/LV Substation CL***522 |  | 20 kV | _ | LV | 50 kVA :Pole Substation | 0.05 | --> | 0.05 | 0 | 0 | Constrained, otherwise capacity available =27 kVA | --> | 0.048 | 0 | 0 | 0.05 | 0 |  | --> | E16 ex CLONROCHE | Clonroche [T421,T422] | WEXFORD |  | 52.4573 | -6.7122
MV/LV Substation TI***526X |  | 20 kV | _ | LV | 100 kVA :Pole Substation | 0.1 | --> | 0.1 | 0.081 | 16.12 |  | --> | 0.095 | 0 | 0.003 | 0.095 | 0 |  | --> | E21 ex WEXFORD | Wexford [T121,T122] | WEXFORD |  | 52.418 | -6.5299
MV/LV Substation CL***531 |  | 20 kV | _ | LV | 200 kVA :Pole Substation | 0.2 | --> | 0.2 | 0 | 0 | Constrained, otherwise capacity available =74 kVA | --> | 0.19 | 0 | 0.005 | 0.203 | 0 |  | --> | E15 ex CLONROCHE | Clonroche [T421,T422] | WEXFORD |  | 52.4492 | -6.7189
MV/LV Substation CL***532 |  | 20 kV | _ | LV | 100 kVA :Pole Substation | 0.1 | --> | 0.1 | 0 | 0 | Constrained, otherwise capacity available =64 kVA | --> | 0.095 | 0 | 0.01 | 0.092 | 0 |  | --> | E15 ex CLONROCHE | Clonroche [T421,T422] | WEXFORD |  | 52.4479 | -6.7228
MV/LV Substation KY***535Y |  | 20 kV | _ | LV | 200 kVA :Kiosk Substation | 0.2 | --> | 0.2 | 0.128 | 4.38 |  | --> | 0.19 | 0 | 0.024 | 0.182 | 0 |  | --> | E18 ex CRANE | Crane [T122] | CRANE |  | 52.5046 | -6.392
MV/LV Substation BR***537Y |  | 10 kV | _ | LV | 400 kVA :Kiosk Substation | 0.4 | --> | 0.4 | 0.3 | 3.12 |  | --> | 0.38 | 0 | 0.006 | 0 | 0 | Constrained, otherwise capacity available =389 kW | --> | C11 ex BELLFIELD | Bellfield [T41,T42] | CRANE |  | 52.5102 | -6.5904
MV/LV Substation SP***538 |  | 20 kV | _ | LV | 100 kVA :Pole Substation | 0.1 | --> | 0.1 | 0 | 0 | Constrained, otherwise capacity available =97 kVA | --> | 0.095 | 0 | 0 | 0.095 | 0 |  | --> | E18 ex CLONROCHE | Clonroche [T421,T422] | WEXFORD |  | 52.4233 | -6.6315
MV/LV Substation BR***538Y |  | 10 kV | _ | LV | 630 kVA :Kiosk Substation | 0.63 | --> | 0.63 | 0.5 | 3.12 |  | --> | 0.598 | 0 | 0.005 | 0 | 0 | Constrained, otherwise capacity available =600 kW | --> | C11 ex BELLFIELD | Bellfield [T41,T42] | CRANE |  | 52.51 | -6.5919
MV/LV Substation CL***542X |  | 20 kV | _ | LV | 50 kVA :Pole Substation | 0.05 | --> | 0.05 | 0 | 0 | Constrained, otherwise capacity available =44 kVA | --> | 0.048 | 0 | 0 | 0.048 | 0 |  | --> | E18 ex CLONROCHE | Clonroche [T421,T422] | WEXFORD |  | 52.4282 | -6.6101
MV/LV Substation BA***545Y |  | 20 kV | _ | LV | 50 kVA :Pole Substation | 0.05 | --> | 0.05 | 0.05 | 1.13 |  | --> | 0.048 | 0 | 0 | 0 | 0 | Constrained, otherwise capacity available =48 kW | --> | E18 ex BUNCLODY | Bunclody [T421,T422] | CRANE |  | 52.5831 | -6.6894
MV/LV Substation SH***549Y |  | 10 kV | _ | LV | 400 kVA :Kiosk Substation | 0.4 | --> | 0.4 | 0.306 | 3.12 |  | --> | 0.38 | 0 | 0.003 | 0 | 0 | Constrained, otherwise capacity available =390 kW | --> | C11 ex BELLFIELD | Bellfield [T41,T42] | CRANE |  | 52.5114 | -6.5945
MV/LV Substation AR***550Y |  | 20 kV | _ | LV | 200 kVA :Kiosk Substation | 0.2 | --> | 0.2 | 0.174 | 4.38 |  | --> | 0.19 | 0 | 0.01 | 0.186 | 0 |  | --> | E13 ex CRANE | Crane [T122] | CRANE |  | 52.4779 | -6.414
MV/LV Substation NE***556X |  | 20 kV | _ | LV | 50 kVA :Pole Substation | 0.05 | --> | 0.05 | 0 | 0 | Constrained, otherwise capacity available =43 kVA | --> | 0.048 | 0 | 0 | 0.048 | 0 |  | --> | E11 ex CLONROCHE | Clonroche [T421,T422] | WEXFORD |  | 52.4031 | -6.7067
MV/LV Substation OA***560Y |  | 20 kV | _ | LV | 200 kVA :Kiosk Substation | 0.2 | --> | 0.2 | 0.15 | 4.38 |  | --> | 0.19 | 0 | 0.004 | 0.194 | 0 |  | --> | E13 ex CRANE | Crane [T122] | CRANE |  | 52.444 | -6.4793
MV/LV Substation WE***562Y |  | 10 kV | _ | LV | 400 kVA :Kiosk Substation | 0.4 | --> | 0.4 | 0.271 | 3.12 |  | --> | 0.38 | 0 | 0.005 | 0 | 0 | Constrained, otherwise capacity available =394 kW | --> | C14 ex BELLFIELD | Bellfield [T41,T42] | CRANE |  | 52.5132 | -6.5763
MV/LV Substation ME***563Y |  | 10 kV | _ | LV | 50 kVA :Pole Substation | 0.05 | --> | 0.05 | 0.034 | 4.38 |  | --> | 0.048 | 0 | 0.018 | 0.036 | 0 |  | --> | E14 ex CRANE | Crane [T122] | CRANE |  | 52.5525 | -6.5956
MV/LV Substation BO***567X |  | 20 kV | _ | LV | 50 kVA :Pole Substation | 0.05 | --> | 0.05 | 0.039 | 1.13 |  | --> | 0.048 | 0 | 0 | 0 | 0 | Constrained, otherwise capacity available =49 kW | --> | E18 ex BUNCLODY | Bunclody [T421,T422] | CRANE |  | 52.5816 | -6.7074
MV/LV Substation TH***569Y |  | 20 kV | _ | LV | 200 kVA :Pole Substation | 0.2 | --> | 0.2 | 0.167 | 4.38 |  | --> | 0.19 | 0 | 0 | 0.194 | 0 |  | --> | E13 ex CRANE | Crane [T122] | CRANE |  | 52.4797 | -6.428
MV/LV Substation BA***581Y |  | 10 kV | _ | LV | 630 kVA :Building Structure | 0.63 | --> | 0.63 | 0.5 | 3.12 |  | --> | 0.598 | 0 | 0 | 0 | 0 | Constrained, otherwise capacity available =603 kW | --> | C17 ex BELLFIELD | Bellfield [T41,T42] | CRANE |  | 52.5026 | -6.568
MV/LV Substation MO***583Y |  | 10 kV | _ | LV | 100 kVA :Pole Substation | 0.1 | --> | 0.1 | 0.087 | 4.38 |  | --> | 0.095 | 0 | 0.006 | 0.092 | 0 |  | --> | E11 ex CRANE | Crane [T122] | CRANE |  | 52.5296 | -6.5519
MV/LV Substation TU***584Y |  | 20 kV | _ | LV | 200 kVA :Kiosk Substation | 0.2 | --> | 0.2 | 0.166 | 4.38 |  | --> | 0.19 | 0 | 0.013 | 0.185 | 0 |  | --> | E13 ex CRANE | Crane [T122] | CRANE |  | 52.4391 | -6.473
MV/LV Substation MI***585 |  | 10 kV | _ | LV | 50 kVA :Pole Substation | 0.05 | --> | 0.05 | 0.026 | 4.38 |  | --> | 0.048 | 0 | 0.01 | 0.043 | 0 |  | --> | E14 ex CRANE | Crane [T122] | CRANE |  | 52.5162 | -6.5983
MV/LV Substation RU***588X |  | 10 kV | _ | LV | 400 kVA :Kiosk Substation | 0.4 | --> | 0.4 | 0.393 | 3.12 |  | --> | 0.38 | 0 | 0 | 0 | 0 | Constrained, otherwise capacity available =381 kW | --> | C11 ex BELLFIELD | Bellfield [T41,T42] | CRANE |  | 52.5028 | -6.5804
MV/LV Substation MA***597 |  | 10 kV | _ | LV | 50 kVA :Pole Substation | 0.05 | --> | 0.05 | 0.038 | 4.38 |  | --> | 0.048 | 0 | 0 | 0.049 | 0 |  | --> | E14 ex CRANE | Crane [T122] | CRANE |  | 52.5401 | -6.5955
MV/LV Substation FI***604Y |  | 20 kV | _ | LV | 400 kVA :Kiosk Substation | 0.4 | --> | 0.4 | 0.4 | 4.38 |  | --> | 0.38 | 0 | 0 | 0.38 | 0 |  | --> | E13 ex CRANE | Crane [T122] | CRANE |  | 52.5076 | -6.517
MV/LV Substation AI***616Y |  | 10 kV | _ | LV | 200 kVA :Pole Substation | 0.2 | --> | 0.2 | 0.124 | 4.38 |  | --> | 0.19 | 0 | 0.073 | 0.146 | 0 |  | --> | E11 ex CRANE | Crane [T122] | CRANE |  | 52.5214 | -6.5561
MV/LV Substation J ***618Y |  | 10 kV | _ | LV | 630 kVA :Building Structure | 0.63 | --> | 0.63 | 0.258 | 3.12 |  | --> | 0.598 | 0 | 0.05 | 0 | 0 | Constrained, otherwise capacity available =606 kW | --> | C14 ex BELLFIELD | Bellfield [T41,T42] | CRANE |  | 52.515 | -6.5661
MV/LV Substation CL***624 |  | 10 kV | _ | LV | 50 kVA :Pole Substation | 0.05 | --> | 0.05 | 0.05 | 4.38 |  | --> | 0.048 | 0 | 0 | 0.048 | 0 |  | --> | E14 ex CRANE | Crane [T122] | CRANE |  | 52.5603 | -6.6316
MV/LV Substation BA***627Y |  | 10 kV | _ | LV | 400 kVA :Building Structure | 0.4 | --> | 0.4 | 0.375 | 3.12 |  | --> | 0.38 | 0 | 0 | 0 | 0 | Constrained, otherwise capacity available =384 kW | --> | C17 ex BELLFIELD | Bellfield [T41,T42] | CRANE |  | 52.5029 | -6.5687
MV/LV Substation ES***631Y |  | 10 kV | _ | LV | 400 kVA :Building Structure | 0.4 | --> | 0.4 | 0.291 | 4.38 |  | --> | 0.38 | 0 | 0.02 | 0.379 | 0 |  | --> | E11 ex CRANE | Crane [T122] | CRANE |  | 52.5271 | -6.5573
MV/LV Substation BA***636 |  | 10 kV | _ | LV | 50 kVA :Pole Substation | 0.05 | --> | 0.05 | 0.045 | 4.38 |  | --> | 0.048 | 0 | 0 | 0.048 | 0 |  | --> | E14 ex CRANE | Crane [T122] | CRANE |  | 52.5418 | -6.6804
MV/LV Substation CO***641 |  | 10 kV | _ | LV | 50 kVA :Pole Substation | 0.05 | --> | 0.05 | 0.045 | 4.38 |  | --> | 0.048 | 0 | 0.015 | 0.037 | 0 |  | --> | E14 ex CRANE | Crane [T122] | CRANE |  | 52.5589 | -6.6942
MV/LV Substation TO***641Y |  | 10 kV | _ | LV | 50 kVA :Pole Substation | 0.05 | --> | 0.05 | 0.047 | 1.29 |  | --> | 0.048 | 0 | 0 | 0.048 | 0 |  | --> | C12 ex MONFIN | Monfin [T41,T42] | WEXFORD |  | 52.4879 | -6.5832
MV/LV Substation BA***645 |  | 10 kV | _ | LV | 100 kVA :Pole Substation | 0.1 | --> | 0.1 | 0.052 | 4.38 |  | --> | 0.095 | 0 | 0.005 | 0.098 | 0 |  | --> | E14 ex CRANE | Crane [T122] | CRANE |  | 52.568 | -6.6807
MV/LV Substation BA***646 |  | 10 kV | _ | LV | 100 kVA :Pole Substation | 0.1 | --> | 0.1 | 0.09 | 4.38 |  | --> | 0.095 | 0 | 0.017 | 0.084 | 0 |  | --> | E14 ex CRANE | Crane [T122] | CRANE |  | 52.5755 | -6.6392
MV/LV Substation BA***650X |  | 20 kV | _ | LV | 100 kVA :Pole Substation | 0.1 | --> | 0.1 | 0 | 0 | Constrained, otherwise capacity available =77 kVA | --> | 0.095 | 0 | 0 | 0.098 | 0 |  | --> | E18 ex CLONROCHE | Clonroche [T421,T422] | WEXFORD |  | 52.457 | -6.6821
MV/LV Substation BA***653X |  | 20 kV | _ | LV | 50 kVA :Pole Substation | 0.05 | --> | 0.05 | 0 | 0 | Constrained, otherwise capacity available =24 kVA | --> | 0.048 | 0 | 0 | 0.051 | 0 |  | --> | E18 ex CLONROCHE | Clonroche [T421,T422] | WEXFORD |  | 52.4618 | -6.6416
MV/LV Substation ME***655Y |  | 10 kV | _ | LV | 400 kVA :Kiosk Substation | 0.4 | --> | 0.4 | 0.323 | 3.12 |  | --> | 0.38 | 0 | 0 | 0 | 0 | Constrained, otherwise capacity available =390 kW | --> | C14 ex BELLFIELD | Bellfield [T41,T42] | CRANE |  | 52.5157 | -6.5693
MV/LV Substation NA***656Y |  | 10 kV | _ | LV | 200 kVA :Kiosk Substation | 0.2 | --> | 0.2 | 0.117 | 3.12 |  | --> | 0.19 | 0 | 0 | 0 | 0 | Constrained, otherwise capacity available =201 kW | --> | C17 ex BELLFIELD | Bellfield [T41,T42] | CRANE |  | 52.5028 | -6.576
MV/LV Substation ES***664 |  | 10 kV | _ | LV | 30 kVA :Pole Substation | 0.03 | --> | 0.03 | 0.005 | 4.38 |  | --> | 0.028 | 0 | 0.008 | 0.026 | 0 |  | --> | E11 ex CRANE | Crane [T122] | CRANE |  | 52.516 | -6.5621
MV/LV Substation RO***666 |  | 10 kV | _ | LV | 400 kVA :Kiosk Substation | 0.4 | --> | 0.4 | 0.335 | 4.38 |  | --> | 0.38 | 0 | 0 | 0.389 | 0 |  | --> | E11 ex CRANE | Crane [T122] | CRANE |  | 52.5246 | -6.5561
MV/LV Substation MO***668 |  | 10 kV | _ | LV | 50 kVA :Pole Substation | 0.05 | --> | 0.05 | 0 | 4.38 |  | --> | 0.048 | 0 | 0.012 | 0.045 | 0 |  | --> | E11 ex CRANE | Crane [T122] | CRANE |  | 52.5289 | -6.5534
MV/LV Substation LA***672X |  | 20 kV | _ | LV | 200 kVA :Pole Substation | 0.2 | --> | 0.2 | 0.072 | 4.38 |  | --> | 0.19 | 0 | 0 | 0.207 | 0 |  | --> | E13 ex CRANE | Crane [T122] | CRANE |  | 52.4376 | -6.4448
MV/LV Substation BA***673 |  | 10 kV | _ | LV | 50 kVA :Pole Substation | 0.05 | --> | 0.05 | 0.04 | 4.38 |  | --> | 0.048 | 0 | 0 | 0.049 | 0 |  | --> | E14 ex CRANE | Crane [T122] | CRANE |  | 52.5356 | -6.5812
MV/LV Substation BA***677X |  | 20 kV | _ | LV | 50 kVA :Pole Substation | 0.05 | --> | 0.05 | 0.045 | 16.12 |  | --> | 0.048 | 0 | 0 | 0.048 | 0 |  | --> | E21 ex WEXFORD | Wexford [T121,T122] | WEXFORD |  | 52.3983 | -6.521
MV/LV Substation MO***678 |  | 10 kV | _ | LV | 50 kVA :Pole Substation | 0.05 | --> | 0.05 | 0.043 | 3.12 |  | --> | 0.048 | 0 | 0.01 | 0 | 0 | Constrained, otherwise capacity available =41 kW | --> | C14 ex BELLFIELD | Bellfield [T41,T42] | CRANE |  | 52.5171 | -6.5717
MV/LV Substation BA***679 |  | 10 kV | _ | LV | 50 kVA :Pole Substation | 0.05 | --> | 0.05 | 0.032 | 3.12 |  | --> | 0.048 | 0 | 0.028 | 0 | 0 | Constrained, otherwise capacity available =29 kW | --> | C14 ex BELLFIELD | Bellfield [T41,T42] | CRANE |  | 52.524 | -6.5886
MV/LV Substation AS***679X |  | 20 kV | _ | LV | 50 kVA :Pole Substation | 0.05 | --> | 0.05 | 0.032 | 4.38 |  | --> | 0.048 | 0 | 0.033 | 0.026 | 0 |  | --> | E13 ex CRANE | Crane [T122] | CRANE |  | 52.4605 | -6.3825
MV/LV Substation MO***686 |  | 10 kV | _ | LV | 400 kVA :Kiosk Substation | 0.4 | --> | 0.4 | 0.34 | 3.12 |  | --> | 0.38 | 0 | 0.01 | 0 | 0 | Constrained, otherwise capacity available =381 kW | --> | C14 ex BELLFIELD | Bellfield [T41,T42] | CRANE |  | 52.5069 | -6.5758
MV/LV Substation WH***687 |  | 20 kV | _ | LV | 50 kVA :Pole Substation | 0.05 | --> | 0.05 | 0.05 | 1.13 |  | --> | 0.048 | 0 | 0 | 0 | 0 | Constrained, otherwise capacity available =48 kW | --> | E18 ex BUNCLODY | Bunclody [T421,T422] | CRANE |  | 52.5713 | -6.7194
MV/LV Substation BE***687Y |  | 10 kV | _ | LV | 200 kVA :Kiosk Substation | 0.2 | --> | 0.2 | 0.174 | 3.12 |  | --> | 0.19 | 0 | 0.01 | 0 | 0 | Constrained, otherwise capacity available =186 kW | --> | C11 ex BELLFIELD | Bellfield [T41,T42] | CRANE |  | 52.5039 | -6.5806
MV/LV Substation TO***688 |  | 10 kV | _ | LV | 50 kVA :Pole Substation | 0.05 | --> | 0.05 | 0.032 | 1.29 |  | --> | 0.048 | 0 | 0 | 0.05 | 0 |  | --> | C12 ex MONFIN | Monfin [T41,T42] | WEXFORD |  | 52.4889 | -6.5948
MV/LV Substation BA***689Y |  | 20 kV | _ | LV | 50 kVA :Pole Substation | 0.05 | --> | 0.05 | 0 | 0 | Constrained, otherwise capacity available =46 kVA | --> | 0.048 | 0 | 0 | 0.048 | 0 |  | --> | E18 ex CLONROCHE | Clonroche [T421,T422] | WEXFORD |  | 52.4499 | -6.6591
MV/LV Substation BA***691X |  | 20 kV | _ | LV | 100 kVA :Pole Substation | 0.1 | --> | 0.1 | 0 | 0 | Constrained, otherwise capacity available =50 kVA | --> | 0.095 | 0 | 0 | 0.102 | 0 |  | --> | E18 ex CLONROCHE | Clonroche [T421,T422] | WEXFORD |  | 52.4318 | -6.6568
MV/LV Substation CO***692Y |  | 20 kV | _ | LV | 100 kVA :Pole Substation | 0.1 | --> | 0.1 | 0 | 0 | Constrained, otherwise capacity available =99 kVA | --> | 0.095 | 0 | 0 | 0.095 | 0 |  | --> | E16 ex CLONROCHE | Clonroche [T421,T422] | WEXFORD |  | 52.518 | -6.7994
MV/LV Substation MA***695 |  | 10 kV | _ | LV | 50 kVA :Pole Substation | 0.05 | --> | 0.05 | 0.05 | 1.29 |  | --> | 0.048 | 0 | 0 | 0.048 | 0 |  | --> | C13 ex MONFIN | Monfin [T41,T42] | WEXFORD |  | 52.4327 | -6.5754
MV/LV Substation CA***699Y |  | 10 kV | _ | LV | 400 kVA :Kiosk Substation | 0.4 | --> | 0.4 | 0.31 | 1.29 |  | --> | 0.38 | 0 | 0 | 0.39 | 0 |  | --> | C24 ex MONFIN | Monfin [T41,T42] | WEXFORD |  | 52.4929 | -6.5393
MV/LV Substation ES***703X |  | 10 kV | _ | LV | 400 kVA :Building Structure | 0.4 | --> | 0.4 | 0.339 | 4.38 |  | --> | 0.38 | 0 | 0 | 0.388 | 0 |  | --> | E11 ex CRANE | Crane [T122] | CRANE |  | 52.5214 | -6.561
MV/LV Substation FA***705 |  | 10 kV | _ | LV | 630 kVA :Kiosk Substation | 0.63 | --> | 0.63 | 0.5 | 4.38 |  | --> | 0.598 | 0 | 0 | 0.5 | 0 |  | --> | E11 ex CRANE | Crane [T122] | CRANE |  | 52.5218 | -6.5541
MV/LV Substation CO***709Y |  | 20 kV | _ | LV | 100 kVA :Pole Substation | 0.1 | --> | 0.1 | 0 | 0 | Constrained, otherwise capacity available =89 kVA | --> | 0.095 | 0 | 0 | 0.097 | 0 |  | --> | E16 ex CLONROCHE | Clonroche [T421,T422] | WEXFORD |  | 52.5155 | -6.8037
MV/LV Substation CH***710 |  | 10 kV | _ | LV | 400 kVA :Kiosk Substation | 0.4 | --> | 0.4 | 0.358 | 3.12 |  | --> | 0.38 | 0 | 0.013 | 0 | 0 | Constrained, otherwise capacity available =376 kW | --> | C11 ex BELLFIELD | Bellfield [T41,T42] | CRANE |  | 52.5079 | -6.5868
MV/LV Substation MI***710Y |  | 20 kV | _ | LV | 50 kVA :Pole Substation | 0.05 | --> | 0.05 | 0 | 0 | Constrained, otherwise capacity available =50 kVA | --> | 0.048 | 0 | 0 | 0.048 | 0 |  | --> | E16 ex CLONROCHE | Clonroche [T421,T422] | WEXFORD |  | 52.5163 | -6.7514
MV/LV Substation SP***713X |  | 10 kV | _ | LV | 400 kVA :Kiosk Substation | 0.4 | --> | 0.4 | 0.337 | 3.12 |  | --> | 0.38 | 0 | 0.018 | 0 | 0 | Constrained, otherwise capacity available =375 kW | --> | C14 ex BELLFIELD | Bellfield [T41,T42] | CRANE |  | 52.5108 | -6.5698
MV/LV Substation BR***715X |  | 20 kV | _ | LV | 100 kVA :Pole Substation | 0.1 | --> | 0.1 | 0 | 0 | Constrained, otherwise capacity available =80 kVA | --> | 0.095 | 0 | 0.01 | 0.09 | 0 |  | --> | E18 ex CLONROCHE | Clonroche [T421,T422] | WEXFORD |  | 52.4328 | -6.6074
MV/LV Substation MO***715Y |  | 10 kV | _ | LV | 100 kVA :Pole Substation | 0.1 | --> | 0.1 | 0.069 | 3.12 |  | --> | 0.095 | 0 | 0 | 0 | 0 | Constrained, otherwise capacity available =99 kW | --> | C14 ex BELLFIELD | Bellfield [T41,T42] | CRANE |  | 52.512 | -6.5673
MV/LV Substation CA***719 |  | 10 kV | _ | LV | 50 kVA :Pole Substation | 0.05 | --> | 0.05 | 0.045 | 3.12 |  | --> | 0.048 | 0 | 0.006 | 0 | 0 | Constrained, otherwise capacity available =44 kW | --> | C11 ex BELLFIELD | Bellfield [T41,T42] | CRANE |  | 52.5044 | -6.5904
MV/LV Substation DR***723Y |  | 10 kV | _ | LV | 630 kVA :Kiosk Substation | 0.63 | --> | 0.63 | 0.5 | 4.38 |  | --> | 0.598 | 0 | 0.018 | 0.5 | 0 |  | --> | E13 ex CRANE | Crane [T122] | CRANE |  | 52.4995 | -6.5488
MV/LV Substation CO***724X |  | 20 kV | _ | LV | 50 kVA :Pole Substation | 0.05 | --> | 0.05 | 0.046 | 4.38 |  | --> | 0.048 | 0 | 0 | 0.048 | 0 |  | --> | E13 ex CRANE | Crane [T122] | CRANE |  | 52.4951 | -6.5027
MV/LV Substation KI***725 |  | 20 kV | _ | LV | 50 kVA :Pole Substation | 0.05 | --> | 0.05 | 0.041 | 4.38 |  | --> | 0.048 | 0 | 0 | 0.049 | 0 |  | --> | E18 ex CRANE | Crane [T122] | CRANE |  | 52.4579 | -6.3335
MV/LV Substation KI***726 |  | 20 kV | _ | LV | 50 kVA :Pole Substation | 0.05 | --> | 0.05 | 0.04 | 4.38 |  | --> | 0.048 | 0 | 0.025 | 0.03 | 0 |  | --> | E18 ex CRANE | Crane [T122] | CRANE |  | 52.4542 | -6.339
MV/LV Substation BA***727Y |  | 10 kV | _ | LV | 50 kVA :Pole Substation | 0.05 | --> | 0.05 | 0.05 | 4.38 |  | --> | 0.048 | 0 | 0 | 0.048 | 0 |  | --> | E14 ex CRANE | Crane [T122] | CRANE |  | 52.5691 | -6.6776
MV/LV Substation BL***731 |  | 20 kV | _ | LV | 200 kVA :Pole Substation | 0.2 | --> | 0.2 | 0.16 | 4.38 |  | --> | 0.19 | 0 | 0.017 | 0.183 | 0 |  | --> | E13 ex CRANE | Crane [T122] | CRANE |  | 52.4448 | -6.3486
MV/LV Substation PE***737Y |  | 10 kV | _ | LV | 400 kVA :Kiosk Substation | 0.4 | --> | 0.4 | 0.338 | 4.38 |  | --> | 0.38 | 0 | 0.01 | 0.381 | 0 |  | --> | E11 ex CRANE | Crane [T122] | CRANE |  | 52.5285 | -6.5559
MV/LV Substation BA***744X |  | 20 kV | _ | LV | 50 kVA :Pole Substation | 0.05 | --> | 0.05 | 0.043 | 4.38 |  | --> | 0.048 | 0 | 0 | 0.048 | 0 |  | --> | E13 ex CRANE | Crane [T122] | CRANE |  | 52.4257 | -6.4618
MV/LV Substation EI***759X |  | 10 kV | _ | LV | 200 kVA :Building Structure | 0.2 | --> | 0.2 | 0.032 | 3.12 |  | --> | 0.19 | 0 | 0.016 | 0 | 0 | Constrained, otherwise capacity available =200 kW | --> | C14 ex BELLFIELD | Bellfield [T41,T42] | CRANE |  | 52.5074 | -6.5778
MV/LV Substation TR***764Y |  | 10 kV | _ | LV | 400 kVA :Building Structure | 0.4 | --> | 0.4 | 0.326 | 3.12 |  | --> | 0.38 | 0 | 0 | 0 | 0 | Constrained, otherwise capacity available =390 kW | --> | C22 ex BELLFIELD | Bellfield [T41,T42] | CRANE |  | 52.503 | -6.5647
MV/LV Substation OU***770 |  | 20 kV | _ | LV | 50 kVA :Pole Substation | 0.05 | --> | 0.05 | 0.044 | 4.38 |  | --> | 0.048 | 0 | 0 | 0.048 | 0 |  | --> | E18 ex CRANE | Crane [T122] | CRANE |  | 52.5017 | -6.3834
MV/LV Substation AN***774Y |  | 10 kV | _ | LV | 400 kVA :Kiosk Substation | 0.4 | --> | 0.4 | 0.232 | 3.12 |  | --> | 0.38 | 0 | 0.026 | 0 | 0 | Constrained, otherwise capacity available =383 kW | --> | C14 ex BELLFIELD | Bellfield [T41,T42] | CRANE |  | 52.514 | -6.5816
MV/LV Substation CL***775X |  | 20 kV | _ | LV | 50 kVA :Pole Substation | 0.05 | --> | 0.05 | 0 | 0 | Constrained, otherwise capacity available =46 kVA | --> | 0.048 | 0 | 0 | 0.048 | 0 |  | --> | E11 ex CLONROCHE | Clonroche [T421,T422] | WEXFORD |  | 52.4467 | -6.714
MV/LV Substation BA***777X |  | 10 kV | _ | LV | 50 kVA :Pole Substation | 0.05 | --> | 0.05 | 0.048 | 1.29 |  | --> | 0.048 | 0 | 0 | 0.048 | 0 |  | --> | C13 ex MONFIN | Monfin [T41,T42] | WEXFORD |  | 52.4745 | -6.5937
MV/LV Substation OU***784 |  | 20 kV | _ | LV | 400 kVA :Kiosk Substation | 0.4 | --> | 0.4 | 0.365 | 4.38 |  | --> | 0.38 | 0 | 0 | 0.385 | 0 |  | --> | E18 ex CRANE | Crane [T122] | CRANE |  | 52.5048 | -6.3893
MV/LV Substation GI***786X |  | 10 kV | _ | LV | 400 kVA :Kiosk Substation | 0.4 | --> | 0.4 | 0.324 | 1.29 |  | --> | 0.38 | 0 | 0.02 | 0.376 | 0 |  | --> | C24 ex MONFIN | Monfin [T41,T42] | WEXFORD |  | 52.4947 | -6.5548
MV/LV Substation ED***796 |  | 10 kV | _ | LV | 50 kVA :Pole Substation | 0.05 | --> | 0.05 | 0.048 | 1.29 |  | --> | 0.048 | 0 | 0 | 0.048 | 0 |  | --> | C13 ex MONFIN | Monfin [T41,T42] | WEXFORD |  | 52.4536 | -6.5542
MV/LV Substation MO***799X |  | 20 kV | _ | LV | 100 kVA :Pole Substation | 0.1 | --> | 0.1 | 0 | 0 | Constrained, otherwise capacity available =69 kVA | --> | 0.095 | 0 | 0 | 0.099 | 0 |  | --> | E18 ex CLONROCHE | Clonroche [T421,T422] | WEXFORD |  | 52.4617 | -6.688
MV/LV Substation BA***802X |  | 20 kV | _ | LV | 50 kVA :Pole Substation | 0.05 | --> | 0.05 | 0.049 | 4.38 |  | --> | 0.048 | 0 | 0 | 0.048 | 0 |  | --> | E13 ex CRANE | Crane [T122] | CRANE |  | 52.4594 | -6.3726
MV/LV Substation BA***806 |  | 20 kV | _ | LV | 50 kVA :Pole Substation | 0.05 | --> | 0.05 | 0.023 | 4.38 |  | --> | 0.048 | 0 | 0.056 | 0.01 | 0 |  | --> | E13 ex CRANE | Crane [T122] | CRANE |  | 52.5191 | -6.5235
MV/LV Substation DU***817X |  | 10 kV | _ | LV | 50 kVA :Pole Substation | 0.05 | --> | 0.05 | 0.048 | 4.38 |  | --> | 0.048 | 0 | 0 | 0.048 | 0 |  | --> | E14 ex CRANE | Crane [T122] | CRANE |  | 52.5528 | -6.6988
MV/LV Substation BA***818X |  | 20 kV | _ | LV | 200 kVA :Pole Substation | 0.2 | --> | 0.2 | 0.164 | 4.38 |  | --> | 0.19 | 0 | 0 | 0.195 | 0 |  | --> | E13 ex CRANE | Crane [T122] | CRANE |  | 52.478 | -6.4177
MV/LV Substation CL***819X |  | 20 kV | _ | LV | 50 kVA :Pole Substation | 0.05 | --> | 0.05 | 0 | 0 | Constrained, otherwise capacity available =40 kVA | --> | 0.048 | 0 | 0 | 0.049 | 0 |  | --> | E16 ex CLONROCHE | Clonroche [T421,T422] | WEXFORD |  | 52.5001 | -6.6897
MV/LV Substation TO***824X |  | 10 kV | _ | LV | 50 kVA :Pole Substation | 0.05 | --> | 0.05 | 0.05 | 4.38 |  | --> | 0.048 | 0 | 0 | 0.048 | 0 |  | --> | E14 ex CRANE | Crane [T122] | CRANE |  | 52.5548 | -6.5634
MV/LV Substation RE***825X |  | 10 kV | _ | LV | 100 kVA :Pole Substation | 0.1 | --> | 0.1 | 0.053 | 3.12 |  | --> | 0.095 | 0 | 0 | 0 | 0 | Constrained, otherwise capacity available =101 kW | --> | C14 ex BELLFIELD | Bellfield [T41,T42] | CRANE |  | 52.5095 | -6.5797
MV/LV Substation BR***845X |  | 10 kV | _ | LV | 50 kVA :Pole Substation | 0.05 | --> | 0.05 | 0.05 | 1.29 |  | --> | 0.048 | 0 | 0 | 0.048 | 0 |  | --> | C13 ex MONFIN | Monfin [T41,T42] | WEXFORD |  | 52.4706 | -6.5554
MV/LV Substation BA***850 |  | 20 kV | _ | LV | 200 kVA :Pole Substation | 0.2 | --> | 0.2 | 0.158 | 4.38 |  | --> | 0.19 | 0 | 0 | 0.196 | 0 |  | --> | E13 ex CRANE | Crane [T122] | CRANE |  | 52.48 | -6.4244
MV/LV Substation BA***860X |  | 20 kV | _ | LV | 200 kVA :Pole Substation | 0.2 | --> | 0.2 | 0.186 | 4.38 |  | --> | 0.19 | 0 | 0.007 | 0.187 | 0 |  | --> | E18 ex CRANE | Crane [T122] | CRANE |  | 52.4504 | -6.3426
MV/LV Substation BA***879 |  | 20 kV | _ | LV | 50 kVA :Pole Substation | 0.05 | --> | 0.05 | 0.044 | 4.38 |  | --> | 0.048 | 0 | 0 | 0.048 | 0 |  | --> | E13 ex CRANE | Crane [T122] | CRANE |  | 52.4318 | -6.4545
MV/LV Substation DO***880X |  | 20 kV | _ | LV | 630 kVA :Kiosk Substation | 0.63 | --> | 0.63 | 0.36 | 4.38 |  | --> | 0.598 | 0 | 0 | 0.5 | 0 |  | --> | E13 ex CRANE | Crane [T122] | CRANE |  | 52.4356 | -6.4066
MV/LV Substation IS***881X |  | 10 kV | _ | LV | 200 kVA :Kiosk Substation | 0.2 | --> | 0.2 | 0.158 | 3.12 |  | --> | 0.19 | 0 | 0 | 0 | 0 | Constrained, otherwise capacity available =196 kW | --> | C14 ex BELLFIELD | Bellfield [T41,T42] | CRANE |  | 52.5057 | -6.5695
MV/LV Substation AN***882X |  | 10 kV | _ | LV | 200 kVA :Kiosk Substation | 0.2 | --> | 0.2 | 0.127 | 3.12 |  | --> | 0.19 | 0 | 0.023 | 0 | 0 | Constrained, otherwise capacity available =183 kW | --> | C11 ex BELLFIELD | Bellfield [T41,T42] | CRANE |  | 52.5 | -6.5796
MV/LV Substation HE***883X |  | 10 kV | _ | LV | 100 kVA :Pole Substation | 0.1 | --> | 0.1 | 0.074 | 3.12 |  | --> | 0.095 | 0 | 0 | 0 | 0 | Constrained, otherwise capacity available =98 kW | --> | C14 ex BELLFIELD | Bellfield [T41,T42] | CRANE |  | 52.5087 | -6.5611
MV/LV Substation TH***884X |  | 10 kV | _ | LV | 630 kVA :Kiosk Substation | 0.63 | --> | 0.63 | 0.5 | 3.12 |  | --> | 0.598 | 0 | 0 | 0 | 0 | Constrained, otherwise capacity available =609 kW | --> | C22 ex BELLFIELD | Bellfield [T41,T42] | CRANE |  | 52.4968 | -6.5677
MV/LV Substation CO***895 |  | 10 kV | _ | LV | 100 kVA :Pole Substation | 0.1 | --> | 0.1 | 0.1 | 1.29 |  | --> | 0.095 | 0 | 0 | 0.095 | 0 |  | --> | C13 ex MONFIN | Monfin [T41,T42] | WEXFORD |  | 52.4879 | -6.5224
MV/LV Substation CH***897X |  | 10 kV | _ | LV | 400 kVA :Kiosk Substation | 0.4 | --> | 0.4 | 0.348 | 3.12 |  | --> | 0.38 | 0 | 0.006 | 0 | 0 | Constrained, otherwise capacity available =383 kW | --> | C11 ex BELLFIELD | Bellfield [T41,T42] | CRANE |  | 52.5049 | -6.5865
MV/LV Substation CU***905 |  | 20 kV | _ | LV | 100 kVA :Pole Substation | 0.1 | --> | 0.1 | 0.099 | 1.13 |  | --> | 0.095 | 0 | 0 | 0 | 0 | Constrained, otherwise capacity available =95 kW | --> | E18 ex BUNCLODY | Bunclody [T421,T422] | CRANE |  | 52.5703 | -6.7228
MV/LV Substation CH***907X |  | 10 kV | _ | LV | 50 kVA :Pole Substation | 0.05 | --> | 0.05 | 0.027 | 3.12 |  | --> | 0.048 | 0 | 0.005 | 0 | 0 | Constrained, otherwise capacity available =47 kW | --> | C11 ex BELLFIELD | Bellfield [T41,T42] | CRANE |  | 52.5091 | -6.5887
MV/LV Substation KN***908X |  | 20 kV | _ | LV | 100 kVA :Pole Substation | 0.1 | --> | 0.1 | 0 | 0 | Constrained, otherwise capacity available =80 kVA | --> | 0.095 | 0 | 0.02 | 0.083 | 0 |  | --> | E15 ex CLONROCHE | Clonroche [T421,T422] | WEXFORD |  | 52.4359 | -6.7745
MV/LV Substation MO***911 |  | 20 kV | _ | LV | 50 kVA :Pole Substation | 0.05 | --> | 0.05 | 0.042 | 1.13 |  | --> | 0.048 | 0 | 0.02 | 0 | 0 | Constrained, otherwise capacity available =34 kW | --> | E18 ex BUNCLODY | Bunclody [T421,T422] | CRANE |  | 52.5627 | -6.7269
MV/LV Substation KI***916 |  | 20 kV | _ | LV | 100 kVA :Pole Substation | 0.1 | --> | 0.1 | 0.075 | 1.13 |  | --> | 0.095 | 0 | 0.016 | 0 | 0 | Constrained, otherwise capacity available =86 kW | --> | E18 ex BUNCLODY | Bunclody [T421,T422] | CRANE |  | 52.5662 | -6.742
MV/LV Substation AD***917X |  | 10 kV | _ | LV | 630 kVA :Kiosk Substation | 0.63 | --> | 0.63 | 0.483 | 4.38 |  | --> | 0.598 | 0 | 0 | 0.5 | 0 |  | --> | E11 ex CRANE | Crane [T122] | CRANE |  | 52.5201 | -6.5623
MV/LV Substation KI***918 |  | 20 kV | _ | LV | 100 kVA :Pole Substation | 0.1 | --> | 0.1 | 0.073 | 1.13 |  | --> | 0.095 | 0 | 0.014 | 0 | 0 | Constrained, otherwise capacity available =88 kW | --> | E18 ex BUNCLODY | Bunclody [T421,T422] | CRANE |  | 52.5645 | -6.7467
MV/LV Substation WO***930 |  | 20 kV | _ | LV | 100 kVA :Pole Substation | 0.1 | --> | 0.1 | 0 | 0 | Constrained, otherwise capacity available =94 kVA | --> | 0.095 | 0 | 0.01 | 0.088 | 0 |  | --> | E16 ex CLONROCHE | Clonroche [T421,T422] | WEXFORD |  | 52.548 | -6.736
MV/LV Substation OU***938X |  | 20 kV | _ | LV | 50 kVA :Pole Substation | 0.05 | --> | 0.05 | 0.048 | 4.38 |  | --> | 0.048 | 0 | 0 | 0.048 | 0 |  | --> | E13 ex CRANE | Crane [T122] | CRANE |  | 52.4777 | -6.4726
MV/LV Substation DU***939X |  | 10 kV | _ | LV | 200 kVA :Pole Substation | 0.2 | --> | 0.2 | 0.16 | 1.29 |  | --> | 0.19 | 0 | 0 | 0.195 | 0 |  | --> | C13 ex MONFIN | Monfin [T41,T42] | WEXFORD |  | 52.4291 | -6.5894
MV/LV Substation BA***945X |  | 20 kV | _ | LV | 50 kVA :Pole Substation | 0.05 | --> | 0.05 | 0.028 | 4.38 |  | --> | 0.048 | 0 | 0.015 | 0.039 | 0 |  | --> | E13 ex CRANE | Crane [T122] | CRANE |  | 52.4362 | -6.4628
MV/LV Substation KI***955X |  | 20 kV | _ | LV | 50 kVA :Pole Substation | 0.05 | --> | 0.05 | 0.045 | 4.38 |  | --> | 0.048 | 0 | 0 | 0.048 | 0 |  | --> | E13 ex CRANE | Crane [T122] | CRANE |  | 52.4905 | -6.5002
MV/LV Substation LA***958X |  | 20 kV | _ | LV | 50 kVA :Pole Substation | 0.05 | --> | 0.05 | 0.043 | 4.38 |  | --> | 0.048 | 0 | 0.005 | 0.045 | 0 |  | --> | E13 ex CRANE | Crane [T122] | CRANE |  | 52.4452 | -6.3412
MV/LV Substation BA***959X |  | 20 kV | _ | LV | 50 kVA :Pole Substation | 0.05 | --> | 0.05 | 0 | 0 | Constrained, otherwise capacity available =50 kVA | --> | 0.048 | 0 | 0 | 0.048 | 0 |  | --> | E18 ex CLONROCHE | Clonroche [T421,T422] | WEXFORD |  | 52.4396 | -6.6498
MV/LV Substation RA***980X |  | 10 kV | _ | LV | 400 kVA :Kiosk Substation | 0.4 | --> | 0.4 | 0.223 | 3.12 |  | --> | 0.38 | 0 | 0.04 | 0 | 0 | Constrained, otherwise capacity available =374 kW | --> | C22 ex BELLFIELD | Bellfield [T41,T42] | CRANE |  | 52.5036 | -6.5664
MV/LV Substation BA***981 |  | 20 kV | _ | LV | 50 kVA :Pole Substation | 0.05 | --> | 0.05 | 0 | 0 | Constrained, otherwise capacity available =45 kVA | --> | 0.048 | 0 | 0 | 0.048 | 0 |  | --> | E16 ex CLONROCHE | Clonroche [T421,T422] | WEXFORD |  | 52.5051 | -6.7227
MV/LV Substation GA***985 |  | 20 kV | _ | LV | 50 kVA :Pole Substation | 0.05 | --> | 0.05 | 0 | 0 | Constrained, otherwise capacity available =43 kVA | --> | 0.048 | 0 | 0.004 | 0.045 | 0 |  | --> | E16 ex CLONROCHE | Clonroche [T421,T422] | WEXFORD |  | 52.4927 | -6.7362
MV/LV Substation RI***987X |  | 10 kV | _ | LV | 400 kVA :Building Structure | 0.4 | --> | 0.4 | 0.108 | 3.12 |  | --> | 0.38 | 0 | 0.023 | 0 | 0 | Constrained, otherwise capacity available =401 kW | --> | C22 ex BELLFIELD | Bellfield [T41,T42] | CRANE |  | 52.4972 | -6.5668
MV/LV Substation ME***993X |  | 10 kV | _ | LV | 200 kVA :Kiosk Substation | 0.2 | --> | 0.2 | 0.156 | 3.12 |  | --> | 0.19 | 0 | 0 | 0 | 0 | Constrained, otherwise capacity available =196 kW | --> | C11 ex BELLFIELD | Bellfield [T41,T42] | CRANE |  | 52.5016 | -6.5793
MV/LV Substation LO***994X |  | 10 kV | _ | LV | 100 kVA :Pole Substation | 0.1 | --> | 0.1 | 0.09 | 4.38 |  | --> | 0.095 | 0 | 0.011 | 0.088 | 0 |  | --> | E11 ex CRANE | Crane [T122] | CRANE |  | 52.5217 | -6.5555
MV/LV Substation JO***001 |  | 10 kV | _ | LV | 630 kVA :Kiosk Substation | 0.63 | --> | 0.63 | 0.143 | 0.14 | Constrained, otherwise capacity available =384 kVA | --> | 0.598 | 0 | 0.016 | 0.5 | 0 |  | --> | C15 ex CARRIGLAWN | Carriglawn [T41,T42] | WEXFORD |  | 52.3392 | -6.4666
MV/LV Substation CO***002 |  | 10 kV | _ | LV | 630 kVA :Building Structure | 0.63 | --> | 0.63 | 0.143 | 0.14 | Constrained, otherwise capacity available =235 kVA | --> | 0.598 | 0 | 0.011 | 0.5 | 0 |  | --> | C12 ex CARRIGLAWN | Carriglawn [T41,T42] | WEXFORD |  | 52.3421 | -6.4628
MV/LV Substation RO***003 |  | 10 kV | _ | LV | 400 kVA :Kiosk Substation | 0.4 | --> | 0.4 | 0 | 0 | Constrained, otherwise capacity available =167 kVA | --> | 0.38 | 0 | 0.014 | 0.4 | 0 |  | --> | C19 ex MULGANNON | Mulgannon [T41,T42] | WEXFORD |  | 52.3357 | -6.4623
MV/LV Substation PI***003Z |  | 10 kV | _ | LV | 50 kVA :Pole Substation | 0.05 | --> | 0.05 | 0 | 0.9 |  | --> | 0.048 | 0 | 0 | 0.055 | 0 |  | --> | C19 ex CLONARD | Clonard [T41,T42] | WEXFORD |  | 52.2847 | -6.4888
MV/LV Substation BR***004Y |  | 20 kV | _ | LV | 50 kVA :Pole Substation | 0.05 | --> | 0.05 | 0.05 | 1.4 |  | --> | 0.048 | 0 | 0 | 0.048 | 0 |  | --> | E20 ex KILLINICK | Killinick [T421,T422] | WEXFORD |  | 52.2327 | -6.537
MV/LV Substation TR***006 |  | 10 kV | _ | LV | 400 kVA :Building Structure | 0.4 | --> | 0.4 | 0 | 0 | Constrained, otherwise capacity available =298 kVA | --> | 0.38 | 0 | 0.009 | 0.387 | 0 |  | --> | C19 ex MULGANNON | Mulgannon [T41,T42] | WEXFORD |  | 52.3333 | -6.4538
MV/LV Substation GL***007 |  | 10 kV | _ | LV | 400 kVA :Kiosk Substation | 0.4 | --> | 0.4 | 0.143 | 0.14 | Constrained, otherwise capacity available =325 kVA | --> | 0.38 | 0 | 0.033 | 0.366 | 0 |  | --> | C15 ex CARRIGLAWN | Carriglawn [T41,T42] | WEXFORD |  | 52.3432 | -6.4793
MV/LV Substation MA***008 |  | 10 kV | _ | LV | 400 kVA :Building Structure | 0.4 | --> | 0.4 | 0 | 0 | Constrained, otherwise capacity available =323 kVA | --> | 0.38 | 0 | 0.011 | 0.382 | 0 |  | --> | C19 ex MULGANNON | Mulgannon [T41,T42] | WEXFORD |  | 52.3303 | -6.4493
MV/LV Substation ST***009 |  | 10 kV | _ | LV | 630 kVA :Kiosk Substation | 0.63 | --> | 0.63 | 0.5 | 1.4 |  | --> | 0.598 | 0 | 0.024 | 0.5 | 0 |  | --> | E18 ex KILLINICK | Killinick [T421,T422] | WEXFORD |  | 52.2763 | -6.389
MV/LV Substation BA***009X |  | 20 kV | _ | LV | 200 kVA :Kiosk Substation | 0.2 | --> | 0.2 | 0.17 | 1.4 |  | --> | 0.19 | 0 | 0 | 0.194 | 0 |  | --> | E12 ex KILLINICK | Killinick [T421,T422] | WEXFORD |  | 52.2425 | -6.3416
MV/LV Substation WE***009Y |  | 20 kV | _ | LV | 50 kVA :Pole Substation | 0.05 | --> | 0.05 | 0.05 | 0.14 |  | --> | 0.048 | 0 | 0 | 0.048 | 0 |  | --> | C12 ex CARRIGLAWN | Carriglawn [T41,T42] | WEXFORD |  | 52.3568 | -6.447
MV/LV Substation HA***012 |  | 20 kV | _ | LV | 200 kVA :Pole Substation | 0.2 | --> | 0.2 | 0.137 | 1.4 |  | --> | 0.19 | 0 | 0.008 | 0.192 | 0 |  | --> | E12 ex KILLINICK | Killinick [T421,T422] | WEXFORD |  | 52.2495 | -6.3393
MV/LV Substation ME***014 |  | 10 kV | _ | LV | 200 kVA :Kiosk Substation | 0.2 | --> | 0.2 | 0.148 | 0.9 |  | --> | 0.19 | 0 | 0.035 | 0.171 | 0 |  | --> | C15 ex CLONARD | Clonard [T41,T42] | WEXFORD |  | 52.3371 | -6.4811
MV/LV Substation ST***015 |  | 10 kV | _ | LV | 200 kVA :Kiosk Substation | 0.2 | --> | 0.2 | 0 | 0 | Constrained, otherwise capacity available =130 kVA | --> | 0.19 | 0 | 0.018 | 0.186 | 0 |  | --> | C11 ex MULGANNON | Mulgannon [T41,T42] | WEXFORD |  | 52.3352 | -6.4734
MV/LV Substation WA***015X |  | 20 kV | _ | LV | 200 kVA :Pole Substation | 0.2 | --> | 0.2 | 0.197 | 16.12 |  | --> | 0.19 | 0 | 0 | 0.19 | 0 |  | --> | E21 ex WEXFORD | Wexford [T121,T122] | WEXFORD |  | 52.3645 | -6.5147
MV/LV Substation TA***016 |  | 20 kV | _ | LV | 400 kVA :Kiosk Substation | 0.4 | --> | 0.4 | 0.193 | 16.12 |  | --> | 0.38 | 0 | 0.009 | 0.401 | 0 |  | --> | E17 ex WEXFORD | Wexford [T121,T122] | WEXFORD |  | 52.323 | -6.6517
MV/LV Substation PA***017 |  | 10 kV | _ | LV | 200 kVA :Kiosk Substation | 0.2 | --> | 0.2 | 0 | 0 | Constrained, otherwise capacity available =66 kVA | --> | 0.19 | 0 | 0.024 | 0.19 | 0 |  | --> | C11 ex MULGANNON | Mulgannon [T41,T42] | WEXFORD |  | 52.3293 | -6.4655
MV/LV Substation FO***018 |  | 10 kV | _ | LV | 50 kVA :Pole Substation | 0.05 | --> | 0.05 | 0.039 | 0.9 |  | --> | 0.048 | 0 | 0.011 | 0.041 | 0 |  | --> | C19 ex CLONARD | Clonard [T41,T42] | WEXFORD |  | 52.2936 | -6.4945
MV/LV Substation OY***020 |  | 10 kV | _ | LV | 630 kVA :Building Structure | 0.63 | --> | 0.63 | 0 | 0 | Constrained, otherwise capacity available =369 kVA | --> | 0.598 | 0 | 0.005 | 0.5 | 0 |  | --> | C19 ex MULGANNON | Mulgannon [T41,T42] | WEXFORD |  | 52.3363 | -6.4594
MV/LV Substation ST***020Y |  | 10 kV | _ | LV | 400 kVA :Kiosk Substation | 0.4 | --> | 0.4 | 0.143 | 0.14 | Constrained, otherwise capacity available =373 kVA | --> | 0.38 | 0 | 0.009 | 0.377 | 0 |  | --> | C17 ex CARRIGLAWN | Carriglawn [T41,T42] | WEXFORD |  | 52.3446 | -6.4755
MV/LV Substation NO***021Y |  | 10 kV | _ | LV | 200 kVA :Kiosk Substation | 0.2 | --> | 0.2 | 0 | 0 | Constrained, otherwise capacity available =150 kVA | --> | 0.19 | 0 | 0 | 0.197 | 0 |  | --> | C11 ex MULGANNON | Mulgannon [T41,T42] | WEXFORD |  | 52.3347 | -6.4751
MV/LV Substation OP***022Y |  | 10 kV | _ | LV | 630 kVA :Building Structure | 0.63 | --> | 0.63 | 0.143 | 0.14 | Constrained, otherwise capacity available =573 kVA | --> | 0.598 | 0 | 0 | 0.5 | 0 |  | --> | C17 ex CARRIGLAWN | Carriglawn [T41,T42] | WEXFORD |  | 52.3432 | -6.4878
MV/LV Substation CO***023Y |  | 10 kV | _ | LV | 630 kVA :Building Structure | 0.63 | --> | 0.63 | 0.143 | 0.14 | Constrained, otherwise capacity available =500 kVA | --> | 0.598 | 0 | 0 | 0.5 | 0 |  | --> | C17 ex CARRIGLAWN | Carriglawn [T41,T42] | WEXFORD |  | 52.3441 | -6.4903
MV/LV Substation CR***025 |  | 20 kV | _ | LV | 100 kVA :Pole Substation | 0.1 | --> | 0.1 | 0.097 | 16.12 |  | --> | 0.095 | 0 | 0.004 | 0.092 | 0 |  | --> | E17 ex WEXFORD | Wexford [T121,T122] | WEXFORD |  | 52.3404 | -6.5799
MV/LV Substation WA***025Z |  | 10 kV | _ | LV | 50 kVA :Pole Substation | 0.05 | --> | 0.05 | 0.03 | 1.4 |  | --> | 0.048 | 0 | 0.02 | 0.035 | 0 |  | --> | E18 ex KILLINICK | Killinick [T421,T422] | WEXFORD |  | 52.2697 | -6.3977
MV/LV Substation BA***028X |  | 10 kV | _ | LV | 50 kVA :Pole Substation | 0.05 | --> | 0.05 | 0.033 | 16.12 |  | --> | 0.048 | 0 | 0 | 0.05 | 0 |  | --> | E19 ex WEXFORD | Wexford [T121,T122] | WEXFORD |  | 52.3375 | -6.5236
MV/LV Substation OP***029 |  | 10 kV | _ | LV | 1000 kVA :Building Structure | 1 | --> | 1 | 0 | 0 | Constrained, otherwise capacity available =907 kVA | --> | 0.95 | 0 | 0 | 0.5 | 0 |  | --> | C19 ex MULGANNON | Mulgannon [T41,T42] | WEXFORD |  | 52.3377 | -6.4622
MV/LV Substation BI***030 |  | 10 kV | _ | LV | 200 kVA :Building Structure | 0.2 | --> | 0.2 | 0.07 | 0.9 |  | --> | 0.19 | 0 | 0.029 | 0.185 | 0 |  | --> | C15 ex CLONARD | Clonard [T41,T42] | WEXFORD |  | 52.3288 | -6.4715
MV/LV Substation FA***031 |  | 20 kV | _ | LV | 50 kVA :Pole Substation | 0.05 | --> | 0.05 | 0.032 | 16.12 |  | --> | 0.048 | 0 | 0 | 0.05 | 0 |  | --> | E20 ex WEXFORD | Wexford [T121,T122] | WEXFORD |  | 52.2705 | -6.5252
MV/LV Substation ST***034 |  | 10 kV | _ | LV | 400 kVA :Kiosk Substation | 0.4 | --> | 0.4 | 0 | 0 | Constrained, otherwise capacity available =244 kVA | --> | 0.38 | 0 | 0.021 | 0.385 | 0 |  | --> | C11 ex MULGANNON | Mulgannon [T41,T42] | WEXFORD |  | 52.3313 | -6.4685
MV/LV Substation AS***035 |  | 10 kV | _ | LV | 400 kVA :Kiosk Substation | 0.4 | --> | 0.4 | 0.335 | 0.9 |  | --> | 0.38 | 0 | 0.005 | 0.385 | 0 |  | --> | C15 ex CLONARD | Clonard [T41,T42] | WEXFORD |  | 52.3347 | -6.4814
MV/LV Substation RE***036 |  | 20 kV | _ | LV | 400 kVA :Kiosk Substation | 0.4 | --> | 0.4 | 0.395 | 1.4 |  | --> | 0.38 | 0 | 0 | 0.381 | 0 |  | --> | E11 ex KILLINICK | Killinick [T421,T422] | WEXFORD |  | 52.1725 | -6.592
MV/LV Substation TR***037 |  | 10 kV | _ | LV | 200 kVA :Pole Substation | 0.2 | --> | 0.2 | 0.2 | 0.9 |  | --> | 0.19 | 0 | 0 | 0.19 | 0 |  | --> | C15 ex CLONARD | Clonard [T41,T42] | WEXFORD |  | 52.3313 | -6.4834
MV/LV Substation WE***038 |  | 20 kV | _ | LV | 100 kVA :Pole Substation | 0.1 | --> | 0.1 | 0.1 | 4.38 |  | --> | 0.095 | 0 | 0 | 0.095 | 0 |  | --> | E13 ex CRANE | Crane [T122] | CRANE |  | 52.4268 | -6.3778
MV/LV Substation BA***038X |  | 10 kV | _ | LV | 50 kVA :Pole Substation | 0.05 | --> | 0.05 | 0.044 | 16.12 |  | --> | 0.048 | 0 | 0 | 0.048 | 0 |  | --> | E19 ex WEXFORD | Wexford [T121,T122] | WEXFORD |  | 52.3366 | -6.5255
MV/LV Substation BE***039 |  | 10 kV | _ | LV | 400 kVA :Kiosk Substation | 0.4 | --> | 0.4 | 0.238 | 0.9 |  | --> | 0.38 | 0 | 0.026 | 0.382 | 0 |  | --> | C15 ex CLONARD | Clonard [T41,T42] | WEXFORD |  | 52.3327 | -6.4803
MV/LV Substation WH***039X |  | 10 kV | _ | LV | 630 kVA :Kiosk Substation | 0.63 | --> | 0.63 | 0 | 0 | Constrained, otherwise capacity available =506 kVA | --> | 0.598 | 0 | 0.137 | 0.5 | 0 |  | --> | C13 ex MULGANNON | Mulgannon [T41,T42] | WEXFORD |  | 52.3154 | -6.4728
MV/LV Substation RE***041 |  | 10 kV | _ | LV | 400 kVA :Kiosk Substation | 0.4 | --> | 0.4 | 0.143 | 0.14 | Constrained, otherwise capacity available =262 kVA | --> | 0.38 | 0 | 0.032 | 0.375 | 0 |  | --> | C17 ex CARRIGLAWN | Carriglawn [T41,T42] | WEXFORD |  | 52.3437 | -6.4702
MV/LV Substation BA***041X |  | 10 kV | _ | LV | 50 kVA :Pole Substation | 0.05 | --> | 0.05 | 0.035 | 16.12 |  | --> | 0.048 | 0 | 0.01 | 0.042 | 0 |  | --> | E14 ex WEXFORD | Wexford [T121,T122] | WEXFORD |  | 52.332 | -6.5306
MV/LV Substation TH***041Z |  | 10 kV | _ | LV | 400 kVA :Kiosk Substation | 0.4 | --> | 0.4 | 0.294 | 0.9 |  | --> | 0.38 | 0 | 0.011 | 0.386 | 0 |  | --> | C15 ex CLONARD | Clonard [T41,T42] | WEXFORD |  | 52.3282 | -6.4841
MV/LV Substation MU***045Z |  | 20 kV | _ | LV | 100 kVA :Pole Substation | 0.1 | --> | 0.1 | 0.088 | 1.4 |  | --> | 0.095 | 0 | 0.01 | 0.089 | 0 |  | --> | E20 ex KILLINICK | Killinick [T421,T422] | WEXFORD |  | 52.2429 | -6.546
MV/LV Substation RO***046 |  | 20 kV | _ | LV | 200 kVA :Pole Substation | 0.2 | --> | 0.2 | 0.055 | 1.4 |  | --> | 0.19 | 0 | 0.016 | 0.197 | 0 |  | --> | E12 ex KILLINICK | Killinick [T421,T422] | WEXFORD |  | 52.2483 | -6.3351
MV/LV Substation ES***048 |  | 10 kV | _ | LV | 1000 kVA :Kiosk Substation | 1 | --> | 1 | 0 | 0 | Constrained, otherwise capacity available =777 kVA | --> | 0.95 | 0 | 0.006 | 0.5 | 0 |  | --> | C14 ex MULGANNON | Mulgannon [T41,T42] | WEXFORD |  | 52.34 | -6.4619
MV/LV Substation CO***049 |  | 10 kV | _ | LV | 400 kVA :Kiosk Substation | 0.4 | --> | 0.4 | 0.267 | 0.9 |  | --> | 0.38 | 0 | 0.028 | 0.377 | 0 |  | --> | C15 ex CLONARD | Clonard [T41,T42] | WEXFORD |  | 52.3312 | -6.4774
MV/LV Substation CE***050 |  | 10 kV | _ | LV | 400 kVA :Building Structure | 0.4 | --> | 0.4 | 0 | 0 | Constrained, otherwise capacity available =280 kVA | --> | 0.38 | 0 | 0.045 | 0.363 | 0 |  | --> | C17 ex MULGANNON | Mulgannon [T41,T42] | WEXFORD |  | 52.3279 | -6.4503
MV/LV Substation MU***050Z |  | 10 kV | _ | LV | 50 kVA :Pole Substation | 0.05 | --> | 0.05 | 0 | 0 | Constrained, otherwise capacity available =40 kVA | --> | 0.048 | 0 | 0.017 | 0.036 | 0 |  | --> | C17 ex MULGANNON | Mulgannon [T41,T42] | WEXFORD |  | 52.3258 | -6.4612
MV/LV Substation CO***056 |  | 10 kV | _ | LV | 200 kVA :Pole Substation | 0.2 | --> | 0.2 | 0.146 | 1.4 |  | --> | 0.19 | 0 | 0.031 | 0.174 | 0 |  | --> | E18 ex KILLINICK | Killinick [T421,T422] | WEXFORD |  | 52.2713 | -6.3858
MV/LV Substation FA***057 |  | 10 kV | _ | LV | 200 kVA :Kiosk Substation | 0.2 | --> | 0.2 | 0.135 | 0.14 |  | --> | 0.19 | 0 | 0.005 | 0.195 | 0 |  | --> | C15 ex CARRIGLAWN | Carriglawn [T41,T42] | WEXFORD |  | 52.3461 | -6.4789
MV/LV Substation AN***059 |  | 10 kV | _ | LV | 630 kVA :Kiosk Substation | 0.63 | --> | 0.63 | 0 | 0 | Constrained, otherwise capacity available =332 kVA | --> | 0.598 | 0 | 0 | 0.5 | 0 |  | --> | C14 ex MULGANNON | Mulgannon [T41,T42] | WEXFORD |  | 52.3382 | -6.4603
MV/LV Substation WY***060 |  | 10 kV | _ | LV | 630 kVA :Building Structure | 0.63 | --> | 0.63 | 0.143 | 0.14 | Constrained, otherwise capacity available =482 kVA | --> | 0.598 | 0 | 0.016 | 0.5 | 0 |  | --> | C15 ex CARRIGLAWN | Carriglawn [T41,T42] | WEXFORD |  | 52.3393 | -6.4737
MV/LV Substation GR***061 |  | 10 kV | _ | LV | 400 kVA :Kiosk Substation | 0.4 | --> | 0.4 | 0 | 0 | Constrained, otherwise capacity available =278 kVA | --> | 0.38 | 0 | 0.02 | 0.381 | 0 |  | --> | C11 ex MULGANNON | Mulgannon [T41,T42] | WEXFORD |  | 52.3326 | -6.465
MV/LV Substation HO***061X |  | 20 kV | _ | LV | 630 kVA :Building Structure | 0.63 | --> | 0.63 | 0.5 | 16.12 |  | --> | 0.598 | 0 | 0.006 | 0.5 | 0 |  | --> | E12 ex WEXFORD | Wexford [T121,T122] | WEXFORD |  | 52.3491 | -6.5724
MV/LV Substation TA***061Z |  | 10 kV | _ | LV | 400 kVA :Kiosk Substation | 0.4 | --> | 0.4 | 0 | 0 | Constrained, otherwise capacity available =74 kVA | --> | 0.38 | 0 | 0.011 | 0.396 | 0 |  | --> | C19 ex MULGANNON | Mulgannon [T41,T42] | WEXFORD |  | 52.3354 | -6.4576
MV/LV Substation KE***062 |  | 10 kV | _ | LV | 400 kVA :Building Structure | 0.4 | --> | 0.4 | 0.15 | 0.9 |  | --> | 0.38 | 0 | 0.029 | 0.391 | 0 |  | --> | C15 ex CLONARD | Clonard [T41,T42] | WEXFORD |  | 52.3303 | -6.4719
MV/LV Substation TH***063 |  | 10 kV | _ | LV | 400 kVA :Building Structure | 0.4 | --> | 0.4 | 0 | 0 | Constrained, otherwise capacity available =214 kVA | --> | 0.38 | 0 | 0.006 | 0.4 | 0 |  | --> | C14 ex MULGANNON | Mulgannon [T41,T42] | WEXFORD |  | 52.3312 | -6.4589
MV/LV Substation CO***065 |  | 10 kV | _ | LV | 400 kVA :Kiosk Substation | 0.4 | --> | 0.4 | 0 | 0 | Constrained, otherwise capacity available =283 kVA | --> | 0.38 | 0 | 0.047 | 0.361 | 0 |  | --> | C11 ex MULGANNON | Mulgannon [T41,T42] | WEXFORD |  | 52.3353 | -6.4676
MV/LV Substation WI***065X |  | 20 kV | _ | LV | 50 kVA :Pole Substation | 0.05 | --> | 0.05 | 0.044 | 16.12 |  | --> | 0.048 | 0 | 0 | 0.048 | 0 |  | --> | E12 ex WEXFORD | Wexford [T121,T122] | WEXFORD |  | 52.3738 | -6.6533
MV/LV Substation CO***065Z |  | 10 kV | _ | LV | 400 kVA :Kiosk Substation | 0.4 | --> | 0.4 | 0.3 | 16.12 |  | --> | 0.38 | 0 | 0.019 | 0.379 | 0 |  | --> | E14 ex WEXFORD | Wexford [T121,T122] | WEXFORD |  | 52.3361 | -6.4893
MV/LV Substation ST***066 |  | 10 kV | _ | LV | 100 kVA :Pole Substation | 0.1 | --> | 0.1 | 0.098 | 1.4 |  | --> | 0.095 | 0 | 0 | 0.095 | 0 |  | --> | E18 ex KILLINICK | Killinick [T421,T422] | WEXFORD |  | 52.2716 | -6.3906
MV/LV Substation AR***066X |  | 20 kV | _ | LV | 50 kVA :Pole Substation | 0.05 | --> | 0.05 | 0.045 | 16.12 |  | --> | 0.048 | 0 | 0 | 0.048 | 0 |  | --> | E17 ex WEXFORD | Wexford [T121,T122] | WEXFORD |  | 52.3053 | -6.6917
MV/LV Substation CA***067X |  | 10 kV | _ | LV | 400 kVA :Kiosk Substation | 0.4 | --> | 0.4 | 0.143 | 0.14 | Constrained, otherwise capacity available =358 kVA | --> | 0.38 | 0 | 0 | 0.386 | 0 |  | --> | C12 ex CARRIGLAWN | Carriglawn [T41,T42] | WEXFORD |  | 52.3455 | -6.4529
MV/LV Substation LI***069 |  | 10 kV | _ | LV | 400 kVA :Kiosk Substation | 0.4 | --> | 0.4 | 0.319 | 0.9 |  | --> | 0.38 | 0 | 0.015 | 0.38 | 0 |  | --> | C15 ex CLONARD | Clonard [T41,T42] | WEXFORD |  | 52.3296 | -6.4786
MV/LV Substation CO***070 |  | 10 kV | _ | LV | 400 kVA :Kiosk Substation | 0.4 | --> | 0.4 | 0.143 | 0.14 | Constrained, otherwise capacity available =315 kVA | --> | 0.38 | 0 | 0.016 | 0.38 | 0 |  | --> | C15 ex CARRIGLAWN | Carriglawn [T41,T42] | WEXFORD |  | 52.3418 | -6.4694
MV/LV Substation KE***071 |  | 10 kV | _ | LV | 630 kVA :Kiosk Substation | 0.63 | --> | 0.63 | 0.5 | 1.4 |  | --> | 0.598 | 0 | 0.21 | 0.454 | 0 |  | --> | E18 ex KILLINICK | Killinick [T421,T422] | WEXFORD |  | 52.2758 | -6.3879
MV/LV Substation BA***072X |  | 20 kV | _ | LV | 50 kVA :Pole Substation | 0.05 | --> | 0.05 | 0.033 | 1.4 |  | --> | 0.048 | 0 | 0 | 0.05 | 0 |  | --> | E11 ex KILLINICK | Killinick [T421,T422] | WEXFORD |  | 52.1977 | -6.5183
MV/LV Substation JO***072Z |  | 10 kV | _ | LV | 400 kVA :Kiosk Substation | 0.4 | --> | 0.4 | 0.28 | 0.9 |  | --> | 0.38 | 0 | 0 | 0.39 | 0 |  | --> | C19 ex CLONARD | Clonard [T41,T42] | WEXFORD |  | 52.296 | -6.5026
MV/LV Substation WH***075 |  | 10 kV | _ | LV | 630 kVA :Building Structure | 0.63 | --> | 0.63 | 0.143 | 0.14 | Constrained, otherwise capacity available =214 kVA | --> | 0.598 | 0 | 0.055 | 0.5 | 0 |  | --> | C12 ex CARRIGLAWN | Carriglawn [T41,T42] | WEXFORD |  | 52.3399 | -6.4632
MV/LV Substation BA***076 |  | 10 kV | _ | LV | 400 kVA :Kiosk Substation | 0.4 | --> | 0.4 | 0 | 0 | Constrained, otherwise capacity available =173 kVA | --> | 0.38 | 0 | 0.03 | 0.388 | 0 |  | --> | C19 ex MULGANNON | Mulgannon [T41,T42] | WEXFORD |  | 52.3304 | -6.4518
MV/LV Substation PI***077 |  | 10 kV | _ | LV | 400 kVA :Kiosk Substation | 0.4 | --> | 0.4 | 0.378 | 0.9 |  | --> | 0.38 | 0 | 0 | 0.383 | 0 |  | --> | C15 ex CLONARD | Clonard [T41,T42] | WEXFORD |  | 52.3278 | -6.4817
MV/LV Substation KN***081Z |  | 20 kV | _ | LV | 50 kVA :Pole Substation | 0.05 | --> | 0.05 | 0.026 | 16.12 |  | --> | 0.048 | 0 | 0 | 0.051 | 0 |  | --> | E17 ex WEXFORD | Wexford [T121,T122] | WEXFORD |  | 52.3424 | -6.5763
MV/LV Substation H ***082 |  | 10 kV | _ | LV | 200 kVA :Pole Substation | 0.2 | --> | 0.2 | 0.129 | 0.9 |  | --> | 0.19 | 0 | 0.005 | 0.196 | 0 |  | --> | C15 ex CLONARD | Clonard [T41,T42] | WEXFORD |  | 52.3312 | -6.4801
MV/LV Substation TR***087 |  | 20 kV | _ | LV | 400 kVA :Kiosk Substation | 0.4 | --> | 0.4 | 0.364 | 16.12 |  | --> | 0.38 | 0 | 0 | 0.385 | 0 |  | --> | E17 ex WEXFORD | Wexford [T121,T122] | WEXFORD |  | 52.3217 | -6.6472
MV/LV Substation PA***090 |  | 10 kV | _ | LV | 400 kVA :Kiosk Substation | 0.4 | --> | 0.4 | 0.143 | 0.14 | Constrained, otherwise capacity available =388 kVA | --> | 0.38 | 0 | 0 | 0.382 | 0 |  | --> | C15 ex CARRIGLAWN | Carriglawn [T41,T42] | WEXFORD |  | 52.3413 | -6.4721
MV/LV Substation SE***092 |  | 10 kV | _ | LV | 400 kVA :Building Structure | 0.4 | --> | 0.4 | 0 | 0 | Constrained, otherwise capacity available =337 kVA | --> | 0.38 | 0 | 0.006 | 0.384 | 0 |  | --> | C19 ex MULGANNON | Mulgannon [T41,T42] | WEXFORD |  | 52.3349 | -6.456
MV/LV Substation CL***095 |  | 10 kV | _ | LV | 400 kVA :Kiosk Substation | 0.4 | --> | 0.4 | 0.269 | 0.9 |  | --> | 0.38 | 0 | 0.08 | 0.338 | 0 |  | --> | C15 ex CLONARD | Clonard [T41,T42] | WEXFORD |  | 52.3277 | -6.4857
MV/LV Substation FE***096Z |  | 20 kV | _ | LV | 630 kVA :Building Structure | 0.63 | --> | 0.63 | 0.5 | 16.12 |  | --> | 0.598 | 0 | 0 | 0.5 | 0 |  | --> | E21 ex WEXFORD | Wexford [T121,T122] | WEXFORD |  | 52.3552 | -6.5057
MV/LV Substation PI***097 |  | 10 kV | _ | LV | 400 kVA :Kiosk Substation | 0.4 | --> | 0.4 | 0.326 | 0.9 |  | --> | 0.38 | 0 | 0.06 | 0.346 | 0 |  | --> | C15 ex CLONARD | Clonard [T41,T42] | WEXFORD |  | 52.3271 | -6.4804
MV/LV Substation DR***098 |  | 10 kV | _ | LV | 630 kVA :Building Structure | 0.63 | --> | 0.63 | 0.5 | 0.9 |  | --> | 0.598 | 0 | 0.011 | 0.5 | 0 |  | --> | C16 ex CLONARD | Clonard [T41,T42] | WEXFORD |  | 52.3275 | -6.4875
MV/LV Substation EM***099 |  | 10 kV | _ | LV | 200 kVA :Pole Substation | 0.2 | --> | 0.2 | 0.114 | 0.9 |  | --> | 0.19 | 0 | 0.029 | 0.18 | 0 |  | --> | C15 ex CLONARD | Clonard [T41,T42] | WEXFORD |  | 52.3294 | -6.4841
MV/LV Substation BA***100 |  | 10 kV | _ | LV | 200 kVA :Kiosk Substation | 0.2 | --> | 0.2 | 0.14 | 0.14 |  | --> | 0.19 | 0 | 0.017 | 0.186 | 0 |  | --> | C15 ex CARRIGLAWN | Carriglawn [T41,T42] | WEXFORD |  | 52.3399 | -6.4751
MV/LV Substation LA***104Z |  | 10 kV | _ | LV | 200 kVA :Kiosk Substation | 0.2 | --> | 0.2 | 0 | 0 | Constrained, otherwise capacity available =176 kVA | --> | 0.19 | 0 | 0 | 0.193 | 0 |  | --> | C14 ex MULGANNON | Mulgannon [T41,T42] | WEXFORD |  | 52.3341 | -6.459
MV/LV Substation CO***105X |  | 20 kV | _ | LV | 100 kVA :Pole Substation | 0.1 | --> | 0.1 | 0.095 | 16.12 |  | --> | 0.095 | 0 | 0 | 0.096 | 0 |  | --> | E12 ex WEXFORD | Wexford [T121,T122] | WEXFORD |  | 52.3862 | -6.5881
MV/LV Substation BO***107 |  | 20 kV | _ | LV | 200 kVA :Pole Substation | 0.2 | --> | 0.2 | 0.13 | 0.14 |  | --> | 0.19 | 0 | 0.011 | 0.188 | 0 |  | --> | C12 ex CARRIGLAWN | Carriglawn [T41,T42] | WEXFORD |  | 52.3522 | -6.4538
MV/LV Substation GR***109 |  | 20 kV | _ | LV | 100 kVA :Pole Substation | 0.1 | --> | 0.1 | 0.075 | 1.4 |  | --> | 0.095 | 0 | 0.012 | 0.09 | 0 |  | --> | E17 ex KILLINICK | Killinick [T421,T422] | WEXFORD |  | 52.2507 | -6.3455
MV/LV Substation BA***111 |  | 10 kV | _ | LV | 50 kVA :Pole Substation | 0.05 | --> | 0.05 | 0.041 | 0.9 |  | --> | 0.048 | 0 | 0.005 | 0.045 | 0 |  | --> | C19 ex CLONARD | Clonard [T41,T42] | WEXFORD |  | 52.2928 | -6.4727
MV/LV Substation TR***112 |  | 20 kV | _ | LV | 200 kVA :Pole Substation | 0.2 | --> | 0.2 | 0.157 | 1.4 |  | --> | 0.19 | 0 | 0.02 | 0.181 | 0 |  | --> | E12 ex KILLINICK | Killinick [T421,T422] | WEXFORD |  | 52.2394 | -6.3433
MV/LV Substation JA***113Z |  | 10 kV | _ | LV | 100 kVA :Pole Substation | 0.1 | --> | 0.1 | 0 | 0 | Constrained, otherwise capacity available =93 kVA | --> | 0.095 | 0 | 0.012 | 0.087 | 0 |  | --> | C20 ex MULGANNON | Mulgannon [T41,T42] | WEXFORD |  | 52.294 | -6.4567
MV/LV Substation SC***114 |  | 20 kV | _ | LV | 100 kVA :Pole Substation | 0.1 | --> | 0.1 | 0.086 | 4.38 |  | --> | 0.095 | 0 | 0.005 | 0.093 | 0 |  | --> | E13 ex CRANE | Crane [T122] | CRANE |  | 52.414 | -6.4088
MV/LV Substation MO***119 |  | 20 kV | _ | LV | 200 kVA :Pole Substation | 0.2 | --> | 0.2 | 0.145 | 16.12 |  | --> | 0.19 | 0 | 0 | 0.197 | 0 |  | --> | E17 ex WEXFORD | Wexford [T121,T122] | WEXFORD |  | 52.324 | -6.6606
MV/LV Substation TA***123 |  | 20 kV | _ | LV | 100 kVA :Pole Substation | 0.1 | --> | 0.1 | 0.067 | 1.4 |  | --> | 0.095 | 0 | 0.008 | 0.094 | 0 |  | --> | E12 ex KILLINICK | Killinick [T421,T422] | WEXFORD |  | 52.2461 | -6.3862
MV/LV Substation SC***128 |  | 20 kV | _ | LV | 50 kVA :Pole Substation | 0.05 | --> | 0.05 | 0.045 | 16.12 |  | --> | 0.048 | 0 | 0 | 0.048 | 0 |  | --> | E21 ex WEXFORD | Wexford [T121,T122] | WEXFORD |  | 52.4147 | -6.4106
MV/LV Substation SH***129Z |  | 10 kV | _ | LV | 400 kVA :Kiosk Substation | 0.4 | --> | 0.4 | 0.33 | 16.12 |  | --> | 0.38 | 0 | 0.005 | 0.386 | 0 |  | --> | E14 ex WEXFORD | Wexford [T121,T122] | WEXFORD |  | 52.3344 | -6.4889
MV/LV Substation TA***131 |  | 10 kV | _ | LV | 200 kVA :Kiosk Substation | 0.2 | --> | 0.2 | 0 | 0 | Constrained, otherwise capacity available =134 kVA | --> | 0.19 | 0 | 0 | 0.199 | 0 |  | --> | C11 ex MULGANNON | Mulgannon [T41,T42] | WEXFORD |  | 52.3338 | -6.4673
MV/LV Substation TH***131X |  | 10 kV | _ | LV | 630 kVA :Kiosk Substation | 0.63 | --> | 0.63 | 0 | 0 | Constrained, otherwise capacity available =548 kVA | --> | 0.598 | 0 | 0 | 0.5 | 0 |  | --> | C14 ex MULGANNON | Mulgannon [T41,T42] | WEXFORD |  | 52.3322 | -6.4584
MV/LV Substation WH***140X |  | 10 kV | _ | LV | 400 kVA :Kiosk Substation | 0.4 | --> | 0.4 | 0 | 0 | Constrained, otherwise capacity available =295 kVA | --> | 0.38 | 0 | 0.041 | 0.364 | 0 |  | --> | C20 ex MULGANNON | Mulgannon [T41,T42] | WEXFORD |  | 52.3198 | -6.4796
MV/LV Substation AR***142X |  | 10 kV | _ | LV | 200 kVA :Kiosk Substation | 0.2 | --> | 0.2 | 0.149 | 16.12 |  | --> | 0.19 | 0 | 0.005 | 0.193 | 0 |  | --> | E14 ex WEXFORD | Wexford [T121,T122] | WEXFORD |  | 52.3309 | -6.4998
MV/LV Substation LI***143X |  | 10 kV | _ | LV | 400 kVA :Kiosk Substation | 0.4 | --> | 0.4 | 0 | 0 | Constrained, otherwise capacity available =386 kVA | --> | 0.38 | 0 | 0 | 0.382 | 0 |  | --> | C18 ex MULGANNON | Mulgannon [T41,T42] | WEXFORD |  | 52.3123 | -6.4576
MV/LV Substation CL***147 |  | 20 kV | _ | LV | 630 kVA :Kiosk Substation | 0.63 | --> | 0.63 | 0.5 | 16.12 |  | --> | 0.598 | 0 | 0.01 | 0.5 | 0 |  | --> | E17 ex WEXFORD | Wexford [T121,T122] | WEXFORD |  | 52.3384 | -6.5654
MV/LV Substation CL***147X |  | 10 kV | _ | LV | 400 kVA :Kiosk Substation | 0.4 | --> | 0.4 | 0.302 | 16.12 |  | --> | 0.38 | 0 | 0.005 | 0.39 | 0 |  | --> | E14 ex WEXFORD | Wexford [T121,T122] | WEXFORD |  | 52.3322 | -6.497
MV/LV Substation CL***148X |  | 10 kV | _ | LV | 200 kVA :Kiosk Substation | 0.2 | --> | 0.2 | 0.148 | 16.12 |  | --> | 0.19 | 0 | 0.008 | 0.191 | 0 |  | --> | E14 ex WEXFORD | Wexford [T121,T122] | WEXFORD |  | 52.3346 | -6.4927
MV/LV Substation FI***150X |  | 10 kV | _ | LV | 200 kVA :Kiosk Substation | 0.2 | --> | 0.2 | 0.19 | 0.9 |  | --> | 0.19 | 0 | 0 | 0.191 | 0 |  | --> | C15 ex CLONARD | Clonard [T41,T42] | WEXFORD |  | 52.3314 | -6.4791
MV/LV Substation CH***154X |  | 10 kV | _ | LV | 400 kVA :Kiosk Substation | 0.4 | --> | 0.4 | 0 | 0 | Constrained, otherwise capacity available =361 kVA | --> | 0.38 | 0 | 0 | 0.385 | 0 |  | --> | C11 ex MULGANNON | Mulgannon [T41,T42] | WEXFORD |  | 52.3299 | -6.4659
MV/LV Substation LI***155X |  | 10 kV | _ | LV | 400 kVA :Kiosk Substation | 0.4 | --> | 0.4 | 0.266 | 0.9 |  | --> | 0.38 | 0 | 0.003 | 0.396 | 0 |  | --> | C15 ex CLONARD | Clonard [T41,T42] | WEXFORD |  | 52.3284 | -6.4806
MV/LV Substation SA***159X |  | 20 kV | _ | LV | 50 kVA :Pole Substation | 0.05 | --> | 0.05 | 0.049 | 1.4 |  | --> | 0.048 | 0 | 0 | 0.048 | 0 |  | --> | E12 ex KILLINICK | Killinick [T421,T422] | WEXFORD |  | 52.2355 | -6.3573
MV/LV Substation BE***160 |  | 20 kV | _ | LV | 100 kVA :Pole Substation | 0.1 | --> | 0.1 | 0.087 | 16.12 |  | --> | 0.095 | 0 | 0.009 | 0.09 | 0 |  | --> | E21 ex WEXFORD | Wexford [T121,T122] | WEXFORD |  | 52.4004 | -6.3607
MV/LV Substation BA***160X |  | 20 kV | _ | LV | 50 kVA :Pole Substation | 0.05 | --> | 0.05 | 0.049 | 1.4 |  | --> | 0.048 | 0 | 0 | 0.048 | 0 |  | --> | E12 ex KILLINICK | Killinick [T421,T422] | WEXFORD |  | 52.2298 | -6.3533
MV/LV Substation NE***161 |  | 20 kV | _ | LV | 100 kVA :Pole Substation | 0.1 | --> | 0.1 | 0.088 | 16.12 |  | --> | 0.095 | 0 | 0 | 0.097 | 0 |  | --> | E21 ex WEXFORD | Wexford [T121,T122] | WEXFORD |  | 52.3874 | -6.3754
MV/LV Substation WY***161X |  | 10 kV | _ | LV | 400 kVA :Kiosk Substation | 0.4 | --> | 0.4 | 0.143 | 0.14 | Constrained, otherwise capacity available =382 kVA | --> | 0.38 | 0 | 0.006 | 0.378 | 0 |  | --> | C15 ex CARRIGLAWN | Carriglawn [T41,T42] | WEXFORD |  | 52.3398 | -6.472
MV/LV Substation OB***162Z |  | 10 kV | _ | LV | 200 kVA :Pole Substation | 0.2 | --> | 0.2 | 0.186 | 1.4 |  | --> | 0.19 | 0 | 0 | 0.192 | 0 |  | --> | E18 ex KILLINICK | Killinick [T421,T422] | WEXFORD |  | 52.2736 | -6.3981
MV/LV Substation ID***164X |  | 10 kV | _ | LV | 400 kVA :Kiosk Substation | 0.4 | --> | 0.4 | 0 | 0 | Constrained, otherwise capacity available =304 kVA | --> | 0.38 | 0 | 0 | 0.39 | 0 |  | --> | C13 ex MULGANNON | Mulgannon [T41,T42] | WEXFORD |  | 52.3097 | -6.4649
MV/LV Substation HA***164Z |  | 20 kV | _ | LV | 50 kVA :Pole Substation | 0.05 | --> | 0.05 | 0.042 | 16.12 |  | --> | 0.048 | 0 | 0 | 0.049 | 0 |  | --> | E21 ex WEXFORD | Wexford [T121,T122] | WEXFORD |  | 52.3466 | -6.528
MV/LV Substation KI***165X |  | 10 kV | _ | LV | 400 kVA :Building Structure | 0.4 | --> | 0.4 | 0.364 | 0.9 |  | --> | 0.38 | 0 | 0 | 0.385 | 0 |  | --> | C19 ex CLONARD | Clonard [T41,T42] | WEXFORD |  | 52.3263 | -6.4921
MV/LV Substation CO***167X |  | 10 kV | _ | LV | 400 kVA :Kiosk Substation | 0.4 | --> | 0.4 | 0.382 | 0.9 |  | --> | 0.38 | 0 | 0 | 0.382 | 0 |  | --> | C16 ex CLONARD | Clonard [T41,T42] | WEXFORD |  | 52.3279 | -6.4891
MV/LV Substation WE***169X |  | 10 kV | _ | LV | 630 kVA :Kiosk Substation | 0.63 | --> | 0.63 | 0.5 | 0.9 |  | --> | 0.598 | 0 | 0 | 0.5 | 0 |  | --> | C16 ex CLONARD | Clonard [T41,T42] | WEXFORD |  | 52.3294 | -6.4919
MV/LV Substation CO***170 |  | 10 kV | _ | LV | 100 kVA :Pole Substation | 0.1 | --> | 0.1 | 0.042 | 1.4 |  | --> | 0.095 | 0 | 0.02 | 0.088 | 0 |  | --> | E18 ex KILLINICK | Killinick [T421,T422] | WEXFORD |  | 52.2668 | -6.3891
MV/LV Substation WE***170X |  | 10 kV | _ | LV | 630 kVA :Kiosk Substation | 0.63 | --> | 0.63 | 0.5 | 0.9 |  | --> | 0.598 | 0 | 0 | 0.5 | 0 |  | --> | C16 ex CLONARD | Clonard [T41,T42] | WEXFORD |  | 52.3294 | -6.4929
MV/LV Substation WE***171X |  | 10 kV | _ | LV | 630 kVA :Kiosk Substation | 0.63 | --> | 0.63 | 0.5 | 0.9 |  | --> | 0.598 | 0 | 0 | 0.5 | 0 |  | --> | C16 ex CLONARD | Clonard [T41,T42] | WEXFORD |  | 52.3288 | -6.4922
MV/LV Substation WE***172X |  | 10 kV | _ | LV | 630 kVA :Kiosk Substation | 0.63 | --> | 0.63 | 0.5 | 0.9 |  | --> | 0.598 | 0 | 0 | 0.5 | 0 |  | --> | C16 ex CLONARD | Clonard [T41,T42] | WEXFORD |  | 52.3282 | -6.493
MV/LV Substation CO***172Z |  | 10 kV | _ | LV | 200 kVA :Kiosk Substation | 0.2 | --> | 0.2 | 0 | 0 | Constrained, otherwise capacity available =150 kVA | --> | 0.19 | 0 | 0.028 | 0.176 | 0 |  | --> | C11 ex MULGANNON | Mulgannon [T41,T42] | WEXFORD |  | 52.3358 | -6.4687
MV/LV Substation AR***173X |  | 10 kV | _ | LV | 400 kVA :Kiosk Substation | 0.4 | --> | 0.4 | 0.143 | 0.14 | Constrained, otherwise capacity available =348 kVA | --> | 0.38 | 0 | 0.069 | 0.336 | 0 |  | --> | C16 ex CARRIGLAWN | Carriglawn [T41,T42] | WEXFORD |  | 52.3448 | -6.5003
MV/LV Substation VI***174X |  | 10 kV | _ | LV | 400 kVA :Building Structure | 0.4 | --> | 0.4 | 0.315 | 0.9 |  | --> | 0.38 | 0 | 0.042 | 0.36 | 0 |  | --> | C19 ex CLONARD | Clonard [T41,T42] | WEXFORD |  | 52.3253 | -6.4958
MV/LV Substation K.***174Z |  | 10 kV | _ | LV | 200 kVA :Pole Substation | 0.2 | --> | 0.2 | 0 | 0 | Constrained, otherwise capacity available =118 kVA | --> | 0.19 | 0 | 0 | 0.201 | 0 |  | --> | C20 ex MULGANNON | Mulgannon [T41,T42] | WEXFORD |  | 52.309 | -6.4553
MV/LV Substation VI***175X |  | 10 kV | _ | LV | 400 kVA :Kiosk Substation | 0.4 | --> | 0.4 | 0.357 | 0.9 |  | --> | 0.38 | 0 | 0.066 | 0.337 | 0 |  | --> | C19 ex CLONARD | Clonard [T41,T42] | WEXFORD |  | 52.3251 | -6.4954
MV/LV Substation RO***176X |  | 10 kV | _ | LV | 50 kVA :Pole Substation | 0.05 | --> | 0.05 | 0 | 0 | Constrained, otherwise capacity available =45 kVA | --> | 0.048 | 0 | 0 | 0.048 | 0 |  | --> | C18 ex MULGANNON | Mulgannon [T41,T42] | WEXFORD |  | 52.3169 | -6.456
MV/LV Substation JO***179X |  | 10 kV | _ | LV | 630 kVA :Kiosk Substation | 0.63 | --> | 0.63 | 0 | 0 | Constrained, otherwise capacity available =540 kVA | --> | 0.598 | 0 | 0 | 0.5 | 0 |  | --> | C19 ex MULGANNON | Mulgannon [T41,T42] | WEXFORD |  | 52.3392 | -6.4641
MV/LV Substation BL***184Z |  | 10 kV | _ | LV | 200 kVA :Kiosk Substation | 0.2 | --> | 0.2 | 0.075 | 16.12 |  | --> | 0.19 | 0 | 0.016 | 0.195 | 0 |  | --> | E14 ex WEXFORD | Wexford [T121,T122] | WEXFORD |  | 52.3334 | -6.488
MV/LV Substation WI***186Z |  | 10 kV | _ | LV | 400 kVA :Kiosk Substation | 0.4 | --> | 0.4 | 0 | 0 | Constrained, otherwise capacity available =326 kVA | --> | 0.38 | 0 | 0.005 | 0.386 | 0 |  | --> | C11 ex MULGANNON | Mulgannon [T41,T42] | WEXFORD |  | 52.3372 | -6.4765
MV/LV Substation NO***187Z |  | 10 kV | _ | LV | 630 kVA :Building Structure | 0.63 | --> | 0.63 | 0.5 | 0.9 |  | --> | 0.598 | 0 | 0 | 0.5 | 0 |  | --> | C15 ex CLONARD | Clonard [T41,T42] | WEXFORD |  | 52.3299 | -6.4808
MV/LV Substation ME***193Z |  | 10 kV | _ | LV | 400 kVA :Building Structure | 0.4 | --> | 0.4 | 0.234 | 0.9 |  | --> | 0.38 | 0 | 0.011 | 0.385 | 0 |  | --> | C15 ex CLONARD | Clonard [T41,T42] | WEXFORD |  | 52.331 | -6.4862
MV/LV Substation PA***194Z |  | 20 kV | _ | LV | 400 kVA :Kiosk Substation | 0.4 | --> | 0.4 | 0.332 | 1.4 |  | --> | 0.38 | 0 | 0.013 | 0.38 | 0 |  | --> | E12 ex KILLINICK | Killinick [T421,T422] | WEXFORD |  | 52.2488 | -6.3421
MV/LV Substation TI***200 |  | 20 kV | _ | LV | 200 kVA :Pole Substation | 0.2 | --> | 0.2 | 0.2 | 1.4 |  | --> | 0.19 | 0 | 0 | 0.19 | 0 |  | --> | E11 ex KILLINICK | Killinick [T421,T422] | WEXFORD |  | 52.1934 | -6.492
MV/LV Substation MO***203Z |  | 10 kV | _ | LV | 100 kVA :Pole Substation | 0.1 | --> | 0.1 | 0.084 | 16.12 |  | --> | 0.095 | 0 | 0 | 0.097 | 0 |  | --> | E19 ex WEXFORD | Wexford [T121,T122] | WEXFORD |  | 52.3372 | -6.5446
MV/LV Substation BA***204 |  | 20 kV | _ | LV | 50 kVA :Pole Substation | 0.05 | --> | 0.05 | 0.04 | 1.4 |  | --> | 0.048 | 0 | 0.005 | 0.045 | 0 |  | --> | E20 ex KILLINICK | Killinick [T421,T422] | WEXFORD |  | 52.2716 | -6.4715
MV/LV Substation IC***205Z |  | 20 kV | _ | LV | 200 kVA :Building Structure | 0.2 | --> | 0.2 | 0.2 | 1.4 |  | --> | 0.19 | 0 | 0 | 0.19 | 0 |  | --> | E11 ex KILLINICK | Killinick [T421,T422] | WEXFORD |  | 52.171 | -6.5887
MV/LV Substation PI***212Z |  | 10 kV | _ | LV | 400 kVA :Kiosk Substation | 0.4 | --> | 0.4 | 0 | 0 | Constrained, otherwise capacity available =360 kVA | --> | 0.38 | 0 | 0 | 0.386 | 0 |  | --> | C14 ex MULGANNON | Mulgannon [T41,T42] | WEXFORD |  | 52.3361 | -6.4582
MV/LV Substation ST***214Z |  | 20 kV | _ | LV | 630 kVA :Kiosk Substation | 0.63 | --> | 0.63 | 0.5 | 1.4 |  | --> | 0.598 | 0 | 0.02 | 0.5 | 0 |  | --> | E12 ex KILLINICK | Killinick [T421,T422] | WEXFORD |  | 52.2354 | -6.3298
MV/LV Substation BA***215 |  | 20 kV | _ | LV | 100 kVA :Pole Substation | 0.1 | --> | 0.1 | 0.086 | 1.4 |  | --> | 0.095 | 0 | 0.005 | 0.093 | 0 |  | --> | E13 ex KILLINICK | Killinick [T421,T422] | WEXFORD |  | 52.1978 | -6.3552
MV/LV Substation BA***216Z |  | 20 kV | _ | LV | 50 kVA :Pole Substation | 0.05 | --> | 0.05 | 0.049 | 16.12 |  | --> | 0.048 | 0 | 0 | 0.048 | 0 |  | --> | E21 ex WEXFORD | Wexford [T121,T122] | WEXFORD |  | 52.3855 | -6.4616
MV/LV Substation BA***217Z |  | 20 kV | _ | LV | 100 kVA :Pole Substation | 0.1 | --> | 0.1 | 0.09 | 16.12 |  | --> | 0.095 | 0 | 0 | 0.096 | 0 |  | --> | E21 ex WEXFORD | Wexford [T121,T122] | WEXFORD |  | 52.3893 | -6.4411
MV/LV Substation RO***226 |  | 20 kV | _ | LV | 630 kVA :Kiosk Substation | 0.63 | --> | 0.63 | 0.5 | 1.4 |  | --> | 0.598 | 0 | 0.042 | 0.5 | 0 |  | --> | E12 ex KILLINICK | Killinick [T421,T422] | WEXFORD |  | 52.2473 | -6.3397
MV/LV Substation ST***233X |  | 20 kV | _ | LV | 400 kVA :Kiosk Substation | 0.4 | --> | 0.4 | 0.349 | 1.4 |  | --> | 0.38 | 0 | 0.005 | 0.383 | 0 |  | --> | E20 ex KILLINICK | Killinick [T421,T422] | WEXFORD |  | 52.2301 | -6.553
MV/LV Substation AR***234X |  | 20 kV | _ | LV | 200 kVA :Kiosk Substation | 0.2 | --> | 0.2 | 0.195 | 1.4 |  | --> | 0.19 | 0 | 0 | 0.191 | 0 |  | --> | E11 ex KILLINICK | Killinick [T421,T422] | WEXFORD |  | 52.179 | -6.5861
MV/LV Substation EA***235X |  | 20 kV | _ | LV | 200 kVA :Pole Substation | 0.2 | --> | 0.2 | 0.158 | 1.4 |  | --> | 0.19 | 0 | 0 | 0.196 | 0 |  | --> | E17 ex KILLINICK | Killinick [T421,T422] | WEXFORD |  | 52.2496 | -6.3581
MV/LV Substation CR***236Z |  | 10 kV | _ | LV | 400 kVA :Kiosk Substation | 0.4 | --> | 0.4 | 0 | 0 | Constrained, otherwise capacity available =309 kVA | --> | 0.38 | 0 | 0.049 | 0.356 | 0 |  | --> | C14 ex MULGANNON | Mulgannon [T41,T42] | WEXFORD |  | 52.3299 | -6.459
MV/LV Substation EL***241X |  | 20 kV | _ | LV | 400 kVA :Kiosk Substation | 0.4 | --> | 0.4 | 0.143 | 0.14 | Constrained, otherwise capacity available =338 kVA | --> | 0.38 | 0 | 0.032 | 0.365 | 0 |  | --> | C12 ex CARRIGLAWN | Carriglawn [T41,T42] | WEXFORD |  | 52.3761 | -6.4517
MV/LV Substation CU***242 |  | 20 kV | _ | LV | 50 kVA :Pole Substation | 0.05 | --> | 0.05 | 0.044 | 16.12 |  | --> | 0.048 | 0 | 0.006 | 0.044 | 0 |  | --> | E21 ex WEXFORD | Wexford [T121,T122] | WEXFORD |  | 52.3466 | -6.522
MV/LV Substation GR***243X |  | 20 kV | _ | LV | 200 kVA :Kiosk Substation | 0.2 | --> | 0.2 | 0.186 | 1.4 |  | --> | 0.19 | 0 | 0 | 0.192 | 0 |  | --> | E11 ex KILLINICK | Killinick [T421,T422] | WEXFORD |  | 52.2051 | -6.55
MV/LV Substation ST***244X |  | 20 kV | _ | LV | 50 kVA :Pole Substation | 0.05 | --> | 0.05 | 0.05 | 1.4 |  | --> | 0.048 | 0 | 0 | 0.048 | 0 |  | --> | E12 ex KILLINICK | Killinick [T421,T422] | WEXFORD |  | 52.2463 | -6.3539
MV/LV Substation SL***245 |  | 10 kV | _ | LV | 50 kVA :Pole Substation | 0.05 | --> | 0.05 | 0 | 0 | Constrained, otherwise capacity available =11 kVA | --> | 0.048 | 0 | 0.046 | 0.018 | 0 |  | --> | C11 ex MULGANNON | Mulgannon [T41,T42] | WEXFORD |  | 52.3395 | -6.4783
MV/LV Substation AL***246 |  | 10 kV | _ | LV | 630 kVA :Kiosk Substation | 0.63 | --> | 0.63 | 0.5 | 16.12 |  | --> | 0.598 | 0 | 0.019 | 0.5 | 0 |  | --> | E14 ex WEXFORD | Wexford [T121,T122] | WEXFORD |  | 52.3294 | -6.4957
MV/LV Substation AR***247 |  | 20 kV | _ | LV | 100 kVA :Pole Substation | 0.1 | --> | 0.1 | 0.029 | 0.14 |  | --> | 0.095 | 0 | 0.01 | 0.097 | 0 |  | --> | C12 ex CARRIGLAWN | Carriglawn [T41,T42] | WEXFORD |  | 52.3665 | -6.4482
MV/LV Substation FA***248X |  | 20 kV | _ | LV | 100 kVA :Pole Substation | 0.1 | --> | 0.1 | 0.1 | 4.38 |  | --> | 0.095 | 0 | 0 | 0.095 | 0 |  | --> | E18 ex CRANE | Crane [T122] | CRANE |  | 52.4501 | -6.3455
MV/LV Substation PE***250X |  | 10 kV | _ | LV | 630 kVA :Building Structure | 0.63 | --> | 0.63 | 0 | 0 | Constrained, otherwise capacity available =407 kVA | --> | 0.598 | 0 | 0 | 0.5 | 0 |  | --> | C11 ex MULGANNON | Mulgannon [T41,T42] | WEXFORD |  | 52.3326 | -6.4678
MV/LV Substation BU***252X |  | 20 kV | _ | LV | 50 kVA :Pole Substation | 0.05 | --> | 0.05 | 0.043 | 1.4 |  | --> | 0.048 | 0 | 0 | 0.048 | 0 |  | --> | E13 ex KILLINICK | Killinick [T421,T422] | WEXFORD |  | 52.2106 | -6.3966
MV/LV Substation SN***253Z |  | 10 kV | _ | LV | 400 kVA :Building Structure | 0.4 | --> | 0.4 | 0.393 | 0.9 |  | --> | 0.38 | 0 | 0 | 0.381 | 0 |  | --> | C16 ex CLONARD | Clonard [T41,T42] | WEXFORD |  | 52.3271 | -6.489
MV/LV Substation SI***261 |  | 20 kV | _ | LV | 100 kVA :Pole Substation | 0.1 | --> | 0.1 | 0.092 | 16.12 |  | --> | 0.095 | 0 | 0 | 0.096 | 0 |  | --> | E21 ex WEXFORD | Wexford [T121,T122] | WEXFORD |  | 52.3902 | -6.4298
MV/LV Substation BA***261X |  | 20 kV | _ | LV | 50 kVA :Pole Substation | 0.05 | --> | 0.05 | 0.05 | 1.4 |  | --> | 0.048 | 0 | 0 | 0.048 | 0 |  | --> | E11 ex KILLINICK | Killinick [T421,T422] | WEXFORD |  | 52.2049 | -6.5341
MV/LV Substation SO***262X |  | 20 kV | _ | LV | 100 kVA :Pole Substation | 0.1 | --> | 0.1 | 0.059 | 1.4 |  | --> | 0.095 | 0 | 0 | 0.1 | 0 |  | --> | E11 ex KILLINICK | Killinick [T421,T422] | WEXFORD |  | 52.1739 | -6.5908
MV/LV Substation BO***264X |  | 10 kV | _ | LV | 50 kVA :Pole Substation | 0.05 | --> | 0.05 | 0 | 0 | Constrained, otherwise capacity available =50 kVA | --> | 0.048 | 0 | 0 | 0.048 | 0 |  | --> | C20 ex MULGANNON | Mulgannon [T41,T42] | WEXFORD |  | 52.293 | -6.4561
MV/LV Substation BA***265X |  | 20 kV | _ | LV | 400 kVA :Kiosk Substation | 0.4 | --> | 0.4 | 0.392 | 1.4 |  | --> | 0.38 | 0 | 0.011 | 0.373 | 0 |  | --> | E12 ex KILLINICK | Killinick [T421,T422] | WEXFORD |  | 52.2455 | -6.3294
MV/LV Substation MO***273 |  | 20 kV | _ | LV | 100 kVA :Pole Substation | 0.1 | --> | 0.1 | 0.072 | 1.4 |  | --> | 0.095 | 0 | 0 | 0.099 | 0 |  | --> | E20 ex KILLINICK | Killinick [T421,T422] | WEXFORD |  | 52.257 | -6.497
MV/LV Substation MO***273X |  | 10 kV | _ | LV | 50 kVA :Pole Substation | 0.05 | --> | 0.05 | 0 | 0 | Constrained, otherwise capacity available =49 kVA | --> | 0.048 | 0 | 0.005 | 0.044 | 0 |  | --> | C20 ex MULGANNON | Mulgannon [T41,T42] | WEXFORD |  | 52.3083 | -6.4901
MV/LV Substation CU***274X |  | 20 kV | _ | LV | 200 kVA :Pole Substation | 0.2 | --> | 0.2 | 0.188 | 4.38 |  | --> | 0.19 | 0 | 0.01 | 0.184 | 0 |  | --> | E13 ex CRANE | Crane [T122] | CRANE |  | 52.4276 | -6.3767
MV/LV Substation ST***276 |  | 20 kV | _ | LV | 100 kVA :Pole Substation | 0.1 | --> | 0.1 | 0.092 | 1.4 |  | --> | 0.095 | 0 | 0.004 | 0.093 | 0 |  | --> | E20 ex KILLINICK | Killinick [T421,T422] | WEXFORD |  | 52.2437 | -6.5123
MV/LV Substation AN***278X |  | 20 kV | _ | LV | 50 kVA :Pole Substation | 0.05 | --> | 0.05 | 0.045 | 4.38 |  | --> | 0.048 | 0 | 0 | 0.048 | 0 |  | --> | E13 ex CRANE | Crane [T122] | CRANE |  | 52.4379 | -6.3803
MV/LV Substation CU***282X |  | 20 kV | _ | LV | 200 kVA :Kiosk Substation | 0.2 | --> | 0.2 | 0.166 | 1.4 |  | --> | 0.19 | 0 | 0.032 | 0.171 | 0 |  | --> | E12 ex KILLINICK | Killinick [T421,T422] | WEXFORD |  | 52.2386 | -6.3461
MV/LV Substation DI***284Z |  | 10 kV | _ | LV | 200 kVA :Kiosk Substation | 0.2 | --> | 0.2 | 0 | 0 | Constrained, otherwise capacity available =178 kVA | --> | 0.19 | 0 | 0 | 0.193 | 0 |  | --> | C11 ex MULGANNON | Mulgannon [T41,T42] | WEXFORD |  | 52.331 | -6.4634
MV/LV Substation GR***285Z |  | 20 kV | _ | LV | 100 kVA :Pole Substation | 0.1 | --> | 0.1 | 0.077 | 0.2 |  | --> | 0.095 | 0 | 0 | 0 | 0 | Constrained, otherwise capacity available =98 kW | --> | E15 ex BEALISTOWN | Bealistown [T421,T422] | GREAT ISLAND |  | 52.2552 | -6.7293
MV/LV Substation RA***286Z |  | 20 kV | _ | LV | 400 kVA :Kiosk Substation | 0.4 | --> | 0.4 | 0.387 | 16.12 |  | --> | 0.38 | 0 | 0.032 | 0.358 | 0 |  | --> | E21 ex WEXFORD | Wexford [T121,T122] | WEXFORD |  | 52.3901 | -6.3703
MV/LV Substation BE***288 |  | 20 kV | _ | LV | 50 kVA :Pole Substation | 0.05 | --> | 0.05 | 0.046 | 0.14 |  | --> | 0.048 | 0 | 0 | 0.048 | 0 |  | --> | C12 ex CARRIGLAWN | Carriglawn [T41,T42] | WEXFORD |  | 52.3699 | -6.3972
MV/LV Substation MI***288Z |  | 20 kV | _ | LV | 400 kVA :Kiosk Substation | 0.4 | --> | 0.4 | 0.349 | 16.12 |  | --> | 0.38 | 0 | 0.007 | 0.382 | 0 |  | --> | E21 ex WEXFORD | Wexford [T121,T122] | WEXFORD |  | 52.3886 | -6.4478
MV/LV Substation FI***290 |  | 20 kV | _ | LV | 200 kVA :Kiosk Substation | 0.2 | --> | 0.2 | 0.042 | 1.4 |  | --> | 0.19 | 0 | 0 | 0.21 | 0 |  | --> | E11 ex KILLINICK | Killinick [T421,T422] | WEXFORD |  | 52.1734 | -6.591
MV/LV Substation FE***290X |  | 20 kV | _ | LV | 50 kVA :Pole Substation | 0.05 | --> | 0.05 | 0.045 | 16.12 |  | --> | 0.048 | 0 | 0.011 | 0.04 | 0 |  | --> | E21 ex WEXFORD | Wexford [T121,T122] | WEXFORD |  | 52.3617 | -6.5166
MV/LV Substation BA***292X |  | 20 kV | _ | LV | 50 kVA :Pole Substation | 0.05 | --> | 0.05 | 0.05 | 16.12 |  | --> | 0.048 | 0 | 0.005 | 0.044 | 0 |  | --> | E21 ex WEXFORD | Wexford [T121,T122] | WEXFORD |  | 52.4162 | -6.4147
MV/LV Substation BA***294 |  | 10 kV | _ | LV | 100 kVA :Pole Substation | 0.1 | --> | 0.1 | 0.092 | 16.12 |  | --> | 0.095 | 0 | 0.01 | 0.089 | 0 |  | --> | E14 ex WEXFORD | Wexford [T121,T122] | WEXFORD |  | 52.331 | -6.5392
MV/LV Substation ST***296Z |  | 20 kV | _ | LV | 630 kVA :Kiosk Substation | 0.63 | --> | 0.63 | 0.5 | 1.4 |  | --> | 0.598 | 0 | 0.044 | 0.5 | 0 |  | --> | E12 ex KILLINICK | Killinick [T421,T422] | WEXFORD |  | 52.2354 | -6.3316
MV/LV Substation NE***297 |  | 10 kV | _ | LV | 400 kVA :Kiosk Substation | 0.4 | --> | 0.4 | 0.296 | 16.12 |  | --> | 0.38 | 0 | 0.005 | 0.39 | 0 |  | --> | E19 ex WEXFORD | Wexford [T121,T122] | WEXFORD |  | 52.3402 | -6.5001
MV/LV Substation DU***301Z |  | 20 kV | _ | LV | 100 kVA :Pole Substation | 0.1 | --> | 0.1 | 0.099 | 1.4 |  | --> | 0.095 | 0 | 0 | 0.095 | 0 |  | --> | E11 ex KILLINICK | Killinick [T421,T422] | WEXFORD |  | 52.23 | -6.6524
MV/LV Substation CH***302X |  | 20 kV | _ | LV | 200 kVA :Kiosk Substation | 0.2 | --> | 0.2 | 0.17 | 1.4 |  | --> | 0.19 | 0 | 0.01 | 0.187 | 0 |  | --> | E12 ex KILLINICK | Killinick [T421,T422] | WEXFORD |  | 52.2397 | -6.3524
MV/LV Substation KI***303X |  | 20 kV | _ | LV | 200 kVA :Pole Substation | 0.2 | --> | 0.2 | 0.169 | 1.4 |  | --> | 0.19 | 0 | 0.025 | 0.176 | 0 |  | --> | E12 ex KILLINICK | Killinick [T421,T422] | WEXFORD |  | 52.2415 | -6.3501
MV/LV Substation BA***308Z |  | 20 kV | _ | LV | 50 kVA :Pole Substation | 0.05 | --> | 0.05 | 0.04 | 16.12 |  | --> | 0.048 | 0 | 0 | 0.049 | 0 |  | --> | E12 ex WEXFORD | Wexford [T121,T122] | WEXFORD |  | 52.3772 | -6.6554
MV/LV Substation MU***315Z |  | 20 kV | _ | LV | 50 kVA :Pole Substation | 0.05 | --> | 0.05 | 0.034 | 16.12 |  | --> | 0.048 | 0 | 0.009 | 0.043 | 0 |  | --> | E20 ex WEXFORD | Wexford [T121,T122] | WEXFORD |  | 52.2871 | -6.5261
MV/LV Substation MO***316 |  | 20 kV | _ | LV | 50 kVA :Pole Substation | 0.05 | --> | 0.05 | 0.044 | 16.12 |  | --> | 0.048 | 0 | 0 | 0.048 | 0 |  | --> | E17 ex WEXFORD | Wexford [T121,T122] | WEXFORD |  | 52.2698 | -6.6618
MV/LV Substation TU***322Z |  | 20 kV | _ | LV | 200 kVA :Pole Substation | 0.2 | --> | 0.2 | 0.199 | 1.4 |  | --> | 0.19 | 0 | 0.006 | 0.186 | 0 |  | --> | E11 ex KILLINICK | Killinick [T421,T422] | WEXFORD |  | 52.2168 | -6.5323
MV/LV Substation FO***326 |  | 20 kV | _ | LV | 50 kVA :Pole Substation | 0.05 | --> | 0.05 | 0.028 | 16.12 |  | --> | 0.048 | 0 | 0.014 | 0.04 | 0 |  | --> | E20 ex WEXFORD | Wexford [T121,T122] | WEXFORD |  | 52.3123 | -6.5497
MV/LV Substation RE***330Z |  | 20 kV | _ | LV | 200 kVA :Kiosk Substation | 0.2 | --> | 0.2 | 0.145 | 16.12 |  | --> | 0.19 | 0 | 0.028 | 0.177 | 0 |  | --> | E21 ex WEXFORD | Wexford [T121,T122] | WEXFORD |  | 52.3812 | -6.4466
MV/LV Substation HA***333Z |  | 20 kV | _ | LV | 400 kVA :Kiosk Substation | 0.4 | --> | 0.4 | 0.259 | 1.4 |  | --> | 0.38 | 0 | 0.035 | 0.373 | 0 |  | --> | E20 ex KILLINICK | Killinick [T421,T422] | WEXFORD |  | 52.2307 | -6.5493
MV/LV Substation BU***342Z |  | 20 kV | _ | LV | 50 kVA :Pole Substation | 0.05 | --> | 0.05 | 0.041 | 1.4 |  | --> | 0.048 | 0 | 0.01 | 0.041 | 0 |  | --> | E13 ex KILLINICK | Killinick [T421,T422] | WEXFORD |  | 52.2165 | -6.3949
MV/LV Substation LA***349Z |  | 20 kV | _ | LV | 50 kVA :Pole Substation | 0.05 | --> | 0.05 | 0.026 | 1.4 |  | --> | 0.048 | 0 | 0 | 0.051 | 0 |  | --> | E13 ex KILLINICK | Killinick [T421,T422] | WEXFORD |  | 52.2117 | -6.3801
MV/LV Substation BI***350 |  | 10 kV | _ | LV | 400 kVA :Kiosk Substation | 0.4 | --> | 0.4 | 0 | 0 | Constrained, otherwise capacity available =297 kVA | --> | 0.38 | 0 | 0.022 | 0.378 | 0 |  | --> | C18 ex MULGANNON | Mulgannon [T41,T42] | WEXFORD |  | 52.3125 | -6.4569
MV/LV Substation SO***351 |  | 10 kV | _ | LV | 200 kVA :Pole Substation | 0.2 | --> | 0.2 | 0 | 0 | Constrained, otherwise capacity available =181 kVA | --> | 0.19 | 0 | 0 | 0.193 | 0 |  | --> | C20 ex MULGANNON | Mulgannon [T41,T42] | WEXFORD |  | 52.3027 | -6.445
MV/LV Substation KI***352 |  | 10 kV | _ | LV | 50 kVA :Pole Substation | 0.05 | --> | 0.05 | 0 | 0 | Constrained, otherwise capacity available =34 kVA | --> | 0.048 | 0 | 0.056 | 0.008 | 0 |  | --> | C20 ex MULGANNON | Mulgannon [T41,T42] | WEXFORD |  | 52.2919 | -6.4492
MV/LV Substation BA***356 |  | 20 kV | _ | LV | 100 kVA :Pole Substation | 0.1 | --> | 0.1 | 0.07 | 0.2 |  | --> | 0.095 | 0 | 0 | 0 | 0 | Constrained, otherwise capacity available =99 kW | --> | E15 ex BEALISTOWN | Bealistown [T421,T422] | GREAT ISLAND |  | 52.2287 | -6.7474
MV/LV Substation KI***359Z |  | 10 kV | _ | LV | 50 kVA :Pole Substation | 0.05 | --> | 0.05 | 0.04 | 0.9 |  | --> | 0.048 | 0 | 0.006 | 0.044 | 0 |  | --> | C19 ex CLONARD | Clonard [T41,T42] | WEXFORD |  | 52.323 | -6.4898
MV/LV Substation DU***365Z |  | 10 kV | _ | LV | 630 kVA :Kiosk Substation | 0.63 | --> | 0.63 | 0.143 | 0.14 | Constrained, otherwise capacity available =488 kVA | --> | 0.598 | 0 | 0 | 0.5 | 0 |  | --> | C12 ex CARRIGLAWN | Carriglawn [T41,T42] | WEXFORD |  | 52.3428 | -6.4655
MV/LV Substation WE***373 |  | 10 kV | _ | LV | 1000 kVA :Building Structure | 1 | --> | 1 | 0.5 | 1.4 |  | --> | 0.95 | 0 | 0 | 0.5 | 0 |  | --> | E18 ex KILLINICK | Killinick [T421,T422] | WEXFORD |  | 52.2704 | -6.423
MV/LV Substation BA***377Z |  | 20 kV | _ | LV | 400 kVA :Building Structure | 0.4 | --> | 0.4 | 0.362 | 16.12 |  | --> | 0.38 | 0 | 0 | 0.385 | 0 |  | --> | E17 ex WEXFORD | Wexford [T121,T122] | WEXFORD |  | 52.2743 | -6.7295
MV/LV Substation CL***383X |  | 10 kV | _ | LV | 200 kVA :Kiosk Substation | 0.2 | --> | 0.2 | 0.187 | 0.9 |  | --> | 0.19 | 0 | 0 | 0.192 | 0 |  | --> | C16 ex CLONARD | Clonard [T41,T42] | WEXFORD |  | 52.3309 | -6.4878
MV/LV Substation SL***386 |  | 20 kV | _ | LV | 200 kVA :Pole Substation | 0.2 | --> | 0.2 | 0.115 | 16.12 |  | --> | 0.19 | 0 | 0.01 | 0.187 | 0 |  | --> | E20 ex WEXFORD | Wexford [T121,T122] | WEXFORD |  | 52.2746 | -6.5425
MV/LV Substation BA***388Z |  | 20 kV | _ | LV | 50 kVA :Pole Substation | 0.05 | --> | 0.05 | 0.049 | 4.38 |  | --> | 0.048 | 0 | 0 | 0.048 | 0 |  | --> | E13 ex CRANE | Crane [T122] | CRANE |  | 52.423 | -6.3853
MV/LV Substation TA***391Z |  | 20 kV | _ | LV | 400 kVA :Kiosk Substation | 0.4 | --> | 0.4 | 0.364 | 16.12 |  | --> | 0.38 | 0 | 0 | 0.385 | 0 |  | --> | E17 ex WEXFORD | Wexford [T121,T122] | WEXFORD |  | 52.3216 | -6.6538
MV/LV Substation LA***393 |  | 20 kV | _ | LV | 400 kVA :Kiosk Substation | 0.4 | --> | 0.4 | 0.29 | 1.4 |  | --> | 0.38 | 0 | 0 | 0.395 | 0 |  | --> | E20 ex KILLINICK | Killinick [T421,T422] | WEXFORD |  | 52.2292 | -6.5485
MV/LV Substation GR***393Z |  | 10 kV | _ | LV | 200 kVA :Kiosk Substation | 0.2 | --> | 0.2 | 0.152 | 1.4 |  | --> | 0.19 | 0 | 0.011 | 0.188 | 0 |  | --> | E18 ex KILLINICK | Killinick [T421,T422] | WEXFORD |  | 52.2756 | -6.3998
MV/LV Substation CR***399 |  | 20 kV | _ | LV | 400 kVA :Kiosk Substation | 0.4 | --> | 0.4 | 0.143 | 0.14 | Constrained, otherwise capacity available =328 kVA | --> | 0.38 | 0 | 0.069 | 0.339 | 0 |  | --> | C12 ex CARRIGLAWN | Carriglawn [T41,T42] | WEXFORD |  | 52.3533 | -6.4561
MV/LV Substation SH***4007 |  | 20 kV | _ | LV | 100 kVA :Pole Substation | 0.1 | --> | 0.1 | 0.097 | 16.12 |  | --> | 0.095 | 0 | 0 | 0.096 | 0 |  | --> | E21 ex WEXFORD | Wexford [T121,T122] | WEXFORD |  | 52.3876 | -6.426
MV/LV Substation DU***4014 |  | 20 kV | _ | LV | 200 kVA :Kiosk Substation | 0.2 | --> | 0.2 | 0.143 | 0.14 | Constrained, otherwise capacity available =157 kVA | --> | 0.19 | 0 | 0 | 0.196 | 0 |  | --> | C12 ex CARRIGLAWN | Carriglawn [T41,T42] | WEXFORD |  | 52.3713 | -6.4498
MV/LV Substation DA***4017 |  | 20 kV | _ | LV | 100 kVA :Pole Substation | 0.1 | --> | 0.1 | 0.1 | 0.2 |  | --> | 0.095 | 0 | 0 | 0 | 0 | Constrained, otherwise capacity available =95 kW | --> | E15 ex BEALISTOWN | Bealistown [T421,T422] | GREAT ISLAND |  | 52.2422 | -6.733
MV/LV Substation RA***401X |  | 10 kV | _ | LV | 100 kVA :Pole Substation | 0.1 | --> | 0.1 | 0.092 | 0.9 |  | --> | 0.095 | 0 | 0.005 | 0.092 | 0 |  | --> | C15 ex CLONARD | Clonard [T41,T42] | WEXFORD |  | 52.3415 | -6.4868
MV/LV Substation TH***403X |  | 10 kV | _ | LV | 50 kVA :Pole Substation | 0.05 | --> | 0.05 | 0.018 | 0.9 |  | --> | 0.048 | 0 | 0.007 | 0.047 | 0 |  | --> | C15 ex CLONARD | Clonard [T41,T42] | WEXFORD |  | 52.3374 | -6.4866
MV/LV Substation BE***404Y |  | 10 kV | _ | LV | 400 kVA :Kiosk Substation | 0.4 | --> | 0.4 | 0.329 | 0.9 |  | --> | 0.38 | 0 | 0 | 0.39 | 0 |  | --> | C15 ex CLONARD | Clonard [T41,T42] | WEXFORD |  | 52.3357 | -6.4795
MV/LV Substation VO***4052 |  | 10 kV | _ | LV | 200 kVA :Kiosk Substation | 0.2 | --> | 0.2 | 0.143 | 0.14 | Constrained, otherwise capacity available =180 kVA | --> | 0.19 | 0 | 0 | 0.193 | 0 |  | --> | C17 ex CARRIGLAWN | Carriglawn [T41,T42] | WEXFORD |  | 52.3429 | -6.4853
MV/LV Substation ST***4053 |  | 20 kV | _ | LV | 100 kVA :Pole Substation | 0.1 | --> | 0.1 | 0.08 | 1.4 |  | --> | 0.095 | 0 | 0.021 | 0.082 | 0 |  | --> | E12 ex KILLINICK | Killinick [T421,T422] | WEXFORD |  | 52.2365 | -6.3311
MV/LV Substation BU***4055 |  | 10 kV | _ | LV | 50 kVA :Pole Substation | 0.05 | --> | 0.05 | 0.05 | 1.4 |  | --> | 0.048 | 0 | 0 | 0.048 | 0 |  | --> | E18 ex KILLINICK | Killinick [T421,T422] | WEXFORD |  | 52.2894 | -6.3942
MV/LV Substation MU***405X |  | 10 kV | _ | LV | 100 kVA :Pole Substation | 0.1 | --> | 0.1 | 0 | 0 | Constrained, otherwise capacity available =72 kVA | --> | 0.095 | 0 | 0.024 | 0.081 | 0 |  | --> | C11 ex MULGANNON | Mulgannon [T41,T42] | WEXFORD |  | 52.3258 | -6.4647
MV/LV Substation FL***4064 |  | 20 kV | _ | LV | 400 kVA :Kiosk Substation | 0.4 | --> | 0.4 | 0.338 | 16.12 |  | --> | 0.38 | 0 | 0 | 0.388 | 0 |  | --> | E21 ex WEXFORD | Wexford [T121,T122] | WEXFORD |  | 52.3815 | -6.4496
MV/LV Substation BU***4071 |  | 10 kV | _ | LV | 100 kVA :Pole Substation | 0.1 | --> | 0.1 | 0.1 | 1.4 |  | --> | 0.095 | 0 | 0 | 0.095 | 0 |  | --> | E18 ex KILLINICK | Killinick [T421,T422] | WEXFORD |  | 52.2664 | -6.3927
MV/LV Substation CR***407X |  | 10 kV | _ | LV | 50 kVA :Pole Substation | 0.05 | --> | 0.05 | 0.026 | 16.12 |  | --> | 0.048 | 0 | 0.004 | 0.048 | 0 |  | --> | E19 ex WEXFORD | Wexford [T121,T122] | WEXFORD |  | 52.3396 | -6.5112
MV/LV Substation RI***4099 |  | 20 kV | _ | LV | 200 kVA :Pole Substation | 0.2 | --> | 0.2 | 0.186 | 1.4 |  | --> | 0.19 | 0 | 0.049 | 0.156 | 0 |  | --> | E11 ex KILLINICK | Killinick [T421,T422] | WEXFORD |  | 52.1939 | -6.556
MV/LV Substation MU***409X |  | 10 kV | _ | LV | 400 kVA :Kiosk Substation | 0.4 | --> | 0.4 | 0 | 0 | Constrained, otherwise capacity available =192 kVA | --> | 0.38 | 0 | 0.101 | 0.333 | 0 |  | --> | C18 ex MULGANNON | Mulgannon [T41,T42] | WEXFORD |  | 52.3241 | -6.4621
MV/LV Substation SK***4114 |  | 10 kV | _ | LV | 630 kVA :Kiosk Substation | 0.63 | --> | 0.63 | 0.143 | 0.14 | Constrained, otherwise capacity available =630 kVA | --> | 0.598 | 0 | 0 | 0.5 | 0 |  | --> | C12 ex CARRIGLAWN | Carriglawn [T41,T42] | WEXFORD |  | 52.3422 | -6.4634
MV/LV Substation BR***4117 |  | 20 kV | _ | LV | 100 kVA :Pole Substation | 0.1 | --> | 0.1 | 0.1 | 1.4 |  | --> | 0.095 | 0 | 0 | 0.095 | 0 |  | --> | E13 ex KILLINICK | Killinick [T421,T422] | WEXFORD |  | 52.2176 | -6.3816
MV/LV Substation CR***4119 |  | 20 kV | _ | LV | 50 kVA :Pole Substation | 0.05 | --> | 0.05 | 0.05 | 16.12 |  | --> | 0.048 | 0 | 0 | 0.048 | 0 |  | --> | E21 ex WEXFORD | Wexford [T121,T122] | WEXFORD |  | 52.3822 | -6.5039
MV/LV Substation GO***411Y |  | 10 kV | _ | LV | 630 kVA :Kiosk Substation | 0.63 | --> | 0.63 | 0 | 0 | Constrained, otherwise capacity available =558 kVA | --> | 0.598 | 0 | 0 | 0.5 | 0 |  | --> | C19 ex MULGANNON | Mulgannon [T41,T42] | WEXFORD |  | 52.3311 | -6.4509
MV/LV Substation WE***4123 |  | 20 kV | _ | LV | 50 kVA :Pole Substation | 0.05 | --> | 0.05 | 0.05 | 16.12 |  | --> | 0.048 | 0 | 0 | 0.048 | 0 |  | --> | E21 ex WEXFORD | Wexford [T121,T122] | WEXFORD |  | 52.3419 | -6.5379
MV/LV Substation PI***412Y |  | 10 kV | _ | LV | 200 kVA :Pole Substation | 0.2 | --> | 0.2 | 0.181 | 0.9 |  | --> | 0.19 | 0 | 0 | 0.193 | 0 |  | --> | C19 ex CLONARD | Clonard [T41,T42] | WEXFORD |  | 52.2836 | -6.4915
MV/LV Substation BA***4133 |  | 20 kV | _ | LV | 50 kVA :Pole Substation | 0.05 | --> | 0.05 | 0.048 | 4.38 |  | --> | 0.048 | 0 | 0 | 0.048 | 0 |  | --> | E13 ex CRANE | Crane [T122] | CRANE |  | 52.4247 | -6.4086
MV/LV Substation CR***4134 |  | 20 kV | _ | LV | 50 kVA :Pole Substation | 0.05 | --> | 0.05 | 0.045 | 16.12 |  | --> | 0.048 | 0 | 0.005 | 0.044 | 0 |  | --> | E21 ex WEXFORD | Wexford [T121,T122] | WEXFORD |  | 52.3887 | -6.509
MV/LV Substation KI***4137 |  | 20 kV | _ | LV | 200 kVA :Kiosk Substation | 0.2 | --> | 0.2 | 0 | 0 | Constrained, otherwise capacity available =200 kVA | --> | 0.19 | 0 | 0 | 0 | 0 | Constrained, otherwise capacity available =190 kW | --> | E14 ex KILLINICK |  |  |  | 52.2577 | -6.4316
MV/LV Substation OI***413X |  | 20 kV | _ | LV | 50 kVA :Pole Substation | 0.05 | --> | 0.05 | 0.041 | 16.12 |  | --> | 0.048 | 0 | 0 | 0.049 | 0 |  | --> | E17 ex WEXFORD | Wexford [T121,T122] | WEXFORD |  | 52.3266 | -6.6393
MV/LV Substation KI***414Z |  | 20 kV | _ | LV | 50 kVA :Pole Substation | 0.05 | --> | 0.05 | 0.038 | 1.4 |  | --> | 0.048 | 0 | 0 | 0.049 | 0 |  | --> | E12 ex KILLINICK | Killinick [T421,T422] | WEXFORD |  | 52.2429 | -6.3778
MV/LV Substation MO***415Z |  | 10 kV | _ | LV | 400 kVA :Kiosk Substation | 0.4 | --> | 0.4 | 0.281 | 16.12 |  | --> | 0.38 | 0 | 0.032 | 0.372 | 0 |  | --> | E14 ex WEXFORD | Wexford [T121,T122] | WEXFORD |  | 52.3329 | -6.4919
MV/LV Substation BA***4166 |  | 20 kV | _ | LV | 200 kVA :Pole Substation | 0.2 | --> | 0.2 | 0.179 | 16.12 |  | --> | 0.19 | 0 | 0.011 | 0.185 | 0 |  | --> | E17 ex WEXFORD | Wexford [T121,T122] | WEXFORD |  | 52.3437 | -6.5919
MV/LV Substation HO***416Z |  | 10 kV | _ | LV | 200 kVA :Kiosk Substation | 0.2 | --> | 0.2 | 0.143 | 0.14 | Constrained, otherwise capacity available =154 kVA | --> | 0.19 | 0 | 0.005 | 0.192 | 0 |  | --> | C15 ex CARRIGLAWN | Carriglawn [T41,T42] | WEXFORD |  | 52.3376 | -6.4676
MV/LV Substation MU***4171 |  | 20 kV | _ | LV | 50 kVA :Pole Substation | 0.05 | --> | 0.05 | 0.048 | 16.12 |  | --> | 0.048 | 0 | 0 | 0.048 | 0 |  | --> | E12 ex WEXFORD | Wexford [T121,T122] | WEXFORD |  | 52.3477 | -6.548
MV/LV Substation TA***4177 |  | 20 kV | _ | LV | 50 kVA :Pole Substation | 0.05 | --> | 0.05 | 0.046 | 16.12 |  | --> | 0.048 | 0 | 0 | 0.048 | 0 |  | --> | E17 ex WEXFORD | Wexford [T121,T122] | WEXFORD |  | 52.3208 | -6.6506
MV/LV Substation CR***417Y |  | 20 kV | _ | LV | 100 kVA :Pole Substation | 0.1 | --> | 0.1 | 0.021 | 16.12 |  | --> | 0.095 | 0 | 0 | 0.105 | 0 |  | --> | E17 ex WEXFORD | Wexford [T121,T122] | WEXFORD |  | 52.3394 | -6.5849
MV/LV Substation CR***417Z |  | 10 kV | _ | LV | 200 kVA :Kiosk Substation | 0.2 | --> | 0.2 | 0 | 0 | Constrained, otherwise capacity available =62 kVA | --> | 0.19 | 0 | 0.05 | 0.171 | 0 |  | --> | C14 ex MULGANNON | Mulgannon [T41,T42] | WEXFORD |  | 52.3291 | -6.4614
MV/LV Substation AR***418 |  | 20 kV | _ | LV | 100 kVA :Pole Substation | 0.1 | --> | 0.1 | 0.069 | 16.12 |  | --> | 0.095 | 0 | 0 | 0.099 | 0 |  | --> | E21 ex WEXFORD | Wexford [T121,T122] | WEXFORD |  | 52.3819 | -6.4804
MV/LV Substation SH***418X |  | 20 kV | _ | LV | 50 kVA :Pole Substation | 0.05 | --> | 0.05 | 0.045 | 16.12 |  | --> | 0.048 | 0 | 0.01 | 0.041 | 0 |  | --> | E21 ex WEXFORD | Wexford [T121,T122] | WEXFORD |  | 52.3777 | -6.546
MV/LV Substation PA***418Y |  | 10 kV | _ | LV | 630 kVA :Kiosk Substation | 0.63 | --> | 0.63 | 0 | 0 | Constrained, otherwise capacity available =459 kVA | --> | 0.598 | 0 | 0.018 | 0.5 | 0 |  | --> | C14 ex MULGANNON | Mulgannon [T41,T42] | WEXFORD |  | 52.334 | -6.4573
MV/LV Substation NE***4192 |  | 10 kV | _ | LV | 200 kVA :Pole Substation | 0.2 | --> | 0.2 | 0.143 | 0.14 | Constrained, otherwise capacity available =145 kVA | --> | 0.19 | 0 | 0 | 0.197 | 0 |  | --> | C16 ex CARRIGLAWN | Carriglawn [T41,T42] | WEXFORD |  | 52.342 | -6.4918
MV/LV Substation WY***4193 |  | 10 kV | _ | LV | 400 kVA :Kiosk Substation | 0.4 | --> | 0.4 | 0.143 | 0.14 | Constrained, otherwise capacity available =400 kVA | --> | 0.38 | 0 | 0 | 0.38 | 0 |  | --> | C15 ex CARRIGLAWN | Carriglawn [T41,T42] | WEXFORD |  | 52.3397 | -6.4706
MV/LV Substation SI***4199 |  | 10 kV | _ | LV | 400 kVA :Kiosk Substation | 0.4 | --> | 0.4 | 0 | 0 | Constrained, otherwise capacity available =400 kVA | --> | 0.38 | 0 | 0 | 0.38 | 0 |  | --> | C20 ex MULGANNON | Mulgannon [T41,T42] | WEXFORD |  | 52.304 | -6.4636
MV/LV Substation TH***419Y |  | 20 kV | _ | LV | 200 kVA :Kiosk Substation | 0.2 | --> | 0.2 | 0.143 | 0.14 | Constrained, otherwise capacity available =166 kVA | --> | 0.19 | 0 | 0.014 | 0.184 | 0 |  | --> | C12 ex CARRIGLAWN | Carriglawn [T41,T42] | WEXFORD |  | 52.3781 | -6.449
MV/LV Substation CR***419Z |  | 20 kV | _ | LV | 50 kVA :Pole Substation | 0.05 | --> | 0.05 | 0.041 | 4.38 |  | --> | 0.048 | 0 | 0 | 0.049 | 0 |  | --> | E13 ex CRANE | Crane [T122] | CRANE |  | 52.4385 | -6.3571
MV/LV Substation ED***420 |  | 20 kV | _ | LV | 200 kVA :Pole Substation | 0.2 | --> | 0.2 | 0.088 | 16.12 |  | --> | 0.19 | 0 | 0 | 0.205 | 0 |  | --> | E21 ex WEXFORD | Wexford [T121,T122] | WEXFORD |  | 52.3925 | -6.4702
MV/LV Substation AR***4206 |  | 20 kV | _ | LV | 630 kVA :Kiosk Substation | 0.63 | --> | 0.63 | 0.143 | 0.14 | Constrained, otherwise capacity available =430 kVA | --> | 0.598 | 0 | 0.022 | 0.5 | 0 |  | --> | C12 ex CARRIGLAWN | Carriglawn [T41,T42] | WEXFORD |  | 52.3582 | -6.4542
MV/LV Substation SI***420Y |  | 10 kV | _ | LV | 400 kVA :Kiosk Substation | 0.4 | --> | 0.4 | 0 | 0 | Constrained, otherwise capacity available =327 kVA | --> | 0.38 | 0 | 0.006 | 0.385 | 0 |  | --> | C20 ex MULGANNON | Mulgannon [T41,T42] | WEXFORD |  | 52.3052 | -6.4656
MV/LV Substation VI***4214 |  | 10 kV | _ | LV | 400 kVA :Building Structure | 0.4 | --> | 0.4 | 0.359 | 0.9 |  | --> | 0.38 | 0 | 0 | 0.386 | 0 |  | --> | C15 ex CLONARD | Clonard [T41,T42] | WEXFORD |  | 52.3304 | -6.486
MV/LV Substation HO***4215 |  | 20 kV | _ | LV | 50 kVA :Pole Substation | 0.05 | --> | 0.05 | 0.05 | 1.4 |  | --> | 0.048 | 0 | 0 | 0.048 | 0 |  | --> | E20 ex KILLINICK | Killinick [T421,T422] | WEXFORD |  | 52.2287 | -6.5401
MV/LV Substation CA***422 |  | 20 kV | _ | LV | 400 kVA :Kiosk Substation | 0.4 | --> | 0.4 | 0.255 | 16.12 |  | --> | 0.38 | 0 | 0 | 0.399 | 0 |  | --> | E21 ex WEXFORD | Wexford [T121,T122] | WEXFORD |  | 52.384 | -6.4494
MV/LV Substation OR***4234 |  | 20 kV | _ | LV | 50 kVA :Pole Substation | 0.05 | --> | 0.05 | 0.049 | 0.14 |  | --> | 0.048 | 0 | 0 | 0.048 | 0 |  | --> | C12 ex CARRIGLAWN | Carriglawn [T41,T42] | WEXFORD |  | 52.3566 | -6.4499
MV/LV Substation FA***423X |  | 20 kV | _ | LV | 50 kVA :Pole Substation | 0.05 | --> | 0.05 | 0.047 | 16.12 |  | --> | 0.048 | 0 | 0 | 0.048 | 0 |  | --> | E21 ex WEXFORD | Wexford [T121,T122] | WEXFORD |  | 52.3835 | -6.4675
MV/LV Substation OL***424 |  | 20 kV | _ | LV | 50 kVA :Pole Substation | 0.05 | --> | 0.05 | 0 | 16.12 |  | --> | 0.048 | 0 | 0.011 | 0.046 | 0 |  | --> | E21 ex WEXFORD | Wexford [T121,T122] | WEXFORD |  | 52.3806 | -6.4499
MV/LV Substation ST***4247 |  | 10 kV | _ | LV | 400 kVA :Kiosk Substation | 0.4 | --> | 0.4 | 0.143 | 0.14 | Constrained, otherwise capacity available =358 kVA | --> | 0.38 | 0 | 0.006 | 0.381 | 0 |  | --> | C15 ex CARRIGLAWN | Carriglawn [T41,T42] | WEXFORD |  | 52.3412 | -6.4733
MV/LV Substation CL***4255 |  | 10 kV | _ | LV | 400 kVA :Kiosk Substation | 0.4 | --> | 0.4 | 0.397 | 0.9 |  | --> | 0.38 | 0 | 0 | 0.38 | 0 |  | --> | C16 ex CLONARD | Clonard [T41,T42] | WEXFORD |  | 52.3299 | -6.4874
MV/LV Substation KE***4259 |  | 10 kV | _ | LV | 400 kVA :Building Structure | 0.4 | --> | 0.4 | 0 | 0 | Constrained, otherwise capacity available =324 kVA | --> | 0.38 | 0 | 0 | 0.39 | 0 |  | --> | C18 ex MULGANNON | Mulgannon [T41,T42] | WEXFORD |  | 52.3137 | -6.4529
MV/LV Substation RA***4263 |  | 20 kV | _ | LV | 50 kVA :Pole Substation | 0.05 | --> | 0.05 | 0.032 | 16.12 |  | --> | 0.048 | 0 | 0 | 0.05 | 0 |  | --> | E21 ex WEXFORD | Wexford [T121,T122] | WEXFORD |  | 52.402 | -6.4728
MV/LV Substation AR***4265 |  | 10 kV | _ | LV | 400 kVA :Kiosk Substation | 0.4 | --> | 0.4 | 0 | 0 | Constrained, otherwise capacity available =262 kVA | --> | 0.38 | 0 | 0.162 | 0.278 | 0 |  | --> | C13 ex MULGANNON | Mulgannon [T41,T42] | WEXFORD |  | 52.3166 | -6.4765
MV/LV Substation BA***4266 |  | 20 kV | _ | LV | 200 kVA :Pole Substation | 0.2 | --> | 0.2 | 0.186 | 1.4 |  | --> | 0.19 | 0 | 0.049 | 0.156 | 0 |  | --> | E12 ex KILLINICK | Killinick [T421,T422] | WEXFORD |  | 52.2461 | -6.3486
MV/LV Substation TA***4269 |  | 20 kV | _ | LV | 200 kVA :Pole Substation | 0.2 | --> | 0.2 | 0.177 | 1.4 |  | --> | 0.19 | 0 | 0 | 0.193 | 0 |  | --> | E12 ex KILLINICK | Killinick [T421,T422] | WEXFORD |  | 52.245 | -6.3809
MV/LV Substation BA***427 |  | 20 kV | _ | LV | 100 kVA :Pole Substation | 0.1 | --> | 0.1 | 0.084 | 0.14 |  | --> | 0.095 | 0 | 0.005 | 0.094 | 0 |  | --> | C12 ex CARRIGLAWN | Carriglawn [T41,T42] | WEXFORD |  | 52.3708 | -6.4482
MV/LV Substation KI***4277 |  | 10 kV | _ | LV | 400 kVA :Building Structure | 0.4 | --> | 0.4 | 0.332 | 0.9 |  | --> | 0.38 | 0 | 0 | 0.389 | 0 |  | --> | C19 ex CLONARD | Clonard [T41,T42] | WEXFORD |  | 52.3229 | -6.4836
MV/LV Substation GR***4280 |  | 10 kV | _ | LV | 400 kVA :Building Structure | 0.4 | --> | 0.4 | 0 | 0 | Constrained, otherwise capacity available =371 kVA | --> | 0.38 | 0 | 0 | 0.384 | 0 |  | --> | C11 ex MULGANNON | Mulgannon [T41,T42] | WEXFORD |  | 52.3345 | -6.4663
MV/LV Substation PL***4284 |  | 20 kV | _ | LV | 400 kVA :Kiosk Substation | 0.4 | --> | 0.4 | 0.4 | 1.4 |  | --> | 0.38 | 0 | 0 | 0.38 | 0 |  | --> | E20 ex KILLINICK | Killinick [T421,T422] | WEXFORD |  | 52.2315 | -6.5514
MV/LV Substation BA***428X |  | 20 kV | _ | LV | 100 kVA :Pole Substation | 0.1 | --> | 0.1 | 0.095 | 0.14 |  | --> | 0.095 | 0 | 0.01 | 0.088 | 0 |  | --> | C12 ex CARRIGLAWN | Carriglawn [T41,T42] | WEXFORD |  | 52.3711 | -6.4582
MV/LV Substation F+***4291 |  | 20 kV | _ | LV | 200 kVA :Pole Substation | 0.2 | --> | 0.2 | 0.175 | 1.4 |  | --> | 0.19 | 0 | 0 | 0.193 | 0 |  | --> | E11 ex KILLINICK | Killinick [T421,T422] | WEXFORD |  | 52.2313 | -6.6027
MV/LV Substation CR***4296 |  | 20 kV | _ | LV | 50 kVA :Pole Substation | 0.05 | --> | 0.05 | 0.05 | 1.4 |  | --> | 0.048 | 0 | 0 | 0.048 | 0 |  | --> | E20 ex KILLINICK | Killinick [T421,T422] | WEXFORD |  | 52.2406 | -6.5024
MV/LV Substation CA***4297 |  | 20 kV | _ | LV | 100 kVA :Pole Substation | 0.1 | --> | 0.1 | 0.065 | 16.12 |  | --> | 0.095 | 0 | 0 | 0.1 | 0 |  | --> | E21 ex WEXFORD | Wexford [T121,T122] | WEXFORD |  | 52.3899 | -6.4543
MV/LV Substation MU***4300 |  | 10 kV | _ | LV | 200 kVA :Kiosk Substation | 0.2 | --> | 0.2 | 0 | 0 | Constrained, otherwise capacity available =196 kVA | --> | 0.19 | 0 | 0 | 0.19 | 0 |  | --> | C12 ex MULGANNON | Mulgannon [T41,T42] | WEXFORD |  | 52.3243 | -6.4644
MV/LV Substation RA***4302 |  | 20 kV | _ | LV | 50 kVA :Pole Substation | 0.05 | --> | 0.05 | 0.05 | 16.12 |  | --> | 0.048 | 0 | 0 | 0.048 | 0 |  | --> | E17 ex WEXFORD | Wexford [T121,T122] | WEXFORD |  | 52.3108 | -6.7136
MV/LV Substation TI***4308 |  | 20 kV | _ | LV | 50 kVA :Pole Substation | 0.05 | --> | 0.05 | 0.05 | 1.4 |  | --> | 0.048 | 0 | 0 | 0.048 | 0 |  | --> | E11 ex KILLINICK | Killinick [T421,T422] | WEXFORD |  | 52.195 | -6.4958
MV/LV Substation P ***432Y |  | 10 kV | _ | LV | 100 kVA :Pole Substation | 0.1 | --> | 0.1 | 0.078 | 0.9 |  | --> | 0.095 | 0 | 0 | 0.098 | 0 |  | --> | C15 ex CLONARD | Clonard [T41,T42] | WEXFORD |  | 52.3279 | -6.4821
MV/LV Substation ST***432Z |  | 20 kV | _ | LV | 630 kVA :Kiosk Substation | 0.63 | --> | 0.63 | 0.5 | 1.4 |  | --> | 0.598 | 0 | 0.02 | 0.5 | 0 |  | --> | E12 ex KILLINICK | Killinick [T421,T422] | WEXFORD |  | 52.2363 | -6.3326
MV/LV Substation KE***4333 |  | 20 kV | _ | LV | 50 kVA :Pole Substation | 0.05 | --> | 0.05 | 0.05 | 16.12 |  | --> | 0.048 | 0 | 0 | 0.048 | 0 |  | --> | E12 ex WEXFORD | Wexford [T121,T122] | WEXFORD |  | 52.3465 | -6.5502
MV/LV Substation FA***4336 |  | 10 kV | _ | LV | 50 kVA :Pole Substation | 0.05 | --> | 0.05 | 0.05 | 0.14 |  | --> | 0.048 | 0 | 0 | 0.048 | 0 |  | --> | C16 ex CARRIGLAWN | Carriglawn [T41,T42] | WEXFORD |  | 52.3507 | -6.4805
MV/LV Substation J ***4337 |  | 20 kV | _ | LV | 50 kVA :Pole Substation | 0.05 | --> | 0.05 | 0.035 | 1.4 |  | --> | 0.048 | 0 | 0 | 0.05 | 0 |  | --> | E13 ex KILLINICK | Killinick [T421,T422] | WEXFORD |  | 52.2132 | -6.3694
MV/LV Substation BR***4339 |  | 20 kV | _ | LV | 200 kVA :Pole Substation | 0.2 | --> | 0.2 | 0.2 | 1.4 |  | --> | 0.19 | 0 | 0 | 0.19 | 0 |  | --> | E12 ex KILLINICK | Killinick [T421,T422] | WEXFORD |  | 52.2467 | -6.3456
MV/LV Substation CH***4348 |  | 10 kV | _ | LV | 400 kVA :Kiosk Substation | 0.4 | --> | 0.4 | 0.4 | 0.9 |  | --> | 0.38 | 0 | 0 | 0.38 | 0 |  | --> | C19 ex CLONARD | Clonard [T41,T42] | WEXFORD |  | 52.3214 | -6.4959
MV/LV Substation CA***434X |  | 10 kV | _ | LV | 50 kVA :Pole Substation | 0.05 | --> | 0.05 | 0 | 0.14 |  | --> | 0.048 | 0 | 0 | 0.056 | 0 |  | --> | C12 ex CARRIGLAWN | Carriglawn [T41,T42] | WEXFORD |  | 52.3455 | -6.453
MV/LV Substation CE***4356 |  | 10 kV | _ | LV | 50 kVA :Pole Substation | 0.05 | --> | 0.05 | 0.05 | 1.4 |  | --> | 0.048 | 0 | 0.01 | 0.04 | 0 |  | --> | E18 ex KILLINICK | Killinick [T421,T422] | WEXFORD |  | 52.2746 | -6.3927
MV/LV Substation KE***4357 |  | 10 kV | _ | LV | 630 kVA :Kiosk Substation | 0.63 | --> | 0.63 | 0 | 0 | Constrained, otherwise capacity available =536 kVA | --> | 0.598 | 0 | 0 | 0.5 | 0 |  | --> | C18 ex MULGANNON | Mulgannon [T41,T42] | WEXFORD |  | 52.3178 | -6.454
MV/LV Substation BA***435Z |  | 20 kV | _ | LV | 100 kVA :Pole Substation | 0.1 | --> | 0.1 | 0.095 | 16.12 |  | --> | 0.095 | 0 | 0 | 0.096 | 0 |  | --> | E21 ex WEXFORD | Wexford [T121,T122] | WEXFORD |  | 52.4047 | -6.3659
MV/LV Substation CL***4365 |  | 10 kV | _ | LV | 400 kVA :Kiosk Substation | 0.4 | --> | 0.4 | 0.4 | 0.9 |  | --> | 0.38 | 0 | 0 | 0.38 | 0 |  | --> | C19 ex CLONARD | Clonard [T41,T42] | WEXFORD |  | 52.3267 | -6.4929
MV/LV Substation HA***4369 |  | 20 kV | _ | LV | 50 kVA :Pole Substation | 0.05 | --> | 0.05 | 0.05 | 16.12 |  | --> | 0.048 | 0 | 0 | 0.048 | 0 |  | --> | E17 ex WEXFORD | Wexford [T121,T122] | WEXFORD |  | 52.3106 | -6.7292
MV/LV Substation CR***437 |  | 20 kV | _ | LV | 400 kVA :Kiosk Substation | 0.4 | --> | 0.4 | 0.143 | 0.14 | Constrained, otherwise capacity available =340 kVA | --> | 0.38 | 0 | 0.011 | 0.38 | 0 |  | --> | C12 ex CARRIGLAWN | Carriglawn [T41,T42] | WEXFORD |  | 52.3539 | -6.4519
MV/LV Substation CR***438 |  | 20 kV | _ | LV | 50 kVA :Pole Substation | 0.05 | --> | 0.05 | 0.031 | 0.14 |  | --> | 0.048 | 0 | 0.015 | 0.039 | 0 |  | --> | C12 ex CARRIGLAWN | Carriglawn [T41,T42] | WEXFORD |  | 52.3506 | -6.461
MV/LV Substation CA***4383 |  | 20 kV | _ | LV | 50 kVA :Pole Substation | 0.05 | --> | 0.05 | 0.05 | 16.12 |  | --> | 0.048 | 0 | 0 | 0.048 | 0 |  | --> | E20 ex WEXFORD | Wexford [T121,T122] | WEXFORD |  | 52.3246 | -6.5535
MV/LV Substation AR***4384 |  | 20 kV | _ | LV | 630 kVA :Kiosk Substation | 0.63 | --> | 0.63 | 0.143 | 0.14 | Constrained, otherwise capacity available =630 kVA | --> | 0.598 | 0 | 0 | 0.5 | 0 |  | --> | C12 ex CARRIGLAWN | Carriglawn [T41,T42] | WEXFORD |  | 52.3576 | -6.4512
MV/LV Substation SC***4385 |  | 10 kV | _ | LV | 400 kVA :Kiosk Substation | 0.4 | --> | 0.4 | 0 | 0 | Constrained, otherwise capacity available =400 kVA | --> | 0.38 | 0 | 0 | 0.38 | 0 |  | --> | C17 ex MULGANNON | Mulgannon [T41,T42] | WEXFORD |  | 52.3271 | -6.4534
MV/LV Substation GL***438X |  | 20 kV | _ | LV | 100 kVA :Pole Substation | 0.1 | --> | 0.1 | 0.089 | 16.12 |  | --> | 0.095 | 0 | 0 | 0.096 | 0 |  | --> | E21 ex WEXFORD | Wexford [T121,T122] | WEXFORD |  | 52.3998 | -6.4033
MV/LV Substation EL***439 |  | 10 kV | _ | LV | 200 kVA :Pole Substation | 0.2 | --> | 0.2 | 0.143 | 0.14 | Constrained, otherwise capacity available =150 kVA | --> | 0.19 | 0 | 0 | 0.197 | 0 |  | --> | C12 ex CARRIGLAWN | Carriglawn [T41,T42] | WEXFORD |  | 52.3463 | -6.4543
MV/LV Substation CU***4396 |  | 20 kV | _ | LV | 50 kVA :Pole Substation | 0.05 | --> | 0.05 | 0.048 | 16.12 |  | --> | 0.048 | 0 | 0 | 0.048 | 0 |  | --> | E21 ex WEXFORD | Wexford [T121,T122] | WEXFORD |  | 52.4035 | -6.3697
MV/LV Substation HE***439Z |  | 10 kV | _ | LV | 200 kVA :Kiosk Substation | 0.2 | --> | 0.2 | 0 | 0 | Constrained, otherwise capacity available =172 kVA | --> | 0.19 | 0 | 0.016 | 0.182 | 0 |  | --> | C11 ex MULGANNON | Mulgannon [T41,T42] | WEXFORD |  | 52.3279 | -6.4655
MV/LV Substation RO***4405 |  | 10 kV | _ | LV | 400 kVA :Kiosk Substation | 0.4 | --> | 0.4 | 0 | 0 | Constrained, otherwise capacity available =400 kVA | --> | 0.38 | 0 | 0 | 0.38 | 0 |  | --> | C18 ex MULGANNON | Mulgannon [T41,T42] | WEXFORD |  | 52.3226 | -6.4603
MV/LV Substation CA***4417 |  | 20 kV | _ | LV | 50 kVA :Pole Substation | 0.05 | --> | 0.05 | 0.05 | 1.4 |  | --> | 0.048 | 0 | 0 | 0.048 | 0 |  | --> | E13 ex KILLINICK | Killinick [T421,T422] | WEXFORD |  | 52.1873 | -6.3677
MV/LV Substation HI***441Y |  | 20 kV | _ | LV | 50 kVA :Pole Substation | 0.05 | --> | 0.05 | 0.042 | 1.4 |  | --> | 0.048 | 0 | 0 | 0.049 | 0 |  | --> | E12 ex KILLINICK | Killinick [T421,T422] | WEXFORD |  | 52.2382 | -6.4073
MV/LV Substation RO***4429 |  | 20 kV | _ | LV | 50 kVA :Pole Substation | 0.05 | --> | 0.05 | 0.05 | 16.12 |  | --> | 0.048 | 0 | 0 | 0.048 | 0 |  | --> | E17 ex WEXFORD | Wexford [T121,T122] | WEXFORD |  | 52.3019 | -6.7424
MV/LV Substation CA***4434 |  | 20 kV | _ | LV | 200 kVA :Pole Substation | 0.2 | --> | 0.2 | 0.2 | 1.4 |  | --> | 0.19 | 0 | 0 | 0.19 | 0 |  | --> | E13 ex KILLINICK | Killinick [T421,T422] | WEXFORD |  | 52.1978 | -6.3643
MV/LV Substation BA***4435 |  | 10 kV | _ | LV | 400 kVA :Kiosk Substation | 0.4 | --> | 0.4 | 0.4 | 1.4 |  | --> | 0.38 | 0 | 0 | 0.38 | 0 |  | --> | E18 ex KILLINICK | Killinick [T421,T422] | WEXFORD |  | 52.2662 | -6.3868
MV/LV Substation ED***4448 |  | 20 kV | _ | LV | 50 kVA :Pole Substation | 0.05 | --> | 0.05 | 0.05 | 16.12 |  | --> | 0.048 | 0 | 0 | 0.048 | 0 |  | --> | E20 ex WEXFORD | Wexford [T121,T122] | WEXFORD |  | 52.2685 | -6.5191
MV/LV Substation CL***4456 |  | 10 kV | _ | LV | 630 kVA :Kiosk Substation | 0.63 | --> | 0.63 | 0.5 | 0.9 |  | --> | 0.598 | 0 | 0 | 0.5 | 0 |  | --> | C15 ex CLONARD | Clonard [T41,T42] | WEXFORD |  | 52.3329 | -6.4795
MV/LV Substation AR***4470 |  | 10 kV | _ | LV | 630 kVA :Kiosk Substation | 0.63 | --> | 0.63 | 0 | 0 | Constrained, otherwise capacity available =630 kVA | --> | 0.598 | 0 | 0 | 0.5 | 0 |  | --> | C20 ex MULGANNON | Mulgannon [T41,T42] | WEXFORD |  | 52.3221 | -6.4771
MV/LV Substation AR***4471 |  | 10 kV | _ | LV | 630 kVA :Kiosk Substation | 0.63 | --> | 0.63 | 0 | 0 | Constrained, otherwise capacity available =630 kVA | --> | 0.598 | 0 | 0 | 0.5 | 0 |  | --> | C13 ex MULGANNON | Mulgannon [T41,T42] | WEXFORD |  | 52.3163 | -6.474
MV/LV Substation KI***4474 |  | 20 kV | _ | LV | 200 kVA :Pole Substation | 0.2 | --> | 0.2 | 0.2 | 1.4 |  | --> | 0.19 | 0 | 0 | 0.19 | 0 |  | --> | E11 ex KILLINICK | Killinick [T421,T422] | WEXFORD |  | 52.1799 | -6.5761
MV/LV Substation AN***4479 |  | 20 kV | _ | LV | 630 kVA :Kiosk Substation | 0.63 | --> | 0.63 | 0.5 | 16.12 |  | --> | 0.598 | 0 | 0 | 0.5 | 0 |  | --> | E21 ex WEXFORD | Wexford [T121,T122] | WEXFORD |  | 52.3809 | -6.4511
MV/LV Substation CO***4481 |  | 10 kV | _ | LV | 630 kVA :Kiosk Substation | 0.63 | --> | 0.63 | 0.5 | 16.12 |  | --> | 0.598 | 0 | 0 | 0.5 | 0 |  | --> | E14 ex WEXFORD | Wexford [T121,T122] | WEXFORD |  | 52.3363 | -6.4934
MV/LV Substation ST***4486 |  | 10 kV | _ | LV | 100 kVA :Pole Substation | 0.1 | --> | 0.1 | 0 | 0 | Constrained, otherwise capacity available =97 kVA | --> | 0.095 | 0 | 0 | 0.096 | 0 |  | --> | C17 ex MULGANNON | Mulgannon [T41,T42] | WEXFORD |  | 52.3279 | -6.4537
MV/LV Substation SC***4497 |  | 10 kV | _ | LV | 400 kVA :Kiosk Substation | 0.4 | --> | 0.4 | 0.383 | 0.9 |  | --> | 0.38 | 0 | 0 | 0.382 | 0 |  | --> | C19 ex CLONARD | Clonard [T41,T42] | WEXFORD |  | 52.3241 | -6.4844
MV/LV Substation ST***4498 |  | 10 kV | _ | LV | 400 kVA :Kiosk Substation | 0.4 | --> | 0.4 | 0 | 0 | Constrained, otherwise capacity available =400 kVA | --> | 0.38 | 0 | 0 | 0.38 | 0 |  | --> | C19 ex MULGANNON | Mulgannon [T41,T42] | WEXFORD |  | 52.3285 | -6.452
MV/LV Substation FO***4509 |  | 20 kV | _ | LV | 400 kVA :Kiosk Substation | 0.4 | --> | 0.4 | 0.4 | 16.12 |  | --> | 0.38 | 0 | 0 | 0.38 | 0 |  | --> | E20 ex WEXFORD | Wexford [T121,T122] | WEXFORD |  | 52.2869 | -6.5306
MV/LV Substation JA***450X |  | 10 kV | _ | LV | 50 kVA :Pole Substation | 0.05 | --> | 0.05 | 0 | 0 | Constrained, otherwise capacity available =45 kVA | --> | 0.048 | 0 | 0 | 0.048 | 0 |  | --> | C20 ex MULGANNON | Mulgannon [T41,T42] | WEXFORD |  | 52.2969 | -6.4469
MV/LV Substation CU***4510 |  | 20 kV | _ | LV | 630 kVA :Kiosk Substation | 0.63 | --> | 0.63 | 0.5 | 16.12 |  | --> | 0.598 | 0 | 0 | 0.5 | 0 |  | --> | E21 ex WEXFORD | Wexford [T121,T122] | WEXFORD |  | 52.396 | -6.377
MV/LV Substation TI***4519 |  | 20 kV | _ | LV | 50 kVA :Pole Substation | 0.05 | --> | 0.05 | 0.05 | 16.12 |  | --> | 0.048 | 0 | 0 | 0.048 | 0 |  | --> | E12 ex WEXFORD | Wexford [T121,T122] | WEXFORD |  | 52.402 | -6.5785
MV/LV Substation KI***451Z |  | 20 kV | _ | LV | 50 kVA :Pole Substation | 0.05 | --> | 0.05 | 0.049 | 1.4 |  | --> | 0.048 | 0 | 0 | 0.048 | 0 |  | --> | E11 ex KILLINICK | Killinick [T421,T422] | WEXFORD |  | 52.2078 | -6.6071
MV/LV Substation CU***452 |  | 20 kV | _ | LV | 100 kVA :Pole Substation | 0.1 | --> | 0.1 | 0.029 | 16.12 |  | --> | 0.095 | 0 | 0.008 | 0.098 | 0 |  | --> | E21 ex WEXFORD | Wexford [T121,T122] | WEXFORD |  | 52.3931 | -6.3888
MV/LV Substation BA***4523 |  | 20 kV | _ | LV | 50 kVA :Pole Substation | 0.05 | --> | 0.05 | 0.05 | 1.4 |  | --> | 0.048 | 0 | 0 | 0.048 | 0 |  | --> | E13 ex KILLINICK | Killinick [T421,T422] | WEXFORD |  | 52.2004 | -6.3749
MV/LV Substation AR***452Z |  | 20 kV | _ | LV | 630 kVA :Kiosk Substation | 0.63 | --> | 0.63 | 0.143 | 0.14 | Constrained, otherwise capacity available =225 kVA | --> | 0.598 | 0 | 0.022 | 0.5 | 0 |  | --> | C12 ex CARRIGLAWN | Carriglawn [T41,T42] | WEXFORD |  | 52.3594 | -6.4511
MV/LV Substation ST***4531 |  | 10 kV | _ | LV | 630 kVA :Kiosk Substation | 0.63 | --> | 0.63 | 0.5 | 16.12 |  | --> | 0.598 | 0 | 0 | 0.5 | 0 |  | --> | E19 ex WEXFORD | Wexford [T121,T122] | WEXFORD |  | 52.3371 | -6.5104
MV/LV Substation TO***4533 |  | 20 kV | _ | LV | 200 kVA :Pole Substation | 0.2 | --> | 0.2 | 0.2 | 1.4 |  | --> | 0.19 | 0 | 0 | 0.19 | 0 |  | --> | E12 ex KILLINICK | Killinick [T421,T422] | WEXFORD |  | 52.2456 | -6.386
MV/LV Substation SC***4534 |  | 10 kV | _ | LV | 50 kVA :Pole Substation | 0.05 | --> | 0.05 | 0.05 | 0.9 |  | --> | 0.048 | 0 | 0 | 0.048 | 0 |  | --> | C19 ex CLONARD | Clonard [T41,T42] | WEXFORD |  | 52.2872 | -6.4884
MV/LV Substation EU***4538 |  | 20 kV | _ | LV | 1000 kVA :Building Structure | 1 | --> | 1 | 0.5 | 1.4 |  | --> | 0.95 | 0 | 0.005 | 0.5 | 0 |  | --> | E17 ex KILLINICK | Killinick [T421,T422] | WEXFORD |  | 52.2509 | -6.3343
MV/LV Substation EU***4539 |  | 20 kV | _ | LV | 1000 kVA :Building Structure | 1 | --> | 1 | 0.5 | 1.4 |  | --> | 0.95 | 0 | 0.005 | 0.5 | 0 |  | --> | E17 ex KILLINICK | Killinick [T421,T422] | WEXFORD |  | 52.2518 | -6.3396
MV/LV Substation MO***453X |  | 10 kV | _ | LV | 50 kVA :Pole Substation | 0.05 | --> | 0.05 | 0 | 0 | Constrained, otherwise capacity available =44 kVA | --> | 0.048 | 0 | 0.01 | 0.041 | 0 |  | --> | C20 ex MULGANNON | Mulgannon [T41,T42] | WEXFORD |  | 52.3157 | -6.4834
MV/LV Substation EU***4540 |  | 20 kV | _ | LV | 1000 kVA :Building Structure | 1 | --> | 1 | 0.5 | 1.4 |  | --> | 0.95 | 0 | 0 | 0.5 | 0 |  | --> | E17 ex KILLINICK | Killinick [T421,T422] | WEXFORD |  | 52.2524 | -6.3461
MV/LV Substation EU***4541 |  | 20 kV | _ | LV | 1000 kVA :Building Structure | 1 | --> | 1 | 0.5 | 1.4 |  | --> | 0.95 | 0 | 0.02 | 0.5 | 0 |  | --> | E17 ex KILLINICK | Killinick [T421,T422] | WEXFORD |  | 52.253 | -6.3422
MV/LV Substation KI***4544 |  | 10 kV | _ | LV | 50 kVA :Pole Substation | 0.05 | --> | 0.05 | 0 | 0 | Constrained, otherwise capacity available =38 kVA | --> | 0.048 | 0 | 0.011 | 0.041 | 0 |  | --> | C20 ex MULGANNON | Mulgannon [T41,T42] | WEXFORD |  | 52.2886 | -6.4531
MV/LV Substation RA***4546 |  | 20 kV | _ | LV | 400 kVA :Kiosk Substation | 0.4 | --> | 0.4 | 0.4 | 16.12 |  | --> | 0.38 | 0 | 0 | 0.38 | 0 |  | --> | E21 ex WEXFORD | Wexford [T121,T122] | WEXFORD |  | 52.3922 | -6.4491
MV/LV Substation RA***4547 |  | 20 kV | _ | LV | 50 kVA :Pole Substation | 0.05 | --> | 0.05 | 0.05 | 16.12 |  | --> | 0.048 | 0 | 0 | 0.048 | 0 |  | --> | E21 ex WEXFORD | Wexford [T121,T122] | WEXFORD |  | 52.3914 | -6.3789
MV/LV Substation ST***455 |  | 20 kV | _ | LV | 200 kVA :Pole Substation | 0.2 | --> | 0.2 | 0.173 | 16.12 |  | --> | 0.19 | 0 | 0 | 0.194 | 0 |  | --> | E21 ex WEXFORD | Wexford [T121,T122] | WEXFORD |  | 52.3894 | -6.372
MV/LV Substation CO***4558 |  | 20 kV | _ | LV | 100 kVA :Pole Substation | 0.1 | --> | 0.1 | 0.1 | 16.12 |  | --> | 0.095 | 0 | 0 | 0.095 | 0 |  | --> | E17 ex WEXFORD | Wexford [T121,T122] | WEXFORD |  | 52.3072 | -6.6883
MV/LV Substation OL***455Z |  | 20 kV | _ | LV | 100 kVA :Pole Substation | 0.1 | --> | 0.1 | 0.082 | 16.12 |  | --> | 0.095 | 0 | 0.01 | 0.09 | 0 |  | --> | E17 ex WEXFORD | Wexford [T121,T122] | WEXFORD |  | 52.3386 | -6.6225
MV/LV Substation GA***4568 |  | 20 kV | _ | LV | 50 kVA :Pole Substation | 0.05 | --> | 0.05 | 0.049 | 16.12 |  | --> | 0.048 | 0 | 0 | 0.048 | 0 |  | --> | E21 ex WEXFORD | Wexford [T121,T122] | WEXFORD |  | 52.3714 | -6.504
MV/LV Substation LI***4578 |  | 10 kV | _ | LV | 400 kVA :Building Structure | 0.4 | --> | 0.4 | 0 | 0 | Constrained, otherwise capacity available =400 kVA | --> | 0.38 | 0 | 0 | 0.38 | 0 |  | --> | C18 ex MULGANNON | Mulgannon [T41,T42] | WEXFORD |  | 52.3193 | -6.4567
MV/LV Substation WA***4580 |  | 20 kV | _ | LV | 50 kVA :Pole Substation | 0.05 | --> | 0.05 | 0.05 | 1.4 |  | --> | 0.048 | 0 | 0 | 0.048 | 0 |  | --> | E20 ex KILLINICK | Killinick [T421,T422] | WEXFORD |  | 52.2604 | -6.4817
MV/LV Substation EA***4583 |  | 20 kV | _ | LV | 100 kVA :Pole Substation | 0.1 | --> | 0.1 | 0.1 | 1.4 |  | --> | 0.095 | 0 | 0 | 0.095 | 0 |  | --> | E12 ex KILLINICK | Killinick [T421,T422] | WEXFORD |  | 52.2436 | -6.3831
MV/LV Substation KE***4584 |  | 20 kV | _ | LV | 200 kVA :Pole Substation | 0.2 | --> | 0.2 | 0.143 | 0.14 | Constrained, otherwise capacity available =200 kVA | --> | 0.19 | 0 | 0 | 0.19 | 0 |  | --> | C12 ex CARRIGLAWN | Carriglawn [T41,T42] | WEXFORD |  | 52.3603 | -6.4517
MV/LV Substation GA***4586 |  | 20 kV | _ | LV | 50 kVA :Pole Substation | 0.05 | --> | 0.05 | 0.05 | 16.12 |  | --> | 0.048 | 0 | 0 | 0.048 | 0 |  | --> | E21 ex WEXFORD | Wexford [T121,T122] | WEXFORD |  | 52.3707 | -6.5045
MV/LV Substation KI***459X |  | 10 kV | _ | LV | 630 kVA :Kiosk Substation | 0.63 | --> | 0.63 | 0.5 | 0.9 |  | --> | 0.598 | 0 | 0.031 | 0.5 | 0 |  | --> | C16 ex CLONARD | Clonard [T41,T42] | WEXFORD |  | 52.3254 | -6.4885
MV/LV Substation BM***4604 |  | 20 kV | _ | LV | 50 kVA :Pole Substation | 0.05 | --> | 0.05 | 0.05 | 16.12 |  | --> | 0.048 | 0 | 0 | 0.048 | 0 |  | --> | E17 ex WEXFORD | Wexford [T121,T122] | WEXFORD |  | 52.2789 | -6.7163
MV/LV Substation RO***4605 |  | 10 kV | _ | LV | 630 kVA :Kiosk Substation | 0.63 | --> | 0.63 | 0.5 | 1.4 |  | --> | 0.598 | 0 | 0 | 0.5 | 0 |  | --> | E18 ex KILLINICK | Killinick [T421,T422] | WEXFORD |  | 52.2833 | -6.3947
MV/LV Substation CO***4606 |  | 10 kV | _ | LV | 630 kVA :Kiosk Substation | 0.63 | --> | 0.63 | 0.5 | 1.4 |  | --> | 0.598 | 0 | 0 | 0.5 | 0 |  | --> | E18 ex KILLINICK | Killinick [T421,T422] | WEXFORD |  | 52.2692 | -6.3851
MV/LV Substation SA***460Y |  | 10 kV | _ | LV | 630 kVA :Kiosk Substation | 0.63 | --> | 0.63 | 0.5 | 1.4 |  | --> | 0.598 | 0 | 0.01 | 0.5 | 0 |  | --> | E18 ex KILLINICK | Killinick [T421,T422] | WEXFORD |  | 52.2741 | -6.3875
MV/LV Substation CL***462Y |  | 20 kV | _ | LV | 200 kVA :Pole Substation | 0.2 | --> | 0.2 | 0.14 | 16.12 |  | --> | 0.19 | 0 | 0 | 0.198 | 0 |  | --> | E21 ex WEXFORD | Wexford [T121,T122] | WEXFORD |  | 52.3839 | -6.4463
MV/LV Substation BA***464 |  | 20 kV | _ | LV | 100 kVA :Pole Substation | 0.1 | --> | 0.1 | 0.084 | 16.12 |  | --> | 0.095 | 0 | 0 | 0.097 | 0 |  | --> | E21 ex WEXFORD | Wexford [T121,T122] | WEXFORD |  | 52.4125 | -6.3543
MV/LV Substation BA***465Y |  | 20 kV | _ | LV | 100 kVA :Pole Substation | 0.1 | --> | 0.1 | 0.093 | 16.12 |  | --> | 0.095 | 0 | 0.004 | 0.093 | 0 |  | --> | E21 ex WEXFORD | Wexford [T121,T122] | WEXFORD |  | 52.3837 | -6.4572
MV/LV Substation MU***466Y |  | 20 kV | _ | LV | 100 kVA :Pole Substation | 0.1 | --> | 0.1 | 0.08 | 16.12 |  | --> | 0.095 | 0 | 0.005 | 0.094 | 0 |  | --> | E20 ex WEXFORD | Wexford [T121,T122] | WEXFORD |  | 52.2865 | -6.522
MV/LV Substation LA***466Z |  | 20 kV | _ | LV | 100 kVA :Pole Substation | 0.1 | --> | 0.1 | 0.087 | 16.12 |  | --> | 0.095 | 0 | 0 | 0.097 | 0 |  | --> | E17 ex WEXFORD | Wexford [T121,T122] | WEXFORD |  | 52.3395 | -6.5677
MV/LV Substation BA***467 |  | 10 kV | _ | LV | 200 kVA :Pole Substation | 0.2 | --> | 0.2 | 0.11 | 0.14 |  | --> | 0.19 | 0 | 0.056 | 0.16 | 0 |  | --> | C16 ex CARRIGLAWN | Carriglawn [T41,T42] | WEXFORD |  | 52.3421 | -6.4978
MV/LV Substation AR***467Z |  | 10 kV | _ | LV | 200 kVA :Kiosk Substation | 0.2 | --> | 0.2 | 0 | 0 | Constrained, otherwise capacity available =158 kVA | --> | 0.19 | 0 | 0.029 | 0.174 | 0 |  | --> | C20 ex MULGANNON | Mulgannon [T41,T42] | WEXFORD |  | 52.3183 | -6.4747
MV/LV Substation RA***468 |  | 10 kV | _ | LV | 50 kVA :Pole Substation | 0.05 | --> | 0.05 | 0 | 0.14 |  | --> | 0.048 | 0 | 0.005 | 0.053 | 0 |  | --> | C16 ex CARRIGLAWN | Carriglawn [T41,T42] | WEXFORD |  | 52.3421 | -6.4899
MV/LV Substation AL***470 |  | 10 kV | _ | LV | 200 kVA :Kiosk Substation | 0.2 | --> | 0.2 | 0.143 | 0.14 | Constrained, otherwise capacity available =188 kVA | --> | 0.19 | 0 | 0.017 | 0.179 | 0 |  | --> | C16 ex CARRIGLAWN | Carriglawn [T41,T42] | WEXFORD |  | 52.3502 | -6.4915
MV/LV Substation LE***470X |  | 10 kV | _ | LV | 100 kVA :Pole Substation | 0.1 | --> | 0.1 | 0.081 | 0.9 |  | --> | 0.095 | 0 | 0 | 0.098 | 0 |  | --> | C19 ex CLONARD | Clonard [T41,T42] | WEXFORD |  | 52.2889 | -6.4642
MV/LV Substation OR***471X |  | 20 kV | _ | LV | 50 kVA :Pole Substation | 0.05 | --> | 0.05 | 0.038 | 1.4 |  | --> | 0.048 | 0 | 0 | 0.049 | 0 |  | --> | E20 ex KILLINICK | Killinick [T421,T422] | WEXFORD |  | 52.2654 | -6.4622
MV/LV Substation WH***472Z |  | 10 kV | _ | LV | 200 kVA :Kiosk Substation | 0.2 | --> | 0.2 | 0.13 | 0.9 |  | --> | 0.19 | 0 | 0.028 | 0.179 | 0 |  | --> | C15 ex CLONARD | Clonard [T41,T42] | WEXFORD |  | 52.3265 | -6.4718
MV/LV Substation TO***475 |  | 10 kV | _ | LV | 100 kVA :Pole Substation | 0.1 | --> | 0.1 | 0.074 | 0.9 |  | --> | 0.095 | 0 | 0 | 0.098 | 0 |  | --> | C15 ex CLONARD | Clonard [T41,T42] | WEXFORD |  | 52.337 | -6.4836
MV/LV Substation PE***477 |  | 10 kV | _ | LV | 50 kVA :Pole Substation | 0.05 | --> | 0.05 | 0 | 0 | Constrained, otherwise capacity available =6 kVA | --> | 0.048 | 0 | 0.011 | 0.045 | 0 |  | --> | C20 ex MULGANNON | Mulgannon [T41,T42] | WEXFORD |  | 52.3231 | -6.4744
MV/LV Substation KI***477Z |  | 10 kV | _ | LV | 100 kVA :Pole Substation | 0.1 | --> | 0.1 | 0 | 0 | Constrained, otherwise capacity available =97 kVA | --> | 0.095 | 0 | 0.005 | 0.092 | 0 |  | --> | C20 ex MULGANNON | Mulgannon [T41,T42] | WEXFORD |  | 52.2808 | -6.4507
MV/LV Substation OA***484Y |  | 20 kV | _ | LV | 50 kVA :Pole Substation | 0.05 | --> | 0.05 | 0.05 | 16.12 |  | --> | 0.048 | 0 | 0 | 0.048 | 0 |  | --> | E21 ex WEXFORD | Wexford [T121,T122] | WEXFORD |  | 52.3498 | -6.5115
MV/LV Substation CO***484Z |  | 20 kV | _ | LV | 100 kVA :Pole Substation | 0.1 | --> | 0.1 | 0.1 | 1.4 |  | --> | 0.095 | 0 | 0 | 0.095 | 0 |  | --> | E20 ex KILLINICK | Killinick [T421,T422] | WEXFORD |  | 52.2499 | -6.506
MV/LV Substation WH***490X |  | 10 kV | _ | LV | 200 kVA :Pole Substation | 0.2 | --> | 0.2 | 0.166 | 1.4 |  | --> | 0.19 | 0 | 0.016 | 0.183 | 0 |  | --> | E18 ex KILLINICK | Killinick [T421,T422] | WEXFORD |  | 52.2772 | -6.3949
MV/LV Substation RA***498X |  | 20 kV | _ | LV | 100 kVA :Pole Substation | 0.1 | --> | 0.1 | 0.082 | 1.4 |  | --> | 0.095 | 0 | 0 | 0.097 | 0 |  | --> | E13 ex KILLINICK | Killinick [T421,T422] | WEXFORD |  | 52.2211 | -6.3609
MV/LV Substation BA***499X |  | 20 kV | _ | LV | 100 kVA :Pole Substation | 0.1 | --> | 0.1 | 0.09 | 1.4 |  | --> | 0.095 | 0 | 0.012 | 0.088 | 0 |  | --> | E13 ex KILLINICK | Killinick [T421,T422] | WEXFORD |  | 52.2247 | -6.3544
MV/LV Substation CO***500Y |  | 10 kV | _ | LV | 200 kVA :Kiosk Substation | 0.2 | --> | 0.2 | 0.15 | 0.9 |  | --> | 0.19 | 0 | 0.01 | 0.189 | 0 |  | --> | C15 ex CLONARD | Clonard [T41,T42] | WEXFORD |  | 52.3367 | -6.4843
MV/LV Substation EA***501X |  | 20 kV | _ | LV | 100 kVA :Pole Substation | 0.1 | --> | 0.1 | 0.092 | 1.4 |  | --> | 0.095 | 0 | 0 | 0.096 | 0 |  | --> | E13 ex KILLINICK | Killinick [T421,T422] | WEXFORD |  | 52.2134 | -6.381
MV/LV Substation ME***502Y |  | 10 kV | _ | LV | 630 kVA :Kiosk Substation | 0.63 | --> | 0.63 | 0.143 | 0.14 | Constrained, otherwise capacity available =564 kVA | --> | 0.598 | 0 | 0 | 0.5 | 0 |  | --> | C15 ex CARRIGLAWN | Carriglawn [T41,T42] | WEXFORD |  | 52.3398 | -6.4665
MV/LV Substation BA***504 |  | 10 kV | _ | LV | 100 kVA :Pole Substation | 0.1 | --> | 0.1 | 0.07 | 0.9 |  | --> | 0.095 | 0 | 0.013 | 0.089 | 0 |  | --> | C19 ex CLONARD | Clonard [T41,T42] | WEXFORD |  | 52.2876 | -6.473
MV/LV Substation BO***504X |  | 20 kV | _ | LV | 100 kVA :Pole Substation | 0.1 | --> | 0.1 | 0.047 | 1.4 |  | --> | 0.095 | 0 | 0.005 | 0.098 | 0 |  | --> | E12 ex KILLINICK | Killinick [T421,T422] | WEXFORD |  | 52.2472 | -6.3453
MV/LV Substation BA***505 |  | 20 kV | _ | LV | 50 kVA :Pole Substation | 0.05 | --> | 0.05 | 0.014 | 1.4 |  | --> | 0.048 | 0 | 0 | 0.052 | 0 |  | --> | E20 ex KILLINICK | Killinick [T421,T422] | WEXFORD |  | 52.2805 | -6.4634
MV/LV Substation FO***505Y |  | 20 kV | _ | LV | 100 kVA :Pole Substation | 0.1 | --> | 0.1 | 0.095 | 16.12 |  | --> | 0.095 | 0 | 0.005 | 0.092 | 0 |  | --> | E20 ex WEXFORD | Wexford [T121,T122] | WEXFORD |  | 52.2988 | -6.5685
MV/LV Substation KI***506 |  | 20 kV | _ | LV | 100 kVA :Pole Substation | 0.1 | --> | 0.1 | 0.083 | 1.4 |  | --> | 0.095 | 0 | 0 | 0.097 | 0 |  | --> | E20 ex KILLINICK | Killinick [T421,T422] | WEXFORD |  | 52.2787 | -6.467
MV/LV Substation WA***509 |  | 20 kV | _ | LV | 50 kVA :Pole Substation | 0.05 | --> | 0.05 | 0.024 | 1.4 |  | --> | 0.048 | 0 | 0.01 | 0.044 | 0 |  | --> | E20 ex KILLINICK | Killinick [T421,T422] | WEXFORD |  | 52.2593 | -6.4837
MV/LV Substation FA***512X |  | 20 kV | _ | LV | 50 kVA :Pole Substation | 0.05 | --> | 0.05 | 0.041 | 16.12 |  | --> | 0.048 | 0 | 0 | 0.049 | 0 |  | --> | E20 ex WEXFORD | Wexford [T121,T122] | WEXFORD |  | 52.2744 | -6.5317
MV/LV Substation NE***512Y |  | 10 kV | _ | LV | 200 kVA :Kiosk Substation | 0.2 | --> | 0.2 | 0.172 | 0.9 |  | --> | 0.19 | 0 | 0.005 | 0.19 | 0 |  | --> | C15 ex CLONARD | Clonard [T41,T42] | WEXFORD |  | 52.3412 | -6.486
MV/LV Substation MA***515Y |  | 10 kV | _ | LV | 200 kVA :Pole Substation | 0.2 | --> | 0.2 | 0.151 | 1.4 |  | --> | 0.19 | 0 | 0.056 | 0.155 | 0 |  | --> | E18 ex KILLINICK | Killinick [T421,T422] | WEXFORD |  | 52.2651 | -6.394
MV/LV Substation BA***519Y |  | 20 kV | _ | LV | 50 kVA :Pole Substation | 0.05 | --> | 0.05 | 0.044 | 16.12 |  | --> | 0.048 | 0 | 0 | 0.048 | 0 |  | --> | E17 ex WEXFORD | Wexford [T121,T122] | WEXFORD |  | 52.2808 | -6.7167
MV/LV Substation WO***520Z |  | 20 kV | _ | LV | 400 kVA :Kiosk Substation | 0.4 | --> | 0.4 | 0.342 | 16.12 |  | --> | 0.38 | 0 | 0.03 | 0.366 | 0 |  | --> | E21 ex WEXFORD | Wexford [T121,T122] | WEXFORD |  | 52.3896 | -6.4441
MV/LV Substation FE***524Z |  | 20 kV | _ | LV | 100 kVA :Pole Substation | 0.1 | --> | 0.1 | 0.069 | 0.14 |  | --> | 0.095 | 0 | 0 | 0.099 | 0 |  | --> | C12 ex CARRIGLAWN | Carriglawn [T41,T42] | WEXFORD |  | 52.35 | -6.454
MV/LV Substation CE***525Y |  | 10 kV | _ | LV | 200 kVA :Pole Substation | 0.2 | --> | 0.2 | 0.115 | 1.4 |  | --> | 0.19 | 0 | 0.024 | 0.184 | 0 |  | --> | E18 ex KILLINICK | Killinick [T421,T422] | WEXFORD |  | 52.2799 | -6.3943
MV/LV Substation CA***526Y |  | 20 kV | _ | LV | 50 kVA :Pole Substation | 0.05 | --> | 0.05 | 0.027 | 16.12 |  | --> | 0.048 | 0 | 0.01 | 0.043 | 0 |  | --> | E21 ex WEXFORD | Wexford [T121,T122] | WEXFORD |  | 52.3848 | -6.4559
MV/LV Substation HA***528X |  | 20 kV | _ | LV | 100 kVA :Pole Substation | 0.1 | --> | 0.1 | 0.1 | 1.4 |  | --> | 0.095 | 0 | 0 | 0.095 | 0 |  | --> | E20 ex KILLINICK | Killinick [T421,T422] | WEXFORD |  | 52.2487 | -6.5023
MV/LV Substation MA***529X |  | 20 kV | _ | LV | 50 kVA :Pole Substation | 0.05 | --> | 0.05 | 0.049 | 1.4 |  | --> | 0.048 | 0 | 0 | 0.048 | 0 |  | --> | E20 ex KILLINICK | Killinick [T421,T422] | WEXFORD |  | 52.2494 | -6.522
MV/LV Substation BR***532 |  | 20 kV | _ | LV | 50 kVA :Pole Substation | 0.05 | --> | 0.05 | 0.045 | 1.4 |  | --> | 0.048 | 0 | 0 | 0.048 | 0 |  | --> | E20 ex KILLINICK | Killinick [T421,T422] | WEXFORD |  | 52.2364 | -6.5515
MV/LV Substation BA***532X |  | 20 kV | _ | LV | 100 kVA :Pole Substation | 0.1 | --> | 0.1 | 0.079 | 1.4 |  | --> | 0.095 | 0 | 0.005 | 0.094 | 0 |  | --> | E20 ex KILLINICK | Killinick [T421,T422] | WEXFORD |  | 52.2432 | -6.49
MV/LV Substation CU***533Z |  | 20 kV | _ | LV | 200 kVA :Pole Substation | 0.2 | --> | 0.2 | 0.189 | 16.12 |  | --> | 0.19 | 0 | 0 | 0.192 | 0 |  | --> | E21 ex WEXFORD | Wexford [T121,T122] | WEXFORD |  | 52.384 | -6.3769
MV/LV Substation BR***534 |  | 20 kV | _ | LV | 100 kVA :Pole Substation | 0.1 | --> | 0.1 | 0.08 | 1.4 |  | --> | 0.095 | 0 | 0 | 0.098 | 0 |  | --> | E20 ex KILLINICK | Killinick [T421,T422] | WEXFORD |  | 52.2324 | -6.5519
MV/LV Substation SL***534Y |  | 20 kV | _ | LV | 100 kVA :Pole Substation | 0.1 | --> | 0.1 | 0.097 | 16.12 |  | --> | 0.095 | 0 | 0 | 0.095 | 0 |  | --> | E21 ex WEXFORD | Wexford [T121,T122] | WEXFORD |  | 52.3623 | -6.5236
MV/LV Substation KI***536 |  | 20 kV | _ | LV | 100 kVA :Pole Substation | 0.1 | --> | 0.1 | 0.076 | 1.4 |  | --> | 0.095 | 0 | 0 | 0.098 | 0 |  | --> | E20 ex KILLINICK | Killinick [T421,T422] | WEXFORD |  | 52.2567 | -6.4552
MV/LV Substation TI***537X |  | 20 kV | _ | LV | 50 kVA :Pole Substation | 0.05 | --> | 0.05 | 0.049 | 1.4 |  | --> | 0.048 | 0 | 0 | 0.048 | 0 |  | --> | E11 ex KILLINICK | Killinick [T421,T422] | WEXFORD |  | 52.1977 | -6.4971
MV/LV Substation L ***538Y |  | 10 kV | _ | LV | 630 kVA :Kiosk Substation | 0.63 | --> | 0.63 | 0 | 0 | Constrained, otherwise capacity available =568 kVA | --> | 0.598 | 0 | 0 | 0.5 | 0 |  | --> | C14 ex MULGANNON | Mulgannon [T41,T42] | WEXFORD |  | 52.3388 | -6.4604
MV/LV Substation BA***541Y |  | 20 kV | _ | LV | 50 kVA :Pole Substation | 0.05 | --> | 0.05 | 0.026 | 1.4 |  | --> | 0.048 | 0 | 0.005 | 0.047 | 0 |  | --> | E20 ex KILLINICK | Killinick [T421,T422] | WEXFORD |  | 52.2363 | -6.5832
MV/LV Substation ST***542Y |  | 20 kV | _ | LV | 200 kVA :Kiosk Substation | 0.2 | --> | 0.2 | 0.113 | 1.4 |  | --> | 0.19 | 0 | 0.027 | 0.182 | 0 |  | --> | E12 ex KILLINICK | Killinick [T421,T422] | WEXFORD |  | 52.2459 | -6.3331
MV/LV Substation OL***543 |  | 20 kV | _ | LV | 50 kVA :Pole Substation | 0.05 | --> | 0.05 | 0.048 | 1.4 |  | --> | 0.048 | 0 | 0 | 0.048 | 0 |  | --> | E20 ex KILLINICK | Killinick [T421,T422] | WEXFORD |  | 52.2334 | -6.562
MV/LV Substation MU***547Z |  | 20 kV | _ | LV | 100 kVA :Pole Substation | 0.1 | --> | 0.1 | 0.035 | 16.12 |  | --> | 0.095 | 0 | 0.015 | 0.092 | 0 |  | --> | E20 ex WEXFORD | Wexford [T121,T122] | WEXFORD |  | 52.287 | -6.5292
MV/LV Substation RI***548X |  | 20 kV | _ | LV | 100 kVA :Pole Substation | 0.1 | --> | 0.1 | 0.052 | 1.4 |  | --> | 0.095 | 0 | 0 | 0.101 | 0 |  | --> | E11 ex KILLINICK | Killinick [T421,T422] | WEXFORD |  | 52.1894 | -6.5169
MV/LV Substation BA***550Z |  | 20 kV | _ | LV | 100 kVA :Pole Substation | 0.1 | --> | 0.1 | 0.089 | 16.12 |  | --> | 0.095 | 0 | 0.05 | 0.059 | 0 |  | --> | E21 ex WEXFORD | Wexford [T121,T122] | WEXFORD |  | 52.3955 | -6.4022
MV/LV Substation KE***551Z |  | 10 kV | _ | LV | 100 kVA :Pole Substation | 0.1 | --> | 0.1 | 0 | 0 | Constrained, otherwise capacity available =59 kVA | --> | 0.095 | 0 | 0.047 | 0.066 | 0 |  | --> | C18 ex MULGANNON | Mulgannon [T41,T42] | WEXFORD |  | 52.3183 | -6.4554
MV/LV Substation SA***553X |  | 20 kV | _ | LV | 200 kVA :Pole Substation | 0.2 | --> | 0.2 | 0.114 | 1.4 |  | --> | 0.19 | 0 | 0.027 | 0.181 | 0 |  | --> | E11 ex KILLINICK | Killinick [T421,T422] | WEXFORD |  | 52.1781 | -6.585
MV/LV Substation RI***554 |  | 20 kV | _ | LV | 50 kVA :Pole Substation | 0.05 | --> | 0.05 | 0.049 | 1.4 |  | --> | 0.048 | 0 | 0 | 0.048 | 0 |  | --> | E11 ex KILLINICK | Killinick [T421,T422] | WEXFORD |  | 52.2109 | -6.611
MV/LV Substation CA***554Y |  | 20 kV | _ | LV | 50 kVA :Pole Substation | 0.05 | --> | 0.05 | 0.045 | 16.12 |  | --> | 0.048 | 0 | 0.01 | 0.041 | 0 |  | --> | E21 ex WEXFORD | Wexford [T121,T122] | WEXFORD |  | 52.3872 | -6.4498
MV/LV Substation KI***556Y |  | 20 kV | _ | LV | 100 kVA :Pole Substation | 0.1 | --> | 0.1 | 0.044 | 1.4 |  | --> | 0.095 | 0 | 0.034 | 0.077 | 0 |  | --> | E12 ex KILLINICK | Killinick [T421,T422] | WEXFORD |  | 52.2426 | -6.3571
MV/LV Substation DO***557Y |  | 20 kV | _ | LV | 400 kVA :Kiosk Substation | 0.4 | --> | 0.4 | 0.4 | 1.4 |  | --> | 0.38 | 0 | 0 | 0.38 | 0 |  | --> | E13 ex KILLINICK | Killinick [T421,T422] | WEXFORD |  | 52.2007 | -6.3543
MV/LV Substation PF***559Z |  | 10 kV | _ | LV | 400 kVA :Building Structure | 0.4 | --> | 0.4 | 0 | 0 | Constrained, otherwise capacity available =232 kVA | --> | 0.38 | 0 | 0 | 0.39 | 0 |  | --> | C13 ex MULGANNON | Mulgannon [T41,T42] | WEXFORD |  | 52.3094 | -6.462
MV/LV Substation PA***564Y |  | 10 kV | _ | LV | 200 kVA :Kiosk Substation | 0.2 | --> | 0.2 | 0.104 | 0.14 |  | --> | 0.19 | 0 | 0.097 | 0.131 | 0 |  | --> | C15 ex CARRIGLAWN | Carriglawn [T41,T42] | WEXFORD |  | 52.3456 | -6.4825
MV/LV Substation RA***568 |  | 20 kV | _ | LV | 50 kVA :Pole Substation | 0.05 | --> | 0.05 | 0.049 | 1.4 |  | --> | 0.048 | 0 | 0 | 0.048 | 0 |  | --> | E20 ex KILLINICK | Killinick [T421,T422] | WEXFORD |  | 52.24 | -6.5888
MV/LV Substation ST***569Y |  | 20 kV | _ | LV | 50 kVA :Pole Substation | 0.05 | --> | 0.05 | 0.047 | 1.4 |  | --> | 0.048 | 0 | 0 | 0.048 | 0 |  | --> | E12 ex KILLINICK | Killinick [T421,T422] | WEXFORD |  | 52.2444 | -6.3362
MV/LV Substation TA***569Z |  | 20 kV | _ | LV | 200 kVA :Pole Substation | 0.2 | --> | 0.2 | 0.168 | 16.12 |  | --> | 0.19 | 0 | 0 | 0.194 | 0 |  | --> | E17 ex WEXFORD | Wexford [T121,T122] | WEXFORD |  | 52.3252 | -6.6581
MV/LV Substation RO***570Y |  | 10 kV | _ | LV | 100 kVA :Pole Substation | 0.1 | --> | 0.1 | 0.089 | 1.4 |  | --> | 0.095 | 0 | 0.005 | 0.093 | 0 |  | --> | E18 ex KILLINICK | Killinick [T421,T422] | WEXFORD |  | 52.2665 | -6.3868
MV/LV Substation CA***572X |  | 20 kV | _ | LV | 200 kVA :Pole Substation | 0.2 | --> | 0.2 | 0.152 | 16.12 |  | --> | 0.19 | 0 | 0.005 | 0.193 | 0 |  | --> | E20 ex WEXFORD | Wexford [T121,T122] | WEXFORD |  | 52.2919 | -6.5838
MV/LV Substation BA***576 |  | 20 kV | _ | LV | 50 kVA :Pole Substation | 0.05 | --> | 0.05 | 0.039 | 1.4 |  | --> | 0.048 | 0 | 0.01 | 0.042 | 0 |  | --> | E20 ex KILLINICK | Killinick [T421,T422] | WEXFORD |  | 52.2688 | -6.6159
MV/LV Substation RA***577Y |  | 20 kV | _ | LV | 200 kVA :Kiosk Substation | 0.2 | --> | 0.2 | 0.082 | 1.4 |  | --> | 0.19 | 0 | 0.05 | 0.168 | 0 |  | --> | E11 ex KILLINICK | Killinick [T421,T422] | WEXFORD |  | 52.2332 | -6.6006
MV/LV Substation LA***579Y |  | 20 kV | _ | LV | 200 kVA :Kiosk Substation | 0.2 | --> | 0.2 | 0.162 | 1.4 |  | --> | 0.19 | 0 | 0.01 | 0.188 | 0 |  | --> | E13 ex KILLINICK | Killinick [T421,T422] | WEXFORD |  | 52.2106 | -6.3809
MV/LV Substation LA***585Z |  | 20 kV | _ | LV | 50 kVA :Pole Substation | 0.05 | --> | 0.05 | 0.048 | 1.4 |  | --> | 0.048 | 0 | 0 | 0.048 | 0 |  | --> | E13 ex KILLINICK | Killinick [T421,T422] | WEXFORD |  | 52.2117 | -6.3786
MV/LV Substation RA***586Y |  | 20 kV | _ | LV | 50 kVA :Pole Substation | 0.05 | --> | 0.05 | 0.038 | 1.4 |  | --> | 0.048 | 0 | 0 | 0.049 | 0 |  | --> | E20 ex KILLINICK | Killinick [T421,T422] | WEXFORD |  | 52.2681 | -6.4835
MV/LV Substation CO***589Y |  | 20 kV | _ | LV | 50 kVA :Pole Substation | 0.05 | --> | 0.05 | 0.047 | 0.2 |  | --> | 0.048 | 0 | 0.006 | 0 | 0 | Constrained, otherwise capacity available =44 kW | --> | E15 ex BEALISTOWN | Bealistown [T421,T422] | GREAT ISLAND |  | 52.2643 | -6.744
MV/LV Substation WO***591 |  | 20 kV | _ | LV | 100 kVA :Pole Substation | 0.1 | --> | 0.1 | 0.095 | 1.4 |  | --> | 0.095 | 0 | 0 | 0.096 | 0 |  | --> | E11 ex KILLINICK | Killinick [T421,T422] | WEXFORD |  | 52.223 | -6.5425
MV/LV Substation KI***594 |  | 20 kV | _ | LV | 200 kVA :Pole Substation | 0.2 | --> | 0.2 | 0.099 | 1.4 |  | --> | 0.19 | 0 | 0.011 | 0.195 | 0 |  | --> | E11 ex KILLINICK | Killinick [T421,T422] | WEXFORD |  | 52.2043 | -6.5491
MV/LV Substation FE***594Y |  | 10 kV | _ | LV | 200 kVA :Kiosk Substation | 0.2 | --> | 0.2 | 0.028 | 0.9 |  | --> | 0.19 | 0 | 0 | 0.212 | 0 |  | --> | C15 ex CLONARD | Clonard [T41,T42] | WEXFORD |  | 52.3343 | -6.4855
MV/LV Substation SH***594Z |  | 10 kV | _ | LV | 100 kVA :Pole Substation | 0.1 | --> | 0.1 | 0 | 0 | Constrained, otherwise capacity available =86 kVA | --> | 0.095 | 0 | 0.009 | 0.09 | 0 |  | --> | C17 ex MULGANNON | Mulgannon [T41,T42] | WEXFORD |  | 52.3249 | -6.4533
MV/LV Substation DA***599X |  | 20 kV | _ | LV | 50 kVA :Pole Substation | 0.05 | --> | 0.05 | 0.046 | 0.2 |  | --> | 0.048 | 0 | 0 | 0 | 0 | Constrained, otherwise capacity available =48 kW | --> | E15 ex BEALISTOWN | Bealistown [T421,T422] | GREAT ISLAND |  | 52.2487 | -6.7359
MV/LV Substation FO***600Y |  | 10 kV | _ | LV | 100 kVA :Pole Substation | 0.1 | --> | 0.1 | 0.098 | 0.9 |  | --> | 0.095 | 0 | 0 | 0.095 | 0 |  | --> | C19 ex CLONARD | Clonard [T41,T42] | WEXFORD |  | 52.3114 | -6.5388
MV/LV Substation CA***603Y |  | 10 kV | _ | LV | 200 kVA :Kiosk Substation | 0.2 | --> | 0.2 | 0.164 | 0.9 |  | --> | 0.19 | 0 | 0.01 | 0.187 | 0 |  | --> | C19 ex CLONARD | Clonard [T41,T42] | WEXFORD |  | 52.2891 | -6.4876
MV/LV Substation RI***603Z |  | 20 kV | _ | LV | 200 kVA :Kiosk Substation | 0.2 | --> | 0.2 | 0.178 | 16.12 |  | --> | 0.19 | 0 | 0.005 | 0.189 | 0 |  | --> | E21 ex WEXFORD | Wexford [T121,T122] | WEXFORD |  | 52.3933 | -6.3923
MV/LV Substation KI***605X |  | 20 kV | _ | LV | 50 kVA :Pole Substation | 0.05 | --> | 0.05 | 0.045 | 0.2 |  | --> | 0.048 | 0 | 0 | 0 | 0 | Constrained, otherwise capacity available =48 kW | --> | E15 ex BEALISTOWN | Bealistown [T421,T422] | GREAT ISLAND |  | 52.2396 | -6.738
MV/LV Substation KE***605Z |  | 10 kV | _ | LV | 200 kVA :Pole Substation | 0.2 | --> | 0.2 | 0 | 0 | Constrained, otherwise capacity available =144 kVA | --> | 0.19 | 0 | 0.05 | 0.16 | 0 |  | --> | C18 ex MULGANNON | Mulgannon [T41,T42] | WEXFORD |  | 52.3145 | -6.4534
MV/LV Substation CA***606X |  | 20 kV | _ | LV | 200 kVA :Pole Substation | 0.2 | --> | 0.2 | 0.155 | 0.2 |  | --> | 0.19 | 0 | 0 | 0 | 0 | Constrained, otherwise capacity available =196 kW | --> | E15 ex BEALISTOWN | Bealistown [T421,T422] | GREAT ISLAND |  | 52.2409 | -6.7323
MV/LV Substation JO***606Y |  | 10 kV | _ | LV | 50 kVA :Pole Substation | 0.05 | --> | 0.05 | 0.042 | 0.9 |  | --> | 0.048 | 0 | 0 | 0.049 | 0 |  | --> | C19 ex CLONARD | Clonard [T41,T42] | WEXFORD |  | 52.2893 | -6.5168
MV/LV Substation RE***607Y |  | 10 kV | _ | LV | 200 kVA :Pole Substation | 0.2 | --> | 0.2 | 0.01 | 0.9 |  | --> | 0.19 | 0 | 0 | 0.214 | 0 |  | --> | C16 ex CLONARD | Clonard [T41,T42] | WEXFORD |  | 52.3287 | -6.4885
MV/LV Substation TA***611Z |  | 20 kV | _ | LV | 100 kVA :Pole Substation | 0.1 | --> | 0.1 | 0.089 | 1.4 |  | --> | 0.095 | 0 | 0 | 0.097 | 0 |  | --> | E20 ex KILLINICK | Killinick [T421,T422] | WEXFORD |  | 52.259 | -6.4895
MV/LV Substation CH***612Z |  | 20 kV | _ | LV | 100 kVA :Pole Substation | 0.1 | --> | 0.1 | 0.079 | 1.4 |  | --> | 0.095 | 0 | 0 | 0.098 | 0 |  | --> | E20 ex KILLINICK | Killinick [T421,T422] | WEXFORD |  | 52.2506 | -6.5142
MV/LV Substation CR***613 |  | 20 kV | _ | LV | 100 kVA :Pole Substation | 0.1 | --> | 0.1 | 0.054 | 1.4 |  | --> | 0.095 | 0 | 0.011 | 0.093 | 0 |  | --> | E11 ex KILLINICK | Killinick [T421,T422] | WEXFORD |  | 52.1763 | -6.5879
MV/LV Substation NE***613Y |  | 10 kV | _ | LV | 200 kVA :Pole Substation | 0.2 | --> | 0.2 | 0.143 | 0.14 | Constrained, otherwise capacity available =157 kVA | --> | 0.19 | 0 | 0.008 | 0.19 | 0 |  | --> | C15 ex CARRIGLAWN | Carriglawn [T41,T42] | WEXFORD |  | 52.3398 | -6.482
MV/LV Substation HA***613Z |  | 20 kV | _ | LV | 50 kVA :Pole Substation | 0.05 | --> | 0.05 | 0.036 | 1.4 |  | --> | 0.048 | 0 | 0 | 0.049 | 0 |  | --> | E20 ex KILLINICK | Killinick [T421,T422] | WEXFORD |  | 52.2547 | -6.5042
MV/LV Substation SN***614Z |  | 20 kV | _ | LV | 100 kVA :Pole Substation | 0.1 | --> | 0.1 | 0.091 | 1.4 |  | --> | 0.095 | 0 | 0 | 0.096 | 0 |  | --> | E20 ex KILLINICK | Killinick [T421,T422] | WEXFORD |  | 52.2613 | -6.4829
MV/LV Substation FU***615 |  | 20 kV | _ | LV | 50 kVA :Pole Substation | 0.05 | --> | 0.05 | 0.031 | 1.4 |  | --> | 0.048 | 0 | 0.011 | 0.042 | 0 |  | --> | E11 ex KILLINICK | Killinick [T421,T422] | WEXFORD |  | 52.2165 | -6.5285
MV/LV Substation BA***616Z |  | 20 kV | _ | LV | 50 kVA :Pole Substation | 0.05 | --> | 0.05 | 0.035 | 16.12 |  | --> | 0.048 | 0 | 0 | 0.05 | 0 |  | --> | E21 ex WEXFORD | Wexford [T121,T122] | WEXFORD |  | 52.341 | -6.5388
MV/LV Substation AR***619Z |  | 20 kV | _ | LV | 400 kVA :Kiosk Substation | 0.4 | --> | 0.4 | 0.224 | 16.12 |  | --> | 0.38 | 0 | 0.042 | 0.372 | 0 |  | --> | E21 ex WEXFORD | Wexford [T121,T122] | WEXFORD |  | 52.39 | -6.4503
MV/LV Substation PI***622Y |  | 10 kV | _ | LV | 200 kVA :Pole Substation | 0.2 | --> | 0.2 | 0.147 | 0.9 |  | --> | 0.19 | 0 | 0.002 | 0.196 | 0 |  | --> | C19 ex CLONARD | Clonard [T41,T42] | WEXFORD |  | 52.288 | -6.4874
MV/LV Substation DO***623Z |  | 20 kV | _ | LV | 630 kVA :Kiosk Substation | 0.63 | --> | 0.63 | 0.5 | 1.4 |  | --> | 0.598 | 0 | 0 | 0.5 | 0 |  | --> | E13 ex KILLINICK | Killinick [T421,T422] | WEXFORD |  | 52.199 | -6.3578
MV/LV Substation ST***624Z |  | 20 kV | _ | LV | 400 kVA :Kiosk Substation | 0.4 | --> | 0.4 | 0.364 | 1.4 |  | --> | 0.38 | 0 | 0.006 | 0.38 | 0 |  | --> | E12 ex KILLINICK | Killinick [T421,T422] | WEXFORD |  | 52.2361 | -6.3307
MV/LV Substation TH***627Y |  | 10 kV | _ | LV | 200 kVA :Kiosk Substation | 0.2 | --> | 0.2 | 0.129 | 0.9 |  | --> | 0.19 | 0 | 0.013 | 0.19 | 0 |  | --> | C15 ex CLONARD | Clonard [T41,T42] | WEXFORD |  | 52.3334 | -6.4843
MV/LV Substation RA***631 |  | 20 kV | _ | LV | 50 kVA :Pole Substation | 0.05 | --> | 0.05 | 0.039 | 1.4 |  | --> | 0.048 | 0 | 0.015 | 0.038 | 0 |  | --> | E20 ex KILLINICK | Killinick [T421,T422] | WEXFORD |  | 52.2558 | -6.4417
MV/LV Substation CO***631Z |  | 20 kV | _ | LV | 630 kVA :Kiosk Substation | 0.63 | --> | 0.63 | 0.5 | 1.4 |  | --> | 0.598 | 0 | 0 | 0.5 | 0 |  | --> | E20 ex KILLINICK | Killinick [T421,T422] | WEXFORD |  | 52.2495 | -6.5063
MV/LV Substation CL***634Y |  | 10 kV | _ | LV | 400 kVA :Kiosk Substation | 0.4 | --> | 0.4 | 0.237 | 16.12 |  | --> | 0.38 | 0 | 0.058 | 0.359 | 0 |  | --> | E14 ex WEXFORD | Wexford [T121,T122] | WEXFORD |  | 52.3313 | -6.4955
MV/LV Substation BR***638Y |  | 20 kV | _ | LV | 100 kVA :Pole Substation | 0.1 | --> | 0.1 | 0.082 | 1.4 |  | --> | 0.095 | 0 | 0 | 0.097 | 0 |  | --> | E13 ex KILLINICK | Killinick [T421,T422] | WEXFORD |  | 52.2059 | -6.3581
MV/LV Substation BA***639Y |  | 20 kV | _ | LV | 50 kVA :Pole Substation | 0.05 | --> | 0.05 | 0.05 | 16.12 |  | --> | 0.048 | 0 | 0 | 0.048 | 0 |  | --> | E21 ex WEXFORD | Wexford [T121,T122] | WEXFORD |  | 52.3883 | -6.3784
MV/LV Substation WI***642Z |  | 10 kV | _ | LV | 200 kVA :Kiosk Substation | 0.2 | --> | 0.2 | 0 | 0 | Constrained, otherwise capacity available =126 kVA | --> | 0.19 | 0 | 0.002 | 0.198 | 0 |  | --> | C11 ex MULGANNON | Mulgannon [T41,T42] | WEXFORD |  | 52.3363 | -6.476
MV/LV Substation OL***644Y |  | 10 kV | _ | LV | 400 kVA :Building Structure | 0.4 | --> | 0.4 | 0.143 | 0.14 | Constrained, otherwise capacity available =400 kVA | --> | 0.38 | 0 | 0 | 0.38 | 0 |  | --> | C15 ex CARRIGLAWN | Carriglawn [T41,T42] | WEXFORD |  | 52.3435 | -6.4798
MV/LV Substation KE***646Z |  | 10 kV | _ | LV | 200 kVA :Kiosk Substation | 0.2 | --> | 0.2 | 0 | 0 | Constrained, otherwise capacity available =107 kVA | --> | 0.19 | 0 | 0.022 | 0.186 | 0 |  | --> | C18 ex MULGANNON | Mulgannon [T41,T42] | WEXFORD |  | 52.3136 | -6.4575
MV/LV Substation NE***649Y |  | 10 kV | _ | LV | 200 kVA :Kiosk Substation | 0.2 | --> | 0.2 | 0.119 | 0.14 |  | --> | 0.19 | 0 | 0.023 | 0.184 | 0 |  | --> | C15 ex CARRIGLAWN | Carriglawn [T41,T42] | WEXFORD |  | 52.3405 | -6.484
MV/LV Substation CO***650Y |  | 10 kV | _ | LV | 50 kVA :Pole Substation | 0.05 | --> | 0.05 | 0.046 | 16.12 |  | --> | 0.048 | 0 | 0.011 | 0.04 | 0 |  | --> | E14 ex WEXFORD | Wexford [T121,T122] | WEXFORD |  | 52.328 | -6.5173
MV/LV Substation SU***652Z |  | 20 kV | _ | LV | 400 kVA :Building Structure | 0.4 | --> | 0.4 | 0.304 | 1.4 |  | --> | 0.38 | 0 | 0 | 0.393 | 0 |  | --> | E17 ex KILLINICK | Killinick [T421,T422] | WEXFORD |  | 52.2509 | -6.3438
MV/LV Substation CO***653X |  | 20 kV | _ | LV | 50 kVA :Pole Substation | 0.05 | --> | 0.05 | 0.023 | 16.12 |  | --> | 0.048 | 0 | 0.003 | 0.049 | 0 |  | --> | E12 ex WEXFORD | Wexford [T121,T122] | WEXFORD |  | 52.3875 | -6.5713
MV/LV Substation LA***654Z |  | 20 kV | _ | LV | 400 kVA :Kiosk Substation | 0.4 | --> | 0.4 | 0.356 | 1.4 |  | --> | 0.38 | 0 | 0.013 | 0.376 | 0 |  | --> | E12 ex KILLINICK | Killinick [T421,T422] | WEXFORD |  | 52.2483 | -6.3417
MV/LV Substation TH***665 |  | 20 kV | _ | LV | 100 kVA :Pole Substation | 0.1 | --> | 0.1 | 0.093 | 1.4 |  | --> | 0.095 | 0 | 0.005 | 0.092 | 0 |  | --> | E13 ex KILLINICK | Killinick [T421,T422] | WEXFORD |  | 52.223 | -6.3857
MV/LV Substation BU***665Y |  | 10 kV | _ | LV | 400 kVA :Building Structure | 0.4 | --> | 0.4 | 0.4 | 1.4 |  | --> | 0.38 | 0 | 0 | 0.38 | 0 |  | --> | E18 ex KILLINICK | Killinick [T421,T422] | WEXFORD |  | 52.2901 | -6.3942
MV/LV Substation QU***665Z |  | 10 kV | _ | LV | 400 kVA :Building Structure | 0.4 | --> | 0.4 | 0.281 | 16.12 |  | --> | 0.38 | 0 | 0 | 0.396 | 0 |  | --> | E19 ex WEXFORD | Wexford [T121,T122] | WEXFORD |  | 52.3373 | -6.5136
MV/LV Substation BR***666 |  | 20 kV | _ | LV | 50 kVA :Pole Substation | 0.05 | --> | 0.05 | 0.025 | 1.4 |  | --> | 0.048 | 0 | 0.028 | 0.03 | 0 |  | --> | E13 ex KILLINICK | Killinick [T421,T422] | WEXFORD |  | 52.2192 | -6.3874
MV/LV Substation WE***666Y |  | 10 kV | _ | LV | 50 kVA :Pole Substation | 0.05 | --> | 0.05 | 0.044 | 0.14 |  | --> | 0.048 | 0 | 0 | 0.048 | 0 |  | --> | C16 ex CARRIGLAWN | Carriglawn [T41,T42] | WEXFORD |  | 52.3508 | -6.4892
MV/LV Substation CE***668Z |  | 20 kV | _ | LV | 200 kVA :Pole Substation | 0.2 | --> | 0.2 | 0.2 | 16.12 |  | --> | 0.19 | 0 | 0.011 | 0.182 | 0 |  | --> | E12 ex WEXFORD | Wexford [T121,T122] | WEXFORD |  | 52.3606 | -6.7054
MV/LV Substation YO***670 |  | 20 kV | _ | LV | 100 kVA :Pole Substation | 0.1 | --> | 0.1 | 0.093 | 1.4 |  | --> | 0.095 | 0 | 0 | 0.096 | 0 |  | --> | E13 ex KILLINICK | Killinick [T421,T422] | WEXFORD |  | 52.2046 | -6.4077
MV/LV Substation TA***672Y |  | 20 kV | _ | LV | 100 kVA :Pole Substation | 0.1 | --> | 0.1 | 0.078 | 1.4 |  | --> | 0.095 | 0 | 0 | 0.098 | 0 |  | --> | E12 ex KILLINICK | Killinick [T421,T422] | WEXFORD |  | 52.2433 | -6.3908
MV/LV Substation BA***673 |  | 20 kV | _ | LV | 50 kVA :Pole Substation | 0.05 | --> | 0.05 | 0.044 | 1.4 |  | --> | 0.048 | 0 | 0 | 0.048 | 0 |  | --> | E17 ex KILLINICK | Killinick [T421,T422] | WEXFORD |  | 52.2537 | -6.4061
MV/LV Substation GR***674Z |  | 20 kV | _ | LV | 50 kVA :Pole Substation | 0.05 | --> | 0.05 | 0.05 | 0.2 |  | --> | 0.048 | 0 | 0 | 0 | 0 | Constrained, otherwise capacity available =48 kW | --> | E15 ex BEALISTOWN | Bealistown [T421,T422] | GREAT ISLAND |  | 52.2279 | -6.7569
MV/LV Substation CO***676X |  | 10 kV | _ | LV | 50 kVA :Pole Substation | 0.05 | --> | 0.05 | 0.05 | 16.12 |  | --> | 0.048 | 0 | 0 | 0.048 | 0 |  | --> | E14 ex WEXFORD | Wexford [T121,T122] | WEXFORD |  | 52.3271 | -6.5202
MV/LV Substation GR***677 |  | 10 kV | _ | LV | 100 kVA :Pole Substation | 0.1 | --> | 0.1 | 0.061 | 1.4 |  | --> | 0.095 | 0 | 0.041 | 0.07 | 0 |  | --> | E18 ex KILLINICK | Killinick [T421,T422] | WEXFORD |  | 52.2736 | -6.3985
MV/LV Substation HE***677Y |  | 20 kV | _ | LV | 200 kVA :Pole Substation | 0.2 | --> | 0.2 | 0.17 | 16.12 |  | --> | 0.19 | 0 | 0 | 0.194 | 0 |  | --> | E21 ex WEXFORD | Wexford [T121,T122] | WEXFORD |  | 52.3474 | -6.5184
MV/LV Substation BA***678X |  | 10 kV | _ | LV | 50 kVA :Pole Substation | 0.05 | --> | 0.05 | 0.036 | 16.12 |  | --> | 0.048 | 0 | 0.014 | 0.039 | 0 |  | --> | E19 ex WEXFORD | Wexford [T121,T122] | WEXFORD |  | 52.3375 | -6.5402
MV/LV Substation CL***681X |  | 10 kV | _ | LV | 50 kVA :Pole Substation | 0.05 | --> | 0.05 | 0.032 | 16.12 |  | --> | 0.048 | 0 | 0.011 | 0.042 | 0 |  | --> | E14 ex WEXFORD | Wexford [T121,T122] | WEXFORD |  | 52.3283 | -6.5058
MV/LV Substation NE***683X |  | 10 kV | _ | LV | 100 kVA :Pole Substation | 0.1 | --> | 0.1 | 0.068 | 16.12 |  | --> | 0.095 | 0 | 0.005 | 0.096 | 0 |  | --> | E14 ex WEXFORD | Wexford [T121,T122] | WEXFORD |  | 52.3284 | -6.5143
MV/LV Substation BA***684X |  | 20 kV | _ | LV | 50 kVA :Pole Substation | 0.05 | --> | 0.05 | 0.013 | 16.12 |  | --> | 0.048 | 0 | 0 | 0.052 | 0 |  | --> | E21 ex WEXFORD | Wexford [T121,T122] | WEXFORD |  | 52.3453 | -6.5309
MV/LV Substation BA***685X |  | 10 kV | _ | LV | 100 kVA :Pole Substation | 0.1 | --> | 0.1 | 0.088 | 16.12 |  | --> | 0.095 | 0 | 0.015 | 0.086 | 0 |  | --> | E19 ex WEXFORD | Wexford [T121,T122] | WEXFORD |  | 52.3374 | -6.5428
MV/LV Substation LA***685Y |  | 20 kV | _ | LV | 50 kVA :Pole Substation | 0.05 | --> | 0.05 | 0.046 | 1.4 |  | --> | 0.048 | 0 | 0.002 | 0.047 | 0 |  | --> | E11 ex KILLINICK | Killinick [T421,T422] | WEXFORD |  | 52.2272 | -6.5482
MV/LV Substation TA***686 |  | 20 kV | _ | LV | 50 kVA :Pole Substation | 0.05 | --> | 0.05 | 0.031 | 1.4 |  | --> | 0.048 | 0 | 0.015 | 0.039 | 0 |  | --> | E12 ex KILLINICK | Killinick [T421,T422] | WEXFORD |  | 52.2445 | -6.388
MV/LV Substation ME***686X |  | 20 kV | _ | LV | 50 kVA :Pole Substation | 0.05 | --> | 0.05 | 0.05 | 0.14 |  | --> | 0.048 | 0 | 0 | 0.048 | 0 |  | --> | C12 ex CARRIGLAWN | Carriglawn [T41,T42] | WEXFORD |  | 52.3626 | -6.3828
MV/LV Substation PE***686Z |  | 10 kV | _ | LV | 400 kVA :Building Structure | 0.4 | --> | 0.4 | 0 | 0 | Constrained, otherwise capacity available =352 kVA | --> | 0.38 | 0 | 0 | 0.386 | 0 |  | --> | C19 ex MULGANNON | Mulgannon [T41,T42] | WEXFORD |  | 52.3366 | -6.4612
MV/LV Substation SI***687X |  | 20 kV | _ | LV | 100 kVA :Pole Substation | 0.1 | --> | 0.1 | 0.097 | 1.4 |  | --> | 0.095 | 0 | 0 | 0.095 | 0 |  | --> | E20 ex KILLINICK | Killinick [T421,T422] | WEXFORD |  | 52.2322 | -6.4936
MV/LV Substation HA***687Y |  | 20 kV | _ | LV | 200 kVA :Pole Substation | 0.2 | --> | 0.2 | 0.168 | 1.4 |  | --> | 0.19 | 0 | 0.011 | 0.186 | 0 |  | --> | E17 ex KILLINICK | Killinick [T421,T422] | WEXFORD |  | 52.2511 | -6.3414
MV/LV Substation TH***687Z |  | 10 kV | _ | LV | 200 kVA :Kiosk Substation | 0.2 | --> | 0.2 | 0.172 | 1.4 |  | --> | 0.19 | 0 | 0.019 | 0.18 | 0 |  | --> | E18 ex KILLINICK | Killinick [T421,T422] | WEXFORD |  | 52.2677 | -6.3903
MV/LV Substation BL***688Y |  | 20 kV | _ | LV | 50 kVA :Pole Substation | 0.05 | --> | 0.05 | 0.046 | 16.12 |  | --> | 0.048 | 0 | 0 | 0.048 | 0 |  | --> | E12 ex WEXFORD | Wexford [T121,T122] | WEXFORD |  | 52.3706 | -6.6194
MV/LV Substation BA***689X |  | 20 kV | _ | LV | 50 kVA :Pole Substation | 0.05 | --> | 0.05 | 0.036 | 1.4 |  | --> | 0.048 | 0 | 0.017 | 0.037 | 0 |  | --> | E11 ex KILLINICK | Killinick [T421,T422] | WEXFORD |  | 52.2078 | -6.5462
MV/LV Substation WH***691Y |  | 10 kV | _ | LV | 400 kVA :Kiosk Substation | 0.4 | --> | 0.4 | 0.23 | 0.9 |  | --> | 0.38 | 0 | 0.05 | 0.366 | 0 |  | --> | C19 ex CLONARD | Clonard [T41,T42] | WEXFORD |  | 52.3243 | -6.5007
MV/LV Substation WH***698X |  | 10 kV | _ | LV | 50 kVA :Pole Substation | 0.05 | --> | 0.05 | 0 | 0 | Constrained, otherwise capacity available =43 kVA | --> | 0.048 | 0 | 0.011 | 0.04 | 0 |  | --> | C20 ex MULGANNON | Mulgannon [T41,T42] | WEXFORD |  | 52.3183 | -6.479
MV/LV Substation CL***699Y |  | 10 kV | _ | LV | 50 kVA :Pole Substation | 0.05 | --> | 0.05 | 0 | 0.9 |  | --> | 0.048 | 0 | 0.018 | 0.043 | 0 |  | --> | C19 ex CLONARD | Clonard [T41,T42] | WEXFORD |  | 52.323 | -6.4927
MV/LV Substation CA***705 |  | 20 kV | _ | LV | 200 kVA :Pole Substation | 0.2 | --> | 0.2 | 0.166 | 1.4 |  | --> | 0.19 | 0 | 0.013 | 0.185 | 0 |  | --> | E13 ex KILLINICK | Killinick [T421,T422] | WEXFORD |  | 52.1985 | -6.3673
MV/LV Substation DR***705Y |  | 10 kV | _ | LV | 200 kVA :Pole Substation | 0.2 | --> | 0.2 | 0 | 0 | Constrained, otherwise capacity available =121 kVA | --> | 0.19 | 0 | 0 | 0.2 | 0 |  | --> | C20 ex MULGANNON | Mulgannon [T41,T42] | WEXFORD |  | 52.3077 | -6.4558
MV/LV Substation BA***706 |  | 20 kV | _ | LV | 100 kVA :Pole Substation | 0.1 | --> | 0.1 | 0.071 | 1.4 |  | --> | 0.095 | 0 | 0.005 | 0.095 | 0 |  | --> | E13 ex KILLINICK | Killinick [T421,T422] | WEXFORD |  | 52.1993 | -6.3754
MV/LV Substation DA***707X |  | 20 kV | _ | LV | 50 kVA :Pole Substation | 0.05 | --> | 0.05 | 0.034 | 0.2 |  | --> | 0.048 | 0 | 0 | 0 | 0 | Constrained, otherwise capacity available =50 kW | --> | E15 ex BEALISTOWN | Bealistown [T421,T422] | GREAT ISLAND |  | 52.235 | -6.7283
MV/LV Substation KN***711Y |  | 20 kV | _ | LV | 50 kVA :Pole Substation | 0.05 | --> | 0.05 | 0.048 | 1.4 |  | --> | 0.048 | 0 | 0.01 | 0.04 | 0 |  | --> | E11 ex KILLINICK | Killinick [T421,T422] | WEXFORD |  | 52.2132 | -6.5626
MV/LV Substation RA***713X |  | 20 kV | _ | LV | 50 kVA :Pole Substation | 0.05 | --> | 0.05 | 0.042 | 16.12 |  | --> | 0.048 | 0 | 0 | 0.049 | 0 |  | --> | E17 ex WEXFORD | Wexford [T121,T122] | WEXFORD |  | 52.3093 | -6.7172
MV/LV Substation BA***717 |  | 20 kV | _ | LV | 100 kVA :Pole Substation | 0.1 | --> | 0.1 | 0.081 | 1.4 |  | --> | 0.095 | 0 | 0 | 0.098 | 0 |  | --> | E12 ex KILLINICK | Killinick [T421,T422] | WEXFORD |  | 52.2423 | -6.3486
MV/LV Substation SH***717Z |  | 10 kV | _ | LV | 400 kVA :Building Structure | 0.4 | --> | 0.4 | 0.143 | 0.14 | Constrained, otherwise capacity available =400 kVA | --> | 0.38 | 0 | 0 | 0.38 | 0 |  | --> | C12 ex CARRIGLAWN | Carriglawn [T41,T42] | WEXFORD |  | 52.3405 | -6.4615
MV/LV Substation BA***718Z |  | 20 kV | _ | LV | 200 kVA :Kiosk Substation | 0.2 | --> | 0.2 | 0.2 | 1.4 |  | --> | 0.19 | 0 | 0 | 0.19 | 0 |  | --> | E13 ex KILLINICK | Killinick [T421,T422] | WEXFORD |  | 52.199 | -6.3687
MV/LV Substation CA***719Y |  | 20 kV | _ | LV | 100 kVA :Pole Substation | 0.1 | --> | 0.1 | 0.082 | 1.4 |  | --> | 0.095 | 0 | 0.011 | 0.089 | 0 |  | --> | E13 ex KILLINICK | Killinick [T421,T422] | WEXFORD |  | 52.1986 | -6.3538
MV/LV Substation CA***721Z |  | 10 kV | _ | LV | 200 kVA :Kiosk Substation | 0.2 | --> | 0.2 | 0.176 | 16.12 |  | --> | 0.19 | 0 | 0.011 | 0.185 | 0 |  | --> | E14 ex WEXFORD | Wexford [T121,T122] | WEXFORD |  | 52.3305 | -6.4966
MV/LV Substation CO***722 |  | 20 kV | _ | LV | 50 kVA :Pole Substation | 0.05 | --> | 0.05 | 0.034 | 16.12 |  | --> | 0.048 | 0 | 0 | 0.05 | 0 |  | --> | E17 ex WEXFORD | Wexford [T121,T122] | WEXFORD |  | 52.3213 | -6.6485
MV/LV Substation MU***726Y |  | 20 kV | _ | LV | 100 kVA :Pole Substation | 0.1 | --> | 0.1 | 0.088 | 1.4 |  | --> | 0.095 | 0 | 0 | 0.097 | 0 |  | --> | E20 ex KILLINICK | Killinick [T421,T422] | WEXFORD |  | 52.2464 | -6.5499
MV/LV Substation CR***730X |  | 20 kV | _ | LV | 100 kVA :Pole Substation | 0.1 | --> | 0.1 | 0.068 | 0.14 |  | --> | 0.095 | 0 | 0 | 0.099 | 0 |  | --> | C12 ex CARRIGLAWN | Carriglawn [T41,T42] | WEXFORD |  | 52.3603 | -6.4528
MV/LV Substation CL***730Z |  | 10 kV | _ | LV | 200 kVA :Kiosk Substation | 0.2 | --> | 0.2 | 0.181 | 0.9 |  | --> | 0.19 | 0 | 0.009 | 0.186 | 0 |  | --> | C19 ex CLONARD | Clonard [T41,T42] | WEXFORD |  | 52.3245 | -6.4986
MV/LV Substation BA***734 |  | 20 kV | _ | LV | 100 kVA :Pole Substation | 0.1 | --> | 0.1 | 0.094 | 16.12 |  | --> | 0.095 | 0 | 0.006 | 0.091 | 0 |  | --> | E17 ex WEXFORD | Wexford [T121,T122] | WEXFORD |  | 52.2752 | -6.7292
MV/LV Substation CA***734X |  | 20 kV | _ | LV | 50 kVA :Pole Substation | 0.05 | --> | 0.05 | 0 | 1.4 |  | --> | 0.048 | 0 | 0 | 0.054 | 0 |  | --> | E13 ex KILLINICK | Killinick [T421,T422] | WEXFORD |  | 52.1961 | -6.3488
MV/LV Substation MU***734Y |  | 20 kV | _ | LV | 50 kVA :Pole Substation | 0.05 | --> | 0.05 | 0.042 | 1.4 |  | --> | 0.048 | 0 | 0 | 0.049 | 0 |  | --> | E20 ex KILLINICK | Killinick [T421,T422] | WEXFORD |  | 52.2418 | -6.5464
MV/LV Substation WE***737 |  | 20 kV | _ | LV | 200 kVA :Kiosk Substation | 0.2 | --> | 0.2 | 0.106 | 0.2 |  | --> | 0.19 | 0 | 0.03 | 0 | 0 | Constrained, otherwise capacity available =180 kW | --> | E15 ex BEALISTOWN | Bealistown [T421,T422] | GREAT ISLAND |  | 52.2652 | -6.7479
MV/LV Substation NU***739X |  | 20 kV | _ | LV | 630 kVA :Kiosk Substation | 0.63 | --> | 0.63 | 0.5 | 16.12 |  | --> | 0.598 | 0 | 0 | 0.5 | 0 |  | --> | E21 ex WEXFORD | Wexford [T121,T122] | WEXFORD |  | 52.3852 | -6.4494
MV/LV Substation KI***741Y |  | 20 kV | _ | LV | 50 kVA :Pole Substation | 0.05 | --> | 0.05 | 0.038 | 16.12 |  | --> | 0.048 | 0 | 0 | 0.049 | 0 |  | --> | E21 ex WEXFORD | Wexford [T121,T122] | WEXFORD |  | 52.3606 | -6.5091
MV/LV Substation KE***742X |  | 10 kV | _ | LV | 200 kVA :Pole Substation | 0.2 | --> | 0.2 | 0 | 0 | Constrained, otherwise capacity available =178 kVA | --> | 0.19 | 0 | 0.011 | 0.185 | 0 |  | --> | C20 ex MULGANNON | Mulgannon [T41,T42] | WEXFORD |  | 52.3001 | -6.4579
MV/LV Substation SE***742Z |  | 10 kV | _ | LV | 400 kVA :Kiosk Substation | 0.4 | --> | 0.4 | 0.296 | 1.4 |  | --> | 0.38 | 0 | 0.024 | 0.376 | 0 |  | --> | E18 ex KILLINICK | Killinick [T421,T422] | WEXFORD |  | 52.2726 | -6.3907
MV/LV Substation CA***743 |  | 20 kV | _ | LV | 50 kVA :Pole Substation | 0.05 | --> | 0.05 | 0.042 | 0.2 |  | --> | 0.048 | 0 | 0.02 | 0 | 0 | Constrained, otherwise capacity available =34 kW | --> | E15 ex BEALISTOWN | Bealistown [T421,T422] | GREAT ISLAND |  | 52.2373 | -6.7511
MV/LV Substation BU***745Z |  | 10 kV | _ | LV | 630 kVA :Kiosk Substation | 0.63 | --> | 0.63 | 0 | 0 | Constrained, otherwise capacity available =630 kVA | --> | 0.598 | 0 | 0 | 0.5 | 0 |  | --> | C14 ex MULGANNON | Mulgannon [T41,T42] | WEXFORD |  | 52.3396 | -6.4613
MV/LV Substation AR***748Y |  | 20 kV | _ | LV | 50 kVA :Pole Substation | 0.05 | --> | 0.05 | 0.046 | 16.12 |  | --> | 0.048 | 0 | 0 | 0.048 | 0 |  | --> | E21 ex WEXFORD | Wexford [T121,T122] | WEXFORD |  | 52.3779 | -6.4811
MV/LV Substation GO***750X |  | 10 kV | _ | LV | 50 kVA :Pole Substation | 0.05 | --> | 0.05 | 0 | 0 | Constrained, otherwise capacity available =50 kVA | --> | 0.048 | 0 | 0 | 0.048 | 0 |  | --> | C13 ex MULGANNON | Mulgannon [T41,T42] | WEXFORD |  | 52.3246 | -6.4679
MV/LV Substation AR***750Y |  | 20 kV | _ | LV | 100 kVA :Pole Substation | 0.1 | --> | 0.1 | 0.084 | 0.14 |  | --> | 0.095 | 0 | 0.006 | 0.093 | 0 |  | --> | C12 ex CARRIGLAWN | Carriglawn [T41,T42] | WEXFORD |  | 52.364 | -6.4491
MV/LV Substation CK***752 |  | 20 kV | _ | LV | 100 kVA :Pole Substation | 0.1 | --> | 0.1 | 0.068 | 0.2 |  | --> | 0.095 | 0 | 0.011 | 0 | 0 | Constrained, otherwise capacity available =91 kW | --> | E15 ex BEALISTOWN | Bealistown [T421,T422] | GREAT ISLAND |  | 52.2378 | -6.733
MV/LV Substation WA***755Y |  | 20 kV | _ | LV | 400 kVA :Kiosk Substation | 0.4 | --> | 0.4 | 0.318 | 1.4 |  | --> | 0.38 | 0 | 0.003 | 0.389 | 0 |  | --> | E20 ex KILLINICK | Killinick [T421,T422] | WEXFORD |  | 52.26 | -6.4798
MV/LV Substation CH***755Z |  | 10 kV | _ | LV | 630 kVA :Kiosk Substation | 0.63 | --> | 0.63 | 0 | 0 | Constrained, otherwise capacity available =445 kVA | --> | 0.598 | 0 | 0.016 | 0.5 | 0 |  | --> | C20 ex MULGANNON | Mulgannon [T41,T42] | WEXFORD |  | 52.3044 | -6.4583
MV/LV Substation BA***756Z |  | 20 kV | _ | LV | 50 kVA :Pole Substation | 0.05 | --> | 0.05 | 0.047 | 1.4 |  | --> | 0.048 | 0 | 0 | 0.048 | 0 |  | --> | E13 ex KILLINICK | Killinick [T421,T422] | WEXFORD |  | 52.2216 | -6.3537
MV/LV Substation HO***757Y |  | 20 kV | _ | LV | 100 kVA :Pole Substation | 0.1 | --> | 0.1 | 0.082 | 16.12 |  | --> | 0.095 | 0 | 0.006 | 0.093 | 0 |  | --> | E17 ex WEXFORD | Wexford [T121,T122] | WEXFORD |  | 52.3182 | -6.7211
MV/LV Substation KI***757Z |  | 20 kV | _ | LV | 100 kVA :Pole Substation | 0.1 | --> | 0.1 | 0.061 | 1.4 |  | --> | 0.095 | 0 | 0.013 | 0.091 | 0 |  | --> | E12 ex KILLINICK | Killinick [T421,T422] | WEXFORD |  | 52.2393 | -6.3587
MV/LV Substation HO***758Y |  | 20 kV | _ | LV | 200 kVA :Pole Substation | 0.2 | --> | 0.2 | 0.19 | 16.12 |  | --> | 0.19 | 0 | 0 | 0.191 | 0 |  | --> | E17 ex WEXFORD | Wexford [T121,T122] | WEXFORD |  | 52.3171 | -6.7214
MV/LV Substation KI***763Y |  | 20 kV | _ | LV | 100 kVA :Pole Substation | 0.1 | --> | 0.1 | 0.058 | 1.4 |  | --> | 0.095 | 0 | 0.004 | 0.098 | 0 |  | --> | E11 ex KILLINICK | Killinick [T421,T422] | WEXFORD |  | 52.1751 | -6.5913
MV/LV Substation KI***764Y |  | 20 kV | _ | LV | 100 kVA :Pole Substation | 0.1 | --> | 0.1 | 0.056 | 1.4 |  | --> | 0.095 | 0 | 0.011 | 0.093 | 0 |  | --> | E11 ex KILLINICK | Killinick [T421,T422] | WEXFORD |  | 52.1757 | -6.5878
MV/LV Substation MA***764Z |  | 20 kV | _ | LV | 50 kVA :Pole Substation | 0.05 | --> | 0.05 | 0.038 | 0.2 |  | --> | 0.048 | 0 | 0 | 0 | 0 | Constrained, otherwise capacity available =49 kW | --> | E15 ex BEALISTOWN | Bealistown [T421,T422] | GREAT ISLAND |  | 52.2647 | -6.7493
MV/LV Substation CA***765Z |  | 20 kV | _ | LV | 400 kVA :Kiosk Substation | 0.4 | --> | 0.4 | 0.143 | 0.14 | Constrained, otherwise capacity available =384 kVA | --> | 0.38 | 0 | 0 | 0.382 | 0 |  | --> | C12 ex CARRIGLAWN | Carriglawn [T41,T42] | WEXFORD |  | 52.3723 | -6.4508
MV/LV Substation DU***768Y |  | 10 kV | _ | LV | 630 kVA :Building Structure | 0.63 | --> | 0.63 | 0.143 | 0.14 | Constrained, otherwise capacity available =508 kVA | --> | 0.598 | 0 | 0.011 | 0.5 | 0 |  | --> | C12 ex CARRIGLAWN | Carriglawn [T41,T42] | WEXFORD |  | 52.3429 | -6.4657
MV/LV Substation RA***769Z |  | 20 kV | _ | LV | 50 kVA :Pole Substation | 0.05 | --> | 0.05 | 0.048 | 16.12 |  | --> | 0.048 | 0 | 0 | 0.048 | 0 |  | --> | E12 ex WEXFORD | Wexford [T121,T122] | WEXFORD |  | 52.3869 | -6.6688
MV/LV Substation AR***771Z |  | 20 kV | _ | LV | 50 kVA :Pole Substation | 0.05 | --> | 0.05 | 0.049 | 0.14 |  | --> | 0.048 | 0 | 0 | 0.048 | 0 |  | --> | C12 ex CARRIGLAWN | Carriglawn [T41,T42] | WEXFORD |  | 52.3634 | -6.4498
MV/LV Substation RO***772X |  | 20 kV | _ | LV | 50 kVA :Pole Substation | 0.05 | --> | 0.05 | 0.043 | 16.12 |  | --> | 0.048 | 0 | 0.01 | 0.041 | 0 |  | --> | E20 ex WEXFORD | Wexford [T121,T122] | WEXFORD |  | 52.3304 | -6.5559
MV/LV Substation LA***773Z |  | 20 kV | _ | LV | 400 kVA :Kiosk Substation | 0.4 | --> | 0.4 | 0.304 | 1.4 |  | --> | 0.38 | 0 | 0.011 | 0.385 | 0 |  | --> | E12 ex KILLINICK | Killinick [T421,T422] | WEXFORD |  | 52.2445 | -6.3848
MV/LV Substation RO***777Y |  | 10 kV | _ | LV | 50 kVA :Pole Substation | 0.05 | --> | 0.05 | 0.049 | 1.4 |  | --> | 0.048 | 0 | 0 | 0.048 | 0 |  | --> | E18 ex KILLINICK | Killinick [T421,T422] | WEXFORD |  | 52.2923 | -6.3952
MV/LV Substation RO***778Z |  | 20 kV | _ | LV | 100 kVA :Pole Substation | 0.1 | --> | 0.1 | 0.08 | 1.4 |  | --> | 0.095 | 0 | 0 | 0.098 | 0 |  | --> | E17 ex KILLINICK | Killinick [T421,T422] | WEXFORD |  | 52.251 | -6.3415
MV/LV Substation WE***779Z |  | 10 kV | _ | LV | 400 kVA :Building Structure | 0.4 | --> | 0.4 | 0 | 0 | Constrained, otherwise capacity available =373 kVA | --> | 0.38 | 0 | 0 | 0.384 | 0 |  | --> | C13 ex MULGANNON | Mulgannon [T41,T42] | WEXFORD |  | 52.3076 | -6.4593
MV/LV Substation CU***782Y |  | 20 kV | _ | LV | 100 kVA :Pole Substation | 0.1 | --> | 0.1 | 0.085 | 16.12 |  | --> | 0.095 | 0 | 0.014 | 0.087 | 0 |  | --> | E21 ex WEXFORD | Wexford [T121,T122] | WEXFORD |  | 52.3964 | -6.3934
MV/LV Substation KE***784Y |  | 10 kV | _ | LV | 200 kVA :Pole Substation | 0.2 | --> | 0.2 | 0 | 0 | Constrained, otherwise capacity available =145 kVA | --> | 0.19 | 0 | 0 | 0.197 | 0 |  | --> | C20 ex MULGANNON | Mulgannon [T41,T42] | WEXFORD |  | 52.3041 | -6.4413
MV/LV Substation CO***787Y |  | 10 kV | _ | LV | 400 kVA :Kiosk Substation | 0.4 | --> | 0.4 | 0.143 | 0.14 | Constrained, otherwise capacity available =274 kVA | --> | 0.38 | 0 | 0 | 0.397 | 0 |  | --> | C12 ex CARRIGLAWN | Carriglawn [T41,T42] | WEXFORD |  | 52.3396 | -6.4633
MV/LV Substation BO***787Z |  | 10 kV | _ | LV | 200 kVA :Kiosk Substation | 0.2 | --> | 0.2 | 0.143 | 0.14 | Constrained, otherwise capacity available =150 kVA | --> | 0.19 | 0 | 0 | 0.197 | 0 |  | --> | C16 ex CARRIGLAWN | Carriglawn [T41,T42] | WEXFORD |  | 52.3426 | -6.4859
MV/LV Substation KE***795X |  | 10 kV | _ | LV | 630 kVA :Building Structure | 0.63 | --> | 0.63 | 0 | 0 | Constrained, otherwise capacity available =146 kVA | --> | 0.598 | 0 | 0.011 | 0.5 | 0 |  | --> | C18 ex MULGANNON | Mulgannon [T41,T42] | WEXFORD |  | 52.3142 | -6.4553
MV/LV Substation CA***795Z |  | 20 kV | _ | LV | 200 kVA :Kiosk Substation | 0.2 | --> | 0.2 | 0.165 | 0.2 |  | --> | 0.19 | 0 | 0 | 0 | 0 | Constrained, otherwise capacity available =195 kW | --> | E15 ex BEALISTOWN | Bealistown [T421,T422] | GREAT ISLAND |  | 52.2393 | -6.7292
MV/LV Substation JO***796X |  | 10 kV | _ | LV | 400 kVA :Building Structure | 0.4 | --> | 0.4 | 0.337 | 0.9 |  | --> | 0.38 | 0 | 0 | 0.388 | 0 |  | --> | C19 ex CLONARD | Clonard [T41,T42] | WEXFORD |  | 52.2928 | -6.5025
MV/LV Substation DR***797X |  | 10 kV | _ | LV | 100 kVA :Pole Substation | 0.1 | --> | 0.1 | 0 | 0 | Constrained, otherwise capacity available =96 kVA | --> | 0.095 | 0 | 0 | 0.096 | 0 |  | --> | C20 ex MULGANNON | Mulgannon [T41,T42] | WEXFORD |  | 52.3106 | -6.4541
MV/LV Substation CO***797Z |  | 10 kV | _ | LV | 400 kVA :Kiosk Substation | 0.4 | --> | 0.4 | 0.285 | 0.9 |  | --> | 0.38 | 0 | 0.024 | 0.378 | 0 |  | --> | C19 ex CLONARD | Clonard [T41,T42] | WEXFORD |  | 52.3244 | -6.4963
MV/LV Substation SO***798Y |  | 10 kV | _ | LV | 100 kVA :Kiosk Substation | 0.1 | --> | 0.1 | 0.061 | 1.4 |  | --> | 0.095 | 0 | 0.005 | 0.096 | 0 |  | --> | E18 ex KILLINICK | Killinick [T421,T422] | WEXFORD |  | 52.2722 | -6.3948
MV/LV Substation LA***803 |  | 20 kV | _ | LV | 400 kVA :Kiosk Substation | 0.4 | --> | 0.4 | 0.364 | 16.12 |  | --> | 0.38 | 0 | 0 | 0.385 | 0 |  | --> | E17 ex WEXFORD | Wexford [T121,T122] | WEXFORD |  | 52.339 | -6.5637
MV/LV Substation BA***805X |  | 20 kV | _ | LV | 200 kVA :Pole Substation | 0.2 | --> | 0.2 | 0.137 | 16.12 |  | --> | 0.19 | 0 | 0.016 | 0.187 | 0 |  | --> | E21 ex WEXFORD | Wexford [T121,T122] | WEXFORD |  | 52.3936 | -6.3948
MV/LV Substation WE***805Z |  | 20 kV | _ | LV | 400 kVA :Kiosk Substation | 0.4 | --> | 0.4 | 0.301 | 1.4 |  | --> | 0.38 | 0 | 0.1 | 0.316 | 0 |  | --> | E12 ex KILLINICK | Killinick [T421,T422] | WEXFORD |  | 52.2422 | -6.3421
MV/LV Substation WI***806X |  | 20 kV | _ | LV | 100 kVA :Pole Substation | 0.1 | --> | 0.1 | 0.081 | 16.12 |  | --> | 0.095 | 0 | 0.019 | 0.084 | 0 |  | --> | E21 ex WEXFORD | Wexford [T121,T122] | WEXFORD |  | 52.3887 | -6.3661
MV/LV Substation RE***806Z |  | 10 kV | _ | LV | 630 kVA :Building Structure | 0.63 | --> | 0.63 | 0.143 | 0.14 | Constrained, otherwise capacity available =548 kVA | --> | 0.598 | 0 | 0 | 0.5 | 0 |  | --> | C12 ex CARRIGLAWN | Carriglawn [T41,T42] | WEXFORD |  | 52.3426 | -6.464
MV/LV Substation OL***807Y |  | 20 kV | _ | LV | 50 kVA :Pole Substation | 0.05 | --> | 0.05 | 0.029 | 0.14 |  | --> | 0.048 | 0 | 0.005 | 0.047 | 0 |  | --> | C12 ex CARRIGLAWN | Carriglawn [T41,T42] | WEXFORD |  | 52.3792 | -6.448
MV/LV Substation JO***810X |  | 10 kV | _ | LV | 200 kVA :Pole Substation | 0.2 | --> | 0.2 | 0.176 | 0.9 |  | --> | 0.19 | 0 | 0 | 0.193 | 0 |  | --> | C19 ex CLONARD | Clonard [T41,T42] | WEXFORD |  | 52.2985 | -6.5053
MV/LV Substation BE***811Z |  | 20 kV | _ | LV | 50 kVA :Pole Substation | 0.05 | --> | 0.05 | 0.037 | 16.12 |  | --> | 0.048 | 0 | 0 | 0.049 | 0 |  | --> | E12 ex WEXFORD | Wexford [T121,T122] | WEXFORD |  | 52.4131 | -6.5734
MV/LV Substation LA***813Z |  | 20 kV | _ | LV | 50 kVA :Pole Substation | 0.05 | --> | 0.05 | 0.048 | 1.4 |  | --> | 0.048 | 0 | 0 | 0.048 | 0 |  | --> | E13 ex KILLINICK | Killinick [T421,T422] | WEXFORD |  | 52.2087 | -6.3735
MV/LV Substation KE***814Z |  | 10 kV | _ | LV | 630 kVA :Kiosk Substation | 0.63 | --> | 0.63 | 0 | 0 | Constrained, otherwise capacity available =576 kVA | --> | 0.598 | 0 | 0 | 0.5 | 0 |  | --> | C14 ex MULGANNON | Mulgannon [T41,T42] | WEXFORD |  | 52.3378 | -6.4609
MV/LV Substation FA***815Z |  | 10 kV | _ | LV | 630 kVA :Kiosk Substation | 0.63 | --> | 0.63 | 0 | 0 | Constrained, otherwise capacity available =604 kVA | --> | 0.598 | 0 | 0.011 | 0.5 | 0 |  | --> | C20 ex MULGANNON | Mulgannon [T41,T42] | WEXFORD |  | 52.3054 | -6.4631
MV/LV Substation RI***816X |  | 20 kV | _ | LV | 200 kVA :Kiosk Substation | 0.2 | --> | 0.2 | 0.143 | 0.14 | Constrained, otherwise capacity available =172 kVA | --> | 0.19 | 0 | 0.01 | 0.186 | 0 |  | --> | C12 ex CARRIGLAWN | Carriglawn [T41,T42] | WEXFORD |  | 52.35 | -6.4665
MV/LV Substation PU***817Y |  | 20 kV | _ | LV | 50 kVA :Pole Substation | 0.05 | --> | 0.05 | 0.05 | 16.12 |  | --> | 0.048 | 0 | 0 | 0.048 | 0 |  | --> | E21 ex WEXFORD | Wexford [T121,T122] | WEXFORD |  | 52.4119 | -6.4267
MV/LV Substation WA***819Y |  | 20 kV | _ | LV | 200 kVA :Kiosk Substation | 0.2 | --> | 0.2 | 0.169 | 1.4 |  | --> | 0.19 | 0 | 0 | 0.194 | 0 |  | --> | E12 ex KILLINICK | Killinick [T421,T422] | WEXFORD |  | 52.2452 | -6.3309
MV/LV Substation PI***820Y |  | 10 kV | _ | LV | 400 kVA :Kiosk Substation | 0.4 | --> | 0.4 | 0 | 0 | Constrained, otherwise capacity available =318 kVA | --> | 0.38 | 0 | 0.035 | 0.365 | 0 |  | --> | C11 ex MULGANNON | Mulgannon [T41,T42] | WEXFORD |  | 52.3326 | -6.4706
MV/LV Substation BA***821Z |  | 20 kV | _ | LV | 50 kVA :Pole Substation | 0.05 | --> | 0.05 | 0.036 | 16.12 |  | --> | 0.048 | 0 | 0.011 | 0.041 | 0 |  | --> | E21 ex WEXFORD | Wexford [T121,T122] | WEXFORD |  | 52.4152 | -6.4142
MV/LV Substation KI***823 |  | 20 kV | _ | LV | 100 kVA :Pole Substation | 0.1 | --> | 0.1 | 0.067 | 16.12 |  | --> | 0.095 | 0 | 0 | 0.1 | 0 |  | --> | E12 ex WEXFORD | Wexford [T121,T122] | WEXFORD |  | 52.3839 | -6.5778
MV/LV Substation AT***827Z |  | 10 kV | _ | LV | 630 kVA :Building Structure | 0.63 | --> | 0.63 | 0.5 | 0.9 |  | --> | 0.598 | 0 | 0.011 | 0.5 | 0 |  | --> | C19 ex CLONARD | Clonard [T41,T42] | WEXFORD |  | 52.3243 | -6.4933
MV/LV Substation RE***828Z |  | 10 kV | _ | LV | 630 kVA :Building Structure | 0.63 | --> | 0.63 | 0.48 | 0.9 |  | --> | 0.598 | 0 | 0 | 0.5 | 0 |  | --> | C19 ex CLONARD | Clonard [T41,T42] | WEXFORD |  | 52.3254 | -6.4921
MV/LV Substation CK***832Z |  | 20 kV | _ | LV | 50 kVA :Pole Substation | 0.05 | --> | 0.05 | 0.046 | 0.2 |  | --> | 0.048 | 0 | 0 | 0 | 0 | Constrained, otherwise capacity available =48 kW | --> | E15 ex BEALISTOWN | Bealistown [T421,T422] | GREAT ISLAND |  | 52.2391 | -6.7243
MV/LV Substation KI***835Z |  | 20 kV | _ | LV | 50 kVA :Pole Substation | 0.05 | --> | 0.05 | 0.04 | 16.12 |  | --> | 0.048 | 0 | 0.006 | 0.044 | 0 |  | --> | E12 ex WEXFORD | Wexford [T121,T122] | WEXFORD |  | 52.3554 | -6.7036
MV/LV Substation WE***837Z |  | 10 kV | _ | LV | 50 kVA :Pole Substation | 0.05 | --> | 0.05 | 0 | 0 | Constrained, otherwise capacity available =49 kVA | --> | 0.048 | 0 | 0 | 0.048 | 0 |  | --> | C13 ex MULGANNON | Mulgannon [T41,T42] | WEXFORD |  | 52.3181 | -6.468
MV/LV Substation KN***838 |  | 20 kV | _ | LV | 50 kVA :Pole Substation | 0.05 | --> | 0.05 | 0.047 | 16.12 |  | --> | 0.048 | 0 | 0 | 0.048 | 0 |  | --> | E17 ex WEXFORD | Wexford [T121,T122] | WEXFORD |  | 52.3403 | -6.5728
MV/LV Substation AR***838X |  | 20 kV | _ | LV | 50 kVA :Pole Substation | 0.05 | --> | 0.05 | 0.034 | 16.12 |  | --> | 0.048 | 0 | 0 | 0.05 | 0 |  | --> | E17 ex WEXFORD | Wexford [T121,T122] | WEXFORD |  | 52.3101 | -6.6911
MV/LV Substation CH***844Z |  | 20 kV | _ | LV | 200 kVA :Pole Substation | 0.2 | --> | 0.2 | 0.173 | 1.4 |  | --> | 0.19 | 0 | 0.022 | 0.177 | 0 |  | --> | E12 ex KILLINICK | Killinick [T421,T422] | WEXFORD |  | 52.2369 | -6.3564
MV/LV Substation RA***845Y |  | 10 kV | _ | LV | 630 kVA :Kiosk Substation | 0.63 | --> | 0.63 | 0.143 | 0.14 | Constrained, otherwise capacity available =516 kVA | --> | 0.598 | 0 | 0 | 0.5 | 0 |  | --> | C12 ex CARRIGLAWN | Carriglawn [T41,T42] | WEXFORD |  | 52.3433 | -6.4646
MV/LV Substation FA***845Z |  | 10 kV | _ | LV | 200 kVA :Kiosk Substation | 0.2 | --> | 0.2 | 0.182 | 1.4 |  | --> | 0.19 | 0 | 0 | 0.192 | 0 |  | --> | E18 ex KILLINICK | Killinick [T421,T422] | WEXFORD |  | 52.2849 | -6.3968
MV/LV Substation KE***846Z |  | 10 kV | _ | LV | 630 kVA :Building Structure | 0.63 | --> | 0.63 | 0 | 0 | Constrained, otherwise capacity available =543 kVA | --> | 0.598 | 0 | 0 | 0.5 | 0 |  | --> | C14 ex MULGANNON | Mulgannon [T41,T42] | WEXFORD |  | 52.3392 | -6.4607
MV/LV Substation BA***849Z |  | 10 kV | _ | LV | 50 kVA :Pole Substation | 0.05 | --> | 0.05 | 0.039 | 0.9 |  | --> | 0.048 | 0 | 0.01 | 0.042 | 0 |  | --> | C19 ex CLONARD | Clonard [T41,T42] | WEXFORD |  | 52.2932 | -6.4723
MV/LV Substation TA***852Y |  | 20 kV | _ | LV | 50 kVA :Pole Substation | 0.05 | --> | 0.05 | 0.05 | 1.4 |  | --> | 0.048 | 0 | 0 | 0.048 | 0 |  | --> | E12 ex KILLINICK | Killinick [T421,T422] | WEXFORD |  | 52.2454 | -6.3813
MV/LV Substation RI***854Y |  | 10 kV | _ | LV | 200 kVA :Kiosk Substation | 0.2 | --> | 0.2 | 0 | 0 | Constrained, otherwise capacity available =138 kVA | --> | 0.19 | 0 | 0.076 | 0.142 | 0 |  | --> | C20 ex MULGANNON | Mulgannon [T41,T42] | WEXFORD |  | 52.3247 | -6.4764
MV/LV Substation WH***855Z |  | 10 kV | _ | LV | 400 kVA :Kiosk Substation | 0.4 | --> | 0.4 | 0 | 0 | Constrained, otherwise capacity available =266 kVA | --> | 0.38 | 0 | 0.053 | 0.359 | 0 |  | --> | C20 ex MULGANNON | Mulgannon [T41,T42] | WEXFORD |  | 52.3215 | -6.4796
MV/LV Substation LU***856Z |  | 10 kV | _ | LV | 400 kVA :Kiosk Substation | 0.4 | --> | 0.4 | 0 | 0 | Constrained, otherwise capacity available =349 kVA | --> | 0.38 | 0 | 0.014 | 0.376 | 0 |  | --> | C20 ex MULGANNON | Mulgannon [T41,T42] | WEXFORD |  | 52.3236 | -6.4763
MV/LV Substation SI***860Z |  | 10 kV | _ | LV | 630 kVA :Kiosk Substation | 0.63 | --> | 0.63 | 0 | 0 | Constrained, otherwise capacity available =560 kVA | --> | 0.598 | 0 | 0 | 0.5 | 0 |  | --> | C20 ex MULGANNON | Mulgannon [T41,T42] | WEXFORD |  | 52.304 | -6.4619
MV/LV Substation CA***863Y |  | 10 kV | _ | LV | 200 kVA :Pole Substation | 0.2 | --> | 0.2 | 0 | 0 | Constrained, otherwise capacity available =200 kVA | --> | 0.19 | 0 | 0 | 0.19 | 0 |  | --> | C20 ex MULGANNON | Mulgannon [T41,T42] | WEXFORD |  | 52.3171 | -6.4799
MV/LV Substation SO***865Z |  | 10 kV | _ | LV | 200 kVA :Kiosk Substation | 0.2 | --> | 0.2 | 0.167 | 1.4 |  | --> | 0.19 | 0 | 0.028 | 0.174 | 0 |  | --> | E18 ex KILLINICK | Killinick [T421,T422] | WEXFORD |  | 52.2647 | -6.3831
MV/LV Substation RO***866Y |  | 20 kV | _ | LV | 400 kVA :Kiosk Substation | 0.4 | --> | 0.4 | 0.358 | 1.4 |  | --> | 0.38 | 0 | 0.014 | 0.375 | 0 |  | --> | E12 ex KILLINICK | Killinick [T421,T422] | WEXFORD |  | 52.2493 | -6.3373
MV/LV Substation WE***869Y |  | 10 kV | _ | LV | 630 kVA :Kiosk Substation | 0.63 | --> | 0.63 | 0 | 0 | Constrained, otherwise capacity available =536 kVA | --> | 0.598 | 0 | 0.002 | 0.5 | 0 |  | --> | C11 ex MULGANNON | Mulgannon [T41,T42] | WEXFORD |  | 52.3368 | -6.4733
MV/LV Substation WE***870Y |  | 10 kV | _ | LV | 400 kVA :Kiosk Substation | 0.4 | --> | 0.4 | 0.143 | 0.14 | Constrained, otherwise capacity available =332 kVA | --> | 0.38 | 0 | 0.007 | 0.384 | 0 |  | --> | C15 ex CARRIGLAWN | Carriglawn [T41,T42] | WEXFORD |  | 52.341 | -6.4684
MV/LV Substation CL***870Z |  | 20 kV | _ | LV | 200 kVA :Pole Substation | 0.2 | --> | 0.2 | 0.144 | 16.12 |  | --> | 0.19 | 0 | 0.011 | 0.189 | 0 |  | --> | E21 ex WEXFORD | Wexford [T121,T122] | WEXFORD |  | 52.402 | -6.3621
MV/LV Substation NO***872 |  | 20 kV | _ | LV | 200 kVA :Kiosk Substation | 0.2 | --> | 0.2 | 0.126 | 0.14 |  | --> | 0.19 | 0 | 0 | 0.2 | 0 |  | --> | C12 ex CARRIGLAWN | Carriglawn [T41,T42] | WEXFORD |  | 52.3564 | -6.4207
MV/LV Substation BA***872Y |  | 20 kV | _ | LV | 50 kVA :Pole Substation | 0.05 | --> | 0.05 | 0.047 | 16.12 |  | --> | 0.048 | 0 | 0 | 0.048 | 0 |  | --> | E17 ex WEXFORD | Wexford [T121,T122] | WEXFORD |  | 52.2684 | -6.6645
MV/LV Substation AR***872Z |  | 10 kV | _ | LV | 400 kVA :Kiosk Substation | 0.4 | --> | 0.4 | 0.354 | 1.4 |  | --> | 0.38 | 0 | 0.033 | 0.362 | 0 |  | --> | E18 ex KILLINICK | Killinick [T421,T422] | WEXFORD |  | 52.2694 | -6.3949
MV/LV Substation BA***873X |  | 10 kV | _ | LV | 50 kVA :Pole Substation | 0.05 | --> | 0.05 | 0.041 | 16.12 |  | --> | 0.048 | 0 | 0.005 | 0.045 | 0 |  | --> | E19 ex WEXFORD | Wexford [T121,T122] | WEXFORD |  | 52.3391 | -6.5385
MV/LV Substation KI***875 |  | 20 kV | _ | LV | 200 kVA :Pole Substation | 0.2 | --> | 0.2 | 0.17 | 16.12 |  | --> | 0.19 | 0 | 0 | 0.194 | 0 |  | --> | E21 ex WEXFORD | Wexford [T121,T122] | WEXFORD |  | 52.3834 | -6.562
MV/LV Substation LI***875Z |  | 10 kV | _ | LV | 200 kVA :Kiosk Substation | 0.2 | --> | 0.2 | 0.196 | 1.4 |  | --> | 0.19 | 0 | 0.006 | 0.186 | 0 |  | --> | E18 ex KILLINICK | Killinick [T421,T422] | WEXFORD |  | 52.2841 | -6.399
MV/LV Substation MU***876X |  | 20 kV | _ | LV | 100 kVA :Pole Substation | 0.1 | --> | 0.1 | 0.064 | 16.12 |  | --> | 0.095 | 0 | 0 | 0.1 | 0 |  | --> | E20 ex WEXFORD | Wexford [T121,T122] | WEXFORD |  | 52.2869 | -6.524
MV/LV Substation WA***881X |  | 10 kV | _ | LV | 400 kVA :Kiosk Substation | 0.4 | --> | 0.4 | 0.143 | 0.14 | Constrained, otherwise capacity available =310 kVA | --> | 0.38 | 0 | 0.002 | 0.391 | 0 |  | --> | C17 ex CARRIGLAWN | Carriglawn [T41,T42] | WEXFORD |  | 52.3424 | -6.4771
MV/LV Substation ST***881Y |  | 20 kV | _ | LV | 400 kVA :Kiosk Substation | 0.4 | --> | 0.4 | 0.329 | 1.4 |  | --> | 0.38 | 0 | 0.008 | 0.384 | 0 |  | --> | E13 ex KILLINICK | Killinick [T421,T422] | WEXFORD |  | 52.2312 | -6.3275
MV/LV Substation RO***885Z |  | 10 kV | _ | LV | 400 kVA :Kiosk Substation | 0.4 | --> | 0.4 | 0.323 | 1.4 |  | --> | 0.38 | 0 | 0 | 0.39 | 0 |  | --> | E18 ex KILLINICK | Killinick [T421,T422] | WEXFORD |  | 52.2644 | -6.3881
MV/LV Substation NE***888Y |  | 20 kV | _ | LV | 100 kVA :Pole Substation | 0.1 | --> | 0.1 | 0.075 | 1.4 |  | --> | 0.095 | 0 | 0 | 0.098 | 0 |  | --> | E11 ex KILLINICK | Killinick [T421,T422] | WEXFORD |  | 52.1888 | -6.5671
MV/LV Substation RO***889X |  | 10 kV | _ | LV | 50 kVA :Pole Substation | 0.05 | --> | 0.05 | 0.045 | 1.4 |  | --> | 0.048 | 0 | 0.005 | 0.044 | 0 |  | --> | E18 ex KILLINICK | Killinick [T421,T422] | WEXFORD |  | 52.2663 | -6.3855
MV/LV Substation DU***890X |  | 10 kV | _ | LV | 400 kVA :Building Structure | 0.4 | --> | 0.4 | 0.386 | 0.9 |  | --> | 0.38 | 0 | 0 | 0.382 | 0 |  | --> | C16 ex CLONARD | Clonard [T41,T42] | WEXFORD |  | 52.3266 | -6.4889
MV/LV Substation SO***891X |  | 10 kV | _ | LV | 630 kVA :Building Structure | 0.63 | --> | 0.63 | 0.5 | 0.9 |  | --> | 0.598 | 0 | 0.011 | 0.5 | 0 |  | --> | C16 ex CLONARD | Clonard [T41,T42] | WEXFORD |  | 52.3302 | -6.4882
MV/LV Substation JO***895X |  | 20 kV | _ | LV | 100 kVA :Pole Substation | 0.1 | --> | 0.1 | 0.036 | 16.12 |  | --> | 0.095 | 0 | 0.1 | 0.029 | 0 |  | --> | E21 ex WEXFORD | Wexford [T121,T122] | WEXFORD |  | 52.3758 | -6.4155
MV/LV Substation ST***897Y |  | 20 kV | _ | LV | 50 kVA :Pole Substation | 0.05 | --> | 0.05 | 0.035 | 1.4 |  | --> | 0.048 | 0 | 0.005 | 0.046 | 0 |  | --> | E13 ex KILLINICK | Killinick [T421,T422] | WEXFORD |  | 52.2194 | -6.3855
MV/LV Substation MA***900Y |  | 10 kV | _ | LV | 400 kVA :Kiosk Substation | 0.4 | --> | 0.4 | 0.4 | 0.9 |  | --> | 0.38 | 0 | 0 | 0.38 | 0 |  | --> | C16 ex CLONARD | Clonard [T41,T42] | WEXFORD |  | 52.3281 | -6.4865
MV/LV Substation SI***901X |  | 10 kV | _ | LV | 50 kVA :Pole Substation | 0.05 | --> | 0.05 | 0 | 0 | Constrained, otherwise capacity available =47 kVA | --> | 0.048 | 0 | 0 | 0.048 | 0 |  | --> | C20 ex MULGANNON | Mulgannon [T41,T42] | WEXFORD |  | 52.3054 | -6.4582
MV/LV Substation PA***902X |  | 10 kV | _ | LV | 50 kVA :Pole Substation | 0.05 | --> | 0.05 | 0.046 | 0.14 |  | --> | 0.048 | 0 | 0 | 0.048 | 0 |  | --> | C16 ex CARRIGLAWN | Carriglawn [T41,T42] | WEXFORD |  | 52.3524 | -6.4839
MV/LV Substation TH***902Y |  | 10 kV | _ | LV | 200 kVA :Kiosk Substation | 0.2 | --> | 0.2 | 0.188 | 1.4 |  | --> | 0.19 | 0 | 0.006 | 0.187 | 0 |  | --> | E18 ex KILLINICK | Killinick [T421,T422] | WEXFORD |  | 52.2831 | -6.3961
MV/LV Substation RO***903X |  | 10 kV | _ | LV | 50 kVA :Pole Substation | 0.05 | --> | 0.05 | 0.037 | 1.4 |  | --> | 0.048 | 0 | 0 | 0.049 | 0 |  | --> | E18 ex KILLINICK | Killinick [T421,T422] | WEXFORD |  | 52.2783 | -6.3974
MV/LV Substation BE***904Y |  | 10 kV | _ | LV | 100 kVA :Pole Substation | 0.1 | --> | 0.1 | 0.1 | 0.14 |  | --> | 0.095 | 0 | 0 | 0.095 | 0 |  | --> | C16 ex CARRIGLAWN | Carriglawn [T41,T42] | WEXFORD |  | 52.3399 | -6.4878
MV/LV Substation PA***904Z |  | 10 kV | _ | LV | 1000 kVA :Building Structure | 1 | --> | 1 | 0 | 0 | Constrained, otherwise capacity available =882 kVA | --> | 0.95 | 0 | 0 | 0.5 | 0 |  | --> | C14 ex MULGANNON | Mulgannon [T41,T42] | WEXFORD |  | 52.3364 | -6.4591
MV/LV Substation MA***907X |  | 10 kV | _ | LV | 400 kVA :Building Structure | 0.4 | --> | 0.4 | 0 | 0 | Constrained, otherwise capacity available =276 kVA | --> | 0.38 | 0 | 0.005 | 0.393 | 0 |  | --> | C19 ex MULGANNON | Mulgannon [T41,T42] | WEXFORD |  | 52.338 | -6.4633
MV/LV Substation NV***914X |  | 20 kV | _ | LV | 200 kVA :Kiosk Substation | 0.2 | --> | 0.2 | 0.167 | 1.4 |  | --> | 0.19 | 0 | 0 | 0.193 | 0 |  | --> | E12 ex KILLINICK | Killinick [T421,T422] | WEXFORD |  | 52.2466 | -6.3552
MV/LV Substation BA***915Z |  | 20 kV | _ | LV | 100 kVA :Pole Substation | 0.1 | --> | 0.1 | 0.1 | 0.2 |  | --> | 0.095 | 0 | 0 | 0 | 0 | Constrained, otherwise capacity available =95 kW | --> | E15 ex BEALISTOWN | Bealistown [T421,T422] | GREAT ISLAND |  | 52.2548 | -6.7263
MV/LV Substation CL***916Z |  | 10 kV | _ | LV | 630 kVA :Kiosk Substation | 0.63 | --> | 0.63 | 0.5 | 1.4 |  | --> | 0.598 | 0 | 0 | 0.5 | 0 |  | --> | E18 ex KILLINICK | Killinick [T421,T422] | WEXFORD |  | 52.266 | -6.3842
MV/LV Substation BA***917X |  | 10 kV | _ | LV | 100 kVA :Pole Substation | 0.1 | --> | 0.1 | 0.067 | 0.9 |  | --> | 0.095 | 0 | 0 | 0.099 | 0 |  | --> | C19 ex CLONARD | Clonard [T41,T42] | WEXFORD |  | 52.2809 | -6.4671
MV/LV Substation CL***917Z |  | 20 kV | _ | LV | 50 kVA :Pole Substation | 0.05 | --> | 0.05 | 0.049 | 16.12 |  | --> | 0.048 | 0 | 0.006 | 0.043 | 0 |  | --> | E17 ex WEXFORD | Wexford [T121,T122] | WEXFORD |  | 52.3372 | -6.5651
MV/LV Substation DA***919X |  | 20 kV | _ | LV | 200 kVA :Pole Substation | 0.2 | --> | 0.2 | 0.191 | 1.4 |  | --> | 0.19 | 0 | 0 | 0.191 | 0 |  | --> | E20 ex KILLINICK | Killinick [T421,T422] | WEXFORD |  | 52.2583 | -6.4461
MV/LV Substation CH***920Z |  | 10 kV | _ | LV | 630 kVA :Kiosk Substation | 0.63 | --> | 0.63 | 0 | 0 | Constrained, otherwise capacity available =376 kVA | --> | 0.598 | 0 | 0 | 0.5 | 0 |  | --> | C14 ex MULGANNON | Mulgannon [T41,T42] | WEXFORD |  | 52.3393 | -6.462
MV/LV Substation AI***923Y |  | 10 kV | _ | LV | 50 kVA :Pole Substation | 0.05 | --> | 0.05 | 0 | 0 | Constrained, otherwise capacity available =42 kVA | --> | 0.048 | 0 | 0 | 0.049 | 0 |  | --> | C18 ex MULGANNON | Mulgannon [T41,T42] | WEXFORD |  | 52.3222 | -6.4486
MV/LV Substation PR***925Y |  | 10 kV | _ | LV | 400 kVA :Kiosk Substation | 0.4 | --> | 0.4 | 0.143 | 0.14 | Constrained, otherwise capacity available =318 kVA | --> | 0.38 | 0 | 0.011 | 0.383 | 0 |  | --> | C15 ex CARRIGLAWN | Carriglawn [T41,T42] | WEXFORD |  | 52.343 | -6.4746
MV/LV Substation DO***925Z |  | 20 kV | _ | LV | 100 kVA :Pole Substation | 0.1 | --> | 0.1 | 0.089 | 16.12 |  | --> | 0.095 | 0 | 0 | 0.096 | 0 |  | --> | E20 ex WEXFORD | Wexford [T121,T122] | WEXFORD |  | 52.3132 | -6.5411
MV/LV Substation RE***926Z |  | 20 kV | _ | LV | 100 kVA :Pole Substation | 0.1 | --> | 0.1 | 0.09 | 1.4 |  | --> | 0.095 | 0 | 0 | 0.096 | 0 |  | --> | E11 ex KILLINICK | Killinick [T421,T422] | WEXFORD |  | 52.2294 | -6.6526
MV/LV Substation BA***929Y |  | 20 kV | _ | LV | 50 kVA :Pole Substation | 0.05 | --> | 0.05 | 0.047 | 1.4 |  | --> | 0.048 | 0 | 0 | 0.048 | 0 |  | --> | E13 ex KILLINICK | Killinick [T421,T422] | WEXFORD |  | 52.1975 | -6.3639
MV/LV Substation DR***930Y |  | 10 kV | _ | LV | 200 kVA :Pole Substation | 0.2 | --> | 0.2 | 0 | 0 | Constrained, otherwise capacity available =186 kVA | --> | 0.19 | 0 | 0 | 0.192 | 0 |  | --> | C20 ex MULGANNON | Mulgannon [T41,T42] | WEXFORD |  | 52.3112 | -6.4541
MV/LV Substation PE***930Z |  | 10 kV | _ | LV | 630 kVA :Kiosk Substation | 0.63 | --> | 0.63 | 0 | 0 | Constrained, otherwise capacity available =584 kVA | --> | 0.598 | 0 | 0 | 0.5 | 0 |  | --> | C14 ex MULGANNON | Mulgannon [T41,T42] | WEXFORD |  | 52.3376 | -6.4602
MV/LV Substation CL***932Z |  | 10 kV | _ | LV | 400 kVA :Kiosk Substation | 0.4 | --> | 0.4 | 0.34 | 16.12 |  | --> | 0.38 | 0 | 0.009 | 0.381 | 0 |  | --> | E14 ex WEXFORD | Wexford [T121,T122] | WEXFORD |  | 52.3327 | -6.4945
MV/LV Substation DA***936Z |  | 20 kV | _ | LV | 200 kVA :Pole Substation | 0.2 | --> | 0.2 | 0.173 | 0.2 |  | --> | 0.19 | 0 | 0.03 | 0 | 0 | Constrained, otherwise capacity available =172 kW | --> | E15 ex BEALISTOWN | Bealistown [T421,T422] | GREAT ISLAND |  | 52.2448 | -6.7319
MV/LV Substation CO***937 |  | 20 kV | _ | LV | 50 kVA :Pole Substation | 0.05 | --> | 0.05 | 0.046 | 16.12 |  | --> | 0.048 | 0 | 0 | 0.048 | 0 |  | --> | E17 ex WEXFORD | Wexford [T121,T122] | WEXFORD |  | 52.3189 | -6.6746
MV/LV Substation ST***939Z |  | 20 kV | _ | LV | 100 kVA :Pole Substation | 0.1 | --> | 0.1 | 0.095 | 1.4 |  | --> | 0.095 | 0 | 0 | 0.096 | 0 |  | --> | E12 ex KILLINICK | Killinick [T421,T422] | WEXFORD |  | 52.245 | -6.4001
MV/LV Substation KI***941X |  | 10 kV | _ | LV | 50 kVA :Pole Substation | 0.05 | --> | 0.05 | 0 | 0.14 |  | --> | 0.048 | 0 | 0 | 0.057 | 0 |  | --> | C12 ex CARRIGLAWN | Carriglawn [T41,T42] | WEXFORD |  | 52.345 | -6.4543
MV/LV Substation CA***942X |  | 10 kV | _ | LV | 400 kVA :Kiosk Substation | 0.4 | --> | 0.4 | 0.357 | 0.9 |  | --> | 0.38 | 0 | 0.01 | 0.378 | 0 |  | --> | C15 ex CLONARD | Clonard [T41,T42] | WEXFORD |  | 52.3385 | -6.4851
MV/LV Substation HO***944 |  | 20 kV | _ | LV | 100 kVA :Pole Substation | 0.1 | --> | 0.1 | 0.077 | 16.12 |  | --> | 0.095 | 0 | 0 | 0.098 | 0 |  | --> | E17 ex WEXFORD | Wexford [T121,T122] | WEXFORD |  | 52.316 | -6.7221
MV/LV Substation TY***945Z |  | 20 kV | _ | LV | 200 kVA :Pole Substation | 0.2 | --> | 0.2 | 0.176 | 1.4 |  | --> | 0.19 | 0 | 0 | 0.193 | 0 |  | --> | E11 ex KILLINICK | Killinick [T421,T422] | WEXFORD |  | 52.1744 | -6.5891
MV/LV Substation HA***946 |  | 20 kV | _ | LV | 33 kVA :Pole Substation | 0.033 | --> | 0.033 | 0.026 | 16.12 |  | --> | 0.031 | 0 | 0.006 | 0.028 | 0 |  | --> | E17 ex WEXFORD | Wexford [T121,T122] | WEXFORD |  | 52.3106 | -6.7345
MV/LV Substation QU***947Z |  | 10 kV | _ | LV | 200 kVA :Kiosk Substation | 0.2 | --> | 0.2 | 0.134 | 0.14 |  | --> | 0.19 | 0 | 0.031 | 0.176 | 0 |  | --> | C16 ex CARRIGLAWN | Carriglawn [T41,T42] | WEXFORD |  | 52.3419 | -6.5057
MV/LV Substation AU***948X |  | 10 kV | _ | LV | 400 kVA :Building Structure | 0.4 | --> | 0.4 | 0 | 0 | Constrained, otherwise capacity available =372 kVA | --> | 0.38 | 0 | 0 | 0.384 | 0 |  | --> | C14 ex MULGANNON | Mulgannon [T41,T42] | WEXFORD |  | 52.33 | -6.4632
MV/LV Substation TE***949X |  | 10 kV | _ | LV | 400 kVA :Building Structure | 0.4 | --> | 0.4 | 0.143 | 0.14 | Constrained, otherwise capacity available =277 kVA | --> | 0.38 | 0 | 0.002 | 0.395 | 0 |  | --> | C12 ex CARRIGLAWN | Carriglawn [T41,T42] | WEXFORD |  | 52.3416 | -6.4656
MV/LV Substation PA***949Y |  | 10 kV | _ | LV | 400 kVA :Kiosk Substation | 0.4 | --> | 0.4 | 0.143 | 0.14 | Constrained, otherwise capacity available =369 kVA | --> | 0.38 | 0 | 0.02 | 0.369 | 0 |  | --> | C16 ex CARRIGLAWN | Carriglawn [T41,T42] | WEXFORD |  | 52.3495 | -6.4929
MV/LV Substation CI***950X |  | 10 kV | _ | LV | 630 kVA :Kiosk Substation | 0.63 | --> | 0.63 | 0 | 0 | Constrained, otherwise capacity available =437 kVA | --> | 0.598 | 0 | 0 | 0.5 | 0 |  | --> | C14 ex MULGANNON | Mulgannon [T41,T42] | WEXFORD |  | 52.3372 | -6.4601
MV/LV Substation KI***954 |  | 20 kV | _ | LV | 200 kVA :Pole Substation | 0.2 | --> | 0.2 | 0.115 | 1.4 |  | --> | 0.19 | 0 | 0 | 0.201 | 0 |  | --> | E20 ex KILLINICK | Killinick [T421,T422] | WEXFORD |  | 52.2577 | -6.4564
MV/LV Substation PM***957 |  | 20 kV | _ | LV | 50 kVA :Pole Substation | 0.05 | --> | 0.05 | 0.021 | 0.14 |  | --> | 0.048 | 0 | 0 | 0.051 | 0 |  | --> | C12 ex CARRIGLAWN | Carriglawn [T41,T42] | WEXFORD |  | 52.3498 | -6.4568
MV/LV Substation PA***959 |  | 10 kV | _ | LV | 100 kVA :Pole Substation | 0.1 | --> | 0.1 | 0.083 | 0.14 |  | --> | 0.095 | 0 | 0.007 | 0.092 | 0 |  | --> | C16 ex CARRIGLAWN | Carriglawn [T41,T42] | WEXFORD |  | 52.3507 | -6.499
MV/LV Substation KI***964X |  | 20 kV | _ | LV | 50 kVA :Pole Substation | 0.05 | --> | 0.05 | 0.05 | 0.14 |  | --> | 0.048 | 0 | 0 | 0.048 | 0 |  | --> | C12 ex CARRIGLAWN | Carriglawn [T41,T42] | WEXFORD |  | 52.366 | -6.4317
MV/LV Substation BA***965X |  | 20 kV | _ | LV | 100 kVA :Pole Substation | 0.1 | --> | 0.1 | 0.072 | 1.4 |  | --> | 0.095 | 0 | 0.01 | 0.091 | 0 |  | --> | E12 ex KILLINICK | Killinick [T421,T422] | WEXFORD |  | 52.2438 | -6.3947
MV/LV Substation SO***966X |  | 20 kV | _ | LV | 630 kVA :Kiosk Substation | 0.63 | --> | 0.63 | 0.5 | 1.4 |  | --> | 0.598 | 0 | 0.006 | 0.5 | 0 |  | --> | E11 ex KILLINICK | Killinick [T421,T422] | WEXFORD |  | 52.1801 | -6.5912
MV/LV Substation KE***967X |  | 20 kV | _ | LV | 630 kVA :Building Structure | 0.63 | --> | 0.63 | 0.143 | 0.14 | Constrained, otherwise capacity available =461 kVA | --> | 0.598 | 0 | 0.011 | 0.5 | 0 |  | --> | C12 ex CARRIGLAWN | Carriglawn [T41,T42] | WEXFORD |  | 52.3603 | -6.4487
MV/LV Substation RA***968Z |  | 20 kV | _ | LV | 100 kVA :Pole Substation | 0.1 | --> | 0.1 | 0.098 | 1.4 |  | --> | 0.095 | 0 | 0 | 0.095 | 0 |  | --> | E11 ex KILLINICK | Killinick [T421,T422] | WEXFORD |  | 52.2343 | -6.6164
MV/LV Substation WE***972 |  | 10 kV | _ | LV | 100 kVA :Pole Substation | 0.1 | --> | 0.1 | 0 | 0 | Constrained, otherwise capacity available =68 kVA | --> | 0.095 | 0 | 0.011 | 0.091 | 0 |  | --> | C11 ex MULGANNON | Mulgannon [T41,T42] | WEXFORD |  | 52.3268 | -6.4657
MV/LV Substation HI***975Z |  | 10 kV | _ | LV | 200 kVA :Kiosk Substation | 0.2 | --> | 0.2 | 0.122 | 16.12 |  | --> | 0.19 | 0 | 0.008 | 0.194 | 0 |  | --> | E19 ex WEXFORD | Wexford [T121,T122] | WEXFORD |  | 52.3397 | -6.4978
MV/LV Substation HI***976Z |  | 10 kV | _ | LV | 200 kVA :Kiosk Substation | 0.2 | --> | 0.2 | 0.143 | 0.14 | Constrained, otherwise capacity available =181 kVA | --> | 0.19 | 0 | 0 | 0.193 | 0 |  | --> | C16 ex CARRIGLAWN | Carriglawn [T41,T42] | WEXFORD |  | 52.3365 | -6.4966
MV/LV Substation ST***977Z |  | 10 kV | _ | LV | 400 kVA :Kiosk Substation | 0.4 | --> | 0.4 | 0 | 0 | Constrained, otherwise capacity available =328 kVA | --> | 0.38 | 0 | 0.031 | 0.367 | 0 |  | --> | C18 ex MULGANNON | Mulgannon [T41,T42] | WEXFORD |  | 52.3138 | -6.4526
MV/LV Substation LA***980X |  | 20 kV | _ | LV | 100 kVA :Pole Substation | 0.1 | --> | 0.1 | 0.089 | 16.12 |  | --> | 0.095 | 0 | 0.013 | 0.087 | 0 |  | --> | E12 ex WEXFORD | Wexford [T121,T122] | WEXFORD |  | 52.3435 | -6.5668
MV/LV Substation OD***983Z |  | 20 kV | _ | LV | 50 kVA :Pole Substation | 0.05 | --> | 0.05 | 0.05 | 1.4 |  | --> | 0.048 | 0 | 0 | 0.048 | 0 |  | --> | E20 ex KILLINICK | Killinick [T421,T422] | WEXFORD |  | 52.2343 | -6.5754
MV/LV Substation WE***985X |  | 10 kV | _ | LV | 200 kVA :Kiosk Substation | 0.2 | --> | 0.2 | 0 | 0 | Constrained, otherwise capacity available =132 kVA | --> | 0.19 | 0 | 0 | 0.199 | 0 |  | --> | C20 ex MULGANNON | Mulgannon [T41,T42] | WEXFORD |  | 52.3058 | -6.4596
MV/LV Substation AR***988Z |  | 10 kV | _ | LV | 50 kVA :Pole Substation | 0.05 | --> | 0.05 | 0.045 | 0.9 |  | --> | 0.048 | 0 | 0 | 0.048 | 0 |  | --> | C19 ex CLONARD | Clonard [T41,T42] | WEXFORD |  | 52.287 | -6.4807
MV/LV Substation RA***992X |  | 20 kV | _ | LV | 50 kVA :Pole Substation | 0.05 | --> | 0.05 | 0.046 | 1.4 |  | --> | 0.048 | 0 | 0.006 | 0.044 | 0 |  | --> | E20 ex KILLINICK | Killinick [T421,T422] | WEXFORD |  | 52.2702 | -6.4788
MV/LV Substation OA***993X |  | 20 kV | _ | LV | 100 kVA :Pole Substation | 0.1 | --> | 0.1 | 0.056 | 16.12 |  | --> | 0.095 | 0 | 0.004 | 0.098 | 0 |  | --> | E21 ex WEXFORD | Wexford [T121,T122] | WEXFORD |  | 52.3872 | -6.4488
MV/LV Substation BO***993Y |  | 20 kV | _ | LV | 50 kVA :Pole Substation | 0.05 | --> | 0.05 | 0.037 | 1.4 |  | --> | 0.048 | 0 | 0.032 | 0.026 | 0 |  | --> | E12 ex KILLINICK | Killinick [T421,T422] | WEXFORD |  | 52.24 | -6.3324
MV/LV Substation MC***994Y |  | 10 kV | _ | LV | 50 kVA :Pole Substation | 0.05 | --> | 0.05 | 0 | 0 | Constrained, otherwise capacity available =10 kVA | --> | 0.048 | 0 | 0.005 | 0.049 | 0 |  | --> | C20 ex MULGANNON | Mulgannon [T41,T42] | WEXFORD |  | 52.3237 | -6.48
MV/LV Substation LI***994Z |  | 20 kV | _ | LV | 100 kVA :Pole Substation | 0.1 | --> | 0.1 | 0.097 | 1.4 |  | --> | 0.095 | 0 | 0 | 0.096 | 0 |  | --> | E11 ex KILLINICK | Killinick [T421,T422] | WEXFORD |  | 52.2186 | -6.4641
MV/LV Substation BL***997 |  | 20 kV | _ | LV | 50 kVA :Pole Substation | 0.05 | --> | 0.05 | 0.044 | 1.4 |  | --> | 0.048 | 0 | 0 | 0.048 | 0 |  | --> | E11 ex KILLINICK | Killinick [T421,T422] | WEXFORD |  | 52.2188 | -6.648
MV/LV Substation TH***997Z |  | 10 kV | _ | LV | 400 kVA :Kiosk Substation | 0.4 | --> | 0.4 | 0.341 | 0.9 |  | --> | 0.38 | 0 | 0.019 | 0.374 | 0 |  | --> | C19 ex CLONARD | Clonard [T41,T42] | WEXFORD |  | 52.3268 | -6.4975
MV/LV Substation CL***998Z |  | 10 kV | _ | LV | 630 kVA :Kiosk Substation | 0.63 | --> | 0.63 | 0.5 | 0.9 |  | --> | 0.598 | 0 | 0 | 0.5 | 0 |  | --> | C19 ex CLONARD | Clonard [T41,T42] | WEXFORD |  | 52.3261 | -6.496
MV/LV Substation CU***999 |  | 20 kV | _ | LV | 400 kVA :Kiosk Substation | 0.4 | --> | 0.4 | 0.26 | 1.4 |  | --> | 0.38 | 0 | 0 | 0.399 | 0 |  | --> | E11 ex KILLINICK | Killinick [T421,T422] | WEXFORD |  | 52.2049 | -6.6293
MV/LV Substation MA***999X |  | 10 kV | _ | LV | 200 kVA :Kiosk Substation | 0.2 | --> | 0.2 | 0.153 | 1.4 |  | --> | 0.19 | 0 | 0.013 | 0.187 | 0 |  | --> | E18 ex KILLINICK | Killinick [T421,T422] | WEXFORD |  | 52.2645 | -6.3907
MV/LV Substation SO***002 |  | 10 kV | _ | LV | 630 kVA :Kiosk Substation | 0.63 | --> | 0.63 | 0 | 0 | Constrained, otherwise capacity available =440 kVA | --> | 0.598 | 0 | 0.02 | 0 | 0 | Constrained, otherwise capacity available =609 kW | --> | C18 ex KNOCKMULLEN | Knockmullen [T42,T421] | GREAT ISLAND |  | 52.3938 | -6.9453
MV/LV Substation IR***003 |  | 10 kV | _ | LV | 630 kVA :Kiosk Substation | 0.63 | --> | 0.63 | 0 | 0 | Constrained, otherwise capacity available =500 kVA | --> | 0.598 | 0 | 0.003 | 0 | 0 | Constrained, otherwise capacity available =614 kW | --> | C14 ex KNOCKMULLEN | Knockmullen [T42,T421] | GREAT ISLAND |  | 52.399 | -6.9339
MV/LV Substation CH***004 |  | 10 kV | _ | LV | 200 kVA :Pole Substation | 0.2 | --> | 0.2 | 0 | 0 | Constrained, otherwise capacity available =92 kVA | --> | 0.19 | 0 | 0.009 | 0 | 0 | Constrained, otherwise capacity available =198 kW | --> | C14 ex KNOCKMULLEN | Knockmullen [T42,T421] | GREAT ISLAND |  | 52.3898 | -6.9382
MV/LV Substation GO***004X |  | 10 kV | _ | LV | 50 kVA :Pole Substation | 0.05 | --> | 0.05 | 0 | 0 | Constrained, otherwise capacity available =47 kVA | --> | 0.048 | 0 | 0 | 0 | 0 | Constrained, otherwise capacity available =48 kW | --> | E11 ex KNOCKMULLEN | Knockmullen [T42,T421] | GREAT ISLAND |  | 52.4411 | -6.8681
MV/LV Substation CH***004Z |  | 10 kV | _ | LV | 200 kVA :Kiosk Substation | 0.2 | --> | 0.2 | 0 | 0 | Constrained, otherwise capacity available =157 kVA | --> | 0.19 | 0 | 0.022 | 0 | 0 | Constrained, otherwise capacity available =179 kW | --> | C18 ex KNOCKMULLEN | Knockmullen [T42,T421] | GREAT ISLAND |  | 52.3877 | -6.9384
MV/LV Substation HO***005X |  | 10 kV | _ | LV | 400 kVA :Kiosk Substation | 0.4 | --> | 0.4 | 0.205 | 0.2 | Constrained, otherwise capacity available =363 kVA | --> | 0.38 | 0 | 0.003 | 0 | 0 | Constrained, otherwise capacity available =383 kW | --> | E17 ex BEALISTOWN | Bealistown [T421,T422] | GREAT ISLAND |  | 52.1644 | -6.8807
MV/LV Substation GL***005Z |  | 20 kV | _ | LV | 50 kVA :Pole Substation | 0.05 | --> | 0.05 | 0 | 0 | Constrained, otherwise capacity available =42 kVA | --> | 0.048 | 0 | 0 | 0.048 | 0 |  | --> | E11 ex CLONROCHE | Clonroche [T421,T422] | WEXFORD |  | 52.3771 | -6.7174
MV/LV Substation DU***008 |  | 10 kV | _ | LV | 400 kVA :Building Structure | 0.4 | --> | 0.4 | 0 | 0 | Constrained, otherwise capacity available =281 kVA | --> | 0.38 | 0 | 0 | 0 | 0 | Constrained, otherwise capacity available =396 kW | --> | C14 ex KNOCKMULLEN | Knockmullen [T42,T421] | GREAT ISLAND |  | 52.3981 | -6.9436
MV/LV Substation RO***009 |  | 10 kV | _ | LV | 400 kVA :Kiosk Substation | 0.4 | --> | 0.4 | 0.198 | 0.24 |  | --> | 0.38 | 0 | 0.023 | 0 | 0 | Constrained, otherwise capacity available =390 kW | --> | C27 ex ROSBERCON | Rosbercon [T41,T42] | WATERFORD |  | 52.3988 | -6.9517
MV/LV Substation CO***009X |  | 20 kV | _ | LV | 100 kVA :Pole Substation | 0.1 | --> | 0.1 | 0 | 0 | Constrained, otherwise capacity available =85 kVA | --> | 0.095 | 0 | 0 | 0 | 0 | Constrained, otherwise capacity available =97 kW | --> | C20 ex KNOCKMULLEN | Knockmullen [T42,T421] | GREAT ISLAND |  | 52.3195 | -6.8864
MV/LV Substation GR***013Z |  | 10 kV | _ | LV | 200 kVA :Kiosk Substation | 0.2 | --> | 0.2 | 0 | 0 | Constrained, otherwise capacity available =113 kVA | --> | 0.19 | 0 | 0.011 | 0 | 0 | Constrained, otherwise capacity available =193 kW | --> | C18 ex KNOCKMULLEN | Knockmullen [T42,T421] | GREAT ISLAND |  | 52.387 | -6.9394
MV/LV Substation HE***016 |  | 10 kV | _ | LV | 400 kVA :Kiosk Substation | 0.4 | --> | 0.4 | 0 | 0 | Constrained, otherwise capacity available =229 kVA | --> | 0.38 | 0 | 0.029 | 0 | 0 | Constrained, otherwise capacity available =381 kW | --> | C18 ex KNOCKMULLEN | Knockmullen [T42,T421] | GREAT ISLAND |  | 52.3909 | -6.9479
MV/LV Substation BA***016X |  | 20 kV | _ | LV | 200 kVA :Pole Substation | 0.2 | --> | 0.2 | 0.139 | 0.2 |  | --> | 0.19 | 0 | 0 | 0 | 0 | Constrained, otherwise capacity available =198 kW | --> | E15 ex BEALISTOWN | Bealistown [T421,T422] | GREAT ISLAND |  | 52.2691 | -6.7547
MV/LV Substation GL***019 |  | 20 kV | _ | LV | 50 kVA :Pole Substation | 0.05 | --> | 0.05 | 0 | 0 | Constrained, otherwise capacity available =48 kVA | --> | 0.048 | 0 | 0 | 0.048 | 0 |  | --> | E11 ex CLONROCHE | Clonroche [T421,T422] | WEXFORD |  | 52.3839 | -6.716
MV/LV Substation BA***021 |  | 10 kV | _ | LV | 50 kVA :Pole Substation | 0.05 | --> | 0.05 | 0.032 | 0.24 |  | --> | 0.048 | 0 | 0.005 | 0 | 0 | Constrained, otherwise capacity available =46 kW | --> | C14 ex ROSBERCON | Rosbercon [T41,T42] | WATERFORD |  | 52.4015 | -6.9552
MV/LV Substation NU***028 |  | 10 kV | _ | LV | 200 kVA :Pole Substation | 0.2 | --> | 0.2 | 0 | 0 | Constrained, otherwise capacity available =134 kVA | --> | 0.19 | 0 | 0 | 0 | 0 | Constrained, otherwise capacity available =199 kW | --> | C14 ex KNOCKMULLEN | Knockmullen [T42,T421] | GREAT ISLAND |  | 52.3948 | -6.938
MV/LV Substation ST***029 |  | 10 kV | _ | LV | 400 kVA :Building Structure | 0.4 | --> | 0.4 | 0.239 | 0.24 | Constrained, otherwise capacity available =381 kVA | --> | 0.38 | 0 | 0.004 | 0 | 0 | Constrained, otherwise capacity available =380 kW | --> | C15 ex ROSBERCON | Rosbercon [T41,T42] | WATERFORD |  | 52.3934 | -6.953
MV/LV Substation PA***031Z |  | 20 kV | _ | LV | 50 kVA :Pole Substation | 0.05 | --> | 0.05 | 0.048 | 0.24 |  | --> | 0.048 | 0 | 0 | 0 | 0 | Constrained, otherwise capacity available =48 kW | --> | C20 ex ROSBERCON | Rosbercon [T41,T42] | WATERFORD |  | 52.3687 | -7.0272
MV/LV Substation CO***034 |  | 10 kV | _ | LV | 400 kVA :Kiosk Substation | 0.4 | --> | 0.4 | 0 | 0 | Constrained, otherwise capacity available =162 kVA | --> | 0.38 | 0 | 0.039 | 0 | 0 | Constrained, otherwise capacity available =382 kW | --> | C14 ex KNOCKMULLEN | Knockmullen [T42,T421] | GREAT ISLAND |  | 52.3983 | -6.9393
MV/LV Substation WI***035 |  | 10 kV | _ | LV | 400 kVA :Kiosk Substation | 0.4 | --> | 0.4 | 0 | 0 | Constrained, otherwise capacity available =396 kVA | --> | 0.38 | 0 | 0 | 0 | 0 | Constrained, otherwise capacity available =381 kW | --> | C18 ex KNOCKMULLEN | Knockmullen [T42,T421] | GREAT ISLAND |  | 52.3904 | -6.9432
MV/LV Substation SE***037 |  | 10 kV | _ | LV | 400 kVA :Kiosk Substation | 0.4 | --> | 0.4 | 0 | 0 | Constrained, otherwise capacity available =349 kVA | --> | 0.38 | 0 | 0.01 | 0 | 0 | Constrained, otherwise capacity available =379 kW | --> | C18 ex KNOCKMULLEN | Knockmullen [T42,T421] | GREAT ISLAND |  | 52.392 | -6.9445
MV/LV Substation BO***038 |  | 10 kV | _ | LV | 200 kVA :Pole Substation | 0.2 | --> | 0.2 | 0 | 0 | Constrained, otherwise capacity available =162 kVA | --> | 0.19 | 0 | 0.021 | 0 | 0 | Constrained, otherwise capacity available =180 kW | --> | C14 ex KNOCKMULLEN | Knockmullen [T42,T421] | GREAT ISLAND |  | 52.4001 | -6.9397
MV/LV Substation SO***039 |  | 10 kV | _ | LV | 400 kVA :Kiosk Substation | 0.4 | --> | 0.4 | 0 | 0 | Constrained, otherwise capacity available =317 kVA | --> | 0.38 | 0 | 0.021 | 0 | 0 | Constrained, otherwise capacity available =376 kW | --> | C18 ex KNOCKMULLEN | Knockmullen [T42,T421] | GREAT ISLAND |  | 52.3886 | -6.9445
MV/LV Substation PR***041 |  | 10 kV | _ | LV | 630 kVA :Building Structure | 0.63 | --> | 0.63 | 0 | 0 | Constrained, otherwise capacity available =434 kVA | --> | 0.598 | 0 | 0.012 | 0 | 0 | Constrained, otherwise capacity available =616 kW | --> | C18 ex KNOCKMULLEN | Knockmullen [T42,T421] | GREAT ISLAND |  | 52.3925 | -6.9475
MV/LV Substation MA***043 |  | 10 kV | _ | LV | 400 kVA :Kiosk Substation | 0.4 | --> | 0.4 | 0 | 0 | Constrained, otherwise capacity available =278 kVA | --> | 0.38 | 0 | 0.015 | 0 | 0 | Constrained, otherwise capacity available =385 kW | --> | C14 ex KNOCKMULLEN | Knockmullen [T42,T421] | GREAT ISLAND |  | 52.3953 | -6.9414
MV/LV Substation SL***050 |  | 20 kV | _ | LV | 630 kVA :Kiosk Substation | 0.63 | --> | 0.63 | 0.205 | 0.2 | Constrained, otherwise capacity available =536 kVA | --> | 0.598 | 0 | 0.04 | 0 | 0 | Constrained, otherwise capacity available =582 kW | --> | E16 ex BEALISTOWN | Bealistown [T421,T422] | GREAT ISLAND |  | 52.2915 | -6.9406
MV/LV Substation FO***051Z |  | 20 kV | _ | LV | 100 kVA :Pole Substation | 0.1 | --> | 0.1 | 0.095 | 0.2 |  | --> | 0.095 | 0 | 0 | 0 | 0 | Constrained, otherwise capacity available =96 kW | --> | E15 ex BEALISTOWN | Bealistown [T421,T422] | GREAT ISLAND |  | 52.3127 | -6.7508
MV/LV Substation BO***053 |  | 10 kV | _ | LV | 630 kVA :Kiosk Substation | 0.63 | --> | 0.63 | 0 | 0 | Constrained, otherwise capacity available =548 kVA | --> | 0.598 | 0 | 0 | 0 | 0 | Constrained, otherwise capacity available =608 kW | --> | C14 ex KNOCKMULLEN | Knockmullen [T42,T421] | GREAT ISLAND |  | 52.3972 | -6.9337
MV/LV Substation MO***054 |  | 10 kV | _ | LV | 200 kVA :Pole Substation | 0.2 | --> | 0.2 | 0 | 0 | Constrained, otherwise capacity available =161 kVA | --> | 0.19 | 0 | 0 | 0 | 0 | Constrained, otherwise capacity available =195 kW | --> | C14 ex KNOCKMULLEN | Knockmullen [T42,T421] | GREAT ISLAND |  | 52.3997 | -6.9365
MV/LV Substation PO***060 |  | 10 kV | _ | LV | 100 kVA :Pole Substation | 0.1 | --> | 0.1 | 0 | 0 | Constrained, otherwise capacity available =42 kVA | --> | 0.095 | 0 | 0.005 | 0 | 0 | Constrained, otherwise capacity available =99 kW | --> | C14 ex KNOCKMULLEN | Knockmullen [T42,T421] | GREAT ISLAND |  | 52.3901 | -6.9374
MV/LV Substation CL***063 |  | 20 kV | _ | LV | 50 kVA :Pole Substation | 0.05 | --> | 0.05 | 0 | 0 | Constrained, otherwise capacity available =38 kVA | --> | 0.048 | 0 | 0 | 0.049 | 0 |  | --> | E15 ex CLONROCHE | Clonroche [T421,T422] | WEXFORD |  | 52.434 | -6.7439
MV/LV Substation MU***065Z |  | 10 kV | _ | LV | 100 kVA :Pole Substation | 0.1 | --> | 0.1 | 0 | 0 | Constrained, otherwise capacity available =71 kVA | --> | 0.095 | 0 | 0 | 0 | 0 | Constrained, otherwise capacity available =99 kW | --> | E11 ex KNOCKMULLEN | Knockmullen [T42,T421] | GREAT ISLAND |  | 52.4124 | -6.8474
MV/LV Substation RA***066Z |  | 20 kV | _ | LV | 50 kVA :Pole Substation | 0.05 | --> | 0.05 | 0 | 0 | Constrained, otherwise capacity available =46 kVA | --> | 0.048 | 0 | 0 | 0.048 | 0 |  | --> | E15 ex CLONROCHE | Clonroche [T421,T422] | WEXFORD |  | 52.432 | -6.7743
MV/LV Substation LA***067Z |  | 20 kV | _ | LV | 200 kVA :Pole Substation | 0.2 | --> | 0.2 | 0 | 0 | Constrained, otherwise capacity available =156 kVA | --> | 0.19 | 0 | 0 | 0 | 0 | Constrained, otherwise capacity available =196 kW | --> | E17 ex KNOCKMULLEN | Knockmullen [T42,T421] | GREAT ISLAND |  | 52.3937 | -6.8782
MV/LV Substation LI***068Z |  | 10 kV | _ | LV | 400 kVA :Kiosk Substation | 0.4 | --> | 0.4 | 0 | 0 | Constrained, otherwise capacity available =299 kVA | --> | 0.38 | 0 | 0 | 0 | 0 | Constrained, otherwise capacity available =394 kW | --> | C18 ex KNOCKMULLEN | Knockmullen [T42,T421] | GREAT ISLAND |  | 52.3917 | -6.949
MV/LV Substation BA***074Z |  | 20 kV | _ | LV | 50 kVA :Pole Substation | 0.05 | --> | 0.05 | 0 | 0 | Constrained, otherwise capacity available =38 kVA | --> | 0.048 | 0 | 0.005 | 0 | 0 | Constrained, otherwise capacity available =45 kW | --> | C20 ex KNOCKMULLEN | Knockmullen [T42,T421] | GREAT ISLAND |  | 52.309 | -6.8576
MV/LV Substation BL***081Z |  | 10 kV | _ | LV | 50 kVA :Pole Substation | 0.05 | --> | 0.05 | 0.041 | 0.2 |  | --> | 0.048 | 0 | 0 | 0 | 0 | Constrained, otherwise capacity available =49 kW | --> | E16 ex BEALISTOWN | Bealistown [T421,T422] | GREAT ISLAND |  | 52.233 | -6.9307
MV/LV Substation AR***094 |  | 10 kV | _ | LV | 100 kVA :Pole Substation | 0.1 | --> | 0.1 | 0 | 0 | Constrained, otherwise capacity available =74 kVA | --> | 0.095 | 0 | 0.049 | 0 | 0 | Constrained, otherwise capacity available =62 kW | --> | E11 ex KNOCKMULLEN | Knockmullen [T42,T421] | GREAT ISLAND |  | 52.3842 | -6.9196
MV/LV Substation AR***095Z |  | 20 kV | _ | LV | 200 kVA :Pole Substation | 0.2 | --> | 0.2 | 0.185 | 0.2 |  | --> | 0.19 | 0 | 0.005 | 0 | 0 | Constrained, otherwise capacity available =188 kW | --> | E16 ex BEALISTOWN | Bealistown [T421,T422] | GREAT ISLAND |  | 52.2452 | -6.9553
MV/LV Substation BA***100 |  | 20 kV | _ | LV | 200 kVA :Pole Substation | 0.2 | --> | 0.2 | 0.159 | 0.2 |  | --> | 0.19 | 0 | 0.005 | 0 | 0 | Constrained, otherwise capacity available =192 kW | --> | E15 ex BEALISTOWN | Bealistown [T421,T422] | GREAT ISLAND |  | 52.2804 | -6.8378
MV/LV Substation RA***102Z |  | 10 kV | _ | LV | 50 kVA :Pole Substation | 0.05 | --> | 0.05 | 0.049 | 0.24 |  | --> | 0.048 | 0 | 0 | 0 | 0 | Constrained, otherwise capacity available =48 kW | --> | C15 ex ROSBERCON | Rosbercon [T41,T42] | WATERFORD |  | 52.3951 | -6.9565
MV/LV Substation CO***103Z |  | 10 kV | _ | LV | 50 kVA :Pole Substation | 0.05 | --> | 0.05 | 0.036 | 0.2 |  | --> | 0.048 | 0 | 0.016 | 0 | 0 | Constrained, otherwise capacity available =38 kW | --> | E17 ex BEALISTOWN | Bealistown [T421,T422] | GREAT ISLAND |  | 52.1945 | -6.8552
MV/LV Substation FA***105Z |  | 10 kV | _ | LV | 400 kVA :Building Structure | 0.4 | --> | 0.4 | 0.239 | 0.24 | Constrained, otherwise capacity available =317 kVA | --> | 0.38 | 0 | 0.035 | 0 | 0 | Constrained, otherwise capacity available =365 kW | --> | C15 ex ROSBERCON | Rosbercon [T41,T42] | WATERFORD |  | 52.3872 | -6.9692
MV/LV Substation CA***107 |  | 20 kV | _ | LV | 100 kVA :Pole Substation | 0.1 | --> | 0.1 | 0 | 0 | Constrained, otherwise capacity available =99 kVA | --> | 0.095 | 0 | 0 | 0 | 0 | Constrained, otherwise capacity available =95 kW | --> | C20 ex KNOCKMULLEN | Knockmullen [T42,T421] | GREAT ISLAND |  | 52.3584 | -6.9493
MV/LV Substation BO***113 |  | 10 kV | _ | LV | 100 kVA :Pole Substation | 0.1 | --> | 0.1 | 0 | 0 | Constrained, otherwise capacity available =95 kVA | --> | 0.095 | 0 | 0 | 0 | 0 | Constrained, otherwise capacity available =96 kW | --> | E11 ex KNOCKMULLEN | Knockmullen [T42,T421] | GREAT ISLAND |  | 52.432 | -6.8853
MV/LV Substation DO***124Z |  | 10 kV | _ | LV | 50 kVA :Pole Substation | 0.05 | --> | 0.05 | 0.049 | 0.24 |  | --> | 0.048 | 0 | 0 | 0 | 0 | Constrained, otherwise capacity available =48 kW | --> | C15 ex ROSBERCON | Rosbercon [T41,T42] | WATERFORD |  | 52.3898 | -6.9643
MV/LV Substation CL***126 |  | 20 kV | _ | LV | 50 kVA :Pole Substation | 0.05 | --> | 0.05 | 0.034 | 0.2 |  | --> | 0.048 | 0 | 0 | 0 | 0 | Constrained, otherwise capacity available =50 kW | --> | E15 ex BEALISTOWN | Bealistown [T421,T422] | GREAT ISLAND |  | 52.2971 | -6.7726
MV/LV Substation RO***128 |  | 10 kV | _ | LV | 50 kVA :Pole Substation | 0.05 | --> | 0.05 | 0.05 | 0.24 |  | --> | 0.048 | 0 | 0 | 0 | 0 | Constrained, otherwise capacity available =48 kW | --> | C15 ex ROSBERCON | Rosbercon [T41,T42] | WATERFORD |  | 52.3879 | -6.9618
MV/LV Substation KN***129 |  | 20 kV | _ | LV | 200 kVA :Pole Substation | 0.2 | --> | 0.2 | 0 | 0 | Constrained, otherwise capacity available =199 kVA | --> | 0.19 | 0 | 0 | 0.19 | 0 |  | --> | E11 ex CLONROCHE | Clonroche [T421,T422] | WEXFORD |  | 52.4009 | -6.7276
MV/LV Substation AG***131 |  | 20 kV | _ | LV | 50 kVA :Pole Substation | 0.05 | --> | 0.05 | 0 | 0 | Constrained, otherwise capacity available =49 kVA | --> | 0.048 | 0 | 0 | 0.048 | 0 |  | --> | E15 ex CLONROCHE | Clonroche [T421,T422] | WEXFORD |  | 52.4345 | -6.7456
MV/LV Substation BI***132 |  | 10 kV | _ | LV | 400 kVA :Kiosk Substation | 0.4 | --> | 0.4 | 0 | 0 | Constrained, otherwise capacity available =287 kVA | --> | 0.38 | 0 | 0.013 | 0 | 0 | Constrained, otherwise capacity available =386 kW | --> | C14 ex KNOCKMULLEN | Knockmullen [T42,T421] | GREAT ISLAND |  | 52.3925 | -6.9355
MV/LV Substation WA***133 |  | 20 kV | _ | LV | 100 kVA :Pole Substation | 0.1 | --> | 0.1 | 0.063 | 0.2 |  | --> | 0.095 | 0 | 0.05 | 0 | 0 | Constrained, otherwise capacity available =63 kW | --> | E16 ex BEALISTOWN | Bealistown [T421,T422] | GREAT ISLAND |  | 52.2983 | -6.9567
MV/LV Substation JF***134 |  | 20 kV | _ | LV | 100 kVA :Pole Substation | 0.1 | --> | 0.1 | 0 | 0 | Constrained, otherwise capacity available =76 kVA | --> | 0.095 | 0 | 0 | 0 | 0 | Constrained, otherwise capacity available =98 kW | --> | C20 ex KNOCKMULLEN | Knockmullen [T42,T421] | GREAT ISLAND |  | 52.3217 | -6.9365
MV/LV Substation SO***135 |  | 10 kV | _ | LV | 50 kVA :Pole Substation | 0.05 | --> | 0.05 | 0 | 0 | Constrained, otherwise capacity available =45 kVA | --> | 0.048 | 0 | 0.019 | 0 | 0 | Constrained, otherwise capacity available =34 kW | --> | C18 ex KNOCKMULLEN | Knockmullen [T42,T421] | GREAT ISLAND |  | 52.3909 | -6.9461
MV/LV Substation CU***137 |  | 10 kV | _ | LV | 200 kVA :Pole Substation | 0.2 | --> | 0.2 | 0 | 0 | Constrained, otherwise capacity available =158 kVA | --> | 0.19 | 0 | 0.006 | 0 | 0 | Constrained, otherwise capacity available =191 kW | --> | C14 ex KNOCKMULLEN | Knockmullen [T42,T421] | GREAT ISLAND |  | 52.3839 | -6.9317
MV/LV Substation FA***138Z |  | 10 kV | _ | LV | 400 kVA :Kiosk Substation | 0.4 | --> | 0.4 | 0.239 | 0.24 | Constrained, otherwise capacity available =342 kVA | --> | 0.38 | 0 | 0.036 | 0 | 0 | Constrained, otherwise capacity available =361 kW | --> | C15 ex ROSBERCON | Rosbercon [T41,T42] | WATERFORD |  | 52.387 | -6.9702
MV/LV Substation GR***141Z |  | 10 kV | _ | LV | 100 kVA :Pole Substation | 0.1 | --> | 0.1 | 0.085 | 0.2 |  | --> | 0.095 | 0 | 0.003 | 0 | 0 | Constrained, otherwise capacity available =95 kW | --> | E17 ex BEALISTOWN | Bealistown [T421,T422] | GREAT ISLAND |  | 52.1987 | -6.8337
MV/LV Substation CO***143 |  | 10 kV | _ | LV | 50 kVA :Pole Substation | 0.05 | --> | 0.05 | 0 | 0 | Constrained, otherwise capacity available =44 kVA | --> | 0.048 | 0 | 0 | 0 | 0 | Constrained, otherwise capacity available =48 kW | --> | E11 ex KNOCKMULLEN | Knockmullen [T42,T421] | GREAT ISLAND |  | 52.4204 | -6.8638
MV/LV Substation HE***144Z |  | 10 kV | _ | LV | 200 kVA :Kiosk Substation | 0.2 | --> | 0.2 | 0 | 0 | Constrained, otherwise capacity available =160 kVA | --> | 0.19 | 0 | 0 | 0 | 0 | Constrained, otherwise capacity available =195 kW | --> | C14 ex KNOCKMULLEN | Knockmullen [T42,T421] | GREAT ISLAND |  | 52.388 | -6.9316
MV/LV Substation WO***145Z |  | 10 kV | _ | LV | 400 kVA :Kiosk Substation | 0.4 | --> | 0.4 | 0 | 0 | Constrained, otherwise capacity available =286 kVA | --> | 0.38 | 0 | 0.03 | 0 | 0 | Constrained, otherwise capacity available =373 kW | --> | C14 ex KNOCKMULLEN | Knockmullen [T42,T421] | GREAT ISLAND |  | 52.3868 | -6.9286
MV/LV Substation DU***152Z |  | 10 kV | _ | LV | 200 kVA :Kiosk Substation | 0.2 | --> | 0.2 | 0.178 | 0.2 |  | --> | 0.19 | 0 | 0.016 | 0 | 0 | Constrained, otherwise capacity available =181 kW | --> | E16 ex BEALISTOWN | Bealistown [T421,T422] | GREAT ISLAND |  | 52.2201 | -6.9224
MV/LV Substation BA***163 |  | 20 kV | _ | LV | 100 kVA :Pole Substation | 0.1 | --> | 0.1 | 0 | 0 | Constrained, otherwise capacity available =92 kVA | --> | 0.095 | 0 | 0.009 | 0 | 0 | Constrained, otherwise capacity available =89 kW | --> | C20 ex KNOCKMULLEN | Knockmullen [T42,T421] | GREAT ISLAND |  | 52.3158 | -6.9511
MV/LV Substation MA***171Z |  | 10 kV | _ | LV | 50 kVA :Pole Substation | 0.05 | --> | 0.05 | 0 | 0 | Constrained, otherwise capacity available =41 kVA | --> | 0.048 | 0 | 0.01 | 0 | 0 | Constrained, otherwise capacity available =41 kW | --> | C20 ex KNOCKMULLEN | Knockmullen [T42,T421] | GREAT ISLAND |  | 52.3828 | -6.9528
MV/LV Substation AR***183Z |  | 10 kV | _ | LV | 50 kVA :Pole Substation | 0.05 | --> | 0.05 | 0 | 0 | Constrained, otherwise capacity available =47 kVA | --> | 0.048 | 0 | 0.013 | 0 | 0 | Constrained, otherwise capacity available =38 kW | --> | E11 ex KNOCKMULLEN | Knockmullen [T42,T421] | GREAT ISLAND |  | 52.3808 | -6.9236
MV/LV Substation BA***187Z |  | 20 kV | _ | LV | 50 kVA :Pole Substation | 0.05 | --> | 0.05 | 0.032 | 0.2 |  | --> | 0.048 | 0 | 0.005 | 0 | 0 | Constrained, otherwise capacity available =46 kW | --> | E15 ex BEALISTOWN | Bealistown [T421,T422] | GREAT ISLAND |  | 52.2835 | -6.8423
MV/LV Substation HU***212 |  | 10 kV | _ | LV | 100 kVA :Pole Substation | 0.1 | --> | 0.1 | 0.093 | 0.24 |  | --> | 0.095 | 0 | 0 | 0 | 0 | Constrained, otherwise capacity available =96 kW | --> | C14 ex ROSBERCON | Rosbercon [T41,T42] | WATERFORD |  | 52.4006 | -6.9661
MV/LV Substation SW***222Z |  | 10 kV | _ | LV | 50 kVA :Pole Substation | 0.05 | --> | 0.05 | 0 | 0 | Constrained, otherwise capacity available =50 kVA | --> | 0.048 | 0 | 0 | 0 | 0 | Constrained, otherwise capacity available =48 kW | --> | E11 ex KNOCKMULLEN | Knockmullen [T42,T421] | GREAT ISLAND |  | 52.4264 | -6.8689
MV/LV Substation NE***245Z |  | 20 kV | _ | LV | 50 kVA :Pole Substation | 0.05 | --> | 0.05 | 0 | 0 | Constrained, otherwise capacity available =39 kVA | --> | 0.048 | 0 | 0.009 | 0 | 0 | Constrained, otherwise capacity available =42 kW | --> | E17 ex KNOCKMULLEN | Knockmullen [T42,T421] | GREAT ISLAND |  | 52.3421 | -6.8003
MV/LV Substation BA***248 |  | 10 kV | _ | LV | 100 kVA :Pole Substation | 0.1 | --> | 0.1 | 0.095 | 0.24 |  | --> | 0.095 | 0 | 0 | 0 | 0 | Constrained, otherwise capacity available =96 kW | --> | C14 ex ROSBERCON | Rosbercon [T41,T42] | WATERFORD |  | 52.4247 | -7.0124
MV/LV Substation DY***258 |  | 10 kV | _ | LV | 100 kVA :Pole Substation | 0.1 | --> | 0.1 | 0.098 | 0.24 |  | --> | 0.095 | 0 | 0 | 0 | 0 | Constrained, otherwise capacity available =95 kW | --> | C14 ex ROSBERCON | Rosbercon [T41,T42] | WATERFORD |  | 52.4506 | -7.0225
MV/LV Substation TH***264Z |  | 20 kV | _ | LV | 50 kVA :Pole Substation | 0.05 | --> | 0.05 | 0.026 | 0.2 |  | --> | 0.048 | 0 | 0.005 | 0 | 0 | Constrained, otherwise capacity available =47 kW | --> | E15 ex BEALISTOWN | Bealistown [T421,T422] | GREAT ISLAND |  | 52.269 | -6.7536
MV/LV Substation BA***276Z |  | 20 kV | _ | LV | 50 kVA :Pole Substation | 0.05 | --> | 0.05 | 0 | 0 | Constrained, otherwise capacity available =30 kVA | --> | 0.048 | 0 | 0 | 0 | 0 | Constrained, otherwise capacity available =50 kW | --> | E17 ex KNOCKMULLEN | Knockmullen [T42,T421] | GREAT ISLAND |  | 52.3677 | -6.837
MV/LV Substation BE***293Z |  | 10 kV | _ | LV | 400 kVA :Kiosk Substation | 0.4 | --> | 0.4 | 0.239 | 0.24 | Constrained, otherwise capacity available =372 kVA | --> | 0.38 | 0 | 0.006 | 0 | 0 | Constrained, otherwise capacity available =379 kW | --> | C15 ex ROSBERCON | Rosbercon [T41,T42] | WATERFORD |  | 52.3977 | -6.9562
MV/LV Substation HE***297Z |  | 10 kV | _ | LV | 200 kVA :Pole Substation | 0.2 | --> | 0.2 | 0 | 0 | Constrained, otherwise capacity available =164 kVA | --> | 0.19 | 0 | 0 | 0 | 0 | Constrained, otherwise capacity available =195 kW | --> | E11 ex KNOCKMULLEN | Knockmullen [T42,T421] | GREAT ISLAND |  | 52.3857 | -6.9255
MV/LV Substation WF***306Z |  | 10 kV | _ | LV | 100 kVA :Pole Substation | 0.1 | --> | 0.1 | 0.098 | 0.24 |  | --> | 0.095 | 0 | 0 | 0 | 0 | Constrained, otherwise capacity available =95 kW | --> | C25 ex ROSBERCON | Rosbercon [T41,T42] | WATERFORD |  | 52.4006 | -6.948
MV/LV Substation KN***316Z |  | 10 kV | _ | LV | 50 kVA :Pole Substation | 0.05 | --> | 0.05 | 0.049 | 0.24 |  | --> | 0.048 | 0 | 0.005 | 0 | 0 | Constrained, otherwise capacity available =44 kW | --> | C14 ex ROSBERCON | Rosbercon [T41,T42] | WATERFORD |  | 52.4511 | -6.972
MV/LV Substation BE***332Z |  | 10 kV | _ | LV | 200 kVA :Kiosk Substation | 0.2 | --> | 0.2 | 0 | 0 | Constrained, otherwise capacity available =152 kVA | --> | 0.19 | 0 | 0.014 | 0 | 0 | Constrained, otherwise capacity available =186 kW | --> | C18 ex KNOCKMULLEN | Knockmullen [T42,T421] | GREAT ISLAND |  | 52.388 | -6.9482
MV/LV Substation RA***335Z |  | 10 kV | _ | LV | 100 kVA :Pole Substation | 0.1 | --> | 0.1 | 0.076 | 0.2 |  | --> | 0.095 | 0 | 0 | 0 | 0 | Constrained, otherwise capacity available =98 kW | --> | E16 ex BEALISTOWN | Bealistown [T421,T422] | GREAT ISLAND |  | 52.2484 | -6.9196
MV/LV Substation KN***336 |  | 10 kV | _ | LV | 50 kVA :Pole Substation | 0.05 | --> | 0.05 | 0.026 | 0.24 |  | --> | 0.048 | 0 | 0 | 0 | 0 | Constrained, otherwise capacity available =51 kW | --> | C14 ex ROSBERCON | Rosbercon [T41,T42] | WATERFORD |  | 52.4517 | -6.9696
MV/LV Substation BR***336Z |  | 10 kV | _ | LV | 400 kVA :Kiosk Substation | 0.4 | --> | 0.4 | 0 | 0 | Constrained, otherwise capacity available =325 kVA | --> | 0.38 | 0 | 0 | 0 | 0 | Constrained, otherwise capacity available =390 kW | --> | C18 ex KNOCKMULLEN | Knockmullen [T42,T421] | GREAT ISLAND |  | 52.3856 | -6.9393
MV/LV Substation PR***355Z |  | 20 kV | _ | LV | 100 kVA :Pole Substation | 0.1 | --> | 0.1 | 0 | 0 | Constrained, otherwise capacity available =69 kVA | --> | 0.095 | 0 | 0.05 | 0 | 0 | Constrained, otherwise capacity available =62 kW | --> | C20 ex KNOCKMULLEN | Knockmullen [T42,T421] | GREAT ISLAND |  | 52.3076 | -6.9643
MV/LV Substation QU***364 |  | 10 kV | _ | LV | 200 kVA :Pole Substation | 0.2 | --> | 0.2 | 0.2 | 0.2 |  | --> | 0.19 | 0 | 0 | 0 | 0 | Constrained, otherwise capacity available =190 kW | --> | E16 ex BEALISTOWN | Bealistown [T421,T422] | GREAT ISLAND |  | 52.2219 | -6.9338
MV/LV Substation MO***368Z |  | 10 kV | _ | LV | 630 kVA :Building Structure | 0.63 | --> | 0.63 | 0.239 | 0.24 | Constrained, otherwise capacity available =487 kVA | --> | 0.598 | 0 | 0 | 0 | 0 | Constrained, otherwise capacity available =618 kW | --> | C27 ex ROSBERCON | Rosbercon [T41,T42] | WATERFORD |  | 52.3968 | -6.9491
MV/LV Substation MO***369Z |  | 10 kV | _ | LV | 630 kVA :Building Structure | 0.63 | --> | 0.63 | 0.239 | 0.24 | Constrained, otherwise capacity available =629 kVA | --> | 0.598 | 0 | 0 | 0 | 0 | Constrained, otherwise capacity available =599 kW | --> | C27 ex ROSBERCON | Rosbercon [T41,T42] | WATERFORD |  | 52.3967 | -6.9492
MV/LV Substation PA***370 |  | 10 kV | _ | LV | 200 kVA :Pole Substation | 0.2 | --> | 0.2 | 0 | 0 | Constrained, otherwise capacity available =159 kVA | --> | 0.19 | 0 | 0.021 | 0 | 0 | Constrained, otherwise capacity available =180 kW | --> | C18 ex KNOCKMULLEN | Knockmullen [T42,T421] | GREAT ISLAND |  | 52.3897 | -6.9478
MV/LV Substation RO***370Z |  | 10 kV | _ | LV | 630 kVA :Building Structure | 0.63 | --> | 0.63 | 0.239 | 0.24 | Constrained, otherwise capacity available =630 kVA | --> | 0.598 | 0 | 0 | 0 | 0 | Constrained, otherwise capacity available =598 kW | --> | C27 ex ROSBERCON | Rosbercon [T41,T42] | WATERFORD |  | 52.3975 | -6.9483
MV/LV Substation WA***371Z |  | 10 kV | _ | LV | 1000 kVA :Building Structure | 1 | --> | 1 | 0.239 | 0.24 | Constrained, otherwise capacity available =911 kVA | --> | 0.95 | 0 | 0 | 0 | 0 | Constrained, otherwise capacity available =962 kW | --> | C27 ex ROSBERCON | Rosbercon [T41,T42] | WATERFORD |  | 52.3971 | -6.9481
MV/LV Substation BA***374Z |  | 20 kV | _ | LV | 50 kVA :Pole Substation | 0.05 | --> | 0.05 | 0.043 | 0.2 |  | --> | 0.048 | 0 | 0 | 0 | 0 | Constrained, otherwise capacity available =48 kW | --> | E15 ex BEALISTOWN | Bealistown [T421,T422] | GREAT ISLAND |  | 52.2738 | -6.8363
MV/LV Substation TA***375 |  | 20 kV | _ | LV | 200 kVA :Pole Substation | 0.2 | --> | 0.2 | 0.083 | 0.2 |  | --> | 0.19 | 0 | 0 | 0 | 0 | Constrained, otherwise capacity available =205 kW | --> | E15 ex BEALISTOWN | Bealistown [T421,T422] | GREAT ISLAND |  | 52.2771 | -6.7992
MV/LV Substation RO***386 |  | 20 kV | _ | LV | 50 kVA :Pole Substation | 0.05 | --> | 0.05 | 0.039 | 0.2 |  | --> | 0.048 | 0 | 0.003 | 0 | 0 | Constrained, otherwise capacity available =47 kW | --> | E16 ex BEALISTOWN | Bealistown [T421,T422] | GREAT ISLAND |  | 52.2643 | -6.9289
MV/LV Substation RA***388 |  | 10 kV | _ | LV | 200 kVA :Pole Substation | 0.2 | --> | 0.2 | 0.136 | 0.2 |  | --> | 0.19 | 0 | 0.006 | 0 | 0 | Constrained, otherwise capacity available =194 kW | --> | E16 ex BEALISTOWN | Bealistown [T421,T422] | GREAT ISLAND |  | 52.2464 | -6.9173
MV/LV Substation RA***389 |  | 10 kV | _ | LV | 100 kVA :Pole Substation | 0.1 | --> | 0.1 | 0.011 | 0.2 |  | --> | 0.095 | 0 | 0.01 | 0 | 0 | Constrained, otherwise capacity available =97 kW | --> | E16 ex BEALISTOWN | Bealistown [T421,T422] | GREAT ISLAND |  | 52.2463 | -6.9201
MV/LV Substation BO***400 |  | 10 kV | _ | LV | 200 kVA :Pole Substation | 0.2 | --> | 0.2 | 0.126 | 0.24 |  | --> | 0.19 | 0 | 0.041 | 0 | 0 | Constrained, otherwise capacity available =170 kW | --> | C15 ex ROSBERCON | Rosbercon [T41,T42] | WATERFORD |  | 52.3894 | -6.9616
MV/LV Substation BU***4002 |  | 10 kV | _ | LV | 630 kVA :Kiosk Substation | 0.63 | --> | 0.63 | 0 | 0 | Constrained, otherwise capacity available =630 kVA | --> | 0.598 | 0 | 0 | 0 | 0 | Constrained, otherwise capacity available =598 kW | --> | C14 ex KNOCKMULLEN | Knockmullen [T42,T421] | GREAT ISLAND |  | 52.385 | -6.9354
MV/LV Substation OB***4004 |  | 10 kV | _ | LV | 50 kVA :Pole Substation | 0.05 | --> | 0.05 | 0 | 0 | Constrained, otherwise capacity available =50 kVA | --> | 0.048 | 0 | 0 | 0 | 0 | Constrained, otherwise capacity available =48 kW | --> | C20 ex KNOCKMULLEN | Knockmullen [T42,T421] | GREAT ISLAND |  | 52.3798 | -6.9585
MV/LV Substation KN***401Y |  | 20 kV | _ | LV | 100 kVA :Pole Substation | 0.1 | --> | 0.1 | 0 | 0 | Constrained, otherwise capacity available =91 kVA | --> | 0.095 | 0 | 0 | 0.096 | 0 |  | --> | E15 ex CLONROCHE | Clonroche [T421,T422] | WEXFORD |  | 52.4392 | -6.7779
MV/LV Substation GL***4027 |  | 10 kV | _ | LV | 400 kVA :Kiosk Substation | 0.4 | --> | 0.4 | 0.205 | 0.2 | Constrained, otherwise capacity available =333 kVA | --> | 0.38 | 0 | 0 | 0 | 0 | Constrained, otherwise capacity available =389 kW | --> | E17 ex BEALISTOWN | Bealistown [T421,T422] | GREAT ISLAND |  | 52.1651 | -6.8833
MV/LV Substation BU***4056 |  | 10 kV | _ | LV | 400 kVA :Building Structure | 0.4 | --> | 0.4 | 0 | 0 | Constrained, otherwise capacity available =397 kVA | --> | 0.38 | 0 | 0 | 0 | 0 | Constrained, otherwise capacity available =380 kW | --> | C14 ex KNOCKMULLEN | Knockmullen [T42,T421] | GREAT ISLAND |  | 52.3826 | -6.9373
MV/LV Substation RA***405Y |  | 10 kV | _ | LV | 200 kVA :Pole Substation | 0.2 | --> | 0.2 | 0.192 | 0.2 |  | --> | 0.19 | 0 | 0.006 | 0 | 0 | Constrained, otherwise capacity available =187 kW | --> | E16 ex BEALISTOWN | Bealistown [T421,T422] | GREAT ISLAND |  | 52.2448 | -6.9227
MV/LV Substation OL***4061 |  | 20 kV | _ | LV | 50 kVA :Pole Substation | 0.05 | --> | 0.05 | 0 | 0 | Constrained, otherwise capacity available =36 kVA | --> | 0.048 | 0 | 0 | 0 | 0 | Constrained, otherwise capacity available =49 kW | --> | E17 ex KNOCKMULLEN | Knockmullen [T42,T421] | GREAT ISLAND |  | 52.3932 | -6.8369
MV/LV Substation LA***406Y |  | 20 kV | _ | LV | 50 kVA :Pole Substation | 0.05 | --> | 0.05 | 0 | 0 | Constrained, otherwise capacity available =41 kVA | --> | 0.048 | 0 | 0 | 0 | 0 | Constrained, otherwise capacity available =49 kW | --> | E17 ex KNOCKMULLEN | Knockmullen [T42,T421] | GREAT ISLAND |  | 52.3918 | -6.8702
MV/LV Substation CO***407X |  | 10 kV | _ | LV | 50 kVA :Pole Substation | 0.05 | --> | 0.05 | 0.049 | 0.2 |  | --> | 0.048 | 0 | 0 | 0 | 0 | Constrained, otherwise capacity available =48 kW | --> | E17 ex BEALISTOWN | Bealistown [T421,T422] | GREAT ISLAND |  | 52.1951 | -6.8569
MV/LV Substation MA***408Y |  | 10 kV | _ | LV | 50 kVA :Pole Substation | 0.05 | --> | 0.05 | 0 | 0 | Constrained, otherwise capacity available =49 kVA | --> | 0.048 | 0 | 0 | 0 | 0 | Constrained, otherwise capacity available =48 kW | --> | E17 ex KNOCKMULLEN | Knockmullen [T42,T421] | GREAT ISLAND |  | 52.3997 | -6.9224
MV/LV Substation HE***4114 |  | 10 kV | _ | LV | 50 kVA :Pole Substation | 0.05 | --> | 0.05 | 0.044 | 0.24 |  | --> | 0.048 | 0 | 0 | 0 | 0 | Constrained, otherwise capacity available =48 kW | --> | C14 ex ROSBERCON | Rosbercon [T41,T42] | WATERFORD |  | 52.4193 | -7.0069
MV/LV Substation BA***4119 |  | 10 kV | _ | LV | 50 kVA :Pole Substation | 0.05 | --> | 0.05 | 0 | 0 | Constrained, otherwise capacity available =50 kVA | --> | 0.048 | 0 | 0 | 0.048 | 0 |  | --> | E15 ex CLONROCHE | Clonroche [T421,T422] | WEXFORD |  | 52.4498 | -6.8549
MV/LV Substation WO***411Y |  | 10 kV | _ | LV | 100 kVA :Pole Substation | 0.1 | --> | 0.1 | 0 | 0 | Constrained, otherwise capacity available =71 kVA | --> | 0.095 | 0 | 0.003 | 0 | 0 | Constrained, otherwise capacity available =97 kW | --> | C14 ex KNOCKMULLEN | Knockmullen [T42,T421] | GREAT ISLAND |  | 52.3834 | -6.9419
MV/LV Substation MI***4125 |  | 20 kV | _ | LV | 50 kVA :Pole Substation | 0.05 | --> | 0.05 | 0.05 | 0.24 |  | --> | 0.048 | 0 | 0 | 0 | 0 | Constrained, otherwise capacity available =48 kW | --> | C20 ex ROSBERCON | Rosbercon [T41,T42] | WATERFORD |  | 52.3925 | -6.9754
MV/LV Substation NO***4129 |  | 10 kV | _ | LV | 200 kVA :Pole Substation | 0.2 | --> | 0.2 | 0 | 0 | Constrained, otherwise capacity available =153 kVA | --> | 0.19 | 0 | 0 | 0 | 0 | Constrained, otherwise capacity available =196 kW | --> | C20 ex KNOCKMULLEN | Knockmullen [T42,T421] | GREAT ISLAND |  | 52.3833 | -6.9499
MV/LV Substation BO***4130 |  | 20 kV | _ | LV | 400 kVA :Kiosk Substation | 0.4 | --> | 0.4 | 0 | 0 | Constrained, otherwise capacity available =397 kVA | --> | 0.38 | 0 | 0 | 0 | 0 | Constrained, otherwise capacity available =380 kW | --> | C20 ex KNOCKMULLEN | Knockmullen [T42,T421] | GREAT ISLAND |  | 52.2794 | -6.9887
MV/LV Substation SH***4144 |  | 20 kV | _ | LV | 50 kVA :Pole Substation | 0.05 | --> | 0.05 | 0.05 | 0.24 |  | --> | 0.048 | 0 | 0 | 0 | 0 | Constrained, otherwise capacity available =48 kW | --> | C20 ex ROSBERCON | Rosbercon [T41,T42] | WATERFORD |  | 52.3836 | -6.9898
MV/LV Substation KI***414X |  | 10 kV | _ | LV | 100 kVA :Pole Substation | 0.1 | --> | 0.1 | 0.094 | 0.2 |  | --> | 0.095 | 0 | 0 | 0 | 0 | Constrained, otherwise capacity available =96 kW | --> | E17 ex BEALISTOWN | Bealistown [T421,T422] | GREAT ISLAND |  | 52.2575 | -6.8451
MV/LV Substation BA***4157 |  | 10 kV | _ | LV | 400 kVA :Building Structure | 0.4 | --> | 0.4 | 0 | 0 | Constrained, otherwise capacity available =398 kVA | --> | 0.38 | 0 | 0 | 0 | 0 | Constrained, otherwise capacity available =380 kW | --> | C14 ex KNOCKMULLEN | Knockmullen [T42,T421] | GREAT ISLAND |  | 52.4033 | -6.9377
MV/LV Substation CA***415Y |  | 10 kV | _ | LV | 200 kVA :Pole Substation | 0.2 | --> | 0.2 | 0 | 0 | Constrained, otherwise capacity available =155 kVA | --> | 0.19 | 0 | 0.006 | 0 | 0 | Constrained, otherwise capacity available =192 kW | --> | C14 ex KNOCKMULLEN | Knockmullen [T42,T421] | GREAT ISLAND |  | 52.4025 | -6.9348
MV/LV Substation AR***4162 |  | 10 kV | _ | LV | 100 kVA :Pole Substation | 0.1 | --> | 0.1 | 0.1 | 0.2 |  | --> | 0.095 | 0 | 0 | 0 | 0 | Constrained, otherwise capacity available =95 kW | --> | E16 ex BEALISTOWN | Bealistown [T421,T422] | GREAT ISLAND |  | 52.2422 | -6.9472
MV/LV Substation CO***416X |  | 20 kV | _ | LV | 50 kVA :Pole Substation | 0.05 | --> | 0.05 | 0.039 | 0.2 |  | --> | 0.048 | 0 | 0.005 | 0 | 0 | Constrained, otherwise capacity available =45 kW | --> | E15 ex BEALISTOWN | Bealistown [T421,T422] | GREAT ISLAND |  | 52.2752 | -6.8525
MV/LV Substation AU***4171 |  | 20 kV | _ | LV | 50 kVA :Pole Substation | 0.05 | --> | 0.05 | 0 | 0 | Constrained, otherwise capacity available =50 kVA | --> | 0.048 | 0 | 0 | 0 | 0 | Constrained, otherwise capacity available =48 kW | --> | C20 ex KNOCKMULLEN | Knockmullen [T42,T421] | GREAT ISLAND |  | 52.3253 | -6.8943
MV/LV Substation BU***4175 |  | 20 kV | _ | LV | 50 kVA :Pole Substation | 0.05 | --> | 0.05 | 0.05 | 0.2 |  | --> | 0.048 | 0 | 0 | 0 | 0 | Constrained, otherwise capacity available =48 kW | --> | E16 ex BEALISTOWN | Bealistown [T421,T422] | GREAT ISLAND |  | 52.2756 | -6.8688
MV/LV Substation NE***4179 |  | 20 kV | _ | LV | 50 kVA :Pole Substation | 0.05 | --> | 0.05 | 0 | 0 | Constrained, otherwise capacity available =44 kVA | --> | 0.048 | 0 | 0.02 | 0 | 0 | Constrained, otherwise capacity available =33 kW | --> | E17 ex KNOCKMULLEN | Knockmullen [T42,T421] | GREAT ISLAND |  | 52.3496 | -6.7912
MV/LV Substation BA***417Y |  | 20 kV | _ | LV | 50 kVA :Pole Substation | 0.05 | --> | 0.05 | 0.05 | 0.2 |  | --> | 0.048 | 0 | 0 | 0 | 0 | Constrained, otherwise capacity available =48 kW | --> | E15 ex BEALISTOWN | Bealistown [T421,T422] | GREAT ISLAND |  | 52.282 | -6.8419
MV/LV Substation NE***4190 |  | 20 kV | _ | LV | 50 kVA :Pole Substation | 0.05 | --> | 0.05 | 0 | 0 | Constrained, otherwise capacity available =35 kVA | --> | 0.048 | 0 | 0 | 0 | 0 | Constrained, otherwise capacity available =50 kW | --> | E17 ex KNOCKMULLEN | Knockmullen [T42,T421] | GREAT ISLAND |  | 52.4006 | -6.8963
MV/LV Substation CA***4193 |  | 10 kV | _ | LV | 400 kVA :Kiosk Substation | 0.4 | --> | 0.4 | 0 | 0 | Constrained, otherwise capacity available =400 kVA | --> | 0.38 | 0 | 0 | 0 | 0 | Constrained, otherwise capacity available =380 kW | --> | C14 ex KNOCKMULLEN | Knockmullen [T42,T421] | GREAT ISLAND |  | 52.4021 | -6.9306
MV/LV Substation NO***4198 |  | 10 kV | _ | LV | 100 kVA :Pole Substation | 0.1 | --> | 0.1 | 0 | 0 | Constrained, otherwise capacity available =100 kVA | --> | 0.095 | 0 | 0 | 0 | 0 | Constrained, otherwise capacity available =95 kW | --> | C20 ex KNOCKMULLEN | Knockmullen [T42,T421] | GREAT ISLAND |  | 52.3836 | -6.9499
MV/LV Substation GR***4200 |  | 20 kV | _ | LV | 50 kVA :Pole Substation | 0.05 | --> | 0.05 | 0 | 0 | Constrained, otherwise capacity available =50 kVA | --> | 0.048 | 0 | 0 | 0 | 0 | Constrained, otherwise capacity available =48 kW | --> | C20 ex KNOCKMULLEN | Knockmullen [T42,T421] | GREAT ISLAND |  | 52.2976 | -7.0031
MV/LV Substation LA***4206 |  | 20 kV | _ | LV | 200 kVA :Pole Substation | 0.2 | --> | 0.2 | 0 | 0 | Constrained, otherwise capacity available =200 kVA | --> | 0.19 | 0 | 0 | 0 | 0 | Constrained, otherwise capacity available =190 kW | --> | C20 ex KNOCKMULLEN | Knockmullen [T42,T421] | GREAT ISLAND |  | 52.3643 | -6.9649
MV/LV Substation RA***4207 |  | 10 kV | _ | LV | 1000 kVA :Building Structure | 1 | --> | 1 | 0.239 | 0.24 | Constrained, otherwise capacity available =995 kVA | --> | 0.95 | 0 | 0 | 0 | 0 | Constrained, otherwise capacity available =951 kW | --> | C15 ex ROSBERCON | Rosbercon [T41,T42] | WATERFORD |  | 52.3851 | -6.9654
MV/LV Substation RO***420Z |  | 20 kV | _ | LV | 100 kVA :Pole Substation | 0.1 | --> | 0.1 | 0.1 | 0.2 |  | --> | 0.095 | 0 | 0 | 0 | 0 | Constrained, otherwise capacity available =95 kW | --> | E16 ex BEALISTOWN | Bealistown [T421,T422] | GREAT ISLAND |  | 52.2525 | -6.9314
MV/LV Substation BE***4220 |  | 10 kV | _ | LV | 400 kVA :Kiosk Substation | 0.4 | --> | 0.4 | 0.205 | 0.2 | Constrained, otherwise capacity available =400 kVA | --> | 0.38 | 0 | 0 | 0 | 0 | Constrained, otherwise capacity available =380 kW | --> | E17 ex BEALISTOWN | Bealistown [T421,T422] | GREAT ISLAND |  | 52.2716 | -6.8665
MV/LV Substation BE***4225 |  | 10 kV | _ | LV | 50 kVA :Pole Substation | 0.05 | --> | 0.05 | 0.037 | 0.2 |  | --> | 0.048 | 0 | 0 | 0 | 0 | Constrained, otherwise capacity available =49 kW | --> | E17 ex BEALISTOWN | Bealistown [T421,T422] | GREAT ISLAND |  | 52.2717 | -6.8661
MV/LV Substation WH***4235 |  | 20 kV | _ | LV | 50 kVA :Pole Substation | 0.05 | --> | 0.05 | 0 | 0 | Constrained, otherwise capacity available =50 kVA | --> | 0.048 | 0 | 0 | 0 | 0 | Constrained, otherwise capacity available =48 kW | --> | C20 ex KNOCKMULLEN | Knockmullen [T42,T421] | GREAT ISLAND |  | 52.3242 | -6.9789
MV/LV Substation RO***4239 |  | 20 kV | _ | LV | 100 kVA :Pole Substation | 0.1 | --> | 0.1 | 0.1 | 0.2 |  | --> | 0.095 | 0 | 0 | 0 | 0 | Constrained, otherwise capacity available =95 kW | --> | E15 ex BEALISTOWN | Bealistown [T421,T422] | GREAT ISLAND |  | 52.2807 | -6.75
MV/LV Substation RO***4244 |  | 20 kV | _ | LV | 50 kVA :Pole Substation | 0.05 | --> | 0.05 | 0.05 | 0.2 |  | --> | 0.048 | 0 | 0 | 0 | 0 | Constrained, otherwise capacity available =48 kW | --> | E15 ex BEALISTOWN | Bealistown [T421,T422] | GREAT ISLAND |  | 52.2809 | -6.7526
MV/LV Substation SC***4254 |  | 20 kV | _ | LV | 50 kVA :Pole Substation | 0.05 | --> | 0.05 | 0 | 0 | Constrained, otherwise capacity available =50 kVA | --> | 0.048 | 0 | 0 | 0 | 0 | Constrained, otherwise capacity available =48 kW | --> | E17 ex KNOCKMULLEN | Knockmullen [T42,T421] | GREAT ISLAND |  | 52.3566 | -6.7861
MV/LV Substation CA***4265 |  | 20 kV | _ | LV | 50 kVA :Pole Substation | 0.05 | --> | 0.05 | 0 | 0 | Constrained, otherwise capacity available =46 kVA | --> | 0.048 | 0 | 0 | 0 | 0 | Constrained, otherwise capacity available =48 kW | --> | C20 ex KNOCKMULLEN | Knockmullen [T42,T421] | GREAT ISLAND |  | 52.3634 | -6.9619
MV/LV Substation BA***4266 |  | 20 kV | _ | LV | 50 kVA :Pole Substation | 0.05 | --> | 0.05 | 0 | 0 | Constrained, otherwise capacity available =50 kVA | --> | 0.048 | 0 | 0 | 0 | 0 | Constrained, otherwise capacity available =48 kW | --> | E17 ex KNOCKMULLEN | Knockmullen [T42,T421] | GREAT ISLAND |  | 52.3866 | -6.9014
MV/LV Substation CO***4267 |  | 10 kV | _ | LV | 50 kVA :Pole Substation | 0.05 | --> | 0.05 | 0 | 0 | Constrained, otherwise capacity available =50 kVA | --> | 0.048 | 0 | 0 | 0 | 0 | Constrained, otherwise capacity available =48 kW | --> | E11 ex KNOCKMULLEN | Knockmullen [T42,T421] | GREAT ISLAND |  | 52.4192 | -6.8624
MV/LV Substation SH***4272 |  | 20 kV | _ | LV | 50 kVA :Pole Substation | 0.05 | --> | 0.05 | 0.049 | 0.24 |  | --> | 0.048 | 0 | 0 | 0 | 0 | Constrained, otherwise capacity available =48 kW | --> | C20 ex ROSBERCON | Rosbercon [T41,T42] | WATERFORD |  | 52.3867 | -6.9893
MV/LV Substation SA***427Y |  | 10 kV | _ | LV | 100 kVA :Pole Substation | 0.1 | --> | 0.1 | 0.089 | 0.2 |  | --> | 0.095 | 0 | 0.011 | 0 | 0 | Constrained, otherwise capacity available =88 kW | --> | E17 ex BEALISTOWN | Bealistown [T421,T422] | GREAT ISLAND |  | 52.2279 | -6.8404
MV/LV Substation RU***4287 |  | 10 kV | _ | LV | 50 kVA :Pole Substation | 0.05 | --> | 0.05 | 0.05 | 0.24 |  | --> | 0.048 | 0 | 0 | 0 | 0 | Constrained, otherwise capacity available =48 kW | --> | C14 ex ROSBERCON | Rosbercon [T41,T42] | WATERFORD |  | 52.45 | -7.0028
MV/LV Substation NE***4292 |  | 10 kV | _ | LV | 400 kVA :Kiosk Substation | 0.4 | --> | 0.4 | 0 | 0 | Constrained, otherwise capacity available =319 kVA | --> | 0.38 | 0 | 0 | 0 | 0 | Constrained, otherwise capacity available =391 kW | --> | C14 ex KNOCKMULLEN | Knockmullen [T42,T421] | GREAT ISLAND |  | 52.39 | -6.9387
MV/LV Substation HE***4308 |  | 10 kV | _ | LV | 630 kVA :Kiosk Substation | 0.63 | --> | 0.63 | 0 | 0 | Constrained, otherwise capacity available =595 kVA | --> | 0.598 | 0 | 0 | 0 | 0 | Constrained, otherwise capacity available =603 kW | --> | C14 ex KNOCKMULLEN | Knockmullen [T42,T421] | GREAT ISLAND |  | 52.3904 | -6.9308
MV/LV Substation BE***4310 |  | 20 kV | _ | LV | 50 kVA :Pole Substation | 0.05 | --> | 0.05 | 0 | 0 | Constrained, otherwise capacity available =50 kVA | --> | 0.048 | 0 | 0 | 0 | 0 | Constrained, otherwise capacity available =48 kW | --> | E17 ex KNOCKMULLEN | Knockmullen [T42,T421] | GREAT ISLAND |  | 52.3841 | -6.8735
MV/LV Substation AD***4329 |  | 20 kV | _ | LV | 50 kVA :Pole Substation | 0.05 | --> | 0.05 | 0 | 0 | Constrained, otherwise capacity available =50 kVA | --> | 0.048 | 0 | 0 | 0.048 | 0 |  | --> | E11 ex CLONROCHE | Clonroche [T421,T422] | WEXFORD |  | 52.3912 | -6.7112
MV/LV Substation MC***4336 |  | 10 kV | _ | LV | 50 kVA :Pole Substation | 0.05 | --> | 0.05 | 0 | 0 | Constrained, otherwise capacity available =46 kVA | --> | 0.048 | 0 | 0.01 | 0 | 0 | Constrained, otherwise capacity available =41 kW | --> | E11 ex KNOCKMULLEN | Knockmullen [T42,T421] | GREAT ISLAND |  | 52.4196 | -6.9118
MV/LV Substation SH***4337 |  | 20 kV | _ | LV | 50 kVA :Pole Substation | 0.05 | --> | 0.05 | 0.05 | 0.2 |  | --> | 0.048 | 0 | 0 | 0 | 0 | Constrained, otherwise capacity available =48 kW | --> | E16 ex BEALISTOWN | Bealistown [T421,T422] | GREAT ISLAND |  | 52.271 | -6.8754
MV/LV Substation WA***434 |  | 20 kV | _ | LV | 50 kVA :Pole Substation | 0.05 | --> | 0.05 | 0 | 0 | Constrained, otherwise capacity available =47 kVA | --> | 0.048 | 0 | 0.015 | 0 | 0 | Constrained, otherwise capacity available =37 kW | --> | C20 ex KNOCKMULLEN | Knockmullen [T42,T421] | GREAT ISLAND |  | 52.3235 | -6.9669
MV/LV Substation DE***4356 |  | 20 kV | _ | LV | 50 kVA :Pole Substation | 0.05 | --> | 0.05 | 0 | 0 | Constrained, otherwise capacity available =50 kVA | --> | 0.048 | 0 | 0 | 0 | 0 | Constrained, otherwise capacity available =48 kW | --> | E17 ex KNOCKMULLEN | Knockmullen [T42,T421] | GREAT ISLAND |  | 52.3817 | -6.8633
MV/LV Substation RA***4358 |  | 10 kV | _ | LV | 400 kVA :Building Structure | 0.4 | --> | 0.4 | 0.239 | 0.24 | Constrained, otherwise capacity available =369 kVA | --> | 0.38 | 0 | 0 | 0 | 0 | Constrained, otherwise capacity available =384 kW | --> | C15 ex ROSBERCON | Rosbercon [T41,T42] | WATERFORD |  | 52.3905 | -6.9593
MV/LV Substation BA***4364 |  | 10 kV | _ | LV | 50 kVA :Pole Substation | 0.05 | --> | 0.05 | 0.047 | 0.24 |  | --> | 0.048 | 0 | 0 | 0 | 0 | Constrained, otherwise capacity available =48 kW | --> | C14 ex ROSBERCON | Rosbercon [T41,T42] | WATERFORD |  | 52.4376 | -6.997
MV/LV Substation AR***4370 |  | 10 kV | _ | LV | 200 kVA :Pole Substation | 0.2 | --> | 0.2 | 0.2 | 0.2 |  | --> | 0.19 | 0 | 0 | 0 | 0 | Constrained, otherwise capacity available =190 kW | --> | E16 ex BEALISTOWN | Bealistown [T421,T422] | GREAT ISLAND |  | 52.24 | -6.9478
MV/LV Substation AR***4372 |  | 10 kV | _ | LV | 400 kVA :Kiosk Substation | 0.4 | --> | 0.4 | 0 | 0 | Constrained, otherwise capacity available =400 kVA | --> | 0.38 | 0 | 0 | 0 | 0 | Constrained, otherwise capacity available =380 kW | --> | C14 ex KNOCKMULLEN | Knockmullen [T42,T421] | GREAT ISLAND |  | 52.4045 | -6.9305
MV/LV Substation DU***4373 |  | 10 kV | _ | LV | 400 kVA :Kiosk Substation | 0.4 | --> | 0.4 | 0.205 | 0.2 | Constrained, otherwise capacity available =328 kVA | --> | 0.38 | 0 | 0.037 | 0 | 0 | Constrained, otherwise capacity available =362 kW | --> | E16 ex BEALISTOWN | Bealistown [T421,T422] | GREAT ISLAND |  | 52.2226 | -6.9349
MV/LV Substation RO***4388 |  | 20 kV | _ | LV | 50 kVA :Pole Substation | 0.05 | --> | 0.05 | 0.05 | 0.2 |  | --> | 0.048 | 0 | 0 | 0 | 0 | Constrained, otherwise capacity available =48 kW | --> | E15 ex BEALISTOWN | Bealistown [T421,T422] | GREAT ISLAND |  | 52.2821 | -6.7437
MV/LV Substation BA***438Y |  | 20 kV | _ | LV | 50 kVA :Pole Substation | 0.05 | --> | 0.05 | 0.038 | 0.2 |  | --> | 0.048 | 0 | 0 | 0 | 0 | Constrained, otherwise capacity available =49 kW | --> | E15 ex BEALISTOWN | Bealistown [T421,T422] | GREAT ISLAND |  | 52.2764 | -6.8374
MV/LV Substation GR***4392 |  | 20 kV | _ | LV | 400 kVA :Kiosk Substation | 0.4 | --> | 0.4 | 0 | 0 | Constrained, otherwise capacity available =400 kVA | --> | 0.38 | 0 | 0 | 0 | 0 | Constrained, otherwise capacity available =380 kW | --> | C20 ex KNOCKMULLEN | Knockmullen [T42,T421] | GREAT ISLAND |  | 52.2831 | -6.9913
MV/LV Substation CL***4393 |  | 20 kV | _ | LV | 50 kVA :Pole Substation | 0.05 | --> | 0.05 | 0.05 | 0.2 |  | --> | 0.048 | 0 | 0 | 0 | 0 | Constrained, otherwise capacity available =48 kW | --> | E15 ex BEALISTOWN | Bealistown [T421,T422] | GREAT ISLAND |  | 52.2671 | -6.7843
MV/LV Substation GL***4401 |  | 10 kV | _ | LV | 50 kVA :Pole Substation | 0.05 | --> | 0.05 | 0.05 | 0.24 |  | --> | 0.048 | 0 | 0 | 0 | 0 | Constrained, otherwise capacity available =48 kW | --> | C25 ex ROSBERCON | Rosbercon [T41,T42] | WATERFORD |  | 52.402 | -6.9465
MV/LV Substation GM***4413 |  | 10 kV | _ | LV | 50 kVA :Pole Substation | 0.05 | --> | 0.05 | 0.05 | 0.2 |  | --> | 0.048 | 0 | 0 | 0 | 0 | Constrained, otherwise capacity available =48 kW | --> | E16 ex BEALISTOWN | Bealistown [T421,T422] | GREAT ISLAND |  | 52.1975 | -6.8972
MV/LV Substation GR***4438 |  | 20 kV | _ | LV | 400 kVA :Building Structure | 0.4 | --> | 0.4 | 0 | 0 | Constrained, otherwise capacity available =400 kVA | --> | 0.38 | 0 | 0 | 0 | 0 | Constrained, otherwise capacity available =380 kW | --> | C20 ex KNOCKMULLEN | Knockmullen [T42,T421] | GREAT ISLAND |  | 52.2831 | -6.9866
MV/LV Substation NB***4468 |  | 10 kV | _ | LV | 50 kVA :Pole Substation | 0.05 | --> | 0.05 | 0.05 | 0.2 |  | --> | 0.048 | 0 | 0 | 0 | 0 | Constrained, otherwise capacity available =48 kW | --> | E17 ex BEALISTOWN | Bealistown [T421,T422] | GREAT ISLAND |  | 52.1961 | -6.8447
MV/LV Substation GR***4480 |  | 20 kV | _ | LV | 1000 kVA :Building Structure | 1 | --> | 1 | 0 | 0 | Constrained, otherwise capacity available =1000 kVA | --> | 0.95 | 0 | 0 | 0 | 0 | Constrained, otherwise capacity available =950 kW | --> | C20 ex KNOCKMULLEN | Knockmullen [T42,T421] | GREAT ISLAND |  | 52.2829 | -6.9866
MV/LV Substation CA***4494 |  | 20 kV | _ | LV | 50 kVA :Pole Substation | 0.05 | --> | 0.05 | 0 | 0 | Constrained, otherwise capacity available =48 kVA | --> | 0.048 | 0 | 0 | 0 | 0 | Constrained, otherwise capacity available =48 kW | --> | C20 ex KNOCKMULLEN | Knockmullen [T42,T421] | GREAT ISLAND |  | 52.37 | -6.9406
MV/LV Substation NB***4501 |  | 20 kV | _ | LV | 50 kVA :Pole Substation | 0.05 | --> | 0.05 | 0 | 0 | Constrained, otherwise capacity available =50 kVA | --> | 0.048 | 0 | 0 | 0 | 0 | Constrained, otherwise capacity available =48 kW | --> | E17 ex KNOCKMULLEN | Knockmullen [T42,T421] | GREAT ISLAND |  | 52.3635 | -6.8434
MV/LV Substation BA***4512 |  | 10 kV | _ | LV | 200 kVA :Pole Substation | 0.2 | --> | 0.2 | 0.2 | 0.2 |  | --> | 0.19 | 0 | 0 | 0 | 0 | Constrained, otherwise capacity available =190 kW | --> | E17 ex BEALISTOWN | Bealistown [T421,T422] | GREAT ISLAND |  | 52.2616 | -6.8618
MV/LV Substation WI***451X |  | 10 kV | _ | LV | 200 kVA :Kiosk Substation | 0.2 | --> | 0.2 | 0 | 0 | Constrained, otherwise capacity available =138 kVA | --> | 0.19 | 0 | 0.014 | 0 | 0 | Constrained, otherwise capacity available =188 kW | --> | C14 ex KNOCKMULLEN | Knockmullen [T42,T421] | GREAT ISLAND |  | 52.4078 | -6.9363
MV/LV Substation MT***452X |  | 10 kV | _ | LV | 50 kVA :Pole Substation | 0.05 | --> | 0.05 | 0 | 0 | Constrained, otherwise capacity available =17 kVA | --> | 0.048 | 0 | 0.014 | 0 | 0 | Constrained, otherwise capacity available =41 kW | --> | C14 ex KNOCKMULLEN | Knockmullen [T42,T421] | GREAT ISLAND |  | 52.4139 | -6.938
MV/LV Substation BA***454X |  | 10 kV | _ | LV | 50 kVA :Pole Substation | 0.05 | --> | 0.05 | 0 | 0 | Constrained, otherwise capacity available =44 kVA | --> | 0.048 | 0 | 0 | 0 | 0 | Constrained, otherwise capacity available =48 kW | --> | E11 ex KNOCKMULLEN | Knockmullen [T42,T421] | GREAT ISLAND |  | 52.4265 | -6.9145
MV/LV Substation FA***460Z |  | 20 kV | _ | LV | 200 kVA :Pole Substation | 0.2 | --> | 0.2 | 0.153 | 0.2 |  | --> | 0.19 | 0 | 0.007 | 0 | 0 | Constrained, otherwise capacity available =191 kW | --> | E15 ex BEALISTOWN | Bealistown [T421,T422] | GREAT ISLAND |  | 52.2795 | -6.8411
MV/LV Substation CU***471Y |  | 20 kV | _ | LV | 50 kVA :Pole Substation | 0.05 | --> | 0.05 | 0 | 0 | Constrained, otherwise capacity available =38 kVA | --> | 0.048 | 0 | 0.005 | 0 | 0 | Constrained, otherwise capacity available =45 kW | --> | E17 ex KNOCKMULLEN | Knockmullen [T42,T421] | GREAT ISLAND |  | 52.3755 | -6.855
MV/LV Substation CO***481X |  | 10 kV | _ | LV | 50 kVA :Pole Substation | 0.05 | --> | 0.05 | 0 | 0 | Constrained, otherwise capacity available =48 kVA | --> | 0.048 | 0 | 0.005 | 0 | 0 | Constrained, otherwise capacity available =44 kW | --> | E17 ex KNOCKMULLEN | Knockmullen [T42,T421] | GREAT ISLAND |  | 52.4008 | -6.9212
MV/LV Substation PR***483Z |  | 10 kV | _ | LV | 400 kVA :Kiosk Substation | 0.4 | --> | 0.4 | 0 | 0 | Constrained, otherwise capacity available =383 kVA | --> | 0.38 | 0 | 0 | 0 | 0 | Constrained, otherwise capacity available =382 kW | --> | C18 ex KNOCKMULLEN | Knockmullen [T42,T421] | GREAT ISLAND |  | 52.3925 | -6.9483
MV/LV Substation BA***487 |  | 20 kV | _ | LV | 200 kVA :Pole Substation | 0.2 | --> | 0.2 | 0.165 | 0.2 |  | --> | 0.19 | 0 | 0 | 0 | 0 | Constrained, otherwise capacity available =195 kW | --> | E16 ex BEALISTOWN | Bealistown [T421,T422] | GREAT ISLAND |  | 52.246 | -6.9662
MV/LV Substation BO***491Y |  | 10 kV | _ | LV | 50 kVA :Pole Substation | 0.05 | --> | 0.05 | 0.049 | 0.2 |  | --> | 0.048 | 0 | 0.005 | 0 | 0 | Constrained, otherwise capacity available =44 kW | --> | E17 ex BEALISTOWN | Bealistown [T421,T422] | GREAT ISLAND |  | 52.2028 | -6.8504
MV/LV Substation CL***492Y |  | 20 kV | _ | LV | 200 kVA :Kiosk Substation | 0.2 | --> | 0.2 | 0.162 | 0.2 |  | --> | 0.19 | 0 | 0.02 | 0 | 0 | Constrained, otherwise capacity available =180 kW | --> | E15 ex BEALISTOWN | Bealistown [T421,T422] | GREAT ISLAND |  | 52.2957 | -6.7688
MV/LV Substation WO***492Z |  | 10 kV | _ | LV | 200 kVA :Kiosk Substation | 0.2 | --> | 0.2 | 0 | 0 | Constrained, otherwise capacity available =148 kVA | --> | 0.19 | 0 | 0.025 | 0 | 0 | Constrained, otherwise capacity available =178 kW | --> | C14 ex KNOCKMULLEN | Knockmullen [T42,T421] | GREAT ISLAND |  | 52.3875 | -6.9298
MV/LV Substation DU***494 |  | 10 kV | _ | LV | 200 kVA :Pole Substation | 0.2 | --> | 0.2 | 0.11 | 0.2 |  | --> | 0.19 | 0 | 0.039 | 0 | 0 | Constrained, otherwise capacity available =173 kW | --> | E16 ex BEALISTOWN | Bealistown [T421,T422] | GREAT ISLAND |  | 52.2216 | -6.9322
MV/LV Substation DU***496 |  | 10 kV | _ | LV | 200 kVA :Pole Substation | 0.2 | --> | 0.2 | 0.183 | 0.2 |  | --> | 0.19 | 0 | 0 | 0 | 0 | Constrained, otherwise capacity available =192 kW | --> | E16 ex BEALISTOWN | Bealistown [T421,T422] | GREAT ISLAND |  | 52.2407 | -6.9409
MV/LV Substation AR***497 |  | 10 kV | _ | LV | 200 kVA :Pole Substation | 0.2 | --> | 0.2 | 0.157 | 0.2 |  | --> | 0.19 | 0 | 0.012 | 0 | 0 | Constrained, otherwise capacity available =187 kW | --> | E16 ex BEALISTOWN | Bealistown [T421,T422] | GREAT ISLAND |  | 52.2421 | -6.9499
MV/LV Substation HA***502Z |  | 10 kV | _ | LV | 200 kVA :Pole Substation | 0.2 | --> | 0.2 | 0 | 0 | Constrained, otherwise capacity available =169 kVA | --> | 0.19 | 0 | 0 | 0 | 0 | Constrained, otherwise capacity available =194 kW | --> | E11 ex KNOCKMULLEN | Knockmullen [T42,T421] | GREAT ISLAND |  | 52.384 | -6.9299
MV/LV Substation SH***513Z |  | 20 kV | _ | LV | 400 kVA :Kiosk Substation | 0.4 | --> | 0.4 | 0.205 | 0.2 | Constrained, otherwise capacity available =369 kVA | --> | 0.38 | 0 | 0.018 | 0 | 0 | Constrained, otherwise capacity available =371 kW | --> | E16 ex BEALISTOWN | Bealistown [T421,T422] | GREAT ISLAND |  | 52.2926 | -6.9394
MV/LV Substation CE***521X |  | 20 kV | _ | LV | 50 kVA :Pole Substation | 0.05 | --> | 0.05 | 0 | 0 | Constrained, otherwise capacity available =18 kVA | --> | 0.048 | 0 | 0 | 0 | 0 | Constrained, otherwise capacity available =52 kW | --> | E17 ex KNOCKMULLEN | Knockmullen [T42,T421] | GREAT ISLAND |  | 52.3648 | -6.7742
MV/LV Substation CL***521Y |  | 20 kV | _ | LV | 100 kVA :Pole Substation | 0.1 | --> | 0.1 | 0 | 0 | Constrained, otherwise capacity available =99 kVA | --> | 0.095 | 0 | 0 | 0.095 | 0 |  | --> | E15 ex CLONROCHE | Clonroche [T421,T422] | WEXFORD |  | 52.4435 | -6.8015
MV/LV Substation HE***522Z |  | 10 kV | _ | LV | 200 kVA :Pole Substation | 0.2 | --> | 0.2 | 0 | 0 | Constrained, otherwise capacity available =156 kVA | --> | 0.19 | 0 | 0.005 | 0 | 0 | Constrained, otherwise capacity available =192 kW | --> | E11 ex KNOCKMULLEN | Knockmullen [T42,T421] | GREAT ISLAND |  | 52.3854 | -6.9294
MV/LV Substation SA***527 |  | 10 kV | _ | LV | 100 kVA :Pole Substation | 0.1 | --> | 0.1 | 0.067 | 0.2 |  | --> | 0.095 | 0 | 0.012 | 0 | 0 | Constrained, otherwise capacity available =90 kW | --> | E17 ex BEALISTOWN | Bealistown [T421,T422] | GREAT ISLAND |  | 52.2256 | -6.8351
MV/LV Substation BA***529X |  | 20 kV | _ | LV | 200 kVA :Pole Substation | 0.2 | --> | 0.2 | 0 | 0 | Constrained, otherwise capacity available =196 kVA | --> | 0.19 | 0 | 0.105 | 0 | 0 | Constrained, otherwise capacity available =112 kW | --> | E17 ex KNOCKMULLEN | Knockmullen [T42,T421] | GREAT ISLAND |  | 52.3698 | -6.7492
MV/LV Substation CA***531Z |  | 10 kV | _ | LV | 400 kVA :Kiosk Substation | 0.4 | --> | 0.4 | 0.239 | 0.24 | Constrained, otherwise capacity available =371 kVA | --> | 0.38 | 0 | 0 | 0 | 0 | Constrained, otherwise capacity available =384 kW | --> | C15 ex ROSBERCON | Rosbercon [T41,T42] | WATERFORD |  | 52.3961 | -6.9604
MV/LV Substation CO***533Z |  | 20 kV | _ | LV | 200 kVA :Pole Substation | 0.2 | --> | 0.2 | 0 | 0 | Constrained, otherwise capacity available =187 kVA | --> | 0.19 | 0 | 0.035 | 0.166 | 0 |  | --> | E15 ex CLONROCHE | Clonroche [T421,T422] | WEXFORD |  | 52.4343 | -6.7463
MV/LV Substation MA***542Z |  | 20 kV | _ | LV | 50 kVA :Pole Substation | 0.05 | --> | 0.05 | 0 | 0 | Constrained, otherwise capacity available =30 kVA | --> | 0.048 | 0 | 0 | 0 | 0 | Constrained, otherwise capacity available =50 kW | --> | E17 ex KNOCKMULLEN | Knockmullen [T42,T421] | GREAT ISLAND |  | 52.386 | -6.7875
MV/LV Substation FE***543 |  | 10 kV | _ | LV | 200 kVA :Pole Substation | 0.2 | --> | 0.2 | 0.057 | 0.2 |  | --> | 0.19 | 0 | 0.032 | 0 | 0 | Constrained, otherwise capacity available =185 kW | --> | E17 ex BEALISTOWN | Bealistown [T421,T422] | GREAT ISLAND |  | 52.1925 | -6.8408
MV/LV Substation RO***545Z |  | 20 kV | _ | LV | 50 kVA :Pole Substation | 0.05 | --> | 0.05 | 0.039 | 0.2 |  | --> | 0.048 | 0 | 0.031 | 0 | 0 | Constrained, otherwise capacity available =26 kW | --> | E15 ex BEALISTOWN | Bealistown [T421,T422] | GREAT ISLAND |  | 52.2959 | -6.755
MV/LV Substation BA***547 |  | 20 kV | _ | LV | 50 kVA :Pole Substation | 0.05 | --> | 0.05 | 0 | 0 | Constrained, otherwise capacity available =41 kVA | --> | 0.048 | 0 | 0.005 | 0 | 0 | Constrained, otherwise capacity available =45 kW | --> | C20 ex KNOCKMULLEN | Knockmullen [T42,T421] | GREAT ISLAND |  | 52.314 | -6.9503
MV/LV Substation AL***548 |  | 10 kV | _ | LV | 50 kVA :Pole Substation | 0.05 | --> | 0.05 | 0.028 | 0.2 |  | --> | 0.048 | 0 | 0.006 | 0 | 0 | Constrained, otherwise capacity available =46 kW | --> | E17 ex BEALISTOWN | Bealistown [T421,T422] | GREAT ISLAND |  | 52.1744 | -6.8799
MV/LV Substation AL***548Z |  | 10 kV | _ | LV | 200 kVA :Kiosk Substation | 0.2 | --> | 0.2 | 0 | 0 | Constrained, otherwise capacity available =98 kVA | --> | 0.19 | 0 | 0.003 | 0 | 0 | Constrained, otherwise capacity available =201 kW | --> | C18 ex KNOCKMULLEN | Knockmullen [T42,T421] | GREAT ISLAND |  | 52.3875 | -6.9515
MV/LV Substation CU***552Y |  | 10 kV | _ | LV | 50 kVA :Pole Substation | 0.05 | --> | 0.05 | 0 | 0 | Constrained, otherwise capacity available =36 kVA | --> | 0.048 | 0 | 0 | 0 | 0 | Constrained, otherwise capacity available =49 kW | --> | E11 ex KNOCKMULLEN | Knockmullen [T42,T421] | GREAT ISLAND |  | 52.4575 | -6.8773
MV/LV Substation LO***553 |  | 10 kV | _ | LV | 200 kVA :Pole Substation | 0.2 | --> | 0.2 | 0.193 | 0.2 |  | --> | 0.19 | 0 | 0 | 0 | 0 | Constrained, otherwise capacity available =191 kW | --> | E17 ex BEALISTOWN | Bealistown [T421,T422] | GREAT ISLAND |  | 52.1475 | -6.9104
MV/LV Substation TI***560Y |  | 10 kV | _ | LV | 100 kVA :Pole Substation | 0.1 | --> | 0.1 | 0.092 | 0.2 |  | --> | 0.095 | 0 | 0 | 0 | 0 | Constrained, otherwise capacity available =96 kW | --> | E17 ex BEALISTOWN | Bealistown [T421,T422] | GREAT ISLAND |  | 52.2355 | -6.8393
MV/LV Substation DE***560Z |  | 10 kV | _ | LV | 100 kVA :Pole Substation | 0.1 | --> | 0.1 | 0.099 | 0.24 |  | --> | 0.095 | 0 | 0 | 0 | 0 | Constrained, otherwise capacity available =95 kW | --> | C14 ex ROSBERCON | Rosbercon [T41,T42] | WATERFORD |  | 52.4511 | -6.9784
MV/LV Substation BU***564 |  | 20 kV | _ | LV | 200 kVA :Pole Substation | 0.2 | --> | 0.2 | 0.158 | 0.2 |  | --> | 0.19 | 0 | 0 | 0 | 0 | Constrained, otherwise capacity available =196 kW | --> | E15 ex BEALISTOWN | Bealistown [T421,T422] | GREAT ISLAND |  | 52.2789 | -6.8607
MV/LV Substation BA***568 |  | 20 kV | _ | LV | 50 kVA :Pole Substation | 0.05 | --> | 0.05 | 0.025 | 0.2 |  | --> | 0.048 | 0 | 0.005 | 0 | 0 | Constrained, otherwise capacity available =47 kW | --> | E15 ex BEALISTOWN | Bealistown [T421,T422] | GREAT ISLAND |  | 52.2784 | -6.8392
MV/LV Substation CA***569Y |  | 10 kV | _ | LV | 50 kVA :Pole Substation | 0.05 | --> | 0.05 | 0 | 0 | Constrained, otherwise capacity available =39 kVA | --> | 0.048 | 0 | 0.005 | 0 | 0 | Constrained, otherwise capacity available =45 kW | --> | C14 ex KNOCKMULLEN | Knockmullen [T42,T421] | GREAT ISLAND |  | 52.4004 | -6.9349
MV/LV Substation MA***570 |  | 10 kV | _ | LV | 100 kVA :Pole Substation | 0.1 | --> | 0.1 | 0 | 0 | Constrained, otherwise capacity available =70 kVA | --> | 0.095 | 0 | 0 | 0 | 0 | Constrained, otherwise capacity available =99 kW | --> | E11 ex KNOCKMULLEN | Knockmullen [T42,T421] | GREAT ISLAND |  | 52.3989 | -6.926
MV/LV Substation HO***573 |  | 10 kV | _ | LV | 50 kVA :Pole Substation | 0.05 | --> | 0.05 | 0 | 0 | Constrained, otherwise capacity available =38 kVA | --> | 0.048 | 0 | 0.005 | 0 | 0 | Constrained, otherwise capacity available =45 kW | --> | C14 ex KNOCKMULLEN | Knockmullen [T42,T421] | GREAT ISLAND |  | 52.384 | -6.9406
MV/LV Substation AN***574Z |  | 10 kV | _ | LV | 200 kVA :Kiosk Substation | 0.2 | --> | 0.2 | 0 | 0 | Constrained, otherwise capacity available =122 kVA | --> | 0.19 | 0 | 0.02 | 0 | 0 | Constrained, otherwise capacity available =186 kW | --> | C14 ex KNOCKMULLEN | Knockmullen [T42,T421] | GREAT ISLAND |  | 52.4027 | -6.93
MV/LV Substation AS***575Y |  | 10 kV | _ | LV | 200 kVA :Kiosk Substation | 0.2 | --> | 0.2 | 0.154 | 0.2 |  | --> | 0.19 | 0 | 0.006 | 0 | 0 | Constrained, otherwise capacity available =192 kW | --> | E17 ex BEALISTOWN | Bealistown [T421,T422] | GREAT ISLAND |  | 52.1936 | -6.845
MV/LV Substation NE***575Z |  | 10 kV | _ | LV | 400 kVA :Kiosk Substation | 0.4 | --> | 0.4 | 0 | 0 | Constrained, otherwise capacity available =372 kVA | --> | 0.38 | 0 | 0 | 0 | 0 | Constrained, otherwise capacity available =384 kW | --> | E11 ex KNOCKMULLEN | Knockmullen [T42,T421] | GREAT ISLAND |  | 52.3898 | -6.9256
MV/LV Substation OA***582X |  | 10 kV | _ | LV | 50 kVA :Pole Substation | 0.05 | --> | 0.05 | 0 | 0 | Constrained, otherwise capacity available =2 kVA | --> | 0.048 | 0 | 0 | 0 | 0 | Constrained, otherwise capacity available =54 kW | --> | C20 ex KNOCKMULLEN | Knockmullen [T42,T421] | GREAT ISLAND |  | 52.3829 | -6.9505
MV/LV Substation EL***584Z |  | 10 kV | _ | LV | 200 kVA :Kiosk Substation | 0.2 | --> | 0.2 | 0 | 0 | Constrained, otherwise capacity available =180 kVA | --> | 0.19 | 0 | 0 | 0 | 0 | Constrained, otherwise capacity available =193 kW | --> | C14 ex KNOCKMULLEN | Knockmullen [T42,T421] | GREAT ISLAND |  | 52.3866 | -6.9328
MV/LV Substation RI***586Z |  | 10 kV | _ | LV | 630 kVA :Kiosk Substation | 0.63 | --> | 0.63 | 0 | 0 | Constrained, otherwise capacity available =575 kVA | --> | 0.598 | 0 | 0 | 0 | 0 | Constrained, otherwise capacity available =606 kW | --> | C14 ex KNOCKMULLEN | Knockmullen [T42,T421] | GREAT ISLAND |  | 52.3998 | -6.9415
MV/LV Substation CR***588Y |  | 20 kV | _ | LV | 50 kVA :Pole Substation | 0.05 | --> | 0.05 | 0 | 0 | Constrained, otherwise capacity available =27 kVA | --> | 0.048 | 0 | 0 | 0 | 0 | Constrained, otherwise capacity available =51 kW | --> | C20 ex KNOCKMULLEN | Knockmullen [T42,T421] | GREAT ISLAND |  | 52.361 | -6.9434
MV/LV Substation CU***598 |  | 20 kV | _ | LV | 50 kVA :Pole Substation | 0.05 | --> | 0.05 | 0 | 0 | Constrained, otherwise capacity available =31 kVA | --> | 0.048 | 0 | 0 | 0 | 0 | Constrained, otherwise capacity available =50 kW | --> | E17 ex KNOCKMULLEN | Knockmullen [T42,T421] | GREAT ISLAND |  | 52.3713 | -6.859
MV/LV Substation ME***598Y |  | 10 kV | _ | LV | 50 kVA :Pole Substation | 0.05 | --> | 0.05 | 0.048 | 0.2 |  | --> | 0.048 | 0 | 0 | 0 | 0 | Constrained, otherwise capacity available =48 kW | --> | E16 ex BEALISTOWN | Bealistown [T421,T422] | GREAT ISLAND |  | 52.238 | -6.9303
MV/LV Substation WH***599Z |  | 20 kV | _ | LV | 100 kVA :Pole Substation | 0.1 | --> | 0.1 | 0.088 | 0.2 |  | --> | 0.095 | 0 | 0.003 | 0 | 0 | Constrained, otherwise capacity available =94 kW | --> | E16 ex BEALISTOWN | Bealistown [T421,T422] | GREAT ISLAND |  | 52.2517 | -6.9632
MV/LV Substation RA***600Z |  | 10 kV | _ | LV | 50 kVA :Pole Substation | 0.05 | --> | 0.05 | 0.046 | 0.2 |  | --> | 0.048 | 0 | 0 | 0 | 0 | Constrained, otherwise capacity available =48 kW | --> | E17 ex BEALISTOWN | Bealistown [T421,T422] | GREAT ISLAND |  | 52.1865 | -6.8624
MV/LV Substation AR***602Y |  | 10 kV | _ | LV | 50 kVA :Pole Substation | 0.05 | --> | 0.05 | 0.02 | 0.2 |  | --> | 0.048 | 0 | 0.012 | 0 | 0 | Constrained, otherwise capacity available =42 kW | --> | E16 ex BEALISTOWN | Bealistown [T421,T422] | GREAT ISLAND |  | 52.2436 | -6.9506
MV/LV Substation TE***605X |  | 20 kV | _ | LV | 50 kVA :Pole Substation | 0.05 | --> | 0.05 | 0 | 0 | Constrained, otherwise capacity available =49 kVA | --> | 0.048 | 0 | 0 | 0 | 0 | Constrained, otherwise capacity available =48 kW | --> | C20 ex KNOCKMULLEN | Knockmullen [T42,T421] | GREAT ISLAND |  | 52.3253 | -6.8845
MV/LV Substation BA***606 |  | 20 kV | _ | LV | 400 kVA :Kiosk Substation | 0.4 | --> | 0.4 | 0 | 0 | Constrained, otherwise capacity available =245 kVA | --> | 0.38 | 0 | 0.026 | 0 | 0 | Constrained, otherwise capacity available =381 kW | --> | E17 ex KNOCKMULLEN | Knockmullen [T42,T421] | GREAT ISLAND |  | 52.369 | -6.8389
MV/LV Substation LO***607Z |  | 20 kV | _ | LV | 100 kVA :Pole Substation | 0.1 | --> | 0.1 | 0.094 | 0.2 |  | --> | 0.095 | 0 | 0 | 0 | 0 | Constrained, otherwise capacity available =96 kW | --> | E15 ex BEALISTOWN | Bealistown [T421,T422] | GREAT ISLAND |  | 52.3041 | -6.7685
MV/LV Substation FA***610Y |  | 20 kV | _ | LV | 400 kVA :Kiosk Substation | 0.4 | --> | 0.4 | 0 | 0 | Constrained, otherwise capacity available =344 kVA | --> | 0.38 | 0 | 0.016 | 0.376 | 0 |  | --> | E11 ex CLONROCHE | Clonroche [T421,T422] | WEXFORD |  | 52.3942 | -6.7146
MV/LV Substation AC***610Z |  | 20 kV | _ | LV | 100 kVA :Pole Substation | 0.1 | --> | 0.1 | 0 | 0 | Constrained, otherwise capacity available =91 kVA | --> | 0.095 | 0 | 0 | 0 | 0 | Constrained, otherwise capacity available =96 kW | --> | C20 ex KNOCKMULLEN | Knockmullen [T42,T421] | GREAT ISLAND |  | 52.3237 | -6.8882
MV/LV Substation AD***612Y |  | 20 kV | _ | LV | 50 kVA :Pole Substation | 0.05 | --> | 0.05 | 0 | 0 | Constrained, otherwise capacity available =25 kVA | --> | 0.048 | 0 | 0 | 0.051 | 0 |  | --> | E11 ex CLONROCHE | Clonroche [T421,T422] | WEXFORD |  | 52.3911 | -6.7146
MV/LV Substation CL***612Z |  | 10 kV | _ | LV | 200 kVA :Kiosk Substation | 0.2 | --> | 0.2 | 0 | 0 | Constrained, otherwise capacity available =177 kVA | --> | 0.19 | 0 | 0 | 0 | 0 | Constrained, otherwise capacity available =193 kW | --> | E11 ex KNOCKMULLEN | Knockmullen [T42,T421] | GREAT ISLAND |  | 52.3967 | -6.9273
MV/LV Substation AD***618Y |  | 20 kV | _ | LV | 50 kVA :Pole Substation | 0.05 | --> | 0.05 | 0 | 0 | Constrained, otherwise capacity available =44 kVA | --> | 0.048 | 0 | 0 | 0.048 | 0 |  | --> | E11 ex CLONROCHE | Clonroche [T421,T422] | WEXFORD |  | 52.3897 | -6.7166
MV/LV Substation BA***624 |  | 20 kV | _ | LV | 50 kVA :Pole Substation | 0.05 | --> | 0.05 | 0 | 0 | Constrained, otherwise capacity available =46 kVA | --> | 0.048 | 0 | 0 | 0 | 0 | Constrained, otherwise capacity available =48 kW | --> | E17 ex KNOCKMULLEN | Knockmullen [T42,T421] | GREAT ISLAND |  | 52.3663 | -6.8327
MV/LV Substation GR***625Y |  | 10 kV | _ | LV | 50 kVA :Pole Substation | 0.05 | --> | 0.05 | 0.041 | 0.2 |  | --> | 0.048 | 0 | 0 | 0 | 0 | Constrained, otherwise capacity available =49 kW | --> | E17 ex BEALISTOWN | Bealistown [T421,T422] | GREAT ISLAND |  | 52.1956 | -6.8416
MV/LV Substation CO***625Z |  | 20 kV | _ | LV | 50 kVA :Pole Substation | 0.05 | --> | 0.05 | 0 | 0 | Constrained, otherwise capacity available =33 kVA | --> | 0.048 | 0 | 0.006 | 0 | 0 | Constrained, otherwise capacity available =45 kW | --> | E17 ex KNOCKMULLEN | Knockmullen [T42,T421] | GREAT ISLAND |  | 52.3696 | -6.8418
MV/LV Substation RI***630Y |  | 10 kV | _ | LV | 200 kVA :Kiosk Substation | 0.2 | --> | 0.2 | 0 | 0 | Constrained, otherwise capacity available =167 kVA | --> | 0.19 | 0 | 0.033 | 0 | 0 | Constrained, otherwise capacity available =170 kW | --> | C18 ex KNOCKMULLEN | Knockmullen [T42,T421] | GREAT ISLAND |  | 52.3861 | -6.9425
MV/LV Substation LA***637X |  | 20 kV | _ | LV | 50 kVA :Pole Substation | 0.05 | --> | 0.05 | 0.044 | 0.2 |  | --> | 0.048 | 0 | 0.005 | 0 | 0 | Constrained, otherwise capacity available =45 kW | --> | E16 ex BEALISTOWN | Bealistown [T421,T422] | GREAT ISLAND |  | 52.275 | -6.959
MV/LV Substation TH***639Z |  | 10 kV | _ | LV | 200 kVA :Kiosk Substation | 0.2 | --> | 0.2 | 0 | 0 | Constrained, otherwise capacity available =179 kVA | --> | 0.19 | 0 | 0 | 0 | 0 | Constrained, otherwise capacity available =193 kW | --> | C18 ex KNOCKMULLEN | Knockmullen [T42,T421] | GREAT ISLAND |  | 52.3845 | -6.9468
MV/LV Substation NE***642 |  | 20 kV | _ | LV | 50 kVA :Pole Substation | 0.05 | --> | 0.05 | 0 | 0 | Constrained, otherwise capacity available =33 kVA | --> | 0.048 | 0 | 0 | 0 | 0 | Constrained, otherwise capacity available =50 kW | --> | E17 ex KNOCKMULLEN | Knockmullen [T42,T421] | GREAT ISLAND |  | 52.3429 | -6.7918
MV/LV Substation NE***652 |  | 20 kV | _ | LV | 50 kVA :Pole Substation | 0.05 | --> | 0.05 | 0 | 0 | Constrained, otherwise capacity available =39 kVA | --> | 0.048 | 0 | 0.004 | 0 | 0 | Constrained, otherwise capacity available =46 kW | --> | E17 ex KNOCKMULLEN | Knockmullen [T42,T421] | GREAT ISLAND |  | 52.3407 | -6.7982
MV/LV Substation MA***655Z |  | 10 kV | _ | LV | 50 kVA :Pole Substation | 0.05 | --> | 0.05 | 0 | 0 | Constrained, otherwise capacity available =50 kVA | --> | 0.048 | 0 | 0 | 0 | 0 | Constrained, otherwise capacity available =48 kW | --> | C20 ex KNOCKMULLEN | Knockmullen [T42,T421] | GREAT ISLAND |  | 52.377 | -6.9602
MV/LV Substation BA***657X |  | 20 kV | _ | LV | 100 kVA :Pole Substation | 0.1 | --> | 0.1 | 0.093 | 0.2 |  | --> | 0.095 | 0 | 0 | 0 | 0 | Constrained, otherwise capacity available =96 kW | --> | E15 ex BEALISTOWN | Bealistown [T421,T422] | GREAT ISLAND |  | 52.2733 | -6.8392
MV/LV Substation CA***659 |  | 20 kV | _ | LV | 50 kVA :Pole Substation | 0.05 | --> | 0.05 | 0 | 0 | Constrained, otherwise capacity available =17 kVA | --> | 0.048 | 0 | 0.005 | 0 | 0 | Constrained, otherwise capacity available =48 kW | --> | E17 ex KNOCKMULLEN | Knockmullen [T42,T421] | GREAT ISLAND |  | 52.3641 | -6.7781
MV/LV Substation NO***661Z |  | 10 kV | _ | LV | 630 kVA :Kiosk Substation | 0.63 | --> | 0.63 | 0 | 0 | Constrained, otherwise capacity available =617 kVA | --> | 0.598 | 0 | 0 | 0 | 0 | Constrained, otherwise capacity available =600 kW | --> | C18 ex KNOCKMULLEN | Knockmullen [T42,T421] | GREAT ISLAND |  | 52.3966 | -6.945
MV/LV Substation ZE***662Y |  | 20 kV | _ | LV | 200 kVA :Kiosk Substation | 0.2 | --> | 0.2 | 0 | 0 | Constrained, otherwise capacity available =198 kVA | --> | 0.19 | 0 | 0 | 0 | 0 | Constrained, otherwise capacity available =190 kW | --> | C20 ex KNOCKMULLEN | Knockmullen [T42,T421] | GREAT ISLAND |  | 52.365 | -6.9665
MV/LV Substation ST***663Y |  | 20 kV | _ | LV | 200 kVA :Pole Substation | 0.2 | --> | 0.2 | 0 | 0 | Constrained, otherwise capacity available =196 kVA | --> | 0.19 | 0 | 0 | 0 | 0 | Constrained, otherwise capacity available =190 kW | --> | C20 ex KNOCKMULLEN | Knockmullen [T42,T421] | GREAT ISLAND |  | 52.3664 | -6.9693
MV/LV Substation CA***667Y |  | 10 kV | _ | LV | 50 kVA :Pole Substation | 0.05 | --> | 0.05 | 0 | 0 | Constrained, otherwise capacity available =38 kVA | --> | 0.048 | 0 | 0 | 0 | 0 | Constrained, otherwise capacity available =49 kW | --> | C20 ex KNOCKMULLEN | Knockmullen [T42,T421] | GREAT ISLAND |  | 52.3768 | -6.9598
MV/LV Substation GR***670Z |  | 10 kV | _ | LV | 1000 kVA :Building Structure | 1 | --> | 1 | 0 | 0 | Constrained, otherwise capacity available =1000 kVA | --> | 0.95 | 0 | 0 | 0 | 0 | Constrained, otherwise capacity available =950 kW | --> | C20 ex KNOCKMULLEN | Knockmullen [T42,T421] | GREAT ISLAND |  | 52.3821 | -6.9539
MV/LV Substation IR***671Y |  | 20 kV | _ | LV | 630 kVA :Kiosk Substation | 0.63 | --> | 0.63 | 0 | 0 | Constrained, otherwise capacity available =510 kVA | --> | 0.598 | 0 | 0 | 0 | 0 | Constrained, otherwise capacity available =615 kW | --> | C20 ex KNOCKMULLEN | Knockmullen [T42,T421] | GREAT ISLAND |  | 52.3654 | -6.9669
MV/LV Substation GU***675 |  | 20 kV | _ | LV | 200 kVA :Pole Substation | 0.2 | --> | 0.2 | 0 | 0 | Constrained, otherwise capacity available =188 kVA | --> | 0.19 | 0 | 0.011 | 0 | 0 | Constrained, otherwise capacity available =184 kW | --> | C20 ex KNOCKMULLEN | Knockmullen [T42,T421] | GREAT ISLAND |  | 52.3078 | -6.8606
MV/LV Substation HA***675Z |  | 10 kV | _ | LV | 50 kVA :Pole Substation | 0.05 | --> | 0.05 | 0.05 | 0.24 |  | --> | 0.048 | 0 | 0 | 0 | 0 | Constrained, otherwise capacity available =48 kW | --> | C15 ex ROSBERCON | Rosbercon [T41,T42] | WATERFORD |  | 52.3958 | -6.9644
MV/LV Substation MI***678 |  | 10 kV | _ | LV | 50 kVA :Pole Substation | 0.05 | --> | 0.05 | 0.046 | 0.2 |  | --> | 0.048 | 0 | 0 | 0 | 0 | Constrained, otherwise capacity available =48 kW | --> | E17 ex BEALISTOWN | Bealistown [T421,T422] | GREAT ISLAND |  | 52.2581 | -6.8515
MV/LV Substation DU***681 |  | 20 kV | _ | LV | 200 kVA :Pole Substation | 0.2 | --> | 0.2 | 0.193 | 0.2 |  | --> | 0.19 | 0 | 0.04 | 0 | 0 | Constrained, otherwise capacity available =161 kW | --> | E16 ex BEALISTOWN | Bealistown [T421,T422] | GREAT ISLAND |  | 52.2758 | -6.956
MV/LV Substation KN***686Y |  | 10 kV | _ | LV | 400 kVA :Kiosk Substation | 0.4 | --> | 0.4 | 0 | 0 | Constrained, otherwise capacity available =326 kVA | --> | 0.38 | 0 | 0.008 | 0 | 0 | Constrained, otherwise capacity available =384 kW | --> | C14 ex KNOCKMULLEN | Knockmullen [T42,T421] | GREAT ISLAND |  | 52.4045 | -6.935
MV/LV Substation OL***687Z |  | 20 kV | _ | LV | 50 kVA :Pole Substation | 0.05 | --> | 0.05 | 0 | 0 | Constrained, otherwise capacity available =48 kVA | --> | 0.048 | 0 | 0 | 0 | 0 | Constrained, otherwise capacity available =48 kW | --> | E17 ex KNOCKMULLEN | Knockmullen [T42,T421] | GREAT ISLAND |  | 52.3928 | -6.8264
MV/LV Substation BR***689 |  | 20 kV | _ | LV | 200 kVA :Pole Substation | 0.2 | --> | 0.2 | 0.137 | 0.2 |  | --> | 0.19 | 0 | 0.12 | 0 | 0 | Constrained, otherwise capacity available =110 kW | --> | E15 ex BEALISTOWN | Bealistown [T421,T422] | GREAT ISLAND |  | 52.307 | -6.7993
MV/LV Substation TA***696X |  | 20 kV | _ | LV | 50 kVA :Pole Substation | 0.05 | --> | 0.05 | 0.047 | 0.2 |  | --> | 0.048 | 0 | 0 | 0 | 0 | Constrained, otherwise capacity available =48 kW | --> | E15 ex BEALISTOWN | Bealistown [T421,T422] | GREAT ISLAND |  | 52.28 | -6.8146
MV/LV Substation LA***697Y |  | 20 kV | _ | LV | 200 kVA :Pole Substation | 0.2 | --> | 0.2 | 0 | 0 | Constrained, otherwise capacity available =158 kVA | --> | 0.19 | 0 | 0 | 0 | 0 | Constrained, otherwise capacity available =196 kW | --> | E17 ex KNOCKMULLEN | Knockmullen [T42,T421] | GREAT ISLAND |  | 52.3937 | -6.8802
MV/LV Substation BA***699Z |  | 10 kV | _ | LV | 50 kVA :Pole Substation | 0.05 | --> | 0.05 | 0.047 | 0.2 |  | --> | 0.048 | 0 | 0 | 0 | 0 | Constrained, otherwise capacity available =48 kW | --> | E17 ex BEALISTOWN | Bealistown [T421,T422] | GREAT ISLAND |  | 52.2649 | -6.8522
MV/LV Substation BU***701Y |  | 10 kV | _ | LV | 50 kVA :Pole Substation | 0.05 | --> | 0.05 | 0 | 0 | Constrained, otherwise capacity available =38 kVA | --> | 0.048 | 0 | 0.005 | 0 | 0 | Constrained, otherwise capacity available =45 kW | --> | C14 ex KNOCKMULLEN | Knockmullen [T42,T421] | GREAT ISLAND |  | 52.3829 | -6.9406
MV/LV Substation KI***704Y |  | 20 kV | _ | LV | 50 kVA :Pole Substation | 0.05 | --> | 0.05 | 0.046 | 0.2 |  | --> | 0.048 | 0 | 0 | 0 | 0 | Constrained, otherwise capacity available =48 kW | --> | E16 ex BEALISTOWN | Bealistown [T421,T422] | GREAT ISLAND |  | 52.2725 | -6.9268
MV/LV Substation HO***705Y |  | 10 kV | _ | LV | 200 kVA :Pole Substation | 0.2 | --> | 0.2 | 0.122 | 0.2 |  | --> | 0.19 | 0 | 0 | 0 | 0 | Constrained, otherwise capacity available =200 kW | --> | E16 ex BEALISTOWN | Bealistown [T421,T422] | GREAT ISLAND |  | 52.2978 | -6.9557
MV/LV Substation CL***712X |  | 20 kV | _ | LV | 50 kVA :Pole Substation | 0.05 | --> | 0.05 | 0.038 | 0.2 |  | --> | 0.048 | 0 | 0.006 | 0 | 0 | Constrained, otherwise capacity available =45 kW | --> | E15 ex BEALISTOWN | Bealistown [T421,T422] | GREAT ISLAND |  | 52.2967 | -6.7672
MV/LV Substation RA***713Z |  | 20 kV | _ | LV | 100 kVA :Pole Substation | 0.1 | --> | 0.1 | 0 | 0 | Constrained, otherwise capacity available =96 kVA | --> | 0.095 | 0 | 0 | 0 | 0 | Constrained, otherwise capacity available =96 kW | --> | E17 ex KNOCKMULLEN | Knockmullen [T42,T421] | GREAT ISLAND |  | 52.393 | -6.789
MV/LV Substation TH***718Y |  | 10 kV | _ | LV | 100 kVA :Pole Substation | 0.1 | --> | 0.1 | 0.095 | 0.24 |  | --> | 0.095 | 0 | 0.01 | 0 | 0 | Constrained, otherwise capacity available =88 kW | --> | C14 ex ROSBERCON | Rosbercon [T41,T42] | WATERFORD |  | 52.4522 | -6.9615
MV/LV Substation PR***722Z |  | 10 kV | _ | LV | 50 kVA :Pole Substation | 0.05 | --> | 0.05 | 0 | 0 | Constrained, otherwise capacity available =44 kVA | --> | 0.048 | 0 | 0 | 0 | 0 | Constrained, otherwise capacity available =48 kW | --> | E11 ex KNOCKMULLEN | Knockmullen [T42,T421] | GREAT ISLAND |  | 52.4345 | -6.8935
MV/LV Substation CL***724 |  | 20 kV | _ | LV | 50 kVA :Pole Substation | 0.05 | --> | 0.05 | 0.023 | 0.2 |  | --> | 0.048 | 0 | 0.006 | 0 | 0 | Constrained, otherwise capacity available =46 kW | --> | E15 ex BEALISTOWN | Bealistown [T421,T422] | GREAT ISLAND |  | 52.298 | -6.7688
MV/LV Substation LE***728 |  | 20 kV | _ | LV | 200 kVA :Pole Substation | 0.2 | --> | 0.2 | 0.146 | 0.2 |  | --> | 0.19 | 0 | 0.05 | 0 | 0 | Constrained, otherwise capacity available =160 kW | --> | E15 ex BEALISTOWN | Bealistown [T421,T422] | GREAT ISLAND |  | 52.3116 | -6.7846
MV/LV Substation FO***732 |  | 20 kV | _ | LV | 50 kVA :Pole Substation | 0.05 | --> | 0.05 | 0.04 | 0.2 |  | --> | 0.048 | 0 | 0 | 0 | 0 | Constrained, otherwise capacity available =49 kW | --> | E15 ex BEALISTOWN | Bealistown [T421,T422] | GREAT ISLAND |  | 52.3147 | -6.7525
MV/LV Substation PO***739X |  | 10 kV | _ | LV | 50 kVA :Pole Substation | 0.05 | --> | 0.05 | 0.045 | 0.2 |  | --> | 0.048 | 0 | 0 | 0 | 0 | Constrained, otherwise capacity available =48 kW | --> | E17 ex BEALISTOWN | Bealistown [T421,T422] | GREAT ISLAND |  | 52.208 | -6.8543
MV/LV Substation LO***739Y |  | 20 kV | _ | LV | 50 kVA :Pole Substation | 0.05 | --> | 0.05 | 0.047 | 0.2 |  | --> | 0.048 | 0 | 0 | 0 | 0 | Constrained, otherwise capacity available =48 kW | --> | E15 ex BEALISTOWN | Bealistown [T421,T422] | GREAT ISLAND |  | 52.303 | -6.7643
MV/LV Substation FE***741Y |  | 10 kV | _ | LV | 100 kVA :Pole Substation | 0.1 | --> | 0.1 | 0.065 | 0.2 |  | --> | 0.095 | 0 | 0 | 0 | 0 | Constrained, otherwise capacity available =100 kW | --> | E17 ex BEALISTOWN | Bealistown [T421,T422] | GREAT ISLAND |  | 52.1829 | -6.8377
MV/LV Substation NE***741Z |  | 10 kV | _ | LV | 200 kVA :Building Structure | 0.2 | --> | 0.2 | 0 | 0 | Constrained, otherwise capacity available =200 kVA | --> | 0.19 | 0 | 0 | 0 | 0 | Constrained, otherwise capacity available =190 kW | --> | C20 ex KNOCKMULLEN | Knockmullen [T42,T421] | GREAT ISLAND |  | 52.3805 | -6.9607
MV/LV Substation PU***743Z |  | 10 kV | _ | LV | 400 kVA :Building Structure | 0.4 | --> | 0.4 | 0 | 0 | Constrained, otherwise capacity available =280 kVA | --> | 0.38 | 0 | 0 | 0 | 0 | Constrained, otherwise capacity available =396 kW | --> | C18 ex KNOCKMULLEN | Knockmullen [T42,T421] | GREAT ISLAND |  | 52.3913 | -6.9498
MV/LV Substation RA***748Y |  | 10 kV | _ | LV | 50 kVA :Pole Substation | 0.05 | --> | 0.05 | 0.039 | 0.2 |  | --> | 0.048 | 0 | 0 | 0 | 0 | Constrained, otherwise capacity available =49 kW | --> | E16 ex BEALISTOWN | Bealistown [T421,T422] | GREAT ISLAND |  | 52.2479 | -6.9202
MV/LV Substation BA***750 |  | 10 kV | _ | LV | 50 kVA :Pole Substation | 0.05 | --> | 0.05 | 0 | 0 | Constrained, otherwise capacity available =43 kVA | --> | 0.048 | 0 | 0 | 0 | 0 | Constrained, otherwise capacity available =48 kW | --> | E11 ex KNOCKMULLEN | Knockmullen [T42,T421] | GREAT ISLAND |  | 52.4237 | -6.8951
MV/LV Substation CO***753Y |  | 10 kV | _ | LV | 400 kVA :Kiosk Substation | 0.4 | --> | 0.4 | 0 | 0 | Constrained, otherwise capacity available =297 kVA | --> | 0.38 | 0 | 0 | 0 | 0 | Constrained, otherwise capacity available =394 kW | --> | C18 ex KNOCKMULLEN | Knockmullen [T42,T421] | GREAT ISLAND |  | 52.3879 | -6.9493
MV/LV Substation BO***754Y |  | 10 kV | _ | LV | 100 kVA :Pole Substation | 0.1 | --> | 0.1 | 0.091 | 0.2 |  | --> | 0.095 | 0 | 0.015 | 0 | 0 | Constrained, otherwise capacity available =85 kW | --> | E17 ex BEALISTOWN | Bealistown [T421,T422] | GREAT ISLAND |  | 52.2034 | -6.8552
MV/LV Substation GO***756 |  | 10 kV | _ | LV | 50 kVA :Pole Substation | 0.05 | --> | 0.05 | 0 | 0 | Constrained, otherwise capacity available =41 kVA | --> | 0.048 | 0 | 0 | 0 | 0 | Constrained, otherwise capacity available =49 kW | --> | E11 ex KNOCKMULLEN | Knockmullen [T42,T421] | GREAT ISLAND |  | 52.4393 | -6.8648
MV/LV Substation TE***756Y |  | 10 kV | _ | LV | 100 kVA :Pole Substation | 0.1 | --> | 0.1 | 0.095 | 0.2 |  | --> | 0.095 | 0 | 0 | 0 | 0 | Constrained, otherwise capacity available =96 kW | --> | E17 ex BEALISTOWN | Bealistown [T421,T422] | GREAT ISLAND |  | 52.1676 | -6.8857
MV/LV Substation BA***758X |  | 20 kV | _ | LV | 50 kVA :Pole Substation | 0.05 | --> | 0.05 | 0.043 | 0.2 |  | --> | 0.048 | 0 | 0 | 0 | 0 | Constrained, otherwise capacity available =48 kW | --> | E15 ex BEALISTOWN | Bealistown [T421,T422] | GREAT ISLAND |  | 52.277 | -6.8345
MV/LV Substation BA***761X |  | 20 kV | _ | LV | 50 kVA :Pole Substation | 0.05 | --> | 0.05 | 0 | 0 | Constrained, otherwise capacity available =34 kVA | --> | 0.048 | 0 | 0 | 0 | 0 | Constrained, otherwise capacity available =50 kW | --> | C20 ex KNOCKMULLEN | Knockmullen [T42,T421] | GREAT ISLAND |  | 52.3131 | -6.8518
MV/LV Substation ST***765Y |  | 10 kV | _ | LV | 100 kVA :Pole Substation | 0.1 | --> | 0.1 | 0 | 0 | Constrained, otherwise capacity available =71 kVA | --> | 0.095 | 0 | 0.007 | 0 | 0 | Constrained, otherwise capacity available =94 kW | --> | C14 ex KNOCKMULLEN | Knockmullen [T42,T421] | GREAT ISLAND |  | 52.4003 | -6.9314
MV/LV Substation BO***768 |  | 10 kV | _ | LV | 100 kVA :Pole Substation | 0.1 | --> | 0.1 | 0 | 0 | Constrained, otherwise capacity available =91 kVA | --> | 0.095 | 0 | 0.005 | 0 | 0 | Constrained, otherwise capacity available =93 kW | --> | E11 ex KNOCKMULLEN | Knockmullen [T42,T421] | GREAT ISLAND |  | 52.4398 | -6.883
MV/LV Substation BA***773Y |  | 20 kV | _ | LV | 100 kVA :Pole Substation | 0.1 | --> | 0.1 | 0 | 0 | Constrained, otherwise capacity available =73 kVA | --> | 0.095 | 0 | 0 | 0 | 0 | Constrained, otherwise capacity available =99 kW | --> | C20 ex KNOCKMULLEN | Knockmullen [T42,T421] | GREAT ISLAND |  | 52.3388 | -6.9496
MV/LV Substation BA***776 |  | 10 kV | _ | LV | 200 kVA :Pole Substation | 0.2 | --> | 0.2 | 0 | 0 | Constrained, otherwise capacity available =177 kVA | --> | 0.19 | 0 | 0 | 0 | 0 | Constrained, otherwise capacity available =193 kW | --> | E11 ex KNOCKMULLEN | Knockmullen [T42,T421] | GREAT ISLAND |  | 52.4548 | -6.8773
MV/LV Substation CA***776X |  | 20 kV | _ | LV | 400 kVA :Building Structure | 0.4 | --> | 0.4 | 0.205 | 0.2 | Constrained, otherwise capacity available =288 kVA | --> | 0.38 | 0 | 0.006 | 0 | 0 | Constrained, otherwise capacity available =391 kW | --> | E16 ex BEALISTOWN | Bealistown [T421,T422] | GREAT ISLAND |  | 52.2862 | -6.9406
MV/LV Substation BA***777 |  | 10 kV | _ | LV | 200 kVA :Pole Substation | 0.2 | --> | 0.2 | 0 | 0 | Constrained, otherwise capacity available =123 kVA | --> | 0.19 | 0 | 0 | 0 | 0 | Constrained, otherwise capacity available =200 kW | --> | E11 ex KNOCKMULLEN | Knockmullen [T42,T421] | GREAT ISLAND |  | 52.4485 | -6.8646
MV/LV Substation FR***778X |  | 10 kV | _ | LV | 50 kVA :Pole Substation | 0.05 | --> | 0.05 | 0.048 | 0.2 |  | --> | 0.048 | 0 | 0 | 0 | 0 | Constrained, otherwise capacity available =48 kW | --> | E16 ex BEALISTOWN | Bealistown [T421,T422] | GREAT ISLAND |  | 52.2469 | -6.9002
MV/LV Substation RO***779X |  | 10 kV | _ | LV | 400 kVA :Kiosk Substation | 0.4 | --> | 0.4 | 0 | 0 | Constrained, otherwise capacity available =333 kVA | --> | 0.38 | 0 | 0 | 0 | 0 | Constrained, otherwise capacity available =389 kW | --> | E11 ex KNOCKMULLEN | Knockmullen [T42,T421] | GREAT ISLAND |  | 52.4051 | -6.9221
MV/LV Substation BA***780X |  | 10 kV | _ | LV | 100 kVA :Pole Substation | 0.1 | --> | 0.1 | 0 | 0 | Constrained, otherwise capacity available =43 kVA | --> | 0.095 | 0 | 0 | 0 | 0 | Constrained, otherwise capacity available =102 kW | --> | E11 ex KNOCKMULLEN | Knockmullen [T42,T421] | GREAT ISLAND |  | 52.4623 | -6.8887
MV/LV Substation GO***781Y |  | 10 kV | _ | LV | 50 kVA :Pole Substation | 0.05 | --> | 0.05 | 0.04 | 0.24 |  | --> | 0.048 | 0 | 0 | 0 | 0 | Constrained, otherwise capacity available =49 kW | --> | C14 ex ROSBERCON | Rosbercon [T41,T42] | WATERFORD |  | 52.4027 | -6.9735
MV/LV Substation NO***782Y |  | 10 kV | _ | LV | 200 kVA :Pole Substation | 0.2 | --> | 0.2 | 0 | 0 | Constrained, otherwise capacity available =174 kVA | --> | 0.19 | 0 | 0 | 0 | 0 | Constrained, otherwise capacity available =194 kW | --> | C18 ex KNOCKMULLEN | Knockmullen [T42,T421] | GREAT ISLAND |  | 52.3855 | -6.9504
MV/LV Substation NE***783Y |  | 20 kV | _ | LV | 100 kVA :Pole Substation | 0.1 | --> | 0.1 | 0 | 0 | Constrained, otherwise capacity available =94 kVA | --> | 0.095 | 0 | 0 | 0 | 0 | Constrained, otherwise capacity available =96 kW | --> | E17 ex KNOCKMULLEN | Knockmullen [T42,T421] | GREAT ISLAND |  | 52.396 | -6.9048
MV/LV Substation TI***788Y |  | 10 kV | _ | LV | 100 kVA :Pole Substation | 0.1 | --> | 0.1 | 0.098 | 0.2 |  | --> | 0.095 | 0 | 0 | 0 | 0 | Constrained, otherwise capacity available =95 kW | --> | E17 ex BEALISTOWN | Bealistown [T421,T422] | GREAT ISLAND |  | 52.2478 | -6.8381
MV/LV Substation VI***795 |  | 10 kV | _ | LV | 50 kVA :Pole Substation | 0.05 | --> | 0.05 | 0 | 0 | Constrained, otherwise capacity available =46 kVA | --> | 0.048 | 0 | 0 | 0.048 | 0 |  | --> | E15 ex CLONROCHE | Clonroche [T421,T422] | WEXFORD |  | 52.4629 | -6.837
MV/LV Substation CA***806Y |  | 10 kV | _ | LV | 200 kVA :Kiosk Substation | 0.2 | --> | 0.2 | 0 | 0 | Constrained, otherwise capacity available =195 kVA | --> | 0.19 | 0 | 0 | 0 | 0 | Constrained, otherwise capacity available =191 kW | --> | C20 ex KNOCKMULLEN | Knockmullen [T42,T421] | GREAT ISLAND |  | 52.3823 | -6.9548
MV/LV Substation NE***811X |  | 10 kV | _ | LV | 50 kVA :Pole Substation | 0.05 | --> | 0.05 | 0 | 0 | Constrained, otherwise capacity available =43 kVA | --> | 0.048 | 0 | 0.005 | 0 | 0 | Constrained, otherwise capacity available =45 kW | --> | E11 ex KNOCKMULLEN | Knockmullen [T42,T421] | GREAT ISLAND |  | 52.4245 | -6.9218
MV/LV Substation IR***813Y |  | 10 kV | _ | LV | 50 kVA :Pole Substation | 0.05 | --> | 0.05 | 0 | 0 | Constrained, otherwise capacity available =37 kVA | --> | 0.048 | 0 | 0 | 0 | 0 | Constrained, otherwise capacity available =49 kW | --> | C14 ex KNOCKMULLEN | Knockmullen [T42,T421] | GREAT ISLAND |  | 52.4001 | -6.9345
MV/LV Substation CL***815 |  | 10 kV | _ | LV | 50 kVA :Pole Substation | 0.05 | --> | 0.05 | 0 | 0 | Constrained, otherwise capacity available =48 kVA | --> | 0.048 | 0 | 0 | 0.048 | 0 |  | --> | E15 ex CLONROCHE | Clonroche [T421,T422] | WEXFORD |  | 52.4333 | -6.8182
MV/LV Substation BA***815X |  | 10 kV | _ | LV | 50 kVA :Pole Substation | 0.05 | --> | 0.05 | 0 | 0 | Constrained, otherwise capacity available =49 kVA | --> | 0.048 | 0 | 0 | 0 | 0 | Constrained, otherwise capacity available =48 kW | --> | E11 ex KNOCKMULLEN | Knockmullen [T42,T421] | GREAT ISLAND |  | 52.4186 | -6.8921
MV/LV Substation JC***819Y |  | 10 kV | _ | LV | 100 kVA :Pole Substation | 0.1 | --> | 0.1 | 0 | 0 | Constrained, otherwise capacity available =94 kVA | --> | 0.095 | 0 | 0.015 | 0 | 0 | Constrained, otherwise capacity available =85 kW | --> | C14 ex KNOCKMULLEN | Knockmullen [T42,T421] | GREAT ISLAND |  | 52.3841 | -6.932
MV/LV Substation HA***821Y |  | 20 kV | _ | LV | 100 kVA :Pole Substation | 0.1 | --> | 0.1 | 0 | 0 | Constrained, otherwise capacity available =43 kVA | --> | 0.095 | 0 | 0 | 0.102 | 0 |  | --> | E15 ex CLONROCHE | Clonroche [T421,T422] | WEXFORD |  | 52.4284 | -6.8154
MV/LV Substation KN***825X |  | 20 kV | _ | LV | 200 kVA :Pole Substation | 0.2 | --> | 0.2 | 0 | 0 | Constrained, otherwise capacity available =190 kVA | --> | 0.19 | 0 | 0.005 | 0.188 | 0 |  | --> | E15 ex CLONROCHE | Clonroche [T421,T422] | WEXFORD |  | 52.4424 | -6.7851
MV/LV Substation MO***839 |  | 10 kV | _ | LV | 50 kVA :Pole Substation | 0.05 | --> | 0.05 | 0 | 0 | Constrained, otherwise capacity available =34 kVA | --> | 0.048 | 0 | 0.02 | 0 | 0 | Constrained, otherwise capacity available =35 kW | --> | C14 ex KNOCKMULLEN | Knockmullen [T42,T421] | GREAT ISLAND |  | 52.4088 | -6.937
MV/LV Substation FE***847Y |  | 10 kV | _ | LV | 50 kVA :Pole Substation | 0.05 | --> | 0.05 | 0.049 | 0.2 |  | --> | 0.048 | 0 | 0 | 0 | 0 | Constrained, otherwise capacity available =48 kW | --> | E17 ex BEALISTOWN | Bealistown [T421,T422] | GREAT ISLAND |  | 52.1946 | -6.8461
MV/LV Substation RA***860Y |  | 10 kV | _ | LV | 100 kVA :Pole Substation | 0.1 | --> | 0.1 | 0.092 | 0.2 |  | --> | 0.095 | 0 | 0 | 0 | 0 | Constrained, otherwise capacity available =96 kW | --> | E17 ex BEALISTOWN | Bealistown [T421,T422] | GREAT ISLAND |  | 52.1816 | -6.8388
MV/LV Substation GT***864Y |  | 20 kV | _ | LV | 50 kVA :Pole Substation | 0.05 | --> | 0.05 | 0 | 0 | Constrained, otherwise capacity available =48 kVA | --> | 0.048 | 0 | 0 | 0 | 0 | Constrained, otherwise capacity available =48 kW | --> | C20 ex KNOCKMULLEN | Knockmullen [T42,T421] | GREAT ISLAND |  | 52.2849 | -6.9973
MV/LV Substation BA***866Y |  | 10 kV | _ | LV | 50 kVA :Pole Substation | 0.05 | --> | 0.05 | 0 | 0 | Constrained, otherwise capacity available =38 kVA | --> | 0.048 | 0 | 0.005 | 0.045 | 0 |  | --> | E15 ex CLONROCHE | Clonroche [T421,T422] | WEXFORD |  | 52.4615 | -6.8349
MV/LV Substation AD***876 |  | 20 kV | _ | LV | 400 kVA :Kiosk Substation | 0.4 | --> | 0.4 | 0 | 0 | Constrained, otherwise capacity available =292 kVA | --> | 0.38 | 0 | 0.038 | 0.366 | 0 |  | --> | E11 ex CLONROCHE | Clonroche [T421,T422] | WEXFORD |  | 52.3919 | -6.7198
MV/LV Substation TH***880Y |  | 10 kV | _ | LV | 400 kVA :Kiosk Substation | 0.4 | --> | 0.4 | 0 | 0 | Constrained, otherwise capacity available =243 kVA | --> | 0.38 | 0 | 0.022 | 0 | 0 | Constrained, otherwise capacity available =384 kW | --> | C14 ex KNOCKMULLEN | Knockmullen [T42,T421] | GREAT ISLAND |  | 52.3926 | -6.939
MV/LV Substation CH***890Y |  | 10 kV | _ | LV | 400 kVA :Kiosk Substation | 0.4 | --> | 0.4 | 0 | 0 | Constrained, otherwise capacity available =330 kVA | --> | 0.38 | 0 | 0.02 | 0 | 0 | Constrained, otherwise capacity available =375 kW | --> | C14 ex KNOCKMULLEN | Knockmullen [T42,T421] | GREAT ISLAND |  | 52.3891 | -6.9354
MV/LV Substation DU***899Y |  | 10 kV | _ | LV | 50 kVA :Pole Substation | 0.05 | --> | 0.05 | 0.048 | 0.2 |  | --> | 0.048 | 0 | 0 | 0 | 0 | Constrained, otherwise capacity available =48 kW | --> | E16 ex BEALISTOWN | Bealistown [T421,T422] | GREAT ISLAND |  | 52.2429 | -6.9348
MV/LV Substation BR***900Y |  | 10 kV | _ | LV | 400 kVA :Kiosk Substation | 0.4 | --> | 0.4 | 0 | 0 | Constrained, otherwise capacity available =209 kVA | --> | 0.38 | 0 | 0 | 0 | 0 | Constrained, otherwise capacity available =405 kW | --> | C18 ex KNOCKMULLEN | Knockmullen [T42,T421] | GREAT ISLAND |  | 52.3873 | -6.944
MV/LV Substation AR***914Y |  | 10 kV | _ | LV | 50 kVA :Pole Substation | 0.05 | --> | 0.05 | 0.044 | 0.2 |  | --> | 0.048 | 0 | 0 | 0 | 0 | Constrained, otherwise capacity available =48 kW | --> | E16 ex BEALISTOWN | Bealistown [T421,T422] | GREAT ISLAND |  | 52.2435 | -6.9491
MV/LV Substation RA***915X |  | 10 kV | _ | LV | 630 kVA :Building Structure | 0.63 | --> | 0.63 | 0.239 | 0.24 | Constrained, otherwise capacity available =582 kVA | --> | 0.598 | 0 | 0 | 0 | 0 | Constrained, otherwise capacity available =605 kW | --> | C15 ex ROSBERCON | Rosbercon [T41,T42] | WATERFORD |  | 52.3844 | -6.9628
MV/LV Substation GR***915Y |  | 10 kV | _ | LV | 100 kVA :Pole Substation | 0.1 | --> | 0.1 | 0.087 | 0.2 |  | --> | 0.095 | 0 | 0.007 | 0 | 0 | Constrained, otherwise capacity available =92 kW | --> | E17 ex BEALISTOWN | Bealistown [T421,T422] | GREAT ISLAND |  | 52.1951 | -6.8413
MV/LV Substation BI***919 |  | 20 kV | _ | LV | 100 kVA :Pole Substation | 0.1 | --> | 0.1 | 0.077 | 0.2 |  | --> | 0.095 | 0 | 0.042 | 0 | 0 | Constrained, otherwise capacity available =67 kW | --> | E15 ex BEALISTOWN | Bealistown [T421,T422] | GREAT ISLAND |  | 52.2673 | -6.7559
MV/LV Substation LA***920Y |  | 10 kV | _ | LV | 200 kVA :Pole Substation | 0.2 | --> | 0.2 | 0 | 0 | Constrained, otherwise capacity available =186 kVA | --> | 0.19 | 0 | 0.006 | 0 | 0 | Constrained, otherwise capacity available =187 kW | --> | C14 ex KNOCKMULLEN | Knockmullen [T42,T421] | GREAT ISLAND |  | 52.3998 | -6.9288
MV/LV Substation BA***921X |  | 10 kV | _ | LV | 50 kVA :Pole Substation | 0.05 | --> | 0.05 | 0 | 0 | Constrained, otherwise capacity available =37 kVA | --> | 0.048 | 0 | 0 | 0 | 0 | Constrained, otherwise capacity available =49 kW | --> | E11 ex KNOCKMULLEN | Knockmullen [T42,T421] | GREAT ISLAND |  | 52.447 | -6.8684
MV/LV Substation NE***923 |  | 20 kV | _ | LV | 50 kVA :Pole Substation | 0.05 | --> | 0.05 | 0 | 0 | Constrained, otherwise capacity available =42 kVA | --> | 0.048 | 0 | 0.015 | 0 | 0 | Constrained, otherwise capacity available =38 kW | --> | E17 ex KNOCKMULLEN | Knockmullen [T42,T421] | GREAT ISLAND |  | 52.3414 | -6.7941
MV/LV Substation FE***923Y |  | 10 kV | _ | LV | 100 kVA :Pole Substation | 0.1 | --> | 0.1 | 0.035 | 0.2 |  | --> | 0.095 | 0 | 0.044 | 0 | 0 | Constrained, otherwise capacity available =71 kW | --> | E17 ex BEALISTOWN | Bealistown [T421,T422] | GREAT ISLAND |  | 52.1893 | -6.8411
MV/LV Substation WE***929X |  | 20 kV | _ | LV | 200 kVA :Pole Substation | 0.2 | --> | 0.2 | 0.193 | 0.2 |  | --> | 0.19 | 0 | 0 | 0 | 0 | Constrained, otherwise capacity available =191 kW | --> | E15 ex BEALISTOWN | Bealistown [T421,T422] | GREAT ISLAND |  | 52.269 | -6.7549
MV/LV Substation BA***930Y |  | 10 kV | _ | LV | 200 kVA :Pole Substation | 0.2 | --> | 0.2 | 0.082 | 0.2 |  | --> | 0.19 | 0 | 0 | 0 | 0 | Constrained, otherwise capacity available =206 kW | --> | E17 ex BEALISTOWN | Bealistown [T421,T422] | GREAT ISLAND |  | 52.2615 | -6.8623
MV/LV Substation BA***936X |  | 10 kV | _ | LV | 630 kVA :Kiosk Substation | 0.63 | --> | 0.63 | 0 | 0 | Constrained, otherwise capacity available =284 kVA | --> | 0.598 | 0 | 0 | 0 | 0 | Constrained, otherwise capacity available =644 kW | --> | C18 ex KNOCKMULLEN | Knockmullen [T42,T421] | GREAT ISLAND |  | 52.3953 | -6.9435
MV/LV Substation SP***939X |  | 20 kV | _ | LV | 50 kVA :Pole Substation | 0.05 | --> | 0.05 | 0 | 0 | Constrained, otherwise capacity available =38 kVA | --> | 0.048 | 0 | 0.005 | 0 | 0 | Constrained, otherwise capacity available =45 kW | --> | E17 ex KNOCKMULLEN | Knockmullen [T42,T421] | GREAT ISLAND |  | 52.3942 | -6.828
MV/LV Substation RE***948X |  | 10 kV | _ | LV | 100 kVA :Pole Substation | 0.1 | --> | 0.1 | 0 | 0 | Constrained, otherwise capacity available =93 kVA | --> | 0.095 | 0 | 0.005 | 0 | 0 | Constrained, otherwise capacity available =92 kW | --> | C14 ex KNOCKMULLEN | Knockmullen [T42,T421] | GREAT ISLAND |  | 52.393 | -6.9326
MV/LV Substation GL***948Y |  | 10 kV | _ | LV | 400 kVA :Kiosk Substation | 0.4 | --> | 0.4 | 0.239 | 0.24 | Constrained, otherwise capacity available =372 kVA | --> | 0.38 | 0 | 0.005 | 0 | 0 | Constrained, otherwise capacity available =380 kW | --> | C15 ex ROSBERCON | Rosbercon [T41,T42] | WATERFORD |  | 52.3955 | -6.9542
MV/LV Substation MA***949X |  | 10 kV | _ | LV | 400 kVA :Building Structure | 0.4 | --> | 0.4 | 0 | 0 | Constrained, otherwise capacity available =386 kVA | --> | 0.38 | 0 | 0 | 0 | 0 | Constrained, otherwise capacity available =382 kW | --> | C20 ex KNOCKMULLEN | Knockmullen [T42,T421] | GREAT ISLAND |  | 52.3835 | -6.9575
MV/LV Substation BA***952Y |  | 10 kV | _ | LV | 50 kVA :Pole Substation | 0.05 | --> | 0.05 | 0.048 | 0.2 |  | --> | 0.048 | 0 | 0 | 0 | 0 | Constrained, otherwise capacity available =48 kW | --> | E17 ex BEALISTOWN | Bealistown [T421,T422] | GREAT ISLAND |  | 52.2111 | -6.8637
MV/LV Substation I ***954X |  | 10 kV | _ | LV | 630 kVA :Building Structure | 0.63 | --> | 0.63 | 0.239 | 0.24 | Constrained, otherwise capacity available =560 kVA | --> | 0.598 | 0 | 0 | 0 | 0 | Constrained, otherwise capacity available =608 kW | --> | C15 ex ROSBERCON | Rosbercon [T41,T42] | WATERFORD |  | 52.3855 | -6.9642
MV/LV Substation L ***958X |  | 10 kV | _ | LV | 630 kVA :Kiosk Substation | 0.63 | --> | 0.63 | 0 | 0 | Constrained, otherwise capacity available =560 kVA | --> | 0.598 | 0 | 0 | 0 | 0 | Constrained, otherwise capacity available =608 kW | --> | C18 ex KNOCKMULLEN | Knockmullen [T42,T421] | GREAT ISLAND |  | 52.3943 | -6.9457
MV/LV Substation MO***959X |  | 10 kV | _ | LV | 400 kVA :Kiosk Substation | 0.4 | --> | 0.4 | 0 | 0 | Constrained, otherwise capacity available =318 kVA | --> | 0.38 | 0 | 0.006 | 0 | 0 | Constrained, otherwise capacity available =387 kW | --> | C14 ex KNOCKMULLEN | Knockmullen [T42,T421] | GREAT ISLAND |  | 52.3937 | -6.9351
MV/LV Substation BA***960 |  | 20 kV | _ | LV | 100 kVA :Pole Substation | 0.1 | --> | 0.1 | 0.092 | 0.2 |  | --> | 0.095 | 0 | 0.005 | 0 | 0 | Constrained, otherwise capacity available =92 kW | --> | E15 ex BEALISTOWN | Bealistown [T421,T422] | GREAT ISLAND |  | 52.2872 | -6.8453
MV/LV Substation CL***961Y |  | 20 kV | _ | LV | 100 kVA :Pole Substation | 0.1 | --> | 0.1 | 0.084 | 0.2 |  | --> | 0.095 | 0 | 0 | 0 | 0 | Constrained, otherwise capacity available =97 kW | --> | E15 ex BEALISTOWN | Bealistown [T421,T422] | GREAT ISLAND |  | 52.2618 | -6.7807
MV/LV Substation ST***962Y |  | 10 kV | _ | LV | 200 kVA :Kiosk Substation | 0.2 | --> | 0.2 | 0 | 0 | Constrained, otherwise capacity available =148 kVA | --> | 0.19 | 0 | 0.009 | 0 | 0 | Constrained, otherwise capacity available =190 kW | --> | C14 ex KNOCKMULLEN | Knockmullen [T42,T421] | GREAT ISLAND |  | 52.389 | -6.932
MV/LV Substation CL***964Y |  | 20 kV | _ | LV | 100 kVA :Pole Substation | 0.1 | --> | 0.1 | 0 | 0 | Constrained, otherwise capacity available =97 kVA | --> | 0.095 | 0 | 0 | 0.095 | 0 |  | --> | E15 ex CLONROCHE | Clonroche [T421,T422] | WEXFORD |  | 52.4401 | -6.8078
MV/LV Substation BE***982Y |  | 10 kV | _ | LV | 400 kVA :Kiosk Substation | 0.4 | --> | 0.4 | 0 | 0 | Constrained, otherwise capacity available =310 kVA | --> | 0.38 | 0 | 0.005 | 0 | 0 | Constrained, otherwise capacity available =388 kW | --> | C14 ex KNOCKMULLEN | Knockmullen [T42,T421] | GREAT ISLAND |  | 52.4042 | -6.9381
MV/LV Substation DO***984Y |  | 10 kV | _ | LV | 200 kVA :Kiosk Substation | 0.2 | --> | 0.2 | 0 | 0 | Constrained, otherwise capacity available =159 kVA | --> | 0.19 | 0 | 0.022 | 0 | 0 | Constrained, otherwise capacity available =179 kW | --> | C14 ex KNOCKMULLEN | Knockmullen [T42,T421] | GREAT ISLAND |  | 52.3905 | -6.9342
MV/LV Substation IR***989 |  | 10 kV | _ | LV | 50 kVA :Pole Substation | 0.05 | --> | 0.05 | 0 | 0 | Constrained, otherwise capacity available =26 kVA | --> | 0.048 | 0 | 0.006 | 0 | 0 | Constrained, otherwise capacity available =46 kW | --> | C14 ex KNOCKMULLEN | Knockmullen [T42,T421] | GREAT ISLAND |  | 52.3999 | -6.9347
MV/LV Substation WO***989Y |  | 10 kV | _ | LV | 400 kVA :Kiosk Substation | 0.4 | --> | 0.4 | 0 | 0 | Constrained, otherwise capacity available =296 kVA | --> | 0.38 | 0 | 0 | 0 | 0 | Constrained, otherwise capacity available =394 kW | --> | E11 ex KNOCKMULLEN | Knockmullen [T42,T421] | GREAT ISLAND |  | 52.3978 | -6.9264
MV/LV Substation BA***991Y |  | 10 kV | _ | LV | 100 kVA :Pole Substation | 0.1 | --> | 0.1 | 0.092 | 0.2 |  | --> | 0.095 | 0 | 0 | 0 | 0 | Constrained, otherwise capacity available =96 kW | --> | E16 ex BEALISTOWN | Bealistown [T421,T422] | GREAT ISLAND |  | 52.2176 | -6.9181
MV/LV Substation DU***992Y |  | 20 kV | _ | LV | 200 kVA :Pole Substation | 0.2 | --> | 0.2 | 0 | 0 | Constrained, otherwise capacity available =193 kVA | --> | 0.19 | 0 | 0 | 0 | 0 | Constrained, otherwise capacity available =191 kW | --> | C20 ex KNOCKMULLEN | Knockmullen [T42,T421] | GREAT ISLAND |  | 52.3214 | -6.8843
MV/LV Substation CU***993X |  | 20 kV | _ | LV | 200 kVA :Pole Substation | 0.2 | --> | 0.2 | 0.199 | 0.2 |  | --> | 0.19 | 0 | 0 | 0 | 0 | Constrained, otherwise capacity available =190 kW | --> | E16 ex BEALISTOWN | Bealistown [T421,T422] | GREAT ISLAND |  | 52.2573 | -6.9033
MV/LV Substation GO***999X |  | 10 kV | _ | LV | 400 kVA :Building Structure | 0.4 | --> | 0.4 | 0 | 0 | Constrained, otherwise capacity available =353 kVA | --> | 0.38 | 0 | 0.004 | 0 | 0 | Constrained, otherwise capacity available =383 kW | --> | C14 ex KNOCKMULLEN | Knockmullen [T42,T421] | GREAT ISLAND |  | 52.3952 | -6.9303
MV/LV Substation RO***001 |  | 10 kV | _ | LV | 400 kVA :Kiosk Substation | 0.4 | --> | 0.4 | 0.261 | 3.82 |  | --> | 0.38 | 0 | 0.004 | 0.396 | 0 |  | --> | C20 ex WATERFORD | Waterford [T41,T42] | WATERFORD |  | 52.2626 | -7.124
MV/LV Substation BA***002 |  | 10 kV | _ | LV | 630 kVA :Kiosk Substation | 0.63 | --> | 0.63 | 0.303 | 3.82 |  | --> | 0.598 | 0 | 0.011 | 0.5 | 0 |  | --> | C19 ex WATERFORD | Waterford [T41,T42] | WATERFORD |  | 52.2601 | -7.1173
MV/LV Substation BR***003 |  | 10 kV | _ | LV | 400 kVA :Building Structure | 0.4 | --> | 0.4 | 0.122 | 3.82 |  | --> | 0.38 | 0 | 0 | 0.416 | 0 |  | --> | C13 ex WATERFORD | Waterford [T41,T42] | WATERFORD |  | 52.2642 | -7.1194
MV/LV Substation WI***003Y |  | 10 kV | _ | LV | 400 kVA :Building Structure | 0.4 | --> | 0.4 | 0.36 | 0.53 |  | --> | 0.38 | 0 | 0 | 0.386 | 0 |  | --> | C16 ex MANOR STREET | Manor Street [T41,T42] | WATERFORD |  | 52.2591 | -7.1045
MV/LV Substation CL***004 |  | 10 kV | _ | LV | 630 kVA :Kiosk Substation | 0.63 | --> | 0.63 | 0.5 | 0.53 |  | --> | 0.598 | 0 | 0 | 0.5 | 0 |  | --> | C17 ex MANOR STREET | Manor Street [T41,T42] | WATERFORD |  | 52.2622 | -7.1105
MV/LV Substation RE***005 |  | 10 kV | _ | LV | 630 kVA :Kiosk Substation | 0.63 | --> | 0.63 | 0.468 | 0.53 |  | --> | 0.598 | 0 | 0 | 0.5 | 0 |  | --> | C13 ex MANOR STREET | Manor Street [T41,T42] | WATERFORD |  | 52.2605 | -7.1056
MV/LV Substation IE***005Y |  | 10 kV | _ | LV | 630 kVA :Building Structure | 0.63 | --> | 0.63 | 0.303 | 0.95 |  | --> | 0.598 | 0 | 0 | 0.5 | 0 |  | --> | C22 ex TYCOR | Tycor [T41,T42] | WATERFORD |  | 52.2573 | -7.1469
MV/LV Substation PA***007 |  | 10 kV | _ | LV | 400 kVA :Building Structure | 0.4 | --> | 0.4 | 0.18 | 0.53 |  | --> | 0.38 | 0 | 0.012 | 0.4 | 0 |  | --> | C16 ex MANOR STREET | Manor Street [T41,T42] | WATERFORD |  | 52.2507 | -7.1022
MV/LV Substation JO***008 |  | 10 kV | _ | LV | 630 kVA :Building Structure | 0.63 | --> | 0.63 | 0.16 | 0.53 |  | --> | 0.598 | 0 | 0.008 | 0.5 | 0 |  | --> | C12 ex MANOR STREET | Manor Street [T41,T42] | WATERFORD |  | 52.2572 | -7.1121
MV/LV Substation BA***009 |  | 10 kV | _ | LV | 630 kVA :Kiosk Substation | 0.63 | --> | 0.63 | 0.186 | 0.95 |  | --> | 0.598 | 0 | 0.045 | 0.5 | 0 |  | --> | C13 ex TYCOR | Tycor [T41,T42] | WATERFORD |  | 52.2556 | -7.1214
MV/LV Substation BE***010Y |  | 10 kV | _ | LV | 400 kVA :Building Structure | 0.4 | --> | 0.4 | 0 | 0 | Constrained, otherwise capacity available =305 kVA | --> | 0.38 | 0 | 0.047 | 0 | 0 | Constrained, otherwise capacity available =358 kW | --> | C30 ex WATERFORD IND EST | Waterford Ind Est [T41,T42,T44] | BUTLERSTOWN |  | 52.2541 | -7.1364
MV/LV Substation GE***012 |  | 10 kV | _ | LV | 400 kVA :Building Structure | 0.4 | --> | 0.4 | 0 | 0 | Constrained, otherwise capacity available =207 kVA | --> | 0.38 | 0 | 0.025 | 0 | 0 | Constrained, otherwise capacity available =387 kW | --> | C12 ex GRANGE (SR) | Grange (sr) [T41,T42] | BUTLERSTOWN |  | 52.2444 | -7.1098
MV/LV Substation GO***013 |  | 10 kV | _ | LV | 400 kVA :Kiosk Substation | 0.4 | --> | 0.4 | 0.368 | 8.16 |  | --> | 0.38 | 0 | 0.015 | 0.373 | 0 |  | --> | C13 ex MOUNT MISERY | Mount Misery [T41,T42] | WATERFORD |  | 52.2689 | -7.1218
MV/LV Substation FL***014 |  | 10 kV | _ | LV | 400 kVA :Kiosk Substation | 0.4 | --> | 0.4 | 0.392 | 8.16 |  | --> | 0.38 | 0 | 0.005 | 0.377 | 0 |  | --> | C13 ex MOUNT MISERY | Mount Misery [T41,T42] | WATERFORD |  | 52.2653 | -7.109
MV/LV Substation FO***014Y |  | 10 kV | _ | LV | 400 kVA :Kiosk Substation | 0.4 | --> | 0.4 | 0 | 0 | Constrained, otherwise capacity available =293 kVA | --> | 0.38 | 0 | 0.037 | 0 | 0 | Constrained, otherwise capacity available =367 kW | --> | E12 ex KILCARRAGH | Kilcarragh [T421,T422] | BUTLERSTOWN |  | 52.2392 | -7.0716
MV/LV Substation PA***015Y |  | 10 kV | _ | LV | 400 kVA :Kiosk Substation | 0.4 | --> | 0.4 | 0.371 | 0.53 |  | --> | 0.38 | 0 | 0 | 0.384 | 0 |  | --> | C16 ex MANOR STREET | Manor Street [T41,T42] | WATERFORD |  | 52.2576 | -7.1023
MV/LV Substation LI***016 |  | 10 kV | _ | LV | 630 kVA :Kiosk Substation | 0.63 | --> | 0.63 | 0.424 | 0.53 |  | --> | 0.598 | 0 | 0.02 | 0.5 | 0 |  | --> | C22 ex MANOR STREET | Manor Street [T41,T42] | WATERFORD |  | 52.2606 | -7.1126
MV/LV Substation KI***016Y |  | 10 kV | _ | LV | 50 kVA :Pole Substation | 0.05 | --> | 0.05 | 0.046 | 8.16 |  | --> | 0.048 | 0 | 0 | 0.048 | 0 |  | --> | C13 ex MOUNT MISERY | Mount Misery [T41,T42] | WATERFORD |  | 52.2571 | -7.0841
MV/LV Substation MA***017Y |  | 10 kV | _ | LV | 200 kVA :Kiosk Substation | 0.2 | --> | 0.2 | 0 | 0 | Constrained, otherwise capacity available =125 kVA | --> | 0.19 | 0 | 0.025 | 0 | 0 | Constrained, otherwise capacity available =182 kW | --> | C16 ex GRANGE (SR) | Grange (sr) [T41,T42] | BUTLERSTOWN |  | 52.2447 | -7.0893
MV/LV Substation TY***019 |  | 10 kV | _ | LV | 630 kVA :Building Structure | 0.63 | --> | 0.63 | 0.444 | 0.95 |  | --> | 0.598 | 0 | 0.002 | 0.5 | 0 |  | --> | C18 ex TYCOR | Tycor [T41,T42] | WATERFORD |  | 52.2565 | -7.1294
MV/LV Substation WI***019Y |  | 10 kV | _ | LV | 200 kVA :Kiosk Substation | 0.2 | --> | 0.2 | 0 | 0 | Constrained, otherwise capacity available =113 kVA | --> | 0.19 | 0 | 0.05 | 0 | 0 | Constrained, otherwise capacity available =164 kW | --> | C17 ex GRANGE (SR) | Grange (sr) [T41,T42] | BUTLERSTOWN |  | 52.242 | -7.0967
MV/LV Substation CO***020 |  | 10 kV | _ | LV | 200 kVA :Pole Substation | 0.2 | --> | 0.2 | 0.166 | 8.16 |  | --> | 0.19 | 0 | 0.006 | 0.19 | 0 |  | --> | C11 ex MOUNT MISERY | Mount Misery [T41,T42] | WATERFORD |  | 52.2744 | -7.1341
MV/LV Substation NE***021 |  | 10 kV | _ | LV | 200 kVA :Pole Substation | 0.2 | --> | 0.2 | 0.142 | 8.16 |  | --> | 0.19 | 0 | 0.021 | 0.182 | 0 |  | --> | C11 ex MOUNT MISERY | Mount Misery [T41,T42] | WATERFORD |  | 52.2728 | -7.1317
MV/LV Substation ST***022 |  | 10 kV | _ | LV | 200 kVA :Building Structure | 0.2 | --> | 0.2 | 0.147 | 0.53 |  | --> | 0.19 | 0 | 0 | 0.197 | 0 |  | --> | C16 ex MANOR STREET | Manor Street [T41,T42] | WATERFORD |  | 52.2461 | -7.1035
MV/LV Substation GR***022Y |  | 10 kV | _ | LV | 630 kVA :Building Structure | 0.63 | --> | 0.63 | 0.5 | 0.53 | Constrained, otherwise capacity available =548 kVA | --> | 0.598 | 0 | 0 | 0.5 | 0 |  | --> | C17 ex MANOR STREET | Manor Street [T41,T42] | WATERFORD |  | 52.2619 | -7.1122
MV/LV Substation DU***023 |  | 10 kV | _ | LV | 400 kVA :Kiosk Substation | 0.4 | --> | 0.4 | 0 | 0 | Constrained, otherwise capacity available =88 kVA | --> | 0.38 | 0 | 0 | 0 | 0 | Constrained, otherwise capacity available =420 kW | --> | C16 ex GRANGE (SR) | Grange (sr) [T41,T42] | BUTLERSTOWN |  | 52.2475 | -7.085
MV/LV Substation SO***025 |  | 10 kV | _ | LV | 400 kVA :Building Structure | 0.4 | --> | 0.4 | 0.199 | 0.53 |  | --> | 0.38 | 0 | 0 | 0.406 | 0 |  | --> | C19 ex MANOR STREET | Manor Street [T41,T42] | WATERFORD |  | 52.2567 | -7.1069
MV/LV Substation LU***025Y |  | 10 kV | _ | LV | 200 kVA :Pole Substation | 0.2 | --> | 0.2 | 0 | 0 | Constrained, otherwise capacity available =50 kVA | --> | 0.19 | 0 | 0.223 | 0.025 | 0 |  | --> | C12 ex GRANAGH | Granagh [T41,T42] | WATERFORD |  | 52.2707 | -7.2262
MV/LV Substation PR***026 |  | 10 kV | _ | LV | 50 kVA :Pole Substation | 0.05 | --> | 0.05 | 0.024 | 13.6 |  | --> | 0.048 | 0 | 0.01 | 0.044 | 0 |  | --> | C22 ex KILLOTERAN | Killoteran [T101,T102] | KILLOTERAN |  | 52.223 | -7.1272
MV/LV Substation BA***029Y |  | 10 kV | _ | LV | 400 kVA :Kiosk Substation | 0.4 | --> | 0.4 | 0 | 0 | Constrained, otherwise capacity available =261 kVA | --> | 0.38 | 0 | 0.1 | 0 | 0 | Constrained, otherwise capacity available =324 kW | --> | E12 ex KILCARRAGH | Kilcarragh [T421,T422] | BUTLERSTOWN |  | 52.2419 | -7.0624
MV/LV Substation HE***031 |  | 10 kV | _ | LV | 630 kVA :Building Structure | 0.63 | --> | 0.63 | 0.344 | 0.95 |  | --> | 0.598 | 0 | 0.029 | 0.5 | 0 |  | --> | C13 ex TYCOR | Tycor [T41,T42] | WATERFORD |  | 52.2512 | -7.1228
MV/LV Substation AV***032 |  | 10 kV | _ | LV | 50 kVA :Pole Substation | 0.05 | --> | 0.05 | 0.047 | 0.95 |  | --> | 0.048 | 0 | 0 | 0.048 | 0 |  | --> | C25 ex TYCOR | Tycor [T41,T42] | WATERFORD |  | 52.2599 | -7.1615
MV/LV Substation WA***035Y |  | 10 kV | _ | LV | 100 kVA :Building Structure | 0.1 | --> | 0.1 | 0 | 0 | Constrained, otherwise capacity available =79 kVA | --> | 0.095 | 0 | 0 | 0 | 0 | Constrained, otherwise capacity available =98 kW | --> | C30 ex WATERFORD IND EST | Waterford Ind Est [T41,T42,T44] | BUTLERSTOWN |  | 52.247 | -7.1417
MV/LV Substation ME***036 |  | 10 kV | _ | LV | 400 kVA :Building Structure | 0.4 | --> | 0.4 | 0.308 | 3.82 |  | --> | 0.38 | 0 | 0.014 | 0.382 | 0 |  | --> | C17 ex WATERFORD | Waterford [T41,T42] | WATERFORD |  | 52.2628 | -7.1275
MV/LV Substation SU***037 |  | 10 kV | _ | LV | 400 kVA :Kiosk Substation | 0.4 | --> | 0.4 | 0.259 | 0.53 |  | --> | 0.38 | 0 | 0.047 | 0.364 | 0 |  | --> | C19 ex MANOR STREET | Manor Street [T41,T42] | WATERFORD |  | 52.2485 | -7.0969
MV/LV Substation TH***038Y |  | 10 kV | _ | LV | 400 kVA :Kiosk Substation | 0.4 | --> | 0.4 | 0.36 | 0.53 |  | --> | 0.38 | 0 | 0 | 0.385 | 0 |  | --> | C17 ex MANOR STREET | Manor Street [T41,T42] | WATERFORD |  | 52.2598 | -7.1071
MV/LV Substation IN***039 |  | 10 kV | _ | LV | 400 kVA :Building Structure | 0.4 | --> | 0.4 | 0.285 | 0.53 |  | --> | 0.38 | 0 | 0.01 | 0.388 | 0 |  | --> | C19 ex MANOR STREET | Manor Street [T41,T42] | WATERFORD |  | 52.2551 | -7.1093
MV/LV Substation AR***040 |  | 10 kV | _ | LV | 200 kVA :Building Structure | 0.2 | --> | 0.2 | 0 | 0 | Constrained, otherwise capacity available =188 kVA | --> | 0.19 | 0 | 0 | 0 | 0 | Constrained, otherwise capacity available =192 kW | --> | C16 ex GRANGE (SR) | Grange (sr) [T41,T42] | BUTLERSTOWN |  | 52.25 | -7.0796
MV/LV Substation AB***042 |  | 10 kV | _ | LV | 630 kVA :Kiosk Substation | 0.63 | --> | 0.63 | 0 | 0 | Constrained, otherwise capacity available =625 kVA | --> | 0.598 | 0 | 0 | 0 | 0 | Constrained, otherwise capacity available =599 kW | --> | C30 ex WATERFORD IND EST | Waterford Ind Est [T41,T42,T44] | BUTLERSTOWN |  | 52.2566 | -7.1335
MV/LV Substation BA***043 |  | 10 kV | _ | LV | 400 kVA :Kiosk Substation | 0.4 | --> | 0.4 | 0 | 0 | Constrained, otherwise capacity available =225 kVA | --> | 0.38 | 0 | 0.01 | 0 | 0 | Constrained, otherwise capacity available =396 kW | --> | C17 ex WATERFORD IND EST | Waterford Ind Est [T41,T42,T44] | BUTLERSTOWN |  | 52.2416 | -7.142
MV/LV Substation NE***045 |  | 10 kV | _ | LV | 400 kVA :Building Structure | 0.4 | --> | 0.4 | 0.292 | 0.53 |  | --> | 0.38 | 0 | 0.015 | 0.383 | 0 |  | --> | C19 ex MANOR STREET | Manor Street [T41,T42] | WATERFORD |  | 52.2518 | -7.0976
MV/LV Substation RO***046 |  | 10 kV | _ | LV | 400 kVA :Building Structure | 0.4 | --> | 0.4 | 0.235 | 8.16 |  | --> | 0.38 | 0 | 0.018 | 0.389 | 0 |  | --> | C12 ex MOUNT MISERY | Mount Misery [T41,T42] | WATERFORD |  | 52.2672 | -7.1007
MV/LV Substation AR***046Y |  | 10 kV | _ | LV | 200 kVA :Kiosk Substation | 0.2 | --> | 0.2 | 0.135 | 8.16 |  | --> | 0.19 | 0 | 0.005 | 0.195 | 0 |  | --> | C12 ex MOUNT MISERY | Mount Misery [T41,T42] | WATERFORD |  | 52.2699 | -7.0968
MV/LV Substation GR***047Y |  | 10 kV | _ | LV | 200 kVA :Kiosk Substation | 0.2 | --> | 0.2 | 0 | 0 | Constrained, otherwise capacity available =120 kVA | --> | 0.19 | 0 | 0.044 | 0 | 0 | Constrained, otherwise capacity available =168 kW | --> | C16 ex GRANGE (SR) | Grange (sr) [T41,T42] | BUTLERSTOWN |  | 52.2443 | -7.0943
MV/LV Substation BA***049 |  | 10 kV | _ | LV | 1000 kVA :Building Structure | 1 | --> | 1 | 0.5 | 0.53 | Constrained, otherwise capacity available =674 kVA | --> | 0.95 | 0 | 0 | 0.5 | 0 |  | --> | C22 ex MANOR STREET | Manor Street [T41,T42] | WATERFORD |  | 52.26 | -7.1111
MV/LV Substation BA***050 |  | 10 kV | _ | LV | 200 kVA :Kiosk Substation | 0.2 | --> | 0.2 | 0 | 0 | Constrained, otherwise capacity available =169 kVA | --> | 0.19 | 0 | 0.005 | 0 | 0 | Constrained, otherwise capacity available =191 kW | --> | C18 ex WATERFORD IND EST | Waterford Ind Est [T41,T42,T44] | BUTLERSTOWN |  | 52.2446 | -7.1411
MV/LV Substation AR***051Y |  | 10 kV | _ | LV | 630 kVA :Building Structure | 0.63 | --> | 0.63 | 0 | 0 | Constrained, otherwise capacity available =533 kVA | --> | 0.598 | 0 | 0 | 0 | 0 | Constrained, otherwise capacity available =612 kW | --> | C16 ex GRANGE (SR) | Grange (sr) [T41,T42] | BUTLERSTOWN |  | 52.246 | -7.0816
MV/LV Substation FA***052Y |  | 20 kV | _ | LV | 630 kVA :Building Structure | 0.63 | --> | 0.63 | 0 | 0 | Constrained, otherwise capacity available =476 kVA | --> | 0.598 | 0 | 0 | 0 | 0 | Constrained, otherwise capacity available =619 kW | --> | E11 ex KILCARRAGH | Kilcarragh [T421,T422] | BUTLERSTOWN |  | 52.2584 | -7.0248
MV/LV Substation UP***056 |  | 10 kV | _ | LV | 200 kVA :Building Structure | 0.2 | --> | 0.2 | 0.158 | 0.95 |  | --> | 0.19 | 0 | 0.01 | 0.188 | 0 |  | --> | C18 ex TYCOR | Tycor [T41,T42] | WATERFORD |  | 52.2585 | -7.1283
MV/LV Substation G ***057 |  | 10 kV | _ | LV | 400 kVA :Building Structure | 0.4 | --> | 0.4 | 0.288 | 0.53 |  | --> | 0.38 | 0 | 0 | 0.395 | 0 |  | --> | C17 ex MANOR STREET | Manor Street [T41,T42] | WATERFORD |  | 52.2609 | -7.1094
MV/LV Substation AR***057Y |  | 10 kV | _ | LV | 200 kVA :Kiosk Substation | 0.2 | --> | 0.2 | 0.161 | 8.16 |  | --> | 0.19 | 0 | 0.011 | 0.187 | 0 |  | --> | C12 ex MOUNT MISERY | Mount Misery [T41,T42] | WATERFORD |  | 52.2645 | -7.0929
MV/LV Substation MO***058 |  | 10 kV | _ | LV | 400 kVA :Kiosk Substation | 0.4 | --> | 0.4 | 0 | 0 | Constrained, otherwise capacity available =317 kVA | --> | 0.38 | 0 | 0.069 | 0 | 0 | Constrained, otherwise capacity available =340 kW | --> | C17 ex GRANGE (SR) | Grange (sr) [T41,T42] | BUTLERSTOWN |  | 52.2419 | -7.0846
MV/LV Substation ME***063 |  | 10 kV | _ | LV | 630 kVA :Building Structure | 0.63 | --> | 0.63 | 0.247 | 0.53 |  | --> | 0.598 | 0 | 0.004 | 0.5 | 0 |  | --> | C17 ex MANOR STREET | Manor Street [T41,T42] | WATERFORD |  | 52.263 | -7.1147
MV/LV Substation JO***064 |  | 10 kV | _ | LV | 400 kVA :Building Structure | 0.4 | --> | 0.4 | 0 | 0 | Constrained, otherwise capacity available =245 kVA | --> | 0.38 | 0 | 0.01 | 0 | 0 | Constrained, otherwise capacity available =393 kW | --> | C12 ex GRANGE (SR) | Grange (sr) [T41,T42] | BUTLERSTOWN |  | 52.2414 | -7.1054
MV/LV Substation BA***064Y |  | 20 kV | _ | LV | 50 kVA :Pole Substation | 0.05 | --> | 0.05 | 0.048 | 8.16 |  | --> | 0.048 | 0 | 0.01 | 0.04 | 0 |  | --> | C17 ex MOUNT MISERY | Mount Misery [T41,T42] | WATERFORD |  | 52.3082 | -7.0351
MV/LV Substation S ***065Y |  | 20 kV | _ | LV | 630 kVA :Building Structure | 0.63 | --> | 0.63 | 0.5 | 3.76 |  | --> | 0.598 | 0 | 0 | 0.5 | 0 |  | --> | E17 ex BELVIEW | Belview [T421,T422] | WATERFORD |  | 52.2685 | -7.0357
MV/LV Substation RO***067 |  | 10 kV | _ | LV | 200 kVA :Kiosk Substation | 0.2 | --> | 0.2 | 0.134 | 8.16 |  | --> | 0.19 | 0 | 0.043 | 0.167 | 0 |  | --> | C12 ex MOUNT MISERY | Mount Misery [T41,T42] | WATERFORD |  | 52.2692 | -7.1079
MV/LV Substation WA***067Y |  | 10 kV | _ | LV | 400 kVA :Building Structure | 0.4 | --> | 0.4 | 0 | 0 | Constrained, otherwise capacity available =398 kVA | --> | 0.38 | 0 | 0 | 0 | 0 | Constrained, otherwise capacity available =380 kW | --> | C12 ex WATERFORD IND EST | Waterford Ind Est [T41,T42,T44] | BUTLERSTOWN |  | 52.2445 | -7.1643
MV/LV Substation CO***068 |  | 10 kV | _ | LV | 400 kVA :Kiosk Substation | 0.4 | --> | 0.4 | 0.251 | 0.53 |  | --> | 0.38 | 0 | 0.032 | 0.376 | 0 |  | --> | C11 ex MANOR STREET | Manor Street [T41,T42] | WATERFORD |  | 52.2513 | -7.109
MV/LV Substation BA***069 |  | 10 kV | _ | LV | 630 kVA :Kiosk Substation | 0.63 | --> | 0.63 | 0.441 | 0.53 |  | --> | 0.598 | 0 | 0.005 | 0.5 | 0 |  | --> | C20 ex MANOR STREET | Manor Street [T41,T42] | WATERFORD |  | 52.2541 | -7.1142
MV/LV Substation CO***070 |  | 10 kV | _ | LV | 400 kVA :Kiosk Substation | 0.4 | --> | 0.4 | 0.288 | 0.53 |  | --> | 0.38 | 0 | 0.04 | 0.365 | 0 |  | --> | C20 ex MANOR STREET | Manor Street [T41,T42] | WATERFORD |  | 52.2508 | -7.1184
MV/LV Substation UP***071 |  | 10 kV | _ | LV | 400 kVA :Kiosk Substation | 0.4 | --> | 0.4 | 0.368 | 0.53 |  | --> | 0.38 | 0 | 0.01 | 0.377 | 0 |  | --> | C16 ex MANOR STREET | Manor Street [T41,T42] | WATERFORD |  | 52.2478 | -7.1027
MV/LV Substation CH***071Y |  | 10 kV | _ | LV | 200 kVA :Kiosk Substation | 0.2 | --> | 0.2 | 0 | 0 | Constrained, otherwise capacity available =174 kVA | --> | 0.19 | 0 | 0.005 | 0 | 0 | Constrained, otherwise capacity available =190 kW | --> | C12 ex GRANGE (SR) | Grange (sr) [T41,T42] | BUTLERSTOWN |  | 52.2425 | -7.1192
MV/LV Substation FI***072Y |  | 10 kV | _ | LV | 50 kVA :Pole Substation | 0.05 | --> | 0.05 | 0 | 0 | Constrained, otherwise capacity available =48 kVA | --> | 0.048 | 0 | 0.006 | 0.043 | 0 |  | --> | C12 ex GRANAGH | Granagh [T41,T42] | WATERFORD |  | 52.3278 | -7.3116
MV/LV Substation LU***073Y |  | 20 kV | _ | LV | 50 kVA :Pole Substation | 0.05 | --> | 0.05 | 0.048 | 8.16 |  | --> | 0.048 | 0 | 0 | 0.048 | 0 |  | --> | C17 ex MOUNT MISERY | Mount Misery [T41,T42] | WATERFORD |  | 52.2954 | -7.0564
MV/LV Substation MA***074 |  | 10 kV | _ | LV | 200 kVA :Building Structure | 0.2 | --> | 0.2 | 0.142 | 3.82 |  | --> | 0.19 | 0 | 0.002 | 0.196 | 0 |  | --> | C13 ex WATERFORD | Waterford [T41,T42] | WATERFORD |  | 52.2643 | -7.1216
MV/LV Substation ST***074Y |  | 20 kV | _ | LV | 630 kVA :Kiosk Substation | 0.63 | --> | 0.63 | 0.464 | 3.76 |  | --> | 0.598 | 0 | 0 | 0.5 | 0 |  | --> | E15 ex BELVIEW | Belview [T421,T422] | WATERFORD |  | 52.2656 | -7.0377
MV/LV Substation WI***077Y |  | 10 kV | _ | LV | 200 kVA :Kiosk Substation | 0.2 | --> | 0.2 | 0 | 0 | Constrained, otherwise capacity available =193 kVA | --> | 0.19 | 0 | 0.003 | 0 | 0 | Constrained, otherwise capacity available =189 kW | --> | E12 ex KILCARRAGH | Kilcarragh [T421,T422] | BUTLERSTOWN |  | 52.2354 | -7.0747
MV/LV Substation JO***079 |  | 10 kV | _ | LV | 400 kVA :Kiosk Substation | 0.4 | --> | 0.4 | 0.223 | 0.53 |  | --> | 0.38 | 0 | 0.053 | 0.364 | 0 |  | --> | C16 ex MANOR STREET | Manor Street [T41,T42] | WATERFORD |  | 52.252 | -7.1061
MV/LV Substation MO***080 |  | 10 kV | _ | LV | 400 kVA :Kiosk Substation | 0.4 | --> | 0.4 | 0.174 | 0.95 |  | --> | 0.38 | 0 | 0.015 | 0.399 | 0 |  | --> | C13 ex TYCOR | Tycor [T41,T42] | WATERFORD |  | 52.2589 | -7.1242
MV/LV Substation RO***082 |  | 10 kV | _ | LV | 100 kVA :Pole Substation | 0.1 | --> | 0.1 | 0.076 | 8.16 |  | --> | 0.095 | 0 | 0.004 | 0.095 | 0 |  | --> | C13 ex MOUNT MISERY | Mount Misery [T41,T42] | WATERFORD |  | 52.2609 | -7.0955
MV/LV Substation KI***083 |  | 10 kV | _ | LV | 400 kVA :Kiosk Substation | 0.4 | --> | 0.4 | 0 | 0 | Constrained, otherwise capacity available =366 kVA | --> | 0.38 | 0 | 0 | 0 | 0 | Constrained, otherwise capacity available =384 kW | --> | C12 ex GRANGE (SR) | Grange (sr) [T41,T42] | BUTLERSTOWN |  | 52.2424 | -7.1133
MV/LV Substation CA***085 |  | 10 kV | _ | LV | 400 kVA :Kiosk Substation | 0.4 | --> | 0.4 | 0.292 | 8.16 |  | --> | 0.38 | 0 | 0.035 | 0.368 | 0 |  | --> | C12 ex MOUNT MISERY | Mount Misery [T41,T42] | WATERFORD |  | 52.2674 | -7.1054
MV/LV Substation CL***086 |  | 10 kV | _ | LV | 400 kVA :Kiosk Substation | 0.4 | --> | 0.4 | 0.254 | 0.95 |  | --> | 0.38 | 0 | 0.019 | 0.385 | 0 |  | --> | C18 ex TYCOR | Tycor [T41,T42] | WATERFORD |  | 52.2582 | -7.1321
MV/LV Substation JO***087 |  | 10 kV | _ | LV | 400 kVA :Kiosk Substation | 0.4 | --> | 0.4 | 0 | 0 | Constrained, otherwise capacity available =253 kVA | --> | 0.38 | 0 | 0.002 | 0 | 0 | Constrained, otherwise capacity available =398 kW | --> | C12 ex GRANGE (SR) | Grange (sr) [T41,T42] | BUTLERSTOWN |  | 52.2387 | -7.1063
MV/LV Substation PH***088 |  | 10 kV | _ | LV | 630 kVA :Kiosk Substation | 0.63 | --> | 0.63 | 0.424 | 3.82 |  | --> | 0.598 | 0 | 0.013 | 0.5 | 0 |  | --> | C20 ex WATERFORD | Waterford [T41,T42] | WATERFORD |  | 52.2605 | -7.1207
MV/LV Substation JE***089 |  | 10 kV | _ | LV | 630 kVA :Kiosk Substation | 0.63 | --> | 0.63 | 0.347 | 3.82 |  | --> | 0.598 | 0 | 0.011 | 0.5 | 0 |  | --> | C13 ex WATERFORD | Waterford [T41,T42] | WATERFORD |  | 52.2609 | -7.1134
MV/LV Substation KI***089Y |  | 10 kV | _ | LV | 200 kVA :Kiosk Substation | 0.2 | --> | 0.2 | 0.115 | 0.53 |  | --> | 0.19 | 0 | 0.08 | 0.142 | 0 |  | --> | C11 ex MANOR STREET | Manor Street [T41,T42] | WATERFORD |  | 52.2515 | -7.0714
MV/LV Substation CA***090 |  | 10 kV | _ | LV | 400 kVA :Kiosk Substation | 0.4 | --> | 0.4 | 0.175 | 0.53 |  | --> | 0.38 | 0 | 0 | 0.41 | 0 |  | --> | C16 ex MANOR STREET | Manor Street [T41,T42] | WATERFORD |  | 52.2575 | -7.1035
MV/LV Substation BA***091 |  | 10 kV | _ | LV | 400 kVA :Building Structure | 0.4 | --> | 0.4 | 0.18 | 0.53 |  | --> | 0.38 | 0 | 0.006 | 0.404 | 0 |  | --> | C12 ex MANOR STREET | Manor Street [T41,T42] | WATERFORD |  | 52.259 | -7.1144
MV/LV Substation TH***092 |  | 10 kV | _ | LV | 400 kVA :Kiosk Substation | 0.4 | --> | 0.4 | 0.297 | 0.53 |  | --> | 0.38 | 0 | 0.031 | 0.371 | 0 |  | --> | C11 ex MANOR STREET | Manor Street [T41,T42] | WATERFORD |  | 52.2476 | -7.1081
MV/LV Substation NE***093 |  | 10 kV | _ | LV | 630 kVA :Kiosk Substation | 0.63 | --> | 0.63 | 0.413 | 0.95 |  | --> | 0.598 | 0 | 0.014 | 0.5 | 0 |  | --> | C13 ex TYCOR | Tycor [T41,T42] | WATERFORD |  | 52.2575 | -7.1189
MV/LV Substation GR***094 |  | 10 kV | _ | LV | 400 kVA :Kiosk Substation | 0.4 | --> | 0.4 | 0 | 0 | Constrained, otherwise capacity available =287 kVA | --> | 0.38 | 0 | 0.086 | 0 | 0 | Constrained, otherwise capacity available =331 kW | --> | C16 ex GRANGE (SR) | Grange (sr) [T41,T42] | BUTLERSTOWN |  | 52.2472 | -7.0938
MV/LV Substation CA***094Y |  | 10 kV | _ | LV | 100 kVA :Pole Substation | 0.1 | --> | 0.1 | 0.086 | 13.6 |  | --> | 0.095 | 0 | 0 | 0.097 | 0 |  | --> | C22 ex KILLOTERAN | Killoteran [T101,T102] | KILLOTERAN |  | 52.231 | -7.1459
MV/LV Substation EL***095 |  | 10 kV | _ | LV | 630 kVA :Kiosk Substation | 0.63 | --> | 0.63 | 0.5 | 8.16 |  | --> | 0.598 | 0 | 0.021 | 0.5 | 0 |  | --> | C13 ex MOUNT MISERY | Mount Misery [T41,T42] | WATERFORD |  | 52.2651 | -7.1031
MV/LV Substation GL***096 |  | 10 kV | _ | LV | 630 kVA :Building Structure | 0.63 | --> | 0.63 | 0.5 | 3.82 |  | --> | 0.598 | 0 | 0 | 0.5 | 0 |  | --> | C13 ex WATERFORD | Waterford [T41,T42] | WATERFORD |  | 52.2623 | -7.1192
MV/LV Substation AI***099 |  | 10 kV | _ | LV | 400 kVA :Kiosk Substation | 0.4 | --> | 0.4 | 0.263 | 3.82 |  | --> | 0.38 | 0 | 0.011 | 0.39 | 0 |  | --> | C17 ex WATERFORD | Waterford [T41,T42] | WATERFORD |  | 52.2614 | -7.1304
MV/LV Substation LI***100 |  | 10 kV | _ | LV | 400 kVA :Building Structure | 0.4 | --> | 0.4 | 0 | 0 | Constrained, otherwise capacity available =252 kVA | --> | 0.38 | 0 | 0.029 | 0 | 0 | Constrained, otherwise capacity available =378 kW | --> | C30 ex WATERFORD IND EST | Waterford Ind Est [T41,T42,T44] | BUTLERSTOWN |  | 52.2523 | -7.1348
MV/LV Substation LI***101 |  | 10 kV | _ | LV | 200 kVA :Kiosk Substation | 0.2 | --> | 0.2 | 0 | 0 | Constrained, otherwise capacity available =130 kVA | --> | 0.19 | 0 | 0 | 0 | 0 | Constrained, otherwise capacity available =199 kW | --> | C30 ex WATERFORD IND EST | Waterford Ind Est [T41,T42,T44] | BUTLERSTOWN |  | 52.2522 | -7.1324
MV/LV Substation LI***102 |  | 10 kV | _ | LV | 400 kVA :Building Structure | 0.4 | --> | 0.4 | 0 | 0 | Constrained, otherwise capacity available =264 kVA | --> | 0.38 | 0 | 0.003 | 0 | 0 | Constrained, otherwise capacity available =396 kW | --> | C30 ex WATERFORD IND EST | Waterford Ind Est [T41,T42,T44] | BUTLERSTOWN |  | 52.2521 | -7.1297
MV/LV Substation CO***103 |  | 10 kV | _ | LV | 400 kVA :Kiosk Substation | 0.4 | --> | 0.4 | 0.169 | 0.53 |  | --> | 0.38 | 0 | 0 | 0.41 | 0 |  | --> | C17 ex MANOR STREET | Manor Street [T41,T42] | WATERFORD |  | 52.2594 | -7.1081
MV/LV Substation IE***103Y |  | 10 kV | _ | LV | 400 kVA :Building Structure | 0.4 | --> | 0.4 | 0 | 0 | Constrained, otherwise capacity available =385 kVA | --> | 0.38 | 0 | 0 | 0 | 0 | Constrained, otherwise capacity available =382 kW | --> | C16 ex WATERFORD IND EST | Waterford Ind Est [T41,T42,T44] | BUTLERSTOWN |  | 52.2452 | -7.1478
MV/LV Substation IN***104 |  | 10 kV | _ | LV | 630 kVA :Building Structure | 0.63 | --> | 0.63 | 0 | 0 | Constrained, otherwise capacity available =524 kVA | --> | 0.598 | 0 | 0 | 0 | 0 | Constrained, otherwise capacity available =611 kW | --> | C16 ex WATERFORD IND EST | Waterford Ind Est [T41,T42,T44] | BUTLERSTOWN |  | 52.2452 | -7.1469
MV/LV Substation IE***104Y |  | 10 kV | _ | LV | 400 kVA :Kiosk Substation | 0.4 | --> | 0.4 | 0.384 | 13.6 |  | --> | 0.38 | 0 | 0 | 0.382 | 0 |  | --> | C23 ex KILLOTERAN | Killoteran [T101,T102] | KILLOTERAN |  | 52.255 | -7.1493
MV/LV Substation TY***105 |  | 10 kV | _ | LV | 400 kVA :Kiosk Substation | 0.4 | --> | 0.4 | 0.394 | 8.16 |  | --> | 0.38 | 0 | 0.006 | 0.376 | 0 |  | --> | C13 ex MOUNT MISERY | Mount Misery [T41,T42] | WATERFORD |  | 52.2631 | -7.1014
MV/LV Substation TE***105Y |  | 10 kV | _ | LV | 630 kVA :Building Structure | 0.63 | --> | 0.63 | 0 | 0 | Constrained, otherwise capacity available =555 kVA | --> | 0.598 | 0 | 0 | 0 | 0 | Constrained, otherwise capacity available =609 kW | --> | C30 ex WATERFORD IND EST | Waterford Ind Est [T41,T42,T44] | BUTLERSTOWN |  | 52.2496 | -7.1372
MV/LV Substation TH***106 |  | 10 kV | _ | LV | 400 kVA :Kiosk Substation | 0.4 | --> | 0.4 | 0.329 | 8.16 |  | --> | 0.38 | 0 | 0.01 | 0.382 | 0 |  | --> | C12 ex MOUNT MISERY | Mount Misery [T41,T42] | WATERFORD |  | 52.2689 | -7.1045
MV/LV Substation TH***106Y |  | 10 kV | _ | LV | 200 kVA :Building Structure | 0.2 | --> | 0.2 | 0 | 0 | Constrained, otherwise capacity available =127 kVA | --> | 0.19 | 0 | 0.011 | 0 | 0 | Constrained, otherwise capacity available =192 kW | --> | C16 ex GRANGE (SR) | Grange (sr) [T41,T42] | BUTLERSTOWN |  | 52.2478 | -7.0847
MV/LV Substation PE***107 |  | 10 kV | _ | LV | 630 kVA :Kiosk Substation | 0.63 | --> | 0.63 | 0.441 | 0.53 |  | --> | 0.598 | 0 | 0.03 | 0.5 | 0 |  | --> | C11 ex MANOR STREET | Manor Street [T41,T42] | WATERFORD |  | 52.2478 | -7.1124
MV/LV Substation YE***108 |  | 10 kV | _ | LV | 200 kVA :Pole Substation | 0.2 | --> | 0.2 | 0 | 0 | Constrained, otherwise capacity available =64 kVA | --> | 0.19 | 0 | 0 | 0 | 0 | Constrained, otherwise capacity available =208 kW | --> | C21 ex WATERFORD IND EST | Waterford Ind Est [T41,T42,T44] | BUTLERSTOWN |  | 52.2447 | -7.1299
MV/LV Substation ES***108Y |  | 10 kV | _ | LV | 400 kVA :Kiosk Substation | 0.4 | --> | 0.4 | 0.364 | 3.82 |  | --> | 0.38 | 0 | 0 | 0.385 | 0 |  | --> | C13 ex WATERFORD | Waterford [T41,T42] | WATERFORD |  | 52.264 | -7.124
MV/LV Substation BA***109 |  | 10 kV | _ | LV | 630 kVA :Kiosk Substation | 0.63 | --> | 0.63 | 0 | 0 | Constrained, otherwise capacity available =539 kVA | --> | 0.598 | 0 | 0.025 | 0 | 0 | Constrained, otherwise capacity available =592 kW | --> | C18 ex WATERFORD IND EST | Waterford Ind Est [T41,T42,T44] | BUTLERSTOWN |  | 52.2435 | -7.147
MV/LV Substation WA***110Y |  | 10 kV | _ | LV | 400 kVA :Kiosk Substation | 0.4 | --> | 0.4 | 0.394 | 0.53 |  | --> | 0.38 | 0 | 0.005 | 0.377 | 0 |  | --> | C11 ex MANOR STREET | Manor Street [T41,T42] | WATERFORD |  | 52.2498 | -7.0735
MV/LV Substation LI***111 |  | 10 kV | _ | LV | 400 kVA :Kiosk Substation | 0.4 | --> | 0.4 | 0 | 0 | Constrained, otherwise capacity available =255 kVA | --> | 0.38 | 0 | 0.008 | 0 | 0 | Constrained, otherwise capacity available =393 kW | --> | C30 ex WATERFORD IND EST | Waterford Ind Est [T41,T42,T44] | BUTLERSTOWN |  | 52.2492 | -7.1415
MV/LV Substation IN***112 |  | 10 kV | _ | LV | 1000 kVA :Building Structure | 1 | --> | 1 | 0 | 0 | Constrained, otherwise capacity available =754 kVA | --> | 0.95 | 0 | 0.061 | 0 | 0 | Constrained, otherwise capacity available =938 kW | --> | C18 ex WATERFORD IND EST | Waterford Ind Est [T41,T42,T44] | BUTLERSTOWN |  | 52.2456 | -7.147
MV/LV Substation IN***113 |  | 10 kV | _ | LV | 630 kVA :Building Structure | 0.63 | --> | 0.63 | 0 | 0 | Constrained, otherwise capacity available =589 kVA | --> | 0.598 | 0 | 0.01 | 0 | 0 | Constrained, otherwise capacity available =597 kW | --> | C16 ex WATERFORD IND EST | Waterford Ind Est [T41,T42,T44] | BUTLERSTOWN |  | 52.2452 | -7.1493
MV/LV Substation NE***118Y |  | 10 kV | _ | LV | 50 kVA :Pole Substation | 0.05 | --> | 0.05 | 0 | 0 | Constrained, otherwise capacity available =42 kVA | --> | 0.048 | 0 | 0.008 | 0.043 | 0 |  | --> | C12 ex GRANAGH | Granagh [T41,T42] | WATERFORD |  | 52.2955 | -7.2543
MV/LV Substation BI***120 |  | 10 kV | _ | LV | 400 kVA :Building Structure | 0.4 | --> | 0.4 | 0.316 | 8.16 |  | --> | 0.38 | 0 | 0.02 | 0.377 | 0 |  | --> | C13 ex MOUNT MISERY | Mount Misery [T41,T42] | WATERFORD |  | 52.266 | -7.1065
MV/LV Substation TH***124 |  | 10 kV | _ | LV | 400 kVA :Kiosk Substation | 0.4 | --> | 0.4 | 0.274 | 0.95 |  | --> | 0.38 | 0 | 0.034 | 0.372 | 0 |  | --> | C16 ex TYCOR | Tycor [T41,T42] | WATERFORD |  | 52.2505 | -7.1422
MV/LV Substation PO***125 |  | 10 kV | _ | LV | 630 kVA :Building Structure | 0.63 | --> | 0.63 | 0 | 0 | Constrained, otherwise capacity available =610 kVA | --> | 0.598 | 0 | 0 | 0 | 0 | Constrained, otherwise capacity available =601 kW | --> | C16 ex GRANGE (SR) | Grange (sr) [T41,T42] | BUTLERSTOWN |  | 52.2487 | -7.0883
MV/LV Substation RO***126 |  | 10 kV | _ | LV | 400 kVA :Kiosk Substation | 0.4 | --> | 0.4 | 0 | 0 | Constrained, otherwise capacity available =230 kVA | --> | 0.38 | 0 | 0.024 | 0 | 0 | Constrained, otherwise capacity available =385 kW | --> | C30 ex WATERFORD IND EST | Waterford Ind Est [T41,T42,T44] | BUTLERSTOWN |  | 52.251 | -7.1267
MV/LV Substation GR***127 |  | 10 kV | _ | LV | 400 kVA :Kiosk Substation | 0.4 | --> | 0.4 | 0.294 | 0.95 |  | --> | 0.38 | 0 | 0.011 | 0.386 | 0 |  | --> | C13 ex TYCOR | Tycor [T41,T42] | WATERFORD |  | 52.2564 | -7.1251
MV/LV Substation BO***128Y |  | 10 kV | _ | LV | 200 kVA :Kiosk Substation | 0.2 | --> | 0.2 | 0 | 0 | Constrained, otherwise capacity available =157 kVA | --> | 0.19 | 0 | 0.02 | 0 | 0 | Constrained, otherwise capacity available =181 kW | --> | E12 ex KILCARRAGH | Kilcarragh [T421,T422] | BUTLERSTOWN |  | 52.238 | -7.0662
MV/LV Substation GL***130 |  | 10 kV | _ | LV | 400 kVA :Kiosk Substation | 0.4 | --> | 0.4 | 0 | 0 | Constrained, otherwise capacity available =308 kVA | --> | 0.38 | 0 | 0.044 | 0 | 0 | Constrained, otherwise capacity available =360 kW | --> | C16 ex GRANGE (SR) | Grange (sr) [T41,T42] | BUTLERSTOWN |  | 52.2493 | -7.0864
MV/LV Substation CA***130Y |  | 10 kV | _ | LV | 200 kVA :Kiosk Substation | 0.2 | --> | 0.2 | 0.162 | 3.82 |  | --> | 0.19 | 0 | 0.027 | 0.175 | 0 |  | --> | C14 ex WATERFORD | Waterford [T41,T42] | WATERFORD |  | 52.2637 | -7.1318
MV/LV Substation KE***131Y |  | 10 kV | _ | LV | 630 kVA :Kiosk Substation | 0.63 | --> | 0.63 | 0.498 | 13.6 |  | --> | 0.598 | 0 | 0.03 | 0.5 | 0 |  | --> | C27 ex KILLOTERAN | Killoteran [T101,T102] | KILLOTERAN |  | 52.2442 | -7.1586
MV/LV Substation RE***137 |  | 10 kV | _ | LV | 400 kVA :Building Structure | 0.4 | --> | 0.4 | 0 | 0 | Constrained, otherwise capacity available =389 kVA | --> | 0.38 | 0 | 0 | 0 | 0 | Constrained, otherwise capacity available =382 kW | --> | C18 ex WATERFORD IND EST | Waterford Ind Est [T41,T42,T44] | BUTLERSTOWN |  | 52.2465 | -7.1424
MV/LV Substation IN***138 |  | 10 kV | _ | LV | 400 kVA :Building Structure | 0.4 | --> | 0.4 | 0 | 0 | Constrained, otherwise capacity available =325 kVA | --> | 0.38 | 0 | 0 | 0 | 0 | Constrained, otherwise capacity available =390 kW | --> | C16 ex WATERFORD IND EST | Waterford Ind Est [T41,T42,T44] | BUTLERSTOWN |  | 52.2449 | -7.1491
MV/LV Substation IN***140 |  | 10 kV | _ | LV | 400 kVA :Building Structure | 0.4 | --> | 0.4 | 0 | 0 | Constrained, otherwise capacity available =343 kVA | --> | 0.38 | 0 | 0 | 0 | 0 | Constrained, otherwise capacity available =388 kW | --> | C15 ex WATERFORD IND EST | Waterford Ind Est [T41,T42,T44] | BUTLERSTOWN |  | 52.2474 | -7.1454
MV/LV Substation GR***143 |  | 10 kV | _ | LV | 400 kVA :Kiosk Substation | 0.4 | --> | 0.4 | 0 | 0 | Constrained, otherwise capacity available =351 kVA | --> | 0.38 | 0 | 0.013 | 0 | 0 | Constrained, otherwise capacity available =377 kW | --> | C16 ex GRANGE (SR) | Grange (sr) [T41,T42] | BUTLERSTOWN |  | 52.2486 | -7.1002
MV/LV Substation GR***144 |  | 10 kV | _ | LV | 400 kVA :Kiosk Substation | 0.4 | --> | 0.4 | 0 | 0 | Constrained, otherwise capacity available =329 kVA | --> | 0.38 | 0 | 0.017 | 0 | 0 | Constrained, otherwise capacity available =377 kW | --> | C16 ex GRANGE (SR) | Grange (sr) [T41,T42] | BUTLERSTOWN |  | 52.2457 | -7.0934
MV/LV Substation DE***145 |  | 10 kV | _ | LV | 400 kVA :Kiosk Substation | 0.4 | --> | 0.4 | 0.328 | 0.95 |  | --> | 0.38 | 0 | 0.013 | 0.38 | 0 |  | --> | C16 ex TYCOR | Tycor [T41,T42] | WATERFORD |  | 52.2524 | -7.1444
MV/LV Substation DE***146 |  | 20 kV | _ | LV | 400 kVA :Building Structure | 0.4 | --> | 0.4 | 0.383 | 3.76 |  | --> | 0.38 | 0 | 0 | 0.382 | 0 |  | --> | E15 ex BELVIEW | Belview [T421,T422] | WATERFORD |  | 52.2641 | -7.0841
MV/LV Substation MU***148 |  | 20 kV | _ | LV | 200 kVA :Pole Substation | 0.2 | --> | 0.2 | 0.184 | 8.16 |  | --> | 0.19 | 0 | 0.004 | 0.189 | 0 |  | --> | C17 ex MOUNT MISERY | Mount Misery [T41,T42] | WATERFORD |  | 52.2865 | -7.1217
MV/LV Substation LA***152 |  | 10 kV | _ | LV | 630 kVA :Kiosk Substation | 0.63 | --> | 0.63 | 0 | 0 | Constrained, otherwise capacity available =519 kVA | --> | 0.598 | 0 | 0 | 0 | 0 | Constrained, otherwise capacity available =613 kW | --> | C30 ex WATERFORD IND EST | Waterford Ind Est [T41,T42,T44] | BUTLERSTOWN |  | 52.2484 | -7.1387
MV/LV Substation RI***153 |  | 10 kV | _ | LV | 400 kVA :Kiosk Substation | 0.4 | --> | 0.4 | 0 | 0 | Constrained, otherwise capacity available =377 kVA | --> | 0.38 | 0 | 0.006 | 0 | 0 | Constrained, otherwise capacity available =379 kW | --> | E12 ex KILCARRAGH | Kilcarragh [T421,T422] | BUTLERSTOWN |  | 52.2356 | -7.0616
MV/LV Substation CO***153Y |  | 10 kV | _ | LV | 400 kVA :Building Structure | 0.4 | --> | 0.4 | 0.316 | 0.53 |  | --> | 0.38 | 0 | 0 | 0.391 | 0 |  | --> | C17 ex MANOR STREET | Manor Street [T41,T42] | WATERFORD |  | 52.2615 | -7.1105
MV/LV Substation IE***154Y |  | 10 kV | _ | LV | 630 kVA :Kiosk Substation | 0.63 | --> | 0.63 | 0.5 | 13.6 |  | --> | 0.598 | 0 | 0 | 0.5 | 0 |  | --> | C27 ex KILLOTERAN | Killoteran [T101,T102] | KILLOTERAN |  | 52.2463 | -7.1576
MV/LV Substation IE***155Y |  | 10 kV | _ | LV | 630 kVA :Kiosk Substation | 0.63 | --> | 0.63 | 0.5 | 13.6 |  | --> | 0.598 | 0 | 0.015 | 0.5 | 0 |  | --> | C27 ex KILLOTERAN | Killoteran [T101,T102] | KILLOTERAN |  | 52.2456 | -7.1599
MV/LV Substation FA***156Y |  | 20 kV | _ | LV | 200 kVA :Kiosk Substation | 0.2 | --> | 0.2 | 0 | 0 | Constrained, otherwise capacity available =155 kVA | --> | 0.19 | 0 | 0.037 | 0 | 0 | Constrained, otherwise capacity available =169 kW | --> | E11 ex KILCARRAGH | Kilcarragh [T421,T422] | BUTLERSTOWN |  | 52.2552 | -7.0227
MV/LV Substation IN***158 |  | 10 kV | _ | LV | 400 kVA :Building Structure | 0.4 | --> | 0.4 | 0 | 0 | Constrained, otherwise capacity available =400 kVA | --> | 0.38 | 0 | 0 | 0 | 0 | Constrained, otherwise capacity available =380 kW | --> | C15 ex WATERFORD IND EST | Waterford Ind Est [T41,T42,T44] | BUTLERSTOWN |  | 52.2476 | -7.147
MV/LV Substation TH***159 |  | 10 kV | _ | LV | 630 kVA :Building Structure | 0.63 | --> | 0.63 | 0.5 | 0.53 | Constrained, otherwise capacity available =582 kVA | --> | 0.598 | 0 | 0 | 0.5 | 0 |  | --> | C13 ex MANOR STREET | Manor Street [T41,T42] | WATERFORD |  | 52.2591 | -7.1067
MV/LV Substation IN***160 |  | 10 kV | _ | LV | 630 kVA :Building Structure | 0.63 | --> | 0.63 | 0 | 0 | Constrained, otherwise capacity available =630 kVA | --> | 0.598 | 0 | 0 | 0 | 0 | Constrained, otherwise capacity available =598 kW | --> | C15 ex WATERFORD IND EST | Waterford Ind Est [T41,T42,T44] | BUTLERSTOWN |  | 52.2469 | -7.1499
MV/LV Substation AB***161 |  | 10 kV | _ | LV | 400 kVA :Kiosk Substation | 0.4 | --> | 0.4 | 0.298 | 8.16 |  | --> | 0.38 | 0 | 0.01 | 0.386 | 0 |  | --> | C13 ex MOUNT MISERY | Mount Misery [T41,T42] | WATERFORD |  | 52.261 | -7.0822
MV/LV Substation RA***163 |  | 10 kV | _ | LV | 100 kVA :Pole Substation | 0.1 | --> | 0.1 | 0.093 | 3.82 |  | --> | 0.095 | 0 | 0 | 0.096 | 0 |  | --> | C14 ex WATERFORD | Waterford [T41,T42] | WATERFORD |  | 52.266 | -7.1318
MV/LV Substation OS***168 |  | 10 kV | _ | LV | 400 kVA :Kiosk Substation | 0.4 | --> | 0.4 | 0.25 | 0.95 |  | --> | 0.38 | 0 | 0.037 | 0.373 | 0 |  | --> | C16 ex TYCOR | Tycor [T41,T42] | WATERFORD |  | 52.2521 | -7.1403
MV/LV Substation BL***169 |  | 20 kV | _ | LV | 400 kVA :Kiosk Substation | 0.4 | --> | 0.4 | 0 | 0 | Constrained, otherwise capacity available =359 kVA | --> | 0.38 | 0 | 0.046 | 0 | 0 | Constrained, otherwise capacity available =352 kW | --> | E11 ex KILCARRAGH | Kilcarragh [T421,T422] | BUTLERSTOWN |  | 52.239 | -7.0454
MV/LV Substation IE***169Y |  | 10 kV | _ | LV | 630 kVA :Building Structure | 0.63 | --> | 0.63 | 0.5 | 0.95 |  | --> | 0.598 | 0 | 0 | 0.5 | 0 |  | --> | C22 ex TYCOR | Tycor [T41,T42] | WATERFORD |  | 52.2583 | -7.1474
MV/LV Substation LA***170 |  | 10 kV | _ | LV | 400 kVA :Kiosk Substation | 0.4 | --> | 0.4 | 0 | 0 | Constrained, otherwise capacity available =293 kVA | --> | 0.38 | 0 | 0 | 0 | 0 | Constrained, otherwise capacity available =394 kW | --> | C30 ex WATERFORD IND EST | Waterford Ind Est [T41,T42,T44] | BUTLERSTOWN |  | 52.2482 | -7.1353
MV/LV Substation IE***170Y |  | 10 kV | _ | LV | 400 kVA :Building Structure | 0.4 | --> | 0.4 | 0.374 | 0.95 |  | --> | 0.38 | 0 | 0.02 | 0.369 | 0 |  | --> | C22 ex TYCOR | Tycor [T41,T42] | WATERFORD |  | 52.2585 | -7.1466
MV/LV Substation CO***171 |  | 10 kV | _ | LV | 400 kVA :Kiosk Substation | 0.4 | --> | 0.4 | 0.3 | 13.6 |  | --> | 0.38 | 0 | 0.036 | 0.367 | 0 |  | --> | C23 ex KILLOTERAN | Killoteran [T101,T102] | KILLOTERAN |  | 52.2549 | -7.1423
MV/LV Substation CL***173 |  | 10 kV | _ | LV | 200 kVA :Kiosk Substation | 0.2 | --> | 0.2 | 0.175 | 0.95 |  | --> | 0.19 | 0 | 0 | 0.194 | 0 |  | --> | C16 ex TYCOR | Tycor [T41,T42] | WATERFORD |  | 52.2468 | -7.136
MV/LV Substation IE***173Y |  | 10 kV | _ | LV | 400 kVA :Building Structure | 0.4 | --> | 0.4 | 0.397 | 0.95 |  | --> | 0.38 | 0 | 0 | 0.38 | 0 |  | --> | C22 ex TYCOR | Tycor [T41,T42] | WATERFORD |  | 52.257 | -7.148
MV/LV Substation AS***174Y |  | 10 kV | _ | LV | 200 kVA :Kiosk Substation | 0.2 | --> | 0.2 | 0.191 | 8.16 |  | --> | 0.19 | 0 | 0.005 | 0.188 | 0 |  | --> | C12 ex MOUNT MISERY | Mount Misery [T41,T42] | WATERFORD |  | 52.2706 | -7.1102
MV/LV Substation IN***175 |  | 10 kV | _ | LV | 400 kVA :Building Structure | 0.4 | --> | 0.4 | 0 | 0 | Constrained, otherwise capacity available =353 kVA | --> | 0.38 | 0 | 0.05 | 0 | 0 | Constrained, otherwise capacity available =348 kW | --> | C15 ex WATERFORD IND EST | Waterford Ind Est [T41,T42,T44] | BUTLERSTOWN |  | 52.2472 | -7.1474
MV/LV Substation C ***176 |  | 20 kV | _ | LV | 200 kVA :Building Structure | 0.2 | --> | 0.2 | 0.139 | 3.76 |  | --> | 0.19 | 0 | 0 | 0.198 | 0 |  | --> | E15 ex BELVIEW | Belview [T421,T422] | WATERFORD |  | 52.2634 | -7.0381
MV/LV Substation SI***176Y |  | 10 kV | _ | LV | 200 kVA :Pole Substation | 0.2 | --> | 0.2 | 0.2 | 13.6 |  | --> | 0.19 | 0 | 0 | 0.19 | 0 |  | --> | C22 ex KILLOTERAN | Killoteran [T101,T102] | KILLOTERAN |  | 52.2316 | -7.1466
MV/LV Substation ST***177 |  | 10 kV | _ | LV | 630 kVA :Building Structure | 0.63 | --> | 0.63 | 0 | 0 | Constrained, otherwise capacity available =527 kVA | --> | 0.598 | 0 | 0 | 0 | 0 | Constrained, otherwise capacity available =612 kW | --> | C12 ex GRANGE (SR) | Grange (sr) [T41,T42] | BUTLERSTOWN |  | 52.2394 | -7.118
MV/LV Substation IE***177Y |  | 10 kV | _ | LV | 400 kVA :Building Structure | 0.4 | --> | 0.4 | 0.302 | 0.95 |  | --> | 0.38 | 0 | 0 | 0.393 | 0 |  | --> | C22 ex TYCOR | Tycor [T41,T42] | WATERFORD |  | 52.2593 | -7.1465
MV/LV Substation GR***181 |  | 10 kV | _ | LV | 400 kVA :Kiosk Substation | 0.4 | --> | 0.4 | 0 | 0 | Constrained, otherwise capacity available =303 kVA | --> | 0.38 | 0 | 0.038 | 0 | 0 | Constrained, otherwise capacity available =365 kW | --> | C16 ex GRANGE (SR) | Grange (sr) [T41,T42] | BUTLERSTOWN |  | 52.2454 | -7.0986
MV/LV Substation OZ***182X |  | 10 kV | _ | LV | 400 kVA :Kiosk Substation | 0.4 | --> | 0.4 | 0.253 | 0.95 |  | --> | 0.38 | 0 | 0.024 | 0.382 | 0 |  | --> | C13 ex TYCOR | Tycor [T41,T42] | WATERFORD |  | 52.2605 | -7.1285
MV/LV Substation MO***183 |  | 10 kV | _ | LV | 200 kVA :Pole Substation | 0.2 | --> | 0.2 | 0 | 0 | Constrained, otherwise capacity available =118 kVA | --> | 0.19 | 0 | 0.003 | 0.199 | 0 |  | --> | C12 ex GRANAGH | Granagh [T41,T42] | WATERFORD |  | 52.2977 | -7.2597
MV/LV Substation BR***183Y |  | 20 kV | _ | LV | 200 kVA :Kiosk Substation | 0.2 | --> | 0.2 | 0.171 | 8.16 |  | --> | 0.19 | 0 | 0.01 | 0.186 | 0 |  | --> | C17 ex MOUNT MISERY | Mount Misery [T41,T42] | WATERFORD |  | 52.2877 | -7.0696
MV/LV Substation BE***184 |  | 10 kV | _ | LV | 630 kVA :Kiosk Substation | 0.63 | --> | 0.63 | 0.5 | 8.16 |  | --> | 0.598 | 0 | 0.004 | 0.5 | 0 |  | --> | C12 ex MOUNT MISERY | Mount Misery [T41,T42] | WATERFORD |  | 52.2702 | -7.0983
MV/LV Substation AV***185 |  | 10 kV | _ | LV | 400 kVA :Kiosk Substation | 0.4 | --> | 0.4 | 0 | 0 | Constrained, otherwise capacity available =326 kVA | --> | 0.38 | 0 | 0.018 | 0 | 0 | Constrained, otherwise capacity available =377 kW | --> | C12 ex GRANGE (SR) | Grange (sr) [T41,T42] | BUTLERSTOWN |  | 52.2384 | -7.116
MV/LV Substation KI***185Y |  | 10 kV | _ | LV | 200 kVA :Kiosk Substation | 0.2 | --> | 0.2 | 0 | 0 | Constrained, otherwise capacity available =146 kVA | --> | 0.19 | 0 | 0 | 0 | 0 | Constrained, otherwise capacity available =197 kW | --> | C12 ex GRANGE (SR) | Grange (sr) [T41,T42] | BUTLERSTOWN |  | 52.2384 | -7.107
MV/LV Substation BA***186Y |  | 10 kV | _ | LV | 400 kVA :Building Structure | 0.4 | --> | 0.4 | 0.397 | 0.53 |  | --> | 0.38 | 0 | 0 | 0.38 | 0 |  | --> | C17 ex MANOR STREET | Manor Street [T41,T42] | WATERFORD |  | 52.2602 | -7.1066
MV/LV Substation BI***187Y |  | 10 kV | _ | LV | 400 kVA :Kiosk Substation | 0.4 | --> | 0.4 | 0 | 0 | Constrained, otherwise capacity available =318 kVA | --> | 0.38 | 0 | 0 | 0 | 0 | Constrained, otherwise capacity available =391 kW | --> | C12 ex GRANGE (SR) | Grange (sr) [T41,T42] | BUTLERSTOWN |  | 52.2377 | -7.1065
MV/LV Substation FO***190Y |  | 10 kV | _ | LV | 630 kVA :Building Structure | 0.63 | --> | 0.63 | 0.5 | 3.82 |  | --> | 0.598 | 0 | 0 | 0.5 | 0 |  | --> | C20 ex WATERFORD | Waterford [T41,T42] | WATERFORD |  | 52.261 | -7.1199
MV/LV Substation SH***191 |  | 10 kV | _ | LV | 630 kVA :Building Structure | 0.63 | --> | 0.63 | 0 | 0 | Constrained, otherwise capacity available =465 kVA | --> | 0.598 | 0 | 0 | 0 | 0 | Constrained, otherwise capacity available =621 kW | --> | C30 ex WATERFORD IND EST | Waterford Ind Est [T41,T42,T44] | BUTLERSTOWN |  | 52.2497 | -7.1374
MV/LV Substation BA***193 |  | 10 kV | _ | LV | 630 kVA :Kiosk Substation | 0.63 | --> | 0.63 | 0 | 0 | Constrained, otherwise capacity available =527 kVA | --> | 0.598 | 0 | 0.011 | 0 | 0 | Constrained, otherwise capacity available =604 kW | --> | C21 ex WATERFORD IND EST | Waterford Ind Est [T41,T42,T44] | BUTLERSTOWN |  | 52.2436 | -7.1385
MV/LV Substation SI***193Y |  | 10 kV | _ | LV | 400 kVA :Kiosk Substation | 0.4 | --> | 0.4 | 0 | 0 | Constrained, otherwise capacity available =204 kVA | --> | 0.38 | 0 | 0.011 | 0 | 0 | Constrained, otherwise capacity available =398 kW | --> | C21 ex WATERFORD IND EST | Waterford Ind Est [T41,T42,T44] | BUTLERSTOWN |  | 52.2332 | -7.1442
MV/LV Substation BA***194 |  | 10 kV | _ | LV | 630 kVA :Kiosk Substation | 0.63 | --> | 0.63 | 0 | 0 | Constrained, otherwise capacity available =562 kVA | --> | 0.598 | 0 | 0 | 0 | 0 | Constrained, otherwise capacity available =608 kW | --> | C21 ex WATERFORD IND EST | Waterford Ind Est [T41,T42,T44] | BUTLERSTOWN |  | 52.2438 | -7.1354
MV/LV Substation QU***194X |  | 10 kV | _ | LV | 630 kVA :Building Structure | 0.63 | --> | 0.63 | 0.5 | 0.53 | Constrained, otherwise capacity available =532 kVA | --> | 0.598 | 0 | 0 | 0.5 | 0 |  | --> | C14 ex MANOR STREET | Manor Street [T41,T42] | WATERFORD |  | 52.2544 | -7.112
MV/LV Substation SI***194Y |  | 10 kV | _ | LV | 400 kVA :Kiosk Substation | 0.4 | --> | 0.4 | 0 | 0 | Constrained, otherwise capacity available =362 kVA | --> | 0.38 | 0 | 0 | 0 | 0 | Constrained, otherwise capacity available =385 kW | --> | C21 ex WATERFORD IND EST | Waterford Ind Est [T41,T42,T44] | BUTLERSTOWN |  | 52.235 | -7.1456
MV/LV Substation BA***195 |  | 10 kV | _ | LV | 400 kVA :Kiosk Substation | 0.4 | --> | 0.4 | 0 | 0 | Constrained, otherwise capacity available =362 kVA | --> | 0.38 | 0 | 0.005 | 0 | 0 | Constrained, otherwise capacity available =382 kW | --> | C21 ex WATERFORD IND EST | Waterford Ind Est [T41,T42,T44] | BUTLERSTOWN |  | 52.2443 | -7.1344
MV/LV Substation HA***199 |  | 10 kV | _ | LV | 400 kVA :Kiosk Substation | 0.4 | --> | 0.4 | 0.274 | 0.95 |  | --> | 0.38 | 0 | 0.052 | 0.358 | 0 |  | --> | C25 ex TYCOR | Tycor [T41,T42] | WATERFORD |  | 52.2598 | -7.1356
MV/LV Substation SU***200Y |  | 10 kV | _ | LV | 630 kVA :Building Structure | 0.63 | --> | 0.63 | 0.356 | 0.53 |  | --> | 0.598 | 0 | 0 | 0.5 | 0 |  | --> | C20 ex MANOR STREET | Manor Street [T41,T42] | WATERFORD |  | 52.2468 | -7.1215
MV/LV Substation DE***203Y |  | 10 kV | _ | LV | 630 kVA :Kiosk Substation | 0.63 | --> | 0.63 | 0.5 | 0.53 | Constrained, otherwise capacity available =559 kVA | --> | 0.598 | 0 | 0.02 | 0.5 | 0 |  | --> | C16 ex MANOR STREET | Manor Street [T41,T42] | WATERFORD |  | 52.2532 | -7.1018
MV/LV Substation SC***205X |  | 10 kV | _ | LV | 630 kVA :Kiosk Substation | 0.63 | --> | 0.63 | 0.484 | 0.53 |  | --> | 0.598 | 0 | 0 | 0.5 | 0 |  | --> | C16 ex MANOR STREET | Manor Street [T41,T42] | WATERFORD |  | 52.2576 | -7.1017
MV/LV Substation SI***205Y |  | 10 kV | _ | LV | 400 kVA :Kiosk Substation | 0.4 | --> | 0.4 | 0 | 0 | Constrained, otherwise capacity available =369 kVA | --> | 0.38 | 0 | 0 | 0 | 0 | Constrained, otherwise capacity available =384 kW | --> | C21 ex WATERFORD IND EST | Waterford Ind Est [T41,T42,T44] | BUTLERSTOWN |  | 52.234 | -7.1442
MV/LV Substation LU***206 |  | 10 kV | _ | LV | 50 kVA :Pole Substation | 0.05 | --> | 0.05 | 0 | 0 | Constrained, otherwise capacity available =47 kVA | --> | 0.048 | 0 | 0 | 0.048 | 0 |  | --> | C14 ex BALLYHALE | Ballyhale [T42,T421] | KILKENNY |  | 52.3985 | -7.1826
MV/LV Substation SH***206Y |  | 10 kV | _ | LV | 630 kVA :Building Structure | 0.63 | --> | 0.63 | 0.476 | 0.53 |  | --> | 0.598 | 0 | 0.05 | 0.5 | 0 |  | --> | C17 ex MANOR STREET | Manor Street [T41,T42] | WATERFORD |  | 52.2623 | -7.1128
MV/LV Substation AN***208X |  | 10 kV | _ | LV | 400 kVA :Kiosk Substation | 0.4 | --> | 0.4 | 0 | 0 | Constrained, otherwise capacity available =287 kVA | --> | 0.38 | 0 | 0.117 | 0 | 0 | Constrained, otherwise capacity available =308 kW | --> | E12 ex KILCARRAGH | Kilcarragh [T421,T422] | BUTLERSTOWN |  | 52.2323 | -7.0661
MV/LV Substation CO***208Y |  | 10 kV | _ | LV | 200 kVA :Building Structure | 0.2 | --> | 0.2 | 0.094 | 8.16 |  | --> | 0.19 | 0 | 0.011 | 0.196 | 0 |  | --> | C12 ex MOUNT MISERY | Mount Misery [T41,T42] | WATERFORD |  | 52.2647 | -7.0986
MV/LV Substation GR***212Y |  | 10 kV | _ | LV | 200 kVA :Kiosk Substation | 0.2 | --> | 0.2 | 0.175 | 3.82 |  | --> | 0.19 | 0 | 0.005 | 0.19 | 0 |  | --> | C14 ex WATERFORD | Waterford [T41,T42] | WATERFORD |  | 52.264 | -7.1374
MV/LV Substation GR***214Y |  | 10 kV | _ | LV | 200 kVA :Kiosk Substation | 0.2 | --> | 0.2 | 0.171 | 3.82 |  | --> | 0.19 | 0 | 0.005 | 0.19 | 0 |  | --> | C14 ex WATERFORD | Waterford [T41,T42] | WATERFORD |  | 52.2639 | -7.1399
MV/LV Substation WI***216X |  | 20 kV | _ | LV | 200 kVA :Kiosk Substation | 0.2 | --> | 0.2 | 0 | 0 | Constrained, otherwise capacity available =106 kVA | --> | 0.19 | 0 | 0.084 | 0 | 0 | Constrained, otherwise capacity available =140 kW | --> | E12 ex KILCARRAGH | Kilcarragh [T421,T422] | BUTLERSTOWN |  | 52.2377 | -7.0957
MV/LV Substation GR***217X |  | 10 kV | _ | LV | 200 kVA :Kiosk Substation | 0.2 | --> | 0.2 | 0 | 0 | Constrained, otherwise capacity available =141 kVA | --> | 0.19 | 0 | 0.067 | 0 | 0 | Constrained, otherwise capacity available =148 kW | --> | E12 ex KILCARRAGH | Kilcarragh [T421,T422] | BUTLERSTOWN |  | 52.2364 | -7.0756
MV/LV Substation IN***219 |  | 10 kV | _ | LV | 630 kVA :Building Structure | 0.63 | --> | 0.63 | 0.5 | 13.6 |  | --> | 0.598 | 0 | 0 | 0.5 | 0 |  | --> | C23 ex KILLOTERAN | Killoteran [T101,T102] | KILLOTERAN |  | 52.2521 | -7.1467
MV/LV Substation CO***223X |  | 10 kV | _ | LV | 400 kVA :Kiosk Substation | 0.4 | --> | 0.4 | 0 | 0 | Constrained, otherwise capacity available =274 kVA | --> | 0.38 | 0 | 0.054 | 0 | 0 | Constrained, otherwise capacity available =357 kW | --> | E12 ex KILCARRAGH | Kilcarragh [T421,T422] | BUTLERSTOWN |  | 52.2403 | -7.0764
MV/LV Substation TR***225X |  | 10 kV | _ | LV | 630 kVA :Kiosk Substation | 0.63 | --> | 0.63 | 0.498 | 0.53 |  | --> | 0.598 | 0 | 0.01 | 0.5 | 0 |  | --> | C20 ex MANOR STREET | Manor Street [T41,T42] | WATERFORD |  | 52.2499 | -7.1161
MV/LV Substation PA***226X |  | 10 kV | _ | LV | 400 kVA :Building Structure | 0.4 | --> | 0.4 | 0.292 | 0.53 |  | --> | 0.38 | 0 | 0.016 | 0.383 | 0 |  | --> | C16 ex MANOR STREET | Manor Street [T41,T42] | WATERFORD |  | 52.2569 | -7.1015
MV/LV Substation FA***227Y |  | 10 kV | _ | LV | 400 kVA :Kiosk Substation | 0.4 | --> | 0.4 | 0 | 0 | Constrained, otherwise capacity available =327 kVA | --> | 0.38 | 0 | 0 | 0 | 0 | Constrained, otherwise capacity available =390 kW | --> | C17 ex GRANGE (SR) | Grange (sr) [T41,T42] | BUTLERSTOWN |  | 52.2464 | -7.081
MV/LV Substation TH***228X |  | 10 kV | _ | LV | 200 kVA :Kiosk Substation | 0.2 | --> | 0.2 | 0.135 | 0.53 |  | --> | 0.19 | 0 | 0.069 | 0.148 | 0 |  | --> | C11 ex MANOR STREET | Manor Street [T41,T42] | WATERFORD |  | 52.2524 | -7.0698
MV/LV Substation PA***230Y |  | 10 kV | _ | LV | 630 kVA :Building Structure | 0.63 | --> | 0.63 | 0.5 | 0.53 | Constrained, otherwise capacity available =611 kVA | --> | 0.598 | 0 | 0 | 0.5 | 0 |  | --> | C17 ex MANOR STREET | Manor Street [T41,T42] | WATERFORD |  | 52.2576 | -7.1099
MV/LV Substation GO***231X |  | 10 kV | _ | LV | 630 kVA :Kiosk Substation | 0.63 | --> | 0.63 | 0.5 | 0.53 | Constrained, otherwise capacity available =578 kVA | --> | 0.598 | 0 | 0 | 0.5 | 0 |  | --> | C20 ex MANOR STREET | Manor Street [T41,T42] | WATERFORD |  | 52.2547 | -7.1172
MV/LV Substation TH***231Y |  | 10 kV | _ | LV | 200 kVA :Kiosk Substation | 0.2 | --> | 0.2 | 0 | 0 | Constrained, otherwise capacity available =188 kVA | --> | 0.19 | 0 | 0 | 0 | 0 | Constrained, otherwise capacity available =192 kW | --> | C12 ex GRANGE (SR) | Grange (sr) [T41,T42] | BUTLERSTOWN |  | 52.2412 | -7.1137
MV/LV Substation CL***234 |  | 20 kV | _ | LV | 50 kVA :Pole Substation | 0.05 | --> | 0.05 | 0.024 | 8.16 |  | --> | 0.048 | 0 | 0 | 0.051 | 0 |  | --> | C17 ex MOUNT MISERY | Mount Misery [T41,T42] | WATERFORD |  | 52.2867 | -7.1206
MV/LV Substation GO***236X |  | 10 kV | _ | LV | 400 kVA :Kiosk Substation | 0.4 | --> | 0.4 | 0.348 | 0.53 |  | --> | 0.38 | 0 | 0 | 0.387 | 0 |  | --> | C11 ex MANOR STREET | Manor Street [T41,T42] | WATERFORD |  | 52.2488 | -7.0603
MV/LV Substation OZ***236Y |  | 10 kV | _ | LV | 630 kVA :Building Structure | 0.63 | --> | 0.63 | 0.5 | 0.53 |  | --> | 0.598 | 0 | 0.005 | 0.5 | 0 |  | --> | C14 ex MANOR STREET | Manor Street [T41,T42] | WATERFORD |  | 52.2502 | -7.1123
MV/LV Substation BA***238Y |  | 10 kV | _ | LV | 200 kVA :Kiosk Substation | 0.2 | --> | 0.2 | 0 | 0 | Constrained, otherwise capacity available =147 kVA | --> | 0.19 | 0 | 0.026 | 0 | 0 | Constrained, otherwise capacity available =178 kW | --> | E12 ex KILCARRAGH | Kilcarragh [T421,T422] | BUTLERSTOWN |  | 52.2396 | -7.0617
MV/LV Substation AB***239Y |  | 10 kV | _ | LV | 400 kVA :Kiosk Substation | 0.4 | --> | 0.4 | 0.346 | 8.16 |  | --> | 0.38 | 0 | 0.003 | 0.385 | 0 |  | --> | C12 ex MOUNT MISERY | Mount Misery [T41,T42] | WATERFORD |  | 52.2664 | -7.0931
MV/LV Substation CO***240 |  | 10 kV | _ | LV | 200 kVA :Kiosk Substation | 0.2 | --> | 0.2 | 0 | 0 | Constrained, otherwise capacity available =140 kVA | --> | 0.19 | 0 | 0.012 | 0.189 | 0 |  | --> | C12 ex GRANAGH | Granagh [T41,T42] | WATERFORD |  | 52.2923 | -7.2508
MV/LV Substation TH***242X |  | 10 kV | _ | LV | 200 kVA :Kiosk Substation | 0.2 | --> | 0.2 | 0 | 0 | Constrained, otherwise capacity available =99 kVA | --> | 0.19 | 0 | 0.091 | 0 | 0 | Constrained, otherwise capacity available =136 kW | --> | C12 ex GRANGE (SR) | Grange (sr) [T41,T42] | BUTLERSTOWN |  | 52.243 | -7.1006
MV/LV Substation BA***242Y |  | 20 kV | _ | LV | 100 kVA :Pole Substation | 0.1 | --> | 0.1 | 0 | 0 | Constrained, otherwise capacity available =99 kVA | --> | 0.095 | 0 | 0 | 0 | 0 | Constrained, otherwise capacity available =95 kW | --> | E11 ex KILCARRAGH | Kilcarragh [T421,T422] | BUTLERSTOWN |  | 52.238 | -7.0253
MV/LV Substation SI***245Y |  | 10 kV | _ | LV | 200 kVA :Kiosk Substation | 0.2 | --> | 0.2 | 0 | 0 | Constrained, otherwise capacity available =141 kVA | --> | 0.19 | 0 | 0.053 | 0 | 0 | Constrained, otherwise capacity available =159 kW | --> | C21 ex WATERFORD IND EST | Waterford Ind Est [T41,T42,T44] | BUTLERSTOWN |  | 52.232 | -7.1447
MV/LV Substation NE***246Y |  | 10 kV | _ | LV | 630 kVA :Building Structure | 0.63 | --> | 0.63 | 0 | 0 | Constrained, otherwise capacity available =503 kVA | --> | 0.598 | 0 | 0 | 0 | 0 | Constrained, otherwise capacity available =616 kW | --> | E12 ex KILCARRAGH | Kilcarragh [T421,T422] | BUTLERSTOWN |  | 52.2412 | -7.0673
MV/LV Substation IN***248 |  | 10 kV | _ | LV | 630 kVA :Building Structure | 0.63 | --> | 0.63 | 0.5 | 13.6 |  | --> | 0.598 | 0 | 0 | 0.5 | 0 |  | --> | C23 ex KILLOTERAN | Killoteran [T101,T102] | KILLOTERAN |  | 52.2519 | -7.1491
MV/LV Substation IE***249Y |  | 10 kV | _ | LV | 630 kVA :Building Structure | 0.63 | --> | 0.63 | 0.5 | 0.95 |  | --> | 0.598 | 0 | 0 | 0.5 | 0 |  | --> | C22 ex TYCOR | Tycor [T41,T42] | WATERFORD |  | 52.2567 | -7.1501
MV/LV Substation OA***250 |  | 10 kV | _ | LV | 400 kVA :Kiosk Substation | 0.4 | --> | 0.4 | 0 | 0 | Constrained, otherwise capacity available =252 kVA | --> | 0.38 | 0 | 0.051 | 0 | 0 | Constrained, otherwise capacity available =362 kW | --> | C17 ex GRANGE (SR) | Grange (sr) [T41,T42] | BUTLERSTOWN |  | 52.2429 | -7.0811
MV/LV Substation IE***250Y |  | 10 kV | _ | LV | 400 kVA :Building Structure | 0.4 | --> | 0.4 | 0.4 | 13.6 |  | --> | 0.38 | 0 | 0 | 0.38 | 0 |  | --> | C27 ex KILLOTERAN | Killoteran [T101,T102] | KILLOTERAN |  | 52.2443 | -7.1588
MV/LV Substation CR***251Y |  | 10 kV | _ | LV | 50 kVA :Pole Substation | 0.05 | --> | 0.05 | 0.004 | 13.6 |  | --> | 0.048 | 0 | 0 | 0.053 | 0 |  | --> | C22 ex KILLOTERAN | Killoteran [T101,T102] | KILLOTERAN |  | 52.2427 | -7.1519
MV/LV Substation IN***252 |  | 10 kV | _ | LV | 630 kVA :Building Structure | 0.63 | --> | 0.63 | 0 | 0 | Constrained, otherwise capacity available =630 kVA | --> | 0.598 | 0 | 0 | 0 | 0 | Constrained, otherwise capacity available =598 kW | --> | C15 ex WATERFORD IND EST | Waterford Ind Est [T41,T42,T44] | BUTLERSTOWN |  | 52.2474 | -7.1483
MV/LV Substation IN***253 |  | 10 kV | _ | LV | 630 kVA :Building Structure | 0.63 | --> | 0.63 | 0.5 | 13.6 |  | --> | 0.598 | 0 | 0 | 0.5 | 0 |  | --> | C23 ex KILLOTERAN | Killoteran [T101,T102] | KILLOTERAN |  | 52.2536 | -7.1465
MV/LV Substation EI***255 |  | 20 kV | _ | LV | 100 kVA :Pole Substation | 0.1 | --> | 0.1 | 0.1 | 8.16 |  | --> | 0.095 | 0 | 0 | 0.095 | 0 |  | --> | C17 ex MOUNT MISERY | Mount Misery [T41,T42] | WATERFORD |  | 52.2878 | -7.0636
MV/LV Substation BA***258X |  | 10 kV | _ | LV | 200 kVA :Pole Substation | 0.2 | --> | 0.2 | 0.134 | 0.95 |  | --> | 0.19 | 0 | 0.003 | 0.196 | 0 |  | --> | C25 ex TYCOR | Tycor [T41,T42] | WATERFORD |  | 52.2643 | -7.1432
MV/LV Substation CA***259Y |  | 10 kV | _ | LV | 400 kVA :Kiosk Substation | 0.4 | --> | 0.4 | 0.322 | 3.82 |  | --> | 0.38 | 0 | 0.008 | 0.385 | 0 |  | --> | C14 ex WATERFORD | Waterford [T41,T42] | WATERFORD |  | 52.2638 | -7.1348
MV/LV Substation KI***260 |  | 10 kV | _ | LV | 50 kVA :Pole Substation | 0.05 | --> | 0.05 | 0 | 0 | Constrained, otherwise capacity available =46 kVA | --> | 0.048 | 0 | 0 | 0.048 | 0 |  | --> | C15 ex GRANAGH | Granagh [T41,T42] | WATERFORD |  | 52.3085 | -7.1727
MV/LV Substation IN***262Y |  | 10 kV | _ | LV | 400 kVA :Building Structure | 0.4 | --> | 0.4 | 0.263 | 13.6 |  | --> | 0.38 | 0 | 0 | 0.398 | 0 |  | --> | C23 ex KILLOTERAN | Killoteran [T101,T102] | KILLOTERAN |  | 52.2526 | -7.1493
MV/LV Substation BA***264 |  | 10 kV | _ | LV | 50 kVA :Pole Substation | 0.05 | --> | 0.05 | 0.044 | 13.6 |  | --> | 0.048 | 0 | 0 | 0.048 | 0 |  | --> | C22 ex KILLOTERAN | Killoteran [T101,T102] | KILLOTERAN |  | 52.2208 | -7.1236
MV/LV Substation FR***265X |  | 10 kV | _ | LV | 50 kVA :Pole Substation | 0.05 | --> | 0.05 | 0 | 0 | Constrained, otherwise capacity available =29 kVA | --> | 0.048 | 0 | 0 | 0.05 | 0 |  | --> | C14 ex BALLYHALE | Ballyhale [T42,T421] | KILKENNY |  | 52.367 | -7.1727
MV/LV Substation CR***266 |  | 10 kV | _ | LV | 400 kVA :Kiosk Substation | 0.4 | --> | 0.4 | 0.329 | 0.95 |  | --> | 0.38 | 0 | 0.023 | 0.372 | 0 |  | --> | C25 ex TYCOR | Tycor [T41,T42] | WATERFORD |  | 52.2611 | -7.1377
MV/LV Substation MU***267X |  | 20 kV | _ | LV | 200 kVA :Kiosk Substation | 0.2 | --> | 0.2 | 0.163 | 8.16 |  | --> | 0.19 | 0 | 0.053 | 0.156 | 0 |  | --> | C17 ex MOUNT MISERY | Mount Misery [T41,T42] | WATERFORD |  | 52.2848 | -7.1145
MV/LV Substation GP***268Y |  | 20 kV | _ | LV | 50 kVA :Pole Substation | 0.05 | --> | 0.05 | 0.041 | 8.16 |  | --> | 0.048 | 0 | 0 | 0.049 | 0 |  | --> | C17 ex MOUNT MISERY | Mount Misery [T41,T42] | WATERFORD |  | 52.2887 | -7.0662
MV/LV Substation IN***270 |  | 10 kV | _ | LV | 630 kVA :Kiosk Substation | 0.63 | --> | 0.63 | 0.448 | 13.6 |  | --> | 0.598 | 0 | 0 | 0.5 | 0 |  | --> | C23 ex KILLOTERAN | Killoteran [T101,T102] | KILLOTERAN |  | 52.2561 | -7.1464
MV/LV Substation BA***270Y |  | 10 kV | _ | LV | 50 kVA :Pole Substation | 0.05 | --> | 0.05 | 0 | 0 | Constrained, otherwise capacity available =43 kVA | --> | 0.048 | 0 | 0 | 0.048 | 0 |  | --> | C15 ex GRANAGH | Granagh [T41,T42] | WATERFORD |  | 52.3356 | -7.171
MV/LV Substation IE***271 |  | 10 kV | _ | LV | 630 kVA :Building Structure | 0.63 | --> | 0.63 | 0.5 | 0.95 |  | --> | 0.598 | 0 | 0 | 0.5 | 0 |  | --> | C22 ex TYCOR | Tycor [T41,T42] | WATERFORD |  | 52.2578 | -7.1473
MV/LV Substation SK***272 |  | 10 kV | _ | LV | 400 kVA :Kiosk Substation | 0.4 | --> | 0.4 | 0.385 | 13.6 |  | --> | 0.38 | 0 | 0 | 0.382 | 0 |  | --> | C23 ex KILLOTERAN | Killoteran [T101,T102] | KILLOTERAN |  | 52.2542 | -7.1462
MV/LV Substation TE***272Y |  | 10 kV | _ | LV | 400 kVA :Kiosk Substation | 0.4 | --> | 0.4 | 0 | 0 | Constrained, otherwise capacity available =322 kVA | --> | 0.38 | 0 | 0.003 | 0 | 0 | Constrained, otherwise capacity available =388 kW | --> | C21 ex WATERFORD IND EST | Waterford Ind Est [T41,T42,T44] | BUTLERSTOWN |  | 52.241 | -7.1328
MV/LV Substation UR***274 |  | 10 kV | _ | LV | 400 kVA :Kiosk Substation | 0.4 | --> | 0.4 | 0 | 0 | Constrained, otherwise capacity available =336 kVA | --> | 0.38 | 0 | 0.011 | 0 | 0 | Constrained, otherwise capacity available =380 kW | --> | C12 ex GRANGE (SR) | Grange (sr) [T41,T42] | BUTLERSTOWN |  | 52.2462 | -7.1163
MV/LV Substation WI***274Y |  | 20 kV | _ | LV | 50 kVA :Pole Substation | 0.05 | --> | 0.05 | 0 | 0 | Constrained, otherwise capacity available =48 kVA | --> | 0.048 | 0 | 0 | 0 | 0 | Constrained, otherwise capacity available =48 kW | --> | E12 ex KILCARRAGH | Kilcarragh [T421,T422] | BUTLERSTOWN |  | 52.2365 | -7.0837
MV/LV Substation C.***280 |  | 10 kV | _ | LV | 400 kVA :Building Structure | 0.4 | --> | 0.4 | 0.339 | 8.16 |  | --> | 0.38 | 0 | 0 | 0.388 | 0 |  | --> | C13 ex MOUNT MISERY | Mount Misery [T41,T42] | WATERFORD |  | 52.268 | -7.1245
MV/LV Substation SI***280Y |  | 10 kV | _ | LV | 400 kVA :Kiosk Substation | 0.4 | --> | 0.4 | 0 | 0 | Constrained, otherwise capacity available =327 kVA | --> | 0.38 | 0 | 0.025 | 0 | 0 | Constrained, otherwise capacity available =371 kW | --> | C21 ex WATERFORD IND EST | Waterford Ind Est [T41,T42,T44] | BUTLERSTOWN |  | 52.2354 | -7.1431
MV/LV Substation ST***281Y |  | 10 kV | _ | LV | 630 kVA :Kiosk Substation | 0.63 | --> | 0.63 | 0.5 | 0.53 | Constrained, otherwise capacity available =595 kVA | --> | 0.598 | 0 | 0 | 0.5 | 0 |  | --> | C14 ex MANOR STREET | Manor Street [T41,T42] | WATERFORD |  | 52.2521 | -7.1088
MV/LV Substation RI***284Y |  | 10 kV | _ | LV | 400 kVA :Kiosk Substation | 0.4 | --> | 0.4 | 0.366 | 0.53 |  | --> | 0.38 | 0 | 0 | 0.384 | 0 |  | --> | C21 ex MANOR STREET | Manor Street [T41,T42] | WATERFORD |  | 52.2559 | -7.1162
MV/LV Substation WI***287Y |  | 20 kV | _ | LV | 200 kVA :Kiosk Substation | 0.2 | --> | 0.2 | 0 | 0 | Constrained, otherwise capacity available =180 kVA | --> | 0.19 | 0 | 0 | 0 | 0 | Constrained, otherwise capacity available =193 kW | --> | E11 ex KILCARRAGH | Kilcarragh [T421,T422] | BUTLERSTOWN |  | 52.2601 | -7.0257
MV/LV Substation AN***290Y |  | 10 kV | _ | LV | 400 kVA :Building Structure | 0.4 | --> | 0.4 | 0.242 | 3.82 |  | --> | 0.38 | 0 | 0.056 | 0.36 | 0 |  | --> | C13 ex WATERFORD | Waterford [T41,T42] | WATERFORD |  | 52.2627 | -7.1191
MV/LV Substation OA***292 |  | 10 kV | _ | LV | 400 kVA :Kiosk Substation | 0.4 | --> | 0.4 | 0.291 | 0.95 |  | --> | 0.38 | 0 | 0.026 | 0.375 | 0 |  | --> | C25 ex TYCOR | Tycor [T41,T42] | WATERFORD |  | 52.2618 | -7.1402
MV/LV Substation IN***294 |  | 10 kV | _ | LV | 630 kVA :Building Structure | 0.63 | --> | 0.63 | 0.5 | 13.6 |  | --> | 0.598 | 0 | 0 | 0.5 | 0 |  | --> | C27 ex KILLOTERAN | Killoteran [T101,T102] | KILLOTERAN |  | 52.2451 | -7.1582
MV/LV Substation BA***297 |  | 10 kV | _ | LV | 400 kVA :Kiosk Substation | 0.4 | --> | 0.4 | 0 | 0 | Constrained, otherwise capacity available =315 kVA | --> | 0.38 | 0 | 0.005 | 0 | 0 | Constrained, otherwise capacity available =388 kW | --> | C17 ex WATERFORD IND EST | Waterford Ind Est [T41,T42,T44] | BUTLERSTOWN |  | 52.2393 | -7.1479
MV/LV Substation BU***302 |  | 10 kV | _ | LV | 400 kVA :Kiosk Substation | 0.4 | --> | 0.4 | 0.268 | 0.53 |  | --> | 0.38 | 0 | 0.006 | 0.393 | 0 |  | --> | C12 ex MANOR STREET | Manor Street [T41,T42] | WATERFORD |  | 52.2576 | -7.1153
MV/LV Substation CH***304Y |  | 10 kV | _ | LV | 400 kVA :Kiosk Substation | 0.4 | --> | 0.4 | 0.378 | 0.53 |  | --> | 0.38 | 0 | 0 | 0.383 | 0 |  | --> | C16 ex MANOR STREET | Manor Street [T41,T42] | WATERFORD |  | 52.2509 | -7.1045
MV/LV Substation BE***305Y |  | 20 kV | _ | LV | 400 kVA :Kiosk Substation | 0.4 | --> | 0.4 | 0.316 | 3.76 |  | --> | 0.38 | 0 | 0 | 0.391 | 0 |  | --> | E17 ex BELVIEW | Belview [T421,T422] | WATERFORD |  | 52.2677 | -7.033
MV/LV Substation IE***306 |  | 10 kV | _ | LV | 400 kVA :Building Structure | 0.4 | --> | 0.4 | 0.299 | 0.95 |  | --> | 0.38 | 0 | 0.2 | 0.245 | 0 |  | --> | C22 ex TYCOR | Tycor [T41,T42] | WATERFORD |  | 52.2585 | -7.1455
MV/LV Substation GR***306Y |  | 10 kV | _ | LV | 400 kVA :Building Structure | 0.4 | --> | 0.4 | 0 | 0 | Constrained, otherwise capacity available =380 kVA | --> | 0.38 | 0 | 0 | 0 | 0 | Constrained, otherwise capacity available =383 kW | --> | C12 ex GRANGE (SR) | Grange (sr) [T41,T42] | BUTLERSTOWN |  | 52.2429 | -7.1124
MV/LV Substation BO***309 |  | 10 kV | _ | LV | 200 kVA :Kiosk Substation | 0.2 | --> | 0.2 | 0.139 | 3.82 |  | --> | 0.19 | 0 | 0.016 | 0.186 | 0 |  | --> | C14 ex WATERFORD | Waterford [T41,T42] | WATERFORD |  | 52.2675 | -7.138
MV/LV Substation RI***309Y |  | 10 kV | _ | LV | 400 kVA :Kiosk Substation | 0.4 | --> | 0.4 | 0 | 0 | Constrained, otherwise capacity available =324 kVA | --> | 0.38 | 0 | 0 | 0 | 0 | Constrained, otherwise capacity available =390 kW | --> | C12 ex GRANGE (SR) | Grange (sr) [T41,T42] | BUTLERSTOWN |  | 52.2376 | -7.1131
MV/LV Substation KI***311 |  | 10 kV | _ | LV | 400 kVA :Building Structure | 0.4 | --> | 0.4 | 0.281 | 8.16 |  | --> | 0.38 | 0 | 0.2 | 0.248 | 0 |  | --> | C11 ex MOUNT MISERY | Mount Misery [T41,T42] | WATERFORD |  | 52.2799 | -7.1641
MV/LV Substation CA***311Y |  | 10 kV | _ | LV | 400 kVA :Kiosk Substation | 0.4 | --> | 0.4 | 0 | 0 | Constrained, otherwise capacity available =345 kVA | --> | 0.38 | 0 | 0.002 | 0 | 0 | Constrained, otherwise capacity available =386 kW | --> | C17 ex GRANGE (SR) | Grange (sr) [T41,T42] | BUTLERSTOWN |  | 52.2418 | -7.0937
MV/LV Substation KE***314 |  | 10 kV | _ | LV | 630 kVA :Building Structure | 0.63 | --> | 0.63 | 0.5 | 0.95 |  | --> | 0.598 | 0 | 0.023 | 0.5 | 0 |  | --> | C13 ex TYCOR | Tycor [T41,T42] | WATERFORD |  | 52.2548 | -7.1314
MV/LV Substation KN***314Y |  | 20 kV | _ | LV | 50 kVA :Pole Substation | 0.05 | --> | 0.05 | 0 | 0 | Constrained, otherwise capacity available =48 kVA | --> | 0.048 | 0 | 0 | 0 | 0 | Constrained, otherwise capacity available =48 kW | --> | E11 ex KILCARRAGH | Kilcarragh [T421,T422] | BUTLERSTOWN |  | 52.2383 | -6.9799
MV/LV Substation BE***315Y |  | 10 kV | _ | LV | 400 kVA :Kiosk Substation | 0.4 | --> | 0.4 | 0.306 | 8.16 |  | --> | 0.38 | 0 | 0.021 | 0.377 | 0 |  | --> | C12 ex MOUNT MISERY | Mount Misery [T41,T42] | WATERFORD |  | 52.2684 | -7.0937
MV/LV Substation BA***318 |  | 10 kV | _ | LV | 400 kVA :Kiosk Substation | 0.4 | --> | 0.4 | 0.285 | 0.53 |  | --> | 0.38 | 0 | 0.111 | 0.313 | 0 |  | --> | C11 ex MANOR STREET | Manor Street [T41,T42] | WATERFORD |  | 52.2443 | -7.0652
MV/LV Substation TE***320Y |  | 10 kV | _ | LV | 630 kVA :Building Structure | 0.63 | --> | 0.63 | 0.5 | 13.6 |  | --> | 0.598 | 0 | 0 | 0.5 | 0 |  | --> | C22 ex KILLOTERAN | Killoteran [T101,T102] | KILLOTERAN |  | 52.2397 | -7.1765
MV/LV Substation BA***321 |  | 10 kV | _ | LV | 100 kVA :Pole Substation | 0.1 | --> | 0.1 | 0 | 0 | Constrained, otherwise capacity available =98 kVA | --> | 0.095 | 0 | 0 | 0.095 | 0 |  | --> | C14 ex BALLYHALE | Ballyhale [T42,T421] | KILKENNY |  | 52.3683 | -7.1756
MV/LV Substation IN***326 |  | 10 kV | _ | LV | 200 kVA :Building Structure | 0.2 | --> | 0.2 | 0 | 0 | Constrained, otherwise capacity available =168 kVA | --> | 0.19 | 0 | 0 | 0 | 0 | Constrained, otherwise capacity available =194 kW | --> | C19 ex WATERFORD IND EST | Waterford Ind Est [T41,T42,T44] | BUTLERSTOWN |  | 52.2503 | -7.1486
MV/LV Substation MA***327Y |  | 10 kV | _ | LV | 200 kVA :Kiosk Substation | 0.2 | --> | 0.2 | 0 | 0 | Constrained, otherwise capacity available =177 kVA | --> | 0.19 | 0 | 0 | 0 | 0 | Constrained, otherwise capacity available =193 kW | --> | C30 ex WATERFORD IND EST | Waterford Ind Est [T41,T42,T44] | BUTLERSTOWN |  | 52.2486 | -7.1319
MV/LV Substation SC***328 |  | 10 kV | _ | LV | 50 kVA :Pole Substation | 0.05 | --> | 0.05 | 0 | 0 | Constrained, otherwise capacity available =48 kVA | --> | 0.048 | 0 | 0.01 | 0.04 | 0 |  | --> | C15 ex GRANAGH | Granagh [T41,T42] | WATERFORD |  | 52.3577 | -7.1698
MV/LV Substation MA***328Y |  | 10 kV | _ | LV | 1000 kVA :Building Structure | 1 | --> | 1 | 0.5 | 0.53 | Constrained, otherwise capacity available =874 kVA | --> | 0.95 | 0 | 0 | 0.5 | 0 |  | --> | C20 ex MANOR STREET | Manor Street [T41,T42] | WATERFORD |  | 52.2523 | -7.1181
MV/LV Substation GE***330Y |  | 10 kV | _ | LV | 630 kVA :Kiosk Substation | 0.63 | --> | 0.63 | 0.5 | 0.95 |  | --> | 0.598 | 0 | 0 | 0.5 | 0 |  | --> | C25 ex TYCOR | Tycor [T41,T42] | WATERFORD |  | 52.2534 | -7.1545
MV/LV Substation GO***332 |  | 10 kV | _ | LV | 630 kVA :Building Structure | 0.63 | --> | 0.63 | 0.5 | 3.82 |  | --> | 0.598 | 0 | 0 | 0.5 | 0 |  | --> | C20 ex WATERFORD | Waterford [T41,T42] | WATERFORD |  | 52.2622 | -7.1202
MV/LV Substation BU***335 |  | 10 kV | _ | LV | 100 kVA :Pole Substation | 0.1 | --> | 0.1 | 0.036 | 13.6 |  | --> | 0.095 | 0 | 0 | 0.103 | 0 |  | --> | C22 ex KILLOTERAN | Killoteran [T101,T102] | KILLOTERAN |  | 52.2413 | -7.1676
MV/LV Substation BA***335Y |  | 10 kV | _ | LV | 50 kVA :Pole Substation | 0.05 | --> | 0.05 | 0 | 0 | Constrained, otherwise capacity available =44 kVA | --> | 0.048 | 0 | 0 | 0.048 | 0 |  | --> | C15 ex GRANAGH | Granagh [T41,T42] | WATERFORD |  | 52.3354 | -7.1764
MV/LV Substation IN***338Y |  | 10 kV | _ | LV | 630 kVA :Building Structure | 0.63 | --> | 0.63 | 0.5 | 0.53 | Constrained, otherwise capacity available =554 kVA | --> | 0.598 | 0 | 0 | 0.5 | 0 |  | --> | C14 ex MANOR STREET | Manor Street [T41,T42] | WATERFORD |  | 52.2531 | -7.1088
MV/LV Substation IN***339Y |  | 10 kV | _ | LV | 400 kVA :Kiosk Substation | 0.4 | --> | 0.4 | 0.397 | 0.53 |  | --> | 0.38 | 0 | 0 | 0.38 | 0 |  | --> | C14 ex MANOR STREET | Manor Street [T41,T42] | WATERFORD |  | 52.2539 | -7.109
MV/LV Substation SE***343Y |  | 10 kV | _ | LV | 400 kVA :Kiosk Substation | 0.4 | --> | 0.4 | 0 | 0 | Constrained, otherwise capacity available =375 kVA | --> | 0.38 | 0 | 0 | 0 | 0 | Constrained, otherwise capacity available =383 kW | --> | C21 ex WATERFORD IND EST | Waterford Ind Est [T41,T42,T44] | BUTLERSTOWN |  | 52.2429 | -7.1324
MV/LV Substation BA***345 |  | 10 kV | _ | LV | 400 kVA :Kiosk Substation | 0.4 | --> | 0.4 | 0 | 0 | Constrained, otherwise capacity available =286 kVA | --> | 0.38 | 0 | 0.01 | 0 | 0 | Constrained, otherwise capacity available =388 kW | --> | C17 ex WATERFORD IND EST | Waterford Ind Est [T41,T42,T44] | BUTLERSTOWN |  | 52.2401 | -7.1489
MV/LV Substation SP***347Y |  | 10 kV | _ | LV | 200 kVA :Kiosk Substation | 0.2 | --> | 0.2 | 0.194 | 0.95 |  | --> | 0.19 | 0 | 0 | 0.191 | 0 |  | --> | C22 ex TYCOR | Tycor [T41,T42] | WATERFORD |  | 52.2598 | -7.1443
MV/LV Substation LI***349Y |  | 10 kV | _ | LV | 400 kVA :Kiosk Substation | 0.4 | --> | 0.4 | 0.311 | 13.6 |  | --> | 0.38 | 0 | 0.01 | 0.385 | 0 |  | --> | C17 ex KILLOTERAN | Killoteran [T101,T102] | KILLOTERAN |  | 52.2503 | -7.1647
MV/LV Substation AV***350 |  | 10 kV | _ | LV | 400 kVA :Kiosk Substation | 0.4 | --> | 0.4 | 0 | 0 | Constrained, otherwise capacity available =292 kVA | --> | 0.38 | 0 | 0.042 | 0 | 0 | Constrained, otherwise capacity available =363 kW | --> | C12 ex GRANGE (SR) | Grange (sr) [T41,T42] | BUTLERSTOWN |  | 52.2374 | -7.1186
MV/LV Substation WE***350Y |  | 10 kV | _ | LV | 630 kVA :Kiosk Substation | 0.63 | --> | 0.63 | 0.316 | 13.6 |  | --> | 0.598 | 0 | 0 | 0.5 | 0 |  | --> | C17 ex KILLOTERAN | Killoteran [T101,T102] | KILLOTERAN |  | 52.2489 | -7.1636
MV/LV Substation WE***351Y |  | 10 kV | _ | LV | 630 kVA :Kiosk Substation | 0.63 | --> | 0.63 | 0.5 | 13.6 |  | --> | 0.598 | 0 | 0 | 0.5 | 0 |  | --> | C17 ex KILLOTERAN | Killoteran [T101,T102] | KILLOTERAN |  | 52.2492 | -7.1625
MV/LV Substation AR***353Y |  | 10 kV | _ | LV | 400 kVA :Kiosk Substation | 0.4 | --> | 0.4 | 0.352 | 8.16 |  | --> | 0.38 | 0 | 0.01 | 0.379 | 0 |  | --> | C12 ex MOUNT MISERY | Mount Misery [T41,T42] | WATERFORD |  | 52.2637 | -7.0953
MV/LV Substation BA***354Y |  | 10 kV | _ | LV | 400 kVA :Kiosk Substation | 0.4 | --> | 0.4 | 0 | 0 | Constrained, otherwise capacity available =400 kVA | --> | 0.38 | 0 | 0 | 0 | 0 | Constrained, otherwise capacity available =380 kW | --> | E12 ex KILCARRAGH | Kilcarragh [T421,T422] | BUTLERSTOWN |  | 52.2402 | -7.065
MV/LV Substation RO***359Y |  | 10 kV | _ | LV | 400 kVA :Kiosk Substation | 0.4 | --> | 0.4 | 0.398 | 8.16 |  | --> | 0.38 | 0 | 0 | 0.38 | 0 |  | --> | C13 ex MOUNT MISERY | Mount Misery [T41,T42] | WATERFORD |  | 52.2653 | -7.1059
MV/LV Substation RE***360 |  | 10 kV | _ | LV | 50 kVA :Pole Substation | 0.05 | --> | 0.05 | 0 | 0 | Constrained, otherwise capacity available =44 kVA | --> | 0.048 | 0 | 0 | 0.048 | 0 |  | --> | C14 ex BALLYHALE | Ballyhale [T42,T421] | KILKENNY |  | 52.3905 | -7.2057
MV/LV Substation AN***361Y |  | 10 kV | _ | LV | 630 kVA :Building Structure | 0.63 | --> | 0.63 | 0.5 | 3.82 |  | --> | 0.598 | 0 | 0 | 0.5 | 0 |  | --> | C13 ex WATERFORD | Waterford [T41,T42] | WATERFORD |  | 52.2626 | -7.1191
MV/LV Substation PA***362Y |  | 10 kV | _ | LV | 400 kVA :Kiosk Substation | 0.4 | --> | 0.4 | 0 | 0 | Constrained, otherwise capacity available =374 kVA | --> | 0.38 | 0 | 0 | 0 | 0 | Constrained, otherwise capacity available =384 kW | --> | C30 ex WATERFORD IND EST | Waterford Ind Est [T41,T42,T44] | BUTLERSTOWN |  | 52.2508 | -7.138
MV/LV Substation SP***363 |  | 10 kV | _ | LV | 50 kVA :Pole Substation | 0.05 | --> | 0.05 | 0 | 0 | Constrained, otherwise capacity available =49 kVA | --> | 0.048 | 0 | 0 | 0 | 0 | Constrained, otherwise capacity available =48 kW | --> | C12 ex GRANGE (SR) | Grange (sr) [T41,T42] | BUTLERSTOWN |  | 52.2448 | -7.1208
MV/LV Substation TH***363Y |  | 10 kV | _ | LV | 630 kVA :Building Structure | 0.63 | --> | 0.63 | 0.5 | 3.82 |  | --> | 0.598 | 0 | 0 | 0.5 | 0 |  | --> | C13 ex WATERFORD | Waterford [T41,T42] | WATERFORD |  | 52.2636 | -7.1205
MV/LV Substation CH***365 |  | 10 kV | _ | LV | 400 kVA :Kiosk Substation | 0.4 | --> | 0.4 | 0.318 | 0.95 |  | --> | 0.38 | 0 | 0.014 | 0.381 | 0 |  | --> | C22 ex TYCOR | Tycor [T41,T42] | WATERFORD |  | 52.2596 | -7.1415
MV/LV Substation GR***365Y |  | 10 kV | _ | LV | 1000 kVA :Building Structure | 1 | --> | 1 | 0.5 | 3.82 |  | --> | 0.95 | 0 | 0 | 0.5 | 0 |  | --> | C13 ex WATERFORD | Waterford [T41,T42] | WATERFORD |  | 52.2641 | -7.1199
MV/LV Substation AS***367Y |  | 20 kV | _ | LV | 400 kVA :Kiosk Substation | 0.4 | --> | 0.4 | 0.377 | 8.16 |  | --> | 0.38 | 0 | 0 | 0.383 | 0 |  | --> | C17 ex MOUNT MISERY | Mount Misery [T41,T42] | WATERFORD |  | 52.2808 | -7.0698
MV/LV Substation MU***369 |  | 20 kV | _ | LV | 50 kVA :Pole Substation | 0.05 | --> | 0.05 | 0.049 | 8.16 |  | --> | 0.048 | 0 | 0 | 0.048 | 0 |  | --> | C17 ex MOUNT MISERY | Mount Misery [T41,T42] | WATERFORD |  | 52.2792 | -7.1201
MV/LV Substation HO***372Y |  | 10 kV | _ | LV | 400 kVA :Kiosk Substation | 0.4 | --> | 0.4 | 0.349 | 8.16 |  | --> | 0.38 | 0 | 0.008 | 0.381 | 0 |  | --> | C12 ex MOUNT MISERY | Mount Misery [T41,T42] | WATERFORD |  | 52.2718 | -7.1101
MV/LV Substation MO***373 |  | 10 kV | _ | LV | 50 kVA :Pole Substation | 0.05 | --> | 0.05 | 0 | 0 | Constrained, otherwise capacity available =46 kVA | --> | 0.048 | 0 | 0 | 0.048 | 0 |  | --> | C12 ex GRANAGH | Granagh [T41,T42] | WATERFORD |  | 52.2904 | -7.2475
MV/LV Substation CA***373Y |  | 10 kV | _ | LV | 200 kVA :Kiosk Substation | 0.2 | --> | 0.2 | 0.174 | 3.82 |  | --> | 0.19 | 0 | 0.005 | 0.19 | 0 |  | --> | C14 ex WATERFORD | Waterford [T41,T42] | WATERFORD |  | 52.2627 | -7.1357
MV/LV Substation BR***374Y |  | 10 kV | _ | LV | 200 kVA :Kiosk Substation | 0.2 | --> | 0.2 | 0 | 0 | Constrained, otherwise capacity available =154 kVA | --> | 0.19 | 0 | 0.01 | 0 | 0 | Constrained, otherwise capacity available =189 kW | --> | C12 ex GRANGE (SR) | Grange (sr) [T41,T42] | BUTLERSTOWN |  | 52.2358 | -7.1135
MV/LV Substation PA***377 |  | 10 kV | _ | LV | 400 kVA :Kiosk Substation | 0.4 | --> | 0.4 | 0.397 | 0.53 |  | --> | 0.38 | 0 | 0.005 | 0.377 | 0 |  | --> | C19 ex MANOR STREET | Manor Street [T41,T42] | WATERFORD |  | 52.2551 | -7.1
MV/LV Substation TE***377Y |  | 10 kV | _ | LV | 400 kVA :Kiosk Substation | 0.4 | --> | 0.4 | 0 | 0 | Constrained, otherwise capacity available =330 kVA | --> | 0.38 | 0 | 0 | 0 | 0 | Constrained, otherwise capacity available =389 kW | --> | C21 ex WATERFORD IND EST | Waterford Ind Est [T41,T42,T44] | BUTLERSTOWN |  | 52.2402 | -7.1344
MV/LV Substation IN***381 |  | 10 kV | _ | LV | 400 kVA :Building Structure | 0.4 | --> | 0.4 | 0 | 0 | Constrained, otherwise capacity available =274 kVA | --> | 0.38 | 0 | 0.1 | 0 | 0 | Constrained, otherwise capacity available =323 kW | --> | C12 ex WATERFORD IND EST | Waterford Ind Est [T41,T42,T44] | BUTLERSTOWN |  | 52.2444 | -7.1631
MV/LV Substation TO***381Y |  | 10 kV | _ | LV | 50 kVA :Pole Substation | 0.05 | --> | 0.05 | 0.039 | 8.16 |  | --> | 0.048 | 0 | 0 | 0.049 | 0 |  | --> | C13 ex MOUNT MISERY | Mount Misery [T41,T42] | WATERFORD |  | 52.2678 | -7.1123
MV/LV Substation BA***382 |  | 10 kV | _ | LV | 630 kVA :Kiosk Substation | 0.63 | --> | 0.63 | 0 | 0 | Constrained, otherwise capacity available =491 kVA | --> | 0.598 | 0 | 0.01 | 0 | 0 | Constrained, otherwise capacity available =610 kW | --> | C17 ex WATERFORD IND EST | Waterford Ind Est [T41,T42,T44] | BUTLERSTOWN |  | 52.2428 | -7.1429
MV/LV Substation BA***384 |  | 20 kV | _ | LV | 50 kVA :Pole Substation | 0.05 | --> | 0.05 | 0.048 | 8.16 |  | --> | 0.048 | 0 | 0 | 0.048 | 0 |  | --> | C17 ex MOUNT MISERY | Mount Misery [T41,T42] | WATERFORD |  | 52.3323 | -7.0645
MV/LV Substation BO***384Y |  | 10 kV | _ | LV | 400 kVA :Kiosk Substation | 0.4 | --> | 0.4 | 0 | 0 | Constrained, otherwise capacity available =332 kVA | --> | 0.38 | 0 | 0 | 0 | 0 | Constrained, otherwise capacity available =389 kW | --> | E12 ex KILCARRAGH | Kilcarragh [T421,T422] | BUTLERSTOWN |  | 52.2386 | -7.0682
MV/LV Substation WA***385 |  | 10 kV | _ | LV | 200 kVA :Pole Substation | 0.2 | --> | 0.2 | 0 | 0 | Constrained, otherwise capacity available =187 kVA | --> | 0.19 | 0 | 0 | 0 | 0 | Constrained, otherwise capacity available =192 kW | --> | C21 ex WATERFORD IND EST | Waterford Ind Est [T41,T42,T44] | BUTLERSTOWN |  | 52.2359 | -7.139
MV/LV Substation DE***387 |  | 10 kV | _ | LV | 50 kVA :Pole Substation | 0.05 | --> | 0.05 | 0.035 | 0.95 |  | --> | 0.048 | 0 | 0 | 0.05 | 0 |  | --> | C25 ex TYCOR | Tycor [T41,T42] | WATERFORD |  | 52.258 | -7.1374
MV/LV Substation PE***388Y |  | 10 kV | _ | LV | 200 kVA :Kiosk Substation | 0.2 | --> | 0.2 | 0.186 | 3.82 |  | --> | 0.19 | 0 | 0 | 0.192 | 0 |  | --> | C13 ex WATERFORD | Waterford [T41,T42] | WATERFORD |  | 52.2627 | -7.1187
MV/LV Substation DE***392Y |  | 10 kV | _ | LV | 630 kVA :Kiosk Substation | 0.63 | --> | 0.63 | 0.5 | 0.53 | Constrained, otherwise capacity available =610 kVA | --> | 0.598 | 0 | 0 | 0.5 | 0 |  | --> | C11 ex MANOR STREET | Manor Street [T41,T42] | WATERFORD |  | 52.2529 | -7.1129
MV/LV Substation TO***395Y |  | 10 kV | _ | LV | 200 kVA :Kiosk Substation | 0.2 | --> | 0.2 | 0 | 0 | Constrained, otherwise capacity available =200 kVA | --> | 0.19 | 0 | 0 | 0 | 0 | Constrained, otherwise capacity available =190 kW | --> | C12 ex WATERFORD IND EST | Waterford Ind Est [T41,T42,T44] | BUTLERSTOWN |  | 52.2476 | -7.1512
MV/LV Substation IN***396 |  | 10 kV | _ | LV | 630 kVA :Building Structure | 0.63 | --> | 0.63 | 0 | 0 | Constrained, otherwise capacity available =603 kVA | --> | 0.598 | 0 | 0 | 0 | 0 | Constrained, otherwise capacity available =602 kW | --> | C19 ex WATERFORD IND EST | Waterford Ind Est [T41,T42,T44] | BUTLERSTOWN |  | 52.2477 | -7.1494
MV/LV Substation WI***396Y |  | 20 kV | _ | LV | 50 kVA :Pole Substation | 0.05 | --> | 0.05 | 0 | 0 | Constrained, otherwise capacity available =29 kVA | --> | 0.048 | 0 | 0.019 | 0 | 0 | Constrained, otherwise capacity available =36 kW | --> | E11 ex KILCARRAGH | Kilcarragh [T421,T422] | BUTLERSTOWN |  | 52.2302 | -7.0697
MV/LV Substation AR***397Y |  | 10 kV | _ | LV | 400 kVA :Kiosk Substation | 0.4 | --> | 0.4 | 0 | 0 | Constrained, otherwise capacity available =320 kVA | --> | 0.38 | 0 | 0.03 | 0 | 0 | Constrained, otherwise capacity available =369 kW | --> | C17 ex GRANGE (SR) | Grange (sr) [T41,T42] | BUTLERSTOWN |  | 52.2423 | -7.0887
MV/LV Substation MC***398Y |  | 10 kV | _ | LV | 630 kVA :Building Structure | 0.63 | --> | 0.63 | 0.5 | 0.53 | Constrained, otherwise capacity available =610 kVA | --> | 0.598 | 0 | 0 | 0.5 | 0 |  | --> | C16 ex MANOR STREET | Manor Street [T41,T42] | WATERFORD |  | 52.2583 | -7.1043
MV/LV Substation NE***4005 |  | 10 kV | _ | LV | 50 kVA :Pole Substation | 0.05 | --> | 0.05 | 0.046 | 8.16 |  | --> | 0.048 | 0 | 0 | 0.048 | 0 |  | --> | C11 ex MOUNT MISERY | Mount Misery [T41,T42] | WATERFORD |  | 52.2777 | -7.1315
MV/LV Substation QU***4006 |  | 10 kV | _ | LV | 50 kVA :Pole Substation | 0.05 | --> | 0.05 | 0.04 | 8.16 |  | --> | 0.048 | 0 | 0 | 0.049 | 0 |  | --> | C11 ex MOUNT MISERY | Mount Misery [T41,T42] | WATERFORD |  | 52.2833 | -7.1463
MV/LV Substation LI***4007 |  | 10 kV | _ | LV | 400 kVA :Building Structure | 0.4 | --> | 0.4 | 0.36 | 8.16 |  | --> | 0.38 | 0 | 0 | 0.385 | 0 |  | --> | C13 ex MOUNT MISERY | Mount Misery [T41,T42] | WATERFORD |  | 52.2649 | -7.1006
MV/LV Substation GR***4015 |  | 10 kV | _ | LV | 50 kVA :Pole Substation | 0.05 | --> | 0.05 | 0.05 | 0.95 |  | --> | 0.048 | 0 | 0 | 0.048 | 0 |  | --> | C25 ex TYCOR | Tycor [T41,T42] | WATERFORD |  | 52.2678 | -7.169
MV/LV Substation GR***4017 |  | 10 kV | _ | LV | 50 kVA :Pole Substation | 0.05 | --> | 0.05 | 0.047 | 8.16 |  | --> | 0.048 | 0 | 0 | 0.048 | 0 |  | --> | C11 ex MOUNT MISERY | Mount Misery [T41,T42] | WATERFORD |  | 52.2819 | -7.1454
MV/LV Substation KI***4021 |  | 10 kV | _ | LV | 50 kVA :Pole Substation | 0.05 | --> | 0.05 | 0.05 | 0.95 |  | --> | 0.048 | 0 | 0 | 0.048 | 0 |  | --> | C25 ex TYCOR | Tycor [T41,T42] | WATERFORD |  | 52.2518 | -7.1752
MV/LV Substation GR***4023 |  | 10 kV | _ | LV | 50 kVA :Pole Substation | 0.05 | --> | 0.05 | 0.044 | 8.16 |  | --> | 0.048 | 0 | 0 | 0.048 | 0 |  | --> | C11 ex MOUNT MISERY | Mount Misery [T41,T42] | WATERFORD |  | 52.2801 | -7.1461
MV/LV Substation SL***4024 |  | 20 kV | _ | LV | 50 kVA :Pole Substation | 0.05 | --> | 0.05 | 0.049 | 8.16 |  | --> | 0.048 | 0 | 0 | 0.048 | 0 |  | --> | C17 ex MOUNT MISERY | Mount Misery [T41,T42] | WATERFORD |  | 52.2868 | -7.0677
MV/LV Substation RO***4026 |  | 10 kV | _ | LV | 50 kVA :Pole Substation | 0.05 | --> | 0.05 | 0.05 | 0.95 |  | --> | 0.048 | 0 | 0 | 0.048 | 0 |  | --> | C25 ex TYCOR | Tycor [T41,T42] | WATERFORD |  | 52.2632 | -7.1598
MV/LV Substation DO***4028 |  | 10 kV | _ | LV | 50 kVA :Pole Substation | 0.05 | --> | 0.05 | 0 | 0 | Constrained, otherwise capacity available =43 kVA | --> | 0.048 | 0 | 0.022 | 0.032 | 0 |  | --> | C12 ex GRANAGH | Granagh [T41,T42] | WATERFORD |  | 52.2843 | -7.2574
MV/LV Substation KI***4033 |  | 10 kV | _ | LV | 100 kVA :Pole Substation | 0.1 | --> | 0.1 | 0 | 0 | Constrained, otherwise capacity available =79 kVA | --> | 0.095 | 0 | 0 | 0.098 | 0 |  | --> | C15 ex GRANAGH | Granagh [T41,T42] | WATERFORD |  | 52.3082 | -7.1739
MV/LV Substation PO***403X |  | 10 kV | _ | LV | 200 kVA :Pole Substation | 0.2 | --> | 0.2 | 0.171 | 0.95 |  | --> | 0.19 | 0 | 0 | 0.194 | 0 |  | --> | C25 ex TYCOR | Tycor [T41,T42] | WATERFORD |  | 52.2504 | -7.1624
MV/LV Substation RE***4043 |  | 10 kV | _ | LV | 50 kVA :Pole Substation | 0.05 | --> | 0.05 | 0.04 | 0.95 |  | --> | 0.048 | 0 | 0 | 0.049 | 0 |  | --> | C25 ex TYCOR | Tycor [T41,T42] | WATERFORD |  | 52.2642 | -7.1577
MV/LV Substation KI***4045 |  | 10 kV | _ | LV | 100 kVA :Pole Substation | 0.1 | --> | 0.1 | 0 | 0 | Constrained, otherwise capacity available =100 kVA | --> | 0.095 | 0 | 0 | 0.095 | 0 |  | --> | C15 ex GRANAGH | Granagh [T41,T42] | WATERFORD |  | 52.3042 | -7.1727
MV/LV Substation KI***4046 |  | 10 kV | _ | LV | 100 kVA :Pole Substation | 0.1 | --> | 0.1 | 0 | 0 | Constrained, otherwise capacity available =100 kVA | --> | 0.095 | 0 | 0 | 0.095 | 0 |  | --> | C15 ex GRANAGH | Granagh [T41,T42] | WATERFORD |  | 52.3058 | -7.1736
MV/LV Substation MU***4048 |  | 20 kV | _ | LV | 400 kVA :Building Structure | 0.4 | --> | 0.4 | 0.4 | 8.16 |  | --> | 0.38 | 0 | 0 | 0.38 | 0 |  | --> | C17 ex MOUNT MISERY | Mount Misery [T41,T42] | WATERFORD |  | 52.2893 | -7.1258
MV/LV Substation KI***4053 |  | 10 kV | _ | LV | 100 kVA :Pole Substation | 0.1 | --> | 0.1 | 0 | 0 | Constrained, otherwise capacity available =89 kVA | --> | 0.095 | 0 | 0 | 0.096 | 0 |  | --> | C15 ex GRANAGH | Granagh [T41,T42] | WATERFORD |  | 52.3045 | -7.1683
MV/LV Substation WI***4056 |  | 10 kV | _ | LV | 100 kVA :Pole Substation | 0.1 | --> | 0.1 | 0.1 | 0.95 |  | --> | 0.095 | 0 | 0 | 0.095 | 0 |  | --> | C25 ex TYCOR | Tycor [T41,T42] | WATERFORD |  | 52.2498 | -7.1748
MV/LV Substation QU***405X |  | 10 kV | _ | LV | 100 kVA :Pole Substation | 0.1 | --> | 0.1 | 0.099 | 0.95 |  | --> | 0.095 | 0 | 0 | 0.095 | 0 |  | --> | C25 ex TYCOR | Tycor [T41,T42] | WATERFORD |  | 52.2595 | -7.1766
MV/LV Substation SI***405Y |  | 10 kV | _ | LV | 400 kVA :Kiosk Substation | 0.4 | --> | 0.4 | 0 | 0 | Constrained, otherwise capacity available =302 kVA | --> | 0.38 | 0 | 0.062 | 0 | 0 | Constrained, otherwise capacity available =347 kW | --> | C21 ex WATERFORD IND EST | Waterford Ind Est [T41,T42,T44] | BUTLERSTOWN |  | 52.2347 | -7.1454
MV/LV Substation GL***4085 |  | 20 kV | _ | LV | 50 kVA :Pole Substation | 0.05 | --> | 0.05 | 0.048 | 8.16 |  | --> | 0.048 | 0 | 0.005 | 0.044 | 0 |  | --> | C17 ex MOUNT MISERY | Mount Misery [T41,T42] | WATERFORD |  | 52.3423 | -7.0582
MV/LV Substation KI***4087 |  | 10 kV | _ | LV | 400 kVA :Kiosk Substation | 0.4 | --> | 0.4 | 0 | 0 | Constrained, otherwise capacity available =302 kVA | --> | 0.38 | 0 | 0 | 0 | 0 | Constrained, otherwise capacity available =393 kW | --> | C30 ex WATERFORD IND EST | Waterford Ind Est [T41,T42,T44] | BUTLERSTOWN |  | 52.2472 | -7.128
MV/LV Substation BA***409X |  | 10 kV | _ | LV | 50 kVA :Pole Substation | 0.05 | --> | 0.05 | 0.05 | 13.6 |  | --> | 0.048 | 0 | 0 | 0.048 | 0 |  | --> | C22 ex KILLOTERAN | Killoteran [T101,T102] | KILLOTERAN |  | 52.2335 | -7.1622
MV/LV Substation MO***410X |  | 10 kV | _ | LV | 50 kVA :Pole Substation | 0.05 | --> | 0.05 | 0.049 | 13.6 |  | --> | 0.048 | 0 | 0 | 0.048 | 0 |  | --> | C22 ex KILLOTERAN | Killoteran [T101,T102] | KILLOTERAN |  | 52.2307 | -7.1651
MV/LV Substation SM***411 |  | 20 kV | _ | LV | 200 kVA :Pole Substation | 0.2 | --> | 0.2 | 0.196 | 8.16 |  | --> | 0.19 | 0 | 0 | 0.19 | 0 |  | --> | C17 ex MOUNT MISERY | Mount Misery [T41,T42] | WATERFORD |  | 52.2954 | -7.1283
MV/LV Substation GU***4117 |  | 20 kV | _ | LV | 50 kVA :Pole Substation | 0.05 | --> | 0.05 | 0.049 | 3.76 |  | --> | 0.048 | 0 | 0 | 0.048 | 0 |  | --> | E16 ex BELVIEW | Belview [T421,T422] | WATERFORD |  | 52.273 | -7.0403
MV/LV Substation IE***411Y |  | 10 kV | _ | LV | 200 kVA :Building Structure | 0.2 | --> | 0.2 | 0.158 | 13.6 |  | --> | 0.19 | 0 | 0 | 0.196 | 0 |  | --> | C27 ex KILLOTERAN | Killoteran [T101,T102] | KILLOTERAN |  | 52.2452 | -7.1591
MV/LV Substation RE***4123 |  | 10 kV | _ | LV | 400 kVA :Building Structure | 0.4 | --> | 0.4 | 0.366 | 0.53 |  | --> | 0.38 | 0 | 0 | 0.385 | 0 |  | --> | C11 ex MANOR STREET | Manor Street [T41,T42] | WATERFORD |  | 52.2488 | -7.1051
MV/LV Substation WE***4124 |  | 10 kV | _ | LV | 630 kVA :Building Structure | 0.63 | --> | 0.63 | 0.463 | 13.6 |  | --> | 0.598 | 0 | 0 | 0.5 | 0 |  | --> | C17 ex KILLOTERAN | Killoteran [T101,T102] | KILLOTERAN |  | 52.2496 | -7.1628
MV/LV Substation LI***412Y |  | 10 kV | _ | LV | 200 kVA :Kiosk Substation | 0.2 | --> | 0.2 | 0 | 0 | Constrained, otherwise capacity available =126 kVA | --> | 0.19 | 0 | 0 | 0 | 0 | Constrained, otherwise capacity available =200 kW | --> | C16 ex GRANGE (SR) | Grange (sr) [T41,T42] | BUTLERSTOWN |  | 52.2463 | -7.0841
MV/LV Substation PO***413 |  | 20 kV | _ | LV | 200 kVA :Pole Substation | 0.2 | --> | 0.2 | 0.101 | 8.16 |  | --> | 0.19 | 0 | 0.036 | 0.176 | 0 |  | --> | C17 ex MOUNT MISERY | Mount Misery [T41,T42] | WATERFORD |  | 52.2988 | -7.1124
MV/LV Substation SL***4136 |  | 20 kV | _ | LV | 400 kVA :Building Structure | 0.4 | --> | 0.4 | 0.277 | 8.16 |  | --> | 0.38 | 0 | 0 | 0.386 | 0 |  | --> | C17 ex MOUNT MISERY | Mount Misery [T41,T42] | WATERFORD |  | 52.2904 | -7.0642
MV/LV Substation BO***4143 |  | 20 kV | _ | LV | 50 kVA :Pole Substation | 0.05 | --> | 0.05 | 0.045 | 3.76 |  | --> | 0.048 | 0 | 0 | 0.048 | 0 |  | --> | E15 ex BELVIEW | Belview [T421,T422] | WATERFORD |  | 52.2642 | -7.0483
MV/LV Substation WA***4147 |  | 10 kV | _ | LV | 400 kVA :Building Structure | 0.4 | --> | 0.4 | 0 | 0 | Constrained, otherwise capacity available =375 kVA | --> | 0.38 | 0 | 0 | 0 | 0 | Constrained, otherwise capacity available =383 kW | --> | C21 ex WATERFORD IND EST | Waterford Ind Est [T41,T42,T44] | BUTLERSTOWN |  | 52.2422 | -7.1338
MV/LV Substation CA***4148 |  | 10 kV | _ | LV | 400 kVA :Building Structure | 0.4 | --> | 0.4 | 0.369 | 0.95 |  | --> | 0.38 | 0 | 0.02 | 0.369 | 0 |  | --> | C22 ex TYCOR | Tycor [T41,T42] | WATERFORD |  | 52.2601 | -7.146
MV/LV Substation SU***4153 |  | 20 kV | _ | LV | 200 kVA :Pole Substation | 0.2 | --> | 0.2 | 0.2 | 3.76 |  | --> | 0.19 | 0 | 0 | 0.19 | 0 |  | --> | E15 ex BELVIEW | Belview [T421,T422] | WATERFORD |  | 52.2615 | -7.0389
MV/LV Substation AL***4165 |  | 10 kV | _ | LV | 400 kVA :Kiosk Substation | 0.4 | --> | 0.4 | 0 | 0 | Constrained, otherwise capacity available =351 kVA | --> | 0.38 | 0 | 0 | 0 | 0 | Constrained, otherwise capacity available =387 kW | --> | C16 ex GRANGE (SR) | Grange (sr) [T41,T42] | BUTLERSTOWN |  | 52.2465 | -7.086
MV/LV Substation CL***416Y |  | 10 kV | _ | LV | 400 kVA :Kiosk Substation | 0.4 | --> | 0.4 | 0.254 | 13.6 |  | --> | 0.38 | 0 | 0.051 | 0.362 | 0 |  | --> | C21 ex KILLOTERAN | Killoteran [T101,T102] | KILLOTERAN |  | 52.2522 | -7.1529
MV/LV Substation GI***4176 |  | 10 kV | _ | LV | 400 kVA :Kiosk Substation | 0.4 | --> | 0.4 | 0 | 0 | Constrained, otherwise capacity available =400 kVA | --> | 0.38 | 0 | 0 | 0 | 0 | Constrained, otherwise capacity available =380 kW | --> | C17 ex GRANGE (SR) | Grange (sr) [T41,T42] | BUTLERSTOWN |  | 52.2456 | -7.0806
MV/LV Substation CL***417Y |  | 10 kV | _ | LV | 400 kVA :Kiosk Substation | 0.4 | --> | 0.4 | 0.382 | 13.6 |  | --> | 0.38 | 0 | 0.01 | 0.375 | 0 |  | --> | C21 ex KILLOTERAN | Killoteran [T101,T102] | KILLOTERAN |  | 52.2508 | -7.1523
MV/LV Substation BR***418Y |  | 10 kV | _ | LV | 400 kVA :Kiosk Substation | 0.4 | --> | 0.4 | 0 | 0 | Constrained, otherwise capacity available =336 kVA | --> | 0.38 | 0 | 0.02 | 0 | 0 | Constrained, otherwise capacity available =374 kW | --> | C12 ex GRANGE (SR) | Grange (sr) [T41,T42] | BUTLERSTOWN |  | 52.2366 | -7.1101
MV/LV Substation SE***4190 |  | 20 kV | _ | LV | 630 kVA :Building Structure | 0.63 | --> | 0.63 | 0.5 | 3.76 |  | --> | 0.598 | 0 | 0.092 | 0.5 | 0 |  | --> | E16 ex BELVIEW | Belview [T421,T422] | WATERFORD |  | 52.2768 | -7.0389
MV/LV Substation WA***4195 |  | 10 kV | _ | LV | 400 kVA :Building Structure | 0.4 | --> | 0.4 | 0.4 | 0.53 |  | --> | 0.38 | 0 | 0 | 0.38 | 0 |  | --> | C16 ex MANOR STREET | Manor Street [T41,T42] | WATERFORD |  | 52.2577 | -7.107
MV/LV Substation TH***419Y |  | 10 kV | _ | LV | 200 kVA :Kiosk Substation | 0.2 | --> | 0.2 | 0.186 | 0.53 |  | --> | 0.19 | 0 | 0 | 0.192 | 0 |  | --> | C21 ex MANOR STREET | Manor Street [T41,T42] | WATERFORD |  | 52.2534 | -7.1135
MV/LV Substation SK***420 |  | 10 kV | _ | LV | 50 kVA :Pole Substation | 0.05 | --> | 0.05 | 0 | 0 | Constrained, otherwise capacity available =32 kVA | --> | 0.048 | 0 | 0.031 | 0.027 | 0 |  | --> | C15 ex GRANAGH | Granagh [T41,T42] | WATERFORD |  | 52.3146 | -7.1459
MV/LV Substation ST***4205 |  | 20 kV | _ | LV | 50 kVA :Pole Substation | 0.05 | --> | 0.05 | 0.048 | 3.76 |  | --> | 0.048 | 0 | 0 | 0.048 | 0 |  | --> | E16 ex BELVIEW | Belview [T421,T422] | WATERFORD |  | 52.2717 | -7.0381
MV/LV Substation AY***420Y |  | 10 kV | _ | LV | 400 kVA :Building Structure | 0.4 | --> | 0.4 | 0 | 0 | Constrained, otherwise capacity available =361 kVA | --> | 0.38 | 0 | 0 | 0 | 0 | Constrained, otherwise capacity available =385 kW | --> | C16 ex GRANGE (SR) | Grange (sr) [T41,T42] | BUTLERSTOWN |  | 52.2472 | -7.0851
MV/LV Substation AR***4215 |  | 10 kV | _ | LV | 400 kVA :Kiosk Substation | 0.4 | --> | 0.4 | 0.344 | 0.95 |  | --> | 0.38 | 0 | 0.001 | 0.387 | 0 |  | --> | C22 ex TYCOR | Tycor [T41,T42] | WATERFORD |  | 52.2582 | -7.1532
MV/LV Substation GR***4217 |  | 10 kV | _ | LV | 50 kVA :Pole Substation | 0.05 | --> | 0.05 | 0.05 | 0.95 |  | --> | 0.048 | 0 | 0 | 0.048 | 0 |  | --> | C25 ex TYCOR | Tycor [T41,T42] | WATERFORD |  | 52.2658 | -7.1649
MV/LV Substation AR***4221 |  | 10 kV | _ | LV | 400 kVA :Building Structure | 0.4 | --> | 0.4 | 0 | 0 | Constrained, otherwise capacity available =400 kVA | --> | 0.38 | 0 | 0 | 0 | 0 | Constrained, otherwise capacity available =380 kW | --> | C21 ex WATERFORD IND EST | Waterford Ind Est [T41,T42,T44] | BUTLERSTOWN |  | 52.2323 | -7.1435
MV/LV Substation DO***4224 |  | 10 kV | _ | LV | 50 kVA :Pole Substation | 0.05 | --> | 0.05 | 0 | 0 | Constrained, otherwise capacity available =50 kVA | --> | 0.048 | 0 | 0 | 0.048 | 0 |  | --> | C12 ex GRANAGH | Granagh [T41,T42] | WATERFORD |  | 52.2837 | -7.2543
MV/LV Substation KN***4232 |  | 10 kV | _ | LV | 400 kVA :Kiosk Substation | 0.4 | --> | 0.4 | 0 | 0 | Constrained, otherwise capacity available =351 kVA | --> | 0.38 | 0 | 0 | 0 | 0 | Constrained, otherwise capacity available =387 kW | --> | C21 ex WATERFORD IND EST | Waterford Ind Est [T41,T42,T44] | BUTLERSTOWN |  | 52.2425 | -7.1308
MV/LV Substation TE***4233 |  | 10 kV | _ | LV | 400 kVA :Building Structure | 0.4 | --> | 0.4 | 0.391 | 13.6 |  | --> | 0.38 | 0 | 0.05 | 0.344 | 0 |  | --> | C22 ex KILLOTERAN | Killoteran [T101,T102] | KILLOTERAN |  | 52.2421 | -7.1783
MV/LV Substation ST***4241 |  | 10 kV | _ | LV | 630 kVA :Building Structure | 0.63 | --> | 0.63 | 0.5 | 0.53 | Constrained, otherwise capacity available =540 kVA | --> | 0.598 | 0 | 0 | 0.5 | 0 |  | --> | C16 ex MANOR STREET | Manor Street [T41,T42] | WATERFORD |  | 52.25 | -7.1041
MV/LV Substation CA***4242 |  | 10 kV | _ | LV | 400 kVA :Kiosk Substation | 0.4 | --> | 0.4 | 0 | 0 | Constrained, otherwise capacity available =330 kVA | --> | 0.38 | 0 | 0 | 0 | 0 | Constrained, otherwise capacity available =390 kW | --> | C21 ex WATERFORD IND EST | Waterford Ind Est [T41,T42,T44] | BUTLERSTOWN |  | 52.2299 | -7.1392
MV/LV Substation KN***4251 |  | 10 kV | _ | LV | 50 kVA :Pole Substation | 0.05 | --> | 0.05 | 0.05 | 0.95 |  | --> | 0.048 | 0 | 0 | 0.048 | 0 |  | --> | C25 ex TYCOR | Tycor [T41,T42] | WATERFORD |  | 52.2565 | -7.1809
MV/LV Substation KN***4252 |  | 10 kV | _ | LV | 50 kVA :Pole Substation | 0.05 | --> | 0.05 | 0.05 | 0.95 |  | --> | 0.048 | 0 | 0 | 0.048 | 0 |  | --> | C25 ex TYCOR | Tycor [T41,T42] | WATERFORD |  | 52.2586 | -7.1826
MV/LV Substation PR***4253 |  | 10 kV | _ | LV | 400 kVA :Kiosk Substation | 0.4 | --> | 0.4 | 0 | 0 | Constrained, otherwise capacity available =400 kVA | --> | 0.38 | 0 | 0 | 0 | 0 | Constrained, otherwise capacity available =380 kW | --> | C30 ex WATERFORD IND EST | Waterford Ind Est [T41,T42,T44] | BUTLERSTOWN |  | 52.2531 | -7.1282
MV/LV Substation BA***4257 |  | 20 kV | _ | LV | 50 kVA :Pole Substation | 0.05 | --> | 0.05 | 0 | 0 | Constrained, otherwise capacity available =50 kVA | --> | 0.048 | 0 | 0 | 0 | 0 | Constrained, otherwise capacity available =48 kW | --> | E11 ex KILCARRAGH | Kilcarragh [T421,T422] | BUTLERSTOWN |  | 52.2234 | -7.0514
MV/LV Substation EL***4259 |  | 10 kV | _ | LV | 50 kVA :Pole Substation | 0.05 | --> | 0.05 | 0 | 0 | Constrained, otherwise capacity available =36 kVA | --> | 0.048 | 0 | 0.005 | 0.046 | 0 |  | --> | C15 ex GRANAGH | Granagh [T41,T42] | WATERFORD |  | 52.3151 | -7.1734
MV/LV Substation WE***425Y |  | 10 kV | _ | LV | 630 kVA :Kiosk Substation | 0.63 | --> | 0.63 | 0.5 | 3.82 |  | --> | 0.598 | 0 | 0 | 0.5 | 0 |  | --> | C19 ex WATERFORD | Waterford [T41,T42] | WATERFORD |  | 52.2612 | -7.1167
MV/LV Substation KI***426 |  | 10 kV | _ | LV | 200 kVA :Pole Substation | 0.2 | --> | 0.2 | 0 | 0 | Constrained, otherwise capacity available =150 kVA | --> | 0.19 | 0 | 0.005 | 0.193 | 0 |  | --> | C15 ex GRANAGH | Granagh [T41,T42] | WATERFORD |  | 52.314 | -7.1759
MV/LV Substation MO***4263 |  | 20 kV | _ | LV | 50 kVA :Pole Substation | 0.05 | --> | 0.05 | 0 | 0 | Constrained, otherwise capacity available =50 kVA | --> | 0.048 | 0 | 0 | 0 | 0 | Constrained, otherwise capacity available =48 kW | --> | E14 ex KILCARRAGH | Kilcarragh [T421,T422] | BUTLERSTOWN |  | 52.2059 | -7.0785
MV/LV Substation DA***4266 |  | 20 kV | _ | LV | 50 kVA :Pole Substation | 0.05 | --> | 0.05 | 0.04 | 8.16 |  | --> | 0.048 | 0 | 0.025 | 0.03 | 0 |  | --> | C17 ex MOUNT MISERY | Mount Misery [T41,T42] | WATERFORD |  | 52.3227 | -7.0667
MV/LV Substation KN***4267 |  | 20 kV | _ | LV | 630 kVA :Kiosk Substation | 0.63 | --> | 0.63 | 0 | 0 | Constrained, otherwise capacity available =520 kVA | --> | 0.598 | 0 | 0.005 | 0 | 0 | Constrained, otherwise capacity available =610 kW | --> | E12 ex KILCARRAGH | Kilcarragh [T421,T422] | BUTLERSTOWN |  | 52.2392 | -7.095
MV/LV Substation AI***4269 |  | 20 kV | _ | LV | 630 kVA :Kiosk Substation | 0.63 | --> | 0.63 | 0 | 0 | Constrained, otherwise capacity available =611 kVA | --> | 0.598 | 0 | 0 | 0 | 0 | Constrained, otherwise capacity available =601 kW | --> | E14 ex KILCARRAGH | Kilcarragh [T421,T422] | BUTLERSTOWN |  | 52.1801 | -7.0841
MV/LV Substation SO***426X |  | 20 kV | _ | LV | 200 kVA :Pole Substation | 0.2 | --> | 0.2 | 0 | 0 | Constrained, otherwise capacity available =177 kVA | --> | 0.19 | 0 | 0 | 0 | 0 | Constrained, otherwise capacity available =193 kW | --> | E11 ex KILCARRAGH | Kilcarragh [T421,T422] | BUTLERSTOWN |  | 52.2188 | -7.0436
MV/LV Substation TE***426Y |  | 10 kV | _ | LV | 400 kVA :Kiosk Substation | 0.4 | --> | 0.4 | 0 | 0 | Constrained, otherwise capacity available =334 kVA | --> | 0.38 | 0 | 0 | 0 | 0 | Constrained, otherwise capacity available =389 kW | --> | C21 ex WATERFORD IND EST | Waterford Ind Est [T41,T42,T44] | BUTLERSTOWN |  | 52.2393 | -7.1357
MV/LV Substation FO***4271 |  | 10 kV | _ | LV | 630 kVA :Kiosk Substation | 0.63 | --> | 0.63 | 0 | 0 | Constrained, otherwise capacity available =292 kVA | --> | 0.598 | 0 | 0.053 | 0 | 0 | Constrained, otherwise capacity available =604 kW | --> | C21 ex WATERFORD IND EST | Waterford Ind Est [T41,T42,T44] | BUTLERSTOWN |  | 52.2337 | -7.1351
MV/LV Substation MI***4274 |  | 10 kV | _ | LV | 50 kVA :Pole Substation | 0.05 | --> | 0.05 | 0 | 0 | Constrained, otherwise capacity available =50 kVA | --> | 0.048 | 0 | 0 | 0.048 | 0 |  | --> | C15 ex GRANAGH | Granagh [T41,T42] | WATERFORD |  | 52.3048 | -7.1484
MV/LV Substation FE***4279 |  | 10 kV | _ | LV | 400 kVA :Building Structure | 0.4 | --> | 0.4 | 0.354 | 8.16 |  | --> | 0.38 | 0 | 0 | 0.386 | 0 |  | --> | C12 ex MOUNT MISERY | Mount Misery [T41,T42] | WATERFORD |  | 52.2693 | -7.098
MV/LV Substation CA***4288 |  | 20 kV | _ | LV | 400 kVA :Kiosk Substation | 0.4 | --> | 0.4 | 0 | 0 | Constrained, otherwise capacity available =350 kVA | --> | 0.38 | 0 | 0.02 | 0 | 0 | Constrained, otherwise capacity available =372 kW | --> | E11 ex KILCARRAGH | Kilcarragh [T421,T422] | BUTLERSTOWN |  | 52.2299 | -7.0642
MV/LV Substation AR***4298 |  | 10 kV | _ | LV | 400 kVA :Kiosk Substation | 0.4 | --> | 0.4 | 0.4 | 0.53 |  | --> | 0.38 | 0 | 0 | 0.38 | 0 |  | --> | C11 ex MANOR STREET | Manor Street [T41,T42] | WATERFORD |  | 52.243 | -7.0853
MV/LV Substation RO***429Y |  | 10 kV | _ | LV | 200 kVA :Kiosk Substation | 0.2 | --> | 0.2 | 0.143 | 8.16 |  | --> | 0.19 | 0 | 0 | 0.198 | 0 |  | --> | C12 ex MOUNT MISERY | Mount Misery [T41,T42] | WATERFORD |  | 52.2699 | -7.106
MV/LV Substation OR***4305 |  | 10 kV | _ | LV | 400 kVA :Kiosk Substation | 0.4 | --> | 0.4 | 0 | 0 | Constrained, otherwise capacity available =400 kVA | --> | 0.38 | 0 | 0 | 0 | 0 | Constrained, otherwise capacity available =380 kW | --> | C21 ex WATERFORD IND EST | Waterford Ind Est [T41,T42,T44] | BUTLERSTOWN |  | 52.2335 | -7.1403
MV/LV Substation KI***4308 |  | 20 kV | _ | LV | 50 kVA :Pole Substation | 0.05 | --> | 0.05 | 0 | 0 | Constrained, otherwise capacity available =50 kVA | --> | 0.048 | 0 | 0 | 0 | 0 | Constrained, otherwise capacity available =48 kW | --> | E11 ex KILCARRAGH | Kilcarragh [T421,T422] | BUTLERSTOWN |  | 52.2421 | -7.0142
MV/LV Substation SE***4310 |  | 10 kV | _ | LV | 400 kVA :Building Structure | 0.4 | --> | 0.4 | 0 | 0 | Constrained, otherwise capacity available =397 kVA | --> | 0.38 | 0 | 0 | 0 | 0 | Constrained, otherwise capacity available =380 kW | --> | C12 ex WATERFORD IND EST | Waterford Ind Est [T41,T42,T44] | BUTLERSTOWN |  | 52.2446 | -7.1615
MV/LV Substation DE***4321 |  | 20 kV | _ | LV | 630 kVA :Kiosk Substation | 0.63 | --> | 0.63 | 0 | 0 | Constrained, otherwise capacity available =626 kVA | --> | 0.598 | 0 | 0.006 | 0 | 0 | Constrained, otherwise capacity available =594 kW | --> | E12 ex KILCARRAGH | Kilcarragh [T421,T422] | BUTLERSTOWN |  | 52.2384 | -7.0976
MV/LV Substation MT***4323 |  | 10 kV | _ | LV | 400 kVA :Kiosk Substation | 0.4 | --> | 0.4 | 0.4 | 0.53 |  | --> | 0.38 | 0 | 0 | 0.38 | 0 |  | --> | C11 ex MANOR STREET | Manor Street [T41,T42] | WATERFORD |  | 52.2472 | -7.1118
MV/LV Substation ES***4327 |  | 20 kV | _ | LV | 630 kVA :Building Structure | 0.63 | --> | 0.63 | 0.5 | 8.16 |  | --> | 0.598 | 0 | 0 | 0.5 | 0 |  | --> | C17 ex MOUNT MISERY | Mount Misery [T41,T42] | WATERFORD |  | 52.2876 | -7.0613
MV/LV Substation FO***4333 |  | 10 kV | _ | LV | 630 kVA :Kiosk Substation | 0.63 | --> | 0.63 | 0 | 0 | Constrained, otherwise capacity available =630 kVA | --> | 0.598 | 0 | 0 | 0 | 0 | Constrained, otherwise capacity available =598 kW | --> | C21 ex WATERFORD IND EST | Waterford Ind Est [T41,T42,T44] | BUTLERSTOWN |  | 52.2313 | -7.1362
MV/LV Substation I.***4335 |  | 10 kV | _ | LV | 400 kVA :Building Structure | 0.4 | --> | 0.4 | 0.4 | 13.6 |  | --> | 0.38 | 0 | 0 | 0.38 | 0 |  | --> | C22 ex KILLOTERAN | Killoteran [T101,T102] | KILLOTERAN |  | 52.244 | -7.1769
MV/LV Substation NE***4336 |  | 10 kV | _ | LV | 50 kVA :Pole Substation | 0.05 | --> | 0.05 | 0 | 0 | Constrained, otherwise capacity available =50 kVA | --> | 0.048 | 0 | 0 | 0.048 | 0 |  | --> | C15 ex GRANAGH | Granagh [T41,T42] | WATERFORD |  | 52.2825 | -7.1916
MV/LV Substation ST***4337 |  | 10 kV | _ | LV | 630 kVA :Kiosk Substation | 0.63 | --> | 0.63 | 0.5 | 0.53 | Constrained, otherwise capacity available =630 kVA | --> | 0.598 | 0 | 0 | 0.5 | 0 |  | --> | C21 ex MANOR STREET | Manor Street [T41,T42] | WATERFORD |  | 52.2548 | -7.1182
MV/LV Substation SO***433Y |  | 10 kV | _ | LV | 50 kVA :Pole Substation | 0.05 | --> | 0.05 | 0 | 0 | Constrained, otherwise capacity available =42 kVA | --> | 0.048 | 0 | 0 | 0 | 0 | Constrained, otherwise capacity available =49 kW | --> | C21 ex WATERFORD IND EST | Waterford Ind Est [T41,T42,T44] | BUTLERSTOWN |  | 52.2378 | -7.1456
MV/LV Substation NU***4342 |  | 10 kV | _ | LV | 400 kVA :Building Structure | 0.4 | --> | 0.4 | 0 | 0 | Constrained, otherwise capacity available =329 kVA | --> | 0.38 | 0 | 0 | 0 | 0 | Constrained, otherwise capacity available =390 kW | --> | C21 ex WATERFORD IND EST | Waterford Ind Est [T41,T42,T44] | BUTLERSTOWN |  | 52.2308 | -7.1396
MV/LV Substation JA***4344 |  | 10 kV | _ | LV | 200 kVA :Pole Substation | 0.2 | --> | 0.2 | 0.2 | 13.6 |  | --> | 0.19 | 0 | 0 | 0.19 | 0 |  | --> | C22 ex KILLOTERAN | Killoteran [T101,T102] | KILLOTERAN |  | 52.242 | -7.162
MV/LV Substation UL***4345 |  | 10 kV | _ | LV | 50 kVA :Pole Substation | 0.05 | --> | 0.05 | 0 | 0 | Constrained, otherwise capacity available =38 kVA | --> | 0.048 | 0 | 0.025 | 0.031 | 0 |  | --> | C12 ex GRANAGH | Granagh [T41,T42] | WATERFORD |  | 52.3148 | -7.2025
MV/LV Substation BE***434X |  | 10 kV | _ | LV | 400 kVA :Kiosk Substation | 0.4 | --> | 0.4 | 0.278 | 8.16 |  | --> | 0.38 | 0 | 0.024 | 0.378 | 0 |  | --> | C12 ex MOUNT MISERY | Mount Misery [T41,T42] | WATERFORD |  | 52.2715 | -7.0936
MV/LV Substation MC***4352 |  | 20 kV | _ | LV | 630 kVA :Kiosk Substation | 0.63 | --> | 0.63 | 0 | 0 | Constrained, otherwise capacity available =630 kVA | --> | 0.598 | 0 | 0 | 0 | 0 | Constrained, otherwise capacity available =598 kW | --> | E11 ex KILCARRAGH | Kilcarragh [T421,T422] | BUTLERSTOWN |  | 52.2291 | -7.0605
MV/LV Substation WC***4357 |  | 10 kV | _ | LV | 400 kVA :Building Structure | 0.4 | --> | 0.4 | 0.4 | 8.16 |  | --> | 0.38 | 0 | 0 | 0.38 | 0 |  | --> | C13 ex MOUNT MISERY | Mount Misery [T41,T42] | WATERFORD |  | 52.2635 | -7.1028
MV/LV Substation EL***4358 |  | 10 kV | _ | LV | 400 kVA :Kiosk Substation | 0.4 | --> | 0.4 | 0 | 0 | Constrained, otherwise capacity available =400 kVA | --> | 0.38 | 0 | 0 | 0 | 0 | Constrained, otherwise capacity available =380 kW | --> | C21 ex WATERFORD IND EST | Waterford Ind Est [T41,T42,T44] | BUTLERSTOWN |  | 52.2306 | -7.1315
MV/LV Substation BR***4359 |  | 10 kV | _ | LV | 400 kVA :Kiosk Substation | 0.4 | --> | 0.4 | 0 | 0 | Constrained, otherwise capacity available =400 kVA | --> | 0.38 | 0 | 0 | 0 | 0 | Constrained, otherwise capacity available =380 kW | --> | C21 ex WATERFORD IND EST | Waterford Ind Est [T41,T42,T44] | BUTLERSTOWN |  | 52.2317 | -7.1318
MV/LV Substation T&***4365 |  | 10 kV | _ | LV | 400 kVA :Kiosk Substation | 0.4 | --> | 0.4 | 0.377 | 0.53 |  | --> | 0.38 | 0 | 0.05 | 0.346 | 0 |  | --> | C11 ex MANOR STREET | Manor Street [T41,T42] | WATERFORD |  | 52.2487 | -7.1169
MV/LV Substation OL***4367 |  | 20 kV | _ | LV | 100 kVA :Pole Substation | 0.1 | --> | 0.1 | 0.1 | 8.16 |  | --> | 0.095 | 0 | 0 | 0.095 | 0 |  | --> | C17 ex MOUNT MISERY | Mount Misery [T41,T42] | WATERFORD |  | 52.2872 | -7.0617
MV/LV Substation BA***436X |  | 20 kV | _ | LV | 50 kVA :Pole Substation | 0.05 | --> | 0.05 | 0.047 | 8.16 |  | --> | 0.048 | 0 | 0 | 0.048 | 0 |  | --> | C17 ex MOUNT MISERY | Mount Misery [T41,T42] | WATERFORD |  | 52.2795 | -7.0851
MV/LV Substation BU***4372 |  | 10 kV | _ | LV | 400 kVA :Kiosk Substation | 0.4 | --> | 0.4 | 0.4 | 0.95 |  | --> | 0.38 | 0 | 0 | 0.38 | 0 |  | --> | C22 ex TYCOR | Tycor [T41,T42] | WATERFORD |  | 52.2589 | -7.1561
MV/LV Substation BR***4375 |  | 10 kV | _ | LV | 630 kVA :Kiosk Substation | 0.63 | --> | 0.63 | 0 | 0 | Constrained, otherwise capacity available =630 kVA | --> | 0.598 | 0 | 0 | 0 | 0 | Constrained, otherwise capacity available =598 kW | --> | C21 ex WATERFORD IND EST | Waterford Ind Est [T41,T42,T44] | BUTLERSTOWN |  | 52.2369 | -7.1362
MV/LV Substation GR***437Y |  | 10 kV | _ | LV | 200 kVA :Kiosk Substation | 0.2 | --> | 0.2 | 0.173 | 8.16 |  | --> | 0.19 | 0 | 0 | 0.194 | 0 |  | --> | C12 ex MOUNT MISERY | Mount Misery [T41,T42] | WATERFORD |  | 52.2696 | -7.1032
MV/LV Substation WE***4381 |  | 10 kV | _ | LV | 630 kVA :Kiosk Substation | 0.63 | --> | 0.63 | 0.5 | 13.6 |  | --> | 0.598 | 0 | 0 | 0.5 | 0 |  | --> | C17 ex KILLOTERAN | Killoteran [T101,T102] | KILLOTERAN |  | 52.249 | -7.1637
MV/LV Substation MO***4384 |  | 10 kV | _ | LV | 400 kVA :Kiosk Substation | 0.4 | --> | 0.4 | 0.397 | 0.95 |  | --> | 0.38 | 0 | 0 | 0.38 | 0 |  | --> | C25 ex TYCOR | Tycor [T41,T42] | WATERFORD |  | 52.2633 | -7.1482
MV/LV Substation PO***438Y |  | 10 kV | _ | LV | 50 kVA :Pole Substation | 0.05 | --> | 0.05 | 0 | 0 |  | --> | 0.048 | 0 | 0 | 0.054 | 0 |  | --> | C12 ex GRANAGH | Granagh [T41,T42] | WATERFORD |  | 52.2951 | -7.2619
MV/LV Substation WE***4392 |  | 10 kV | _ | LV | 400 kVA :Kiosk Substation | 0.4 | --> | 0.4 | 0.4 | 13.6 |  | --> | 0.38 | 0 | 0 | 0.38 | 0 |  | --> | C17 ex KILLOTERAN | Killoteran [T101,T102] | KILLOTERAN |  | 52.2481 | -7.1633
MV/LV Substation EV***4405 |  | 10 kV | _ | LV | 200 kVA :Pole Substation | 0.2 | --> | 0.2 | 0 | 0 | Constrained, otherwise capacity available =200 kVA | --> | 0.19 | 0 | 0 | 0 | 0 | Constrained, otherwise capacity available =190 kW | --> | C21 ex WATERFORD IND EST | Waterford Ind Est [T41,T42,T44] | BUTLERSTOWN |  | 52.2451 | -7.1295
MV/LV Substation IB***4406 |  | 10 kV | _ | LV | 50 kVA :Pole Substation | 0.05 | --> | 0.05 | 0 | 0 | Constrained, otherwise capacity available =50 kVA | --> | 0.048 | 0 | 0 | 0 | 0 | Constrained, otherwise capacity available =48 kW | --> | C21 ex WATERFORD IND EST | Waterford Ind Est [T41,T42,T44] | BUTLERSTOWN |  | 52.245 | -7.1319
MV/LV Substation BR***4415 |  | 10 kV | _ | LV | 630 kVA :Kiosk Substation | 0.63 | --> | 0.63 | 0 | 0 | Constrained, otherwise capacity available =630 kVA | --> | 0.598 | 0 | 0 | 0 | 0 | Constrained, otherwise capacity available =598 kW | --> | C21 ex WATERFORD IND EST | Waterford Ind Est [T41,T42,T44] | BUTLERSTOWN |  | 52.2359 | -7.1345
MV/LV Substation TH***4429 |  | 10 kV | _ | LV | 630 kVA :Kiosk Substation | 0.63 | --> | 0.63 | 0 | 0 | Constrained, otherwise capacity available =630 kVA | --> | 0.598 | 0 | 0 | 0 | 0 | Constrained, otherwise capacity available =598 kW | --> | E12 ex KILCARRAGH | Kilcarragh [T421,T422] | BUTLERSTOWN |  | 52.2347 | -7.0683
MV/LV Substation CL***443 |  | 10 kV | _ | LV | 50 kVA :Pole Substation | 0.05 | --> | 0.05 | 0 | 0 | Constrained, otherwise capacity available =42 kVA | --> | 0.048 | 0 | 0.008 | 0.043 | 0 |  | --> | C12 ex GRANAGH | Granagh [T41,T42] | WATERFORD |  | 52.326 | -7.2506
MV/LV Substation M9***4439 |  | 10 kV | _ | LV | 200 kVA :Pole Substation | 0.2 | --> | 0.2 | 0 | 0 | Constrained, otherwise capacity available =200 kVA | --> | 0.19 | 0 | 0 | 0.19 | 0 |  | --> | C14 ex BALLYHALE | Ballyhale [T42,T421] | KILKENNY |  | 52.3616 | -7.1729
MV/LV Substation RA***443X |  | 20 kV | _ | LV | 50 kVA :Pole Substation | 0.05 | --> | 0.05 | 0.041 | 8.16 |  | --> | 0.048 | 0 | 0.005 | 0.045 | 0 |  | --> | C17 ex MOUNT MISERY | Mount Misery [T41,T42] | WATERFORD |  | 52.2901 | -7.059
MV/LV Substation KN***4445 |  | 20 kV | _ | LV | 50 kVA :Pole Substation | 0.05 | --> | 0.05 | 0 | 0 | Constrained, otherwise capacity available =50 kVA | --> | 0.048 | 0 | 0 | 0 | 0 | Constrained, otherwise capacity available =48 kW | --> | E11 ex KILCARRAGH | Kilcarragh [T421,T422] | BUTLERSTOWN |  | 52.2383 | -6.9912
MV/LV Substation RH***445X |  | 20 kV | _ | LV | 400 kVA :Kiosk Substation | 0.4 | --> | 0.4 | 0.342 | 8.16 |  | --> | 0.38 | 0 | 0 | 0.388 | 0 |  | --> | C17 ex MOUNT MISERY | Mount Misery [T41,T42] | WATERFORD |  | 52.2982 | -7.0537
MV/LV Substation RO***445Y |  | 10 kV | _ | LV | 200 kVA :Kiosk Substation | 0.2 | --> | 0.2 | 0 | 0 | Constrained, otherwise capacity available =178 kVA | --> | 0.19 | 0 | 0.01 | 0.186 | 0 |  | --> | C12 ex GRANAGH | Granagh [T41,T42] | WATERFORD |  | 52.2921 | -7.2572
MV/LV Substation HO***448Y |  | 20 kV | _ | LV | 50 kVA :Pole Substation | 0.05 | --> | 0.05 | 0 | 0 | Constrained, otherwise capacity available =30 kVA | --> | 0.048 | 0 | 0.015 | 0 | 0 | Constrained, otherwise capacity available =39 kW | --> | E12 ex KILCARRAGH | Kilcarragh [T421,T422] | BUTLERSTOWN |  | 52.2407 | -7.0901
MV/LV Substation WI***449Y |  | 20 kV | _ | LV | 630 kVA :Kiosk Substation | 0.63 | --> | 0.63 | 0 | 0 | Constrained, otherwise capacity available =517 kVA | --> | 0.598 | 0 | 0.022 | 0 | 0 | Constrained, otherwise capacity available =597 kW | --> | E12 ex KILCARRAGH | Kilcarragh [T421,T422] | BUTLERSTOWN |  | 52.2397 | -7.0886
MV/LV Substation RA***451 |  | 10 kV | _ | LV | 200 kVA :Pole Substation | 0.2 | --> | 0.2 | 0 | 0 | Constrained, otherwise capacity available =172 kVA | --> | 0.19 | 0 | 0.011 | 0.186 | 0 |  | --> | C12 ex GRANAGH | Granagh [T41,T42] | WATERFORD |  | 52.2893 | -7.2313
MV/LV Substation RO***452Y |  | 10 kV | _ | LV | 200 kVA :Pole Substation | 0.2 | --> | 0.2 | 0.166 | 8.16 |  | --> | 0.19 | 0 | 0 | 0.195 | 0 |  | --> | C13 ex MOUNT MISERY | Mount Misery [T41,T42] | WATERFORD |  | 52.261 | -7.0985
MV/LV Substation WA***453Y |  | 10 kV | _ | LV | 200 kVA :Kiosk Substation | 0.2 | --> | 0.2 | 0.184 | 0.53 |  | --> | 0.19 | 0 | 0 | 0.192 | 0 |  | --> | C11 ex MANOR STREET | Manor Street [T41,T42] | WATERFORD |  | 52.249 | -7.0741
MV/LV Substation GA***454Y |  | 10 kV | _ | LV | 200 kVA :Kiosk Substation | 0.2 | --> | 0.2 | 0 | 0 | Constrained, otherwise capacity available =180 kVA | --> | 0.19 | 0 | 0.024 | 0 | 0 | Constrained, otherwise capacity available =175 kW | --> | E12 ex KILCARRAGH | Kilcarragh [T421,T422] | BUTLERSTOWN |  | 52.2386 | -7.0666
MV/LV Substation SU***455Y |  | 10 kV | _ | LV | 630 kVA :Building Structure | 0.63 | --> | 0.63 | 0.5 | 3.82 |  | --> | 0.598 | 0 | 0 | 0.5 | 0 |  | --> | C13 ex WATERFORD | Waterford [T41,T42] | WATERFORD |  | 52.264 | -7.1205
MV/LV Substation FI***457 |  | 10 kV | _ | LV | 200 kVA :Pole Substation | 0.2 | --> | 0.2 | 0 | 0 | Constrained, otherwise capacity available =189 kVA | --> | 0.19 | 0 | 0.005 | 0.188 | 0 |  | --> | C12 ex GRANAGH | Granagh [T41,T42] | WATERFORD |  | 52.2904 | -7.2456
MV/LV Substation CL***458 |  | 10 kV | _ | LV | 50 kVA :Pole Substation | 0.05 | --> | 0.05 | 0.05 | 8.16 |  | --> | 0.048 | 0 | 0 | 0.048 | 0 |  | --> | C13 ex MOUNT MISERY | Mount Misery [T41,T42] | WATERFORD |  | 52.261 | -7.084
MV/LV Substation BE***459Y |  | 10 kV | _ | LV | 400 kVA :Kiosk Substation | 0.4 | --> | 0.4 | 0.339 | 8.16 |  | --> | 0.38 | 0 | 0.022 | 0.372 | 0 |  | --> | C12 ex MOUNT MISERY | Mount Misery [T41,T42] | WATERFORD |  | 52.2678 | -7.0933
MV/LV Substation SH***460Y |  | 10 kV | _ | LV | 200 kVA :Kiosk Substation | 0.2 | --> | 0.2 | 0.119 | 3.82 |  | --> | 0.19 | 0 | 0.008 | 0.195 | 0 |  | --> | C14 ex WATERFORD | Waterford [T41,T42] | WATERFORD |  | 52.2653 | -7.1385
MV/LV Substation AS***466Y |  | 10 kV | _ | LV | 200 kVA :Kiosk Substation | 0.2 | --> | 0.2 | 0.187 | 13.6 |  | --> | 0.19 | 0 | 0 | 0.192 | 0 |  | --> | C23 ex KILLOTERAN | Killoteran [T101,T102] | KILLOTERAN |  | 52.2565 | -7.1411
MV/LV Substation SH***467Y |  | 10 kV | _ | LV | 200 kVA :Kiosk Substation | 0.2 | --> | 0.2 | 0.158 | 3.82 |  | --> | 0.19 | 0 | 0 | 0.196 | 0 |  | --> | C17 ex WATERFORD | Waterford [T41,T42] | WATERFORD |  | 52.2586 | -7.1274
MV/LV Substation FA***468Y |  | 10 kV | _ | LV | 400 kVA :Kiosk Substation | 0.4 | --> | 0.4 | 0 | 0 | Constrained, otherwise capacity available =268 kVA | --> | 0.38 | 0 | 0.015 | 0 | 0 | Constrained, otherwise capacity available =387 kW | --> | C12 ex GRANGE (SR) | Grange (sr) [T41,T42] | BUTLERSTOWN |  | 52.2355 | -7.1114
MV/LV Substation BA***469Y |  | 10 kV | _ | LV | 1000 kVA :Building Structure | 1 | --> | 1 | 0.5 | 0.53 | Constrained, otherwise capacity available =845 kVA | --> | 0.95 | 0 | 0.013 | 0.5 | 0 |  | --> | C22 ex MANOR STREET | Manor Street [T41,T42] | WATERFORD |  | 52.2599 | -7.1112
MV/LV Substation AG***471 |  | 10 kV | _ | LV | 100 kVA :Pole Substation | 0.1 | --> | 0.1 | 0 | 0 | Constrained, otherwise capacity available =74 kVA | --> | 0.095 | 0 | 0.006 | 0.094 | 0 |  | --> | C12 ex GRANAGH | Granagh [T41,T42] | WATERFORD |  | 52.2809 | -7.2029
MV/LV Substation AN***472Y |  | 10 kV | _ | LV | 400 kVA :Building Structure | 0.4 | --> | 0.4 | 0.336 | 3.82 |  | --> | 0.38 | 0 | 0 | 0.389 | 0 |  | --> | C13 ex WATERFORD | Waterford [T41,T42] | WATERFORD |  | 52.2622 | -7.118
MV/LV Substation BA***473 |  | 10 kV | _ | LV | 200 kVA :Pole Substation | 0.2 | --> | 0.2 | 0 | 0 | Constrained, otherwise capacity available =183 kVA | --> | 0.19 | 0 | 0.006 | 0.188 | 0 |  | --> | C12 ex GRANAGH | Granagh [T41,T42] | WATERFORD |  | 52.2808 | -7.1753
MV/LV Substation TE***473X |  | 10 kV | _ | LV | 50 kVA :Pole Substation | 0.05 | --> | 0.05 | 0.048 | 8.16 |  | --> | 0.048 | 0 | 0 | 0.048 | 0 |  | --> | C11 ex MOUNT MISERY | Mount Misery [T41,T42] | WATERFORD |  | 52.277 | -7.1359
MV/LV Substation SH***474X |  | 10 kV | _ | LV | 100 kVA :Pole Substation | 0.1 | --> | 0.1 | 0 | 0 | Constrained, otherwise capacity available =94 kVA | --> | 0.095 | 0 | 0 | 0.096 | 0 |  | --> | C15 ex GRANAGH | Granagh [T41,T42] | WATERFORD |  | 52.2789 | -7.1713
MV/LV Substation CA***475 |  | 10 kV | _ | LV | 50 kVA :Pole Substation | 0.05 | --> | 0.05 | 0 | 0 | Constrained, otherwise capacity available =45 kVA | --> | 0.048 | 0 | 0 | 0.048 | 0 |  | --> | C12 ex GRANAGH | Granagh [T41,T42] | WATERFORD |  | 52.2832 | -7.2236
MV/LV Substation KI***478X |  | 10 kV | _ | LV | 50 kVA :Pole Substation | 0.05 | --> | 0.05 | 0 | 0 | Constrained, otherwise capacity available =23 kVA | --> | 0.048 | 0 | 0 | 0.051 | 0 |  | --> | C15 ex GRANAGH | Granagh [T41,T42] | WATERFORD |  | 52.305 | -7.1712
MV/LV Substation MU***491 |  | 10 kV | _ | LV | 200 kVA :Pole Substation | 0.2 | --> | 0.2 | 0 | 0 | Constrained, otherwise capacity available =139 kVA | --> | 0.19 | 0 | 0.004 | 0.195 | 0 |  | --> | C14 ex BALLYHALE | Ballyhale [T42,T421] | KILKENNY |  | 52.3653 | -7.1716
MV/LV Substation BL***491Y |  | 20 kV | _ | LV | 100 kVA :Pole Substation | 0.1 | --> | 0.1 | 0.1 | 8.16 |  | --> | 0.095 | 0 | 0 | 0.095 | 0 |  | --> | C17 ex MOUNT MISERY | Mount Misery [T41,T42] | WATERFORD |  | 52.2984 | -7.1322
MV/LV Substation MU***492 |  | 10 kV | _ | LV | 100 kVA :Pole Substation | 0.1 | --> | 0.1 | 0 | 0 | Constrained, otherwise capacity available =41 kVA | --> | 0.095 | 0 | 0.013 | 0.093 | 0 |  | --> | C14 ex BALLYHALE | Ballyhale [T42,T421] | KILKENNY |  | 52.3692 | -7.1714
MV/LV Substation CA***492Y |  | 10 kV | _ | LV | 630 kVA :Building Structure | 0.63 | --> | 0.63 | 0.462 | 0.53 |  | --> | 0.598 | 0 | 0 | 0.5 | 0 |  | --> | C16 ex MANOR STREET | Manor Street [T41,T42] | WATERFORD |  | 52.2575 | -7.1042
MV/LV Substation IN***493 |  | 10 kV | _ | LV | 50 kVA :Pole Substation | 0.05 | --> | 0.05 | 0 | 0 | Constrained, otherwise capacity available =36 kVA | --> | 0.048 | 0 | 0.015 | 0.038 | 0 |  | --> | C14 ex BALLYHALE | Ballyhale [T42,T421] | KILKENNY |  | 52.3694 | -7.1779
MV/LV Substation CA***493Y |  | 10 kV | _ | LV | 630 kVA :Building Structure | 0.63 | --> | 0.63 | 0.5 | 0.53 | Constrained, otherwise capacity available =558 kVA | --> | 0.598 | 0 | 0 | 0.5 | 0 |  | --> | C16 ex MANOR STREET | Manor Street [T41,T42] | WATERFORD |  | 52.2576 | -7.1042
MV/LV Substation CA***494Y |  | 10 kV | _ | LV | 630 kVA :Building Structure | 0.63 | --> | 0.63 | 0.5 | 0.53 | Constrained, otherwise capacity available =569 kVA | --> | 0.598 | 0 | 0 | 0.5 | 0 |  | --> | C16 ex MANOR STREET | Manor Street [T41,T42] | WATERFORD |  | 52.2577 | -7.1042
MV/LV Substation MA***495Y |  | 10 kV | _ | LV | 630 kVA :Building Structure | 0.63 | --> | 0.63 | 0.5 | 0.53 | Constrained, otherwise capacity available =558 kVA | --> | 0.598 | 0 | 0 | 0.5 | 0 |  | --> | C20 ex MANOR STREET | Manor Street [T41,T42] | WATERFORD |  | 52.2521 | -7.1179
MV/LV Substation TE***498Y |  | 10 kV | _ | LV | 400 kVA :Kiosk Substation | 0.4 | --> | 0.4 | 0 | 0 | Constrained, otherwise capacity available =346 kVA | --> | 0.38 | 0 | 0.011 | 0 | 0 | Constrained, otherwise capacity available =379 kW | --> | C21 ex WATERFORD IND EST | Waterford Ind Est [T41,T42,T44] | BUTLERSTOWN |  | 52.2389 | -7.1363
MV/LV Substation MI***504 |  | 20 kV | _ | LV | 50 kVA :Pole Substation | 0.05 | --> | 0.05 | 0.018 | 8.16 |  | --> | 0.048 | 0 | 0.015 | 0.041 | 0 |  | --> | C17 ex MOUNT MISERY | Mount Misery [T41,T42] | WATERFORD |  | 52.2764 | -7.0807
MV/LV Substation SL***507 |  | 20 kV | _ | LV | 200 kVA :Pole Substation | 0.2 | --> | 0.2 | 0.133 | 8.16 |  | --> | 0.19 | 0 | 0.011 | 0.191 | 0 |  | --> | C17 ex MOUNT MISERY | Mount Misery [T41,T42] | WATERFORD |  | 52.2833 | -7.0694
MV/LV Substation ST***509Y |  | 10 kV | _ | LV | 630 kVA :Building Structure | 0.63 | --> | 0.63 | 0.472 | 0.53 |  | --> | 0.598 | 0 | 0 | 0.5 | 0 |  | --> | C11 ex MANOR STREET | Manor Street [T41,T42] | WATERFORD |  | 52.2485 | -7.1135
MV/LV Substation ST***510Y |  | 10 kV | _ | LV | 630 kVA :Building Structure | 0.63 | --> | 0.63 | 0.5 | 0.53 | Constrained, otherwise capacity available =630 kVA | --> | 0.598 | 0 | 0 | 0.5 | 0 |  | --> | C11 ex MANOR STREET | Manor Street [T41,T42] | WATERFORD |  | 52.249 | -7.1134
MV/LV Substation RA***511 |  | 20 kV | _ | LV | 50 kVA :Pole Substation | 0.05 | --> | 0.05 | 0.04 | 3.76 |  | --> | 0.048 | 0 | 0 | 0.049 | 0 |  | --> | E16 ex BELVIEW | Belview [T421,T422] | WATERFORD |  | 52.2834 | -7.0559
MV/LV Substation ST***511Y |  | 10 kV | _ | LV | 630 kVA :Building Structure | 0.63 | --> | 0.63 | 0.5 | 0.53 | Constrained, otherwise capacity available =622 kVA | --> | 0.598 | 0 | 0 | 0.5 | 0 |  | --> | C11 ex MANOR STREET | Manor Street [T41,T42] | WATERFORD |  | 52.2486 | -7.1155
MV/LV Substation DE***512Y |  | 10 kV | _ | LV | 200 kVA :Kiosk Substation | 0.2 | --> | 0.2 | 0.192 | 0.53 |  | --> | 0.19 | 0 | 0 | 0.191 | 0 |  | --> | C21 ex MANOR STREET | Manor Street [T41,T42] | WATERFORD |  | 52.2545 | -7.1127
MV/LV Substation GO***514 |  | 20 kV | _ | LV | 50 kVA :Pole Substation | 0.05 | --> | 0.05 | 0.041 | 3.76 |  | --> | 0.048 | 0 | 0.009 | 0.042 | 0 |  | --> | E16 ex BELVIEW | Belview [T421,T422] | WATERFORD |  | 52.2681 | -7.0548
MV/LV Substation FI***516Y |  | 10 kV | _ | LV | 400 kVA :Kiosk Substation | 0.4 | --> | 0.4 | 0.277 | 8.16 |  | --> | 0.38 | 0 | 0.041 | 0.366 | 0 |  | --> | C12 ex MOUNT MISERY | Mount Misery [T41,T42] | WATERFORD |  | 52.2649 | -7.0889
MV/LV Substation FI***517Y |  | 10 kV | _ | LV | 200 kVA :Kiosk Substation | 0.2 | --> | 0.2 | 0.2 | 8.16 |  | --> | 0.19 | 0 | 0 | 0.19 | 0 |  | --> | C12 ex MOUNT MISERY | Mount Misery [T41,T42] | WATERFORD |  | 52.2658 | -7.088
MV/LV Substation MO***518X |  | 10 kV | _ | LV | 400 kVA :Kiosk Substation | 0.4 | --> | 0.4 | 0 | 0 | Constrained, otherwise capacity available =271 kVA | --> | 0.38 | 0 | 0.016 | 0.385 | 0 |  | --> | C12 ex GRANAGH | Granagh [T41,T42] | WATERFORD |  | 52.2921 | -7.2556
MV/LV Substation LA***518Y |  | 10 kV | _ | LV | 200 kVA :Kiosk Substation | 0.2 | --> | 0.2 | 0 | 0 | Constrained, otherwise capacity available =162 kVA | --> | 0.19 | 0 | 0.005 | 0 | 0 | Constrained, otherwise capacity available =191 kW | --> | C21 ex WATERFORD IND EST | Waterford Ind Est [T41,T42,T44] | BUTLERSTOWN |  | 52.2409 | -7.1296
MV/LV Substation EL***519 |  | 20 kV | _ | LV | 200 kVA :Pole Substation | 0.2 | --> | 0.2 | 0.168 | 3.76 |  | --> | 0.19 | 0 | 0.04 | 0.165 | 0 |  | --> | E15 ex BELVIEW | Belview [T421,T422] | WATERFORD |  | 52.2662 | -7.0723
MV/LV Substation GL***523 |  | 20 kV | _ | LV | 50 kVA :Pole Substation | 0.05 | --> | 0.05 | 0.047 | 3.76 |  | --> | 0.048 | 0 | 0 | 0.048 | 0 |  | --> | E16 ex BELVIEW | Belview [T421,T422] | WATERFORD |  | 52.2699 | -7.035
MV/LV Substation AG***523X |  | 10 kV | _ | LV | 50 kVA :Pole Substation | 0.05 | --> | 0.05 | 0 | 0 | Constrained, otherwise capacity available =48 kVA | --> | 0.048 | 0 | 0 | 0.048 | 0 |  | --> | C12 ex GRANAGH | Granagh [T41,T42] | WATERFORD |  | 52.2818 | -7.1966
MV/LV Substation WA***524Y |  | 10 kV | _ | LV | 400 kVA :Building Structure | 0.4 | --> | 0.4 | 0.373 | 0.53 |  | --> | 0.38 | 0 | 0 | 0.384 | 0 |  | --> | C11 ex MANOR STREET | Manor Street [T41,T42] | WATERFORD |  | 52.248 | -7.072
MV/LV Substation SL***526 |  | 20 kV | _ | LV | 200 kVA :Pole Substation | 0.2 | --> | 0.2 | 0.163 | 8.16 |  | --> | 0.19 | 0 | 0.012 | 0.186 | 0 |  | --> | C17 ex MOUNT MISERY | Mount Misery [T41,T42] | WATERFORD |  | 52.2867 | -7.062
MV/LV Substation CO***530X |  | 10 kV | _ | LV | 200 kVA :Pole Substation | 0.2 | --> | 0.2 | 0 | 0 | Constrained, otherwise capacity available =182 kVA | --> | 0.19 | 0 | 0.005 | 0.189 | 0 |  | --> | C12 ex GRANAGH | Granagh [T41,T42] | WATERFORD |  | 52.2901 | -7.242
MV/LV Substation PO***533Y |  | 10 kV | _ | LV | 200 kVA :Kiosk Substation | 0.2 | --> | 0.2 | 0.2 | 0.53 |  | --> | 0.19 | 0 | 0 | 0.19 | 0 |  | --> | C11 ex MANOR STREET | Manor Street [T41,T42] | WATERFORD |  | 52.2519 | -7.1112
MV/LV Substation AL***535Y |  | 10 kV | _ | LV | 630 kVA :Building Structure | 0.63 | --> | 0.63 | 0.5 | 0.53 | Constrained, otherwise capacity available =581 kVA | --> | 0.598 | 0 | 0 | 0.5 | 0 |  | --> | C14 ex MANOR STREET | Manor Street [T41,T42] | WATERFORD |  | 52.2545 | -7.11
MV/LV Substation CL***537Y |  | 10 kV | _ | LV | 400 kVA :Building Structure | 0.4 | --> | 0.4 | 0.394 | 3.82 |  | --> | 0.38 | 0 | 0 | 0.381 | 0 |  | --> | C13 ex WATERFORD | Waterford [T41,T42] | WATERFORD |  | 52.2625 | -7.1182
MV/LV Substation GR***544X |  | 10 kV | _ | LV | 100 kVA :Pole Substation | 0.1 | --> | 0.1 | 0 | 0 | Constrained, otherwise capacity available =100 kVA | --> | 0.095 | 0 | 0.083 | 0.034 | 0 |  | --> | C15 ex GRANAGH | Granagh [T41,T42] | WATERFORD |  | 52.315 | -7.1681
MV/LV Substation JA***549Y |  | 10 kV | _ | LV | 400 kVA :Building Structure | 0.4 | --> | 0.4 | 0.36 | 3.82 |  | --> | 0.38 | 0 | 0 | 0.385 | 0 |  | --> | C13 ex WATERFORD | Waterford [T41,T42] | WATERFORD |  | 52.2621 | -7.1186
MV/LV Substation MA***551Y |  | 10 kV | _ | LV | 630 kVA :Building Structure | 0.63 | --> | 0.63 | 0.5 | 3.82 |  | --> | 0.598 | 0 | 0 | 0.5 | 0 |  | --> | C13 ex WATERFORD | Waterford [T41,T42] | WATERFORD |  | 52.2637 | -7.1197
MV/LV Substation LO***552 |  | 20 kV | _ | LV | 50 kVA :Pole Substation | 0.05 | --> | 0.05 | 0.041 | 8.16 |  | --> | 0.048 | 0 | 0.002 | 0.047 | 0 |  | --> | C17 ex MOUNT MISERY | Mount Misery [T41,T42] | WATERFORD |  | 52.3158 | -7.1147
MV/LV Substation BI***556Y |  | 10 kV | _ | LV | 200 kVA :Kiosk Substation | 0.2 | --> | 0.2 | 0.186 | 3.82 |  | --> | 0.19 | 0 | 0 | 0.192 | 0 |  | --> | C14 ex WATERFORD | Waterford [T41,T42] | WATERFORD |  | 52.2655 | -7.1267
MV/LV Substation BA***558X |  | 10 kV | _ | LV | 50 kVA :Pole Substation | 0.05 | --> | 0.05 | 0.048 | 13.6 |  | --> | 0.048 | 0 | 0 | 0.048 | 0 |  | --> | C22 ex KILLOTERAN | Killoteran [T101,T102] | KILLOTERAN |  | 52.2356 | -7.1583
MV/LV Substation AR***559Y |  | 10 kV | _ | LV | 630 kVA :Building Structure | 0.63 | --> | 0.63 | 0 | 0 | Constrained, otherwise capacity available =548 kVA | --> | 0.598 | 0 | 0 | 0 | 0 | Constrained, otherwise capacity available =610 kW | --> | C17 ex GRANGE (SR) | Grange (sr) [T41,T42] | BUTLERSTOWN |  | 52.2436 | -7.0859
MV/LV Substation AY***561 |  | 20 kV | _ | LV | 50 kVA :Pole Substation | 0.05 | --> | 0.05 | 0.032 | 8.16 |  | --> | 0.048 | 0 | 0 | 0.05 | 0 |  | --> | C17 ex MOUNT MISERY | Mount Misery [T41,T42] | WATERFORD |  | 52.3422 | -7.0182
MV/LV Substation CH***563X |  | 20 kV | _ | LV | 100 kVA :Pole Substation | 0.1 | --> | 0.1 | 0 | 0 | Constrained, otherwise capacity available =88 kVA | --> | 0.095 | 0 | 0.003 | 0 | 0 | Constrained, otherwise capacity available =94 kW | --> | E11 ex KILCARRAGH | Kilcarragh [T421,T422] | BUTLERSTOWN |  | 52.2708 | -6.9919
MV/LV Substation FA***565X |  | 10 kV | _ | LV | 400 kVA :Kiosk Substation | 0.4 | --> | 0.4 | 0 | 0 | Constrained, otherwise capacity available =293 kVA | --> | 0.38 | 0 | 0.004 | 0 | 0 | Constrained, otherwise capacity available =391 kW | --> | C17 ex GRANGE (SR) | Grange (sr) [T41,T42] | BUTLERSTOWN |  | 52.2423 | -7.0913
MV/LV Substation ME***566Y |  | 10 kV | _ | LV | 400 kVA :Kiosk Substation | 0.4 | --> | 0.4 | 0 | 0 | Constrained, otherwise capacity available =303 kVA | --> | 0.38 | 0 | 0.005 | 0 | 0 | Constrained, otherwise capacity available =389 kW | --> | C17 ex WATERFORD IND EST | Waterford Ind Est [T41,T42,T44] | BUTLERSTOWN |  | 52.2407 | -7.1532
MV/LV Substation O ***568Y |  | 10 kV | _ | LV | 630 kVA :Building Structure | 0.63 | --> | 0.63 | 0.5 | 3.82 |  | --> | 0.598 | 0 | 0 | 0.5 | 0 |  | --> | C13 ex WATERFORD | Waterford [T41,T42] | WATERFORD |  | 52.2628 | -7.1185
MV/LV Substation MO***569X |  | 10 kV | _ | LV | 100 kVA :Pole Substation | 0.1 | --> | 0.1 | 0 | 0 | Constrained, otherwise capacity available =56 kVA | --> | 0.095 | 0 | 0 | 0.101 | 0 |  | --> | C12 ex GRANAGH | Granagh [T41,T42] | WATERFORD |  | 52.2943 | -7.2582
MV/LV Substation BL***569Y |  | 10 kV | _ | LV | 200 kVA :Kiosk Substation | 0.2 | --> | 0.2 | 0.135 | 8.16 |  | --> | 0.19 | 0 | 0.016 | 0.187 | 0 |  | --> | C12 ex MOUNT MISERY | Mount Misery [T41,T42] | WATERFORD |  | 52.2736 | -7.113
MV/LV Substation BE***570X |  | 20 kV | _ | LV | 100 kVA :Pole Substation | 0.1 | --> | 0.1 | 0.056 | 8.16 |  | --> | 0.095 | 0 | 0.02 | 0.086 | 0 |  | --> | C17 ex MOUNT MISERY | Mount Misery [T41,T42] | WATERFORD |  | 52.2732 | -7.0939
MV/LV Substation KI***572 |  | 20 kV | _ | LV | 50 kVA :Pole Substation | 0.05 | --> | 0.05 | 0.046 | 8.16 |  | --> | 0.048 | 0 | 0 | 0.048 | 0 |  | --> | C17 ex MOUNT MISERY | Mount Misery [T41,T42] | WATERFORD |  | 52.347 | -7.0392
MV/LV Substation BR***574Y |  | 10 kV | _ | LV | 200 kVA :Kiosk Substation | 0.2 | --> | 0.2 | 0 | 0 | Constrained, otherwise capacity available =117 kVA | --> | 0.19 | 0 | 0.031 | 0 | 0 | Constrained, otherwise capacity available =178 kW | --> | C12 ex GRANGE (SR) | Grange (sr) [T41,T42] | BUTLERSTOWN |  | 52.2344 | -7.1139
MV/LV Substation GR***575Y |  | 10 kV | _ | LV | 630 kVA :Building Structure | 0.63 | --> | 0.63 | 0.5 | 0.53 | Constrained, otherwise capacity available =611 kVA | --> | 0.598 | 0 | 0 | 0.5 | 0 |  | --> | C19 ex MANOR STREET | Manor Street [T41,T42] | WATERFORD |  | 52.2563 | -7.1118
MV/LV Substation KI***580Y |  | 20 kV | _ | LV | 100 kVA :Pole Substation | 0.1 | --> | 0.1 | 0 | 0 | Constrained, otherwise capacity available =62 kVA | --> | 0.095 | 0 | 0 | 0 | 0 | Constrained, otherwise capacity available =100 kW | --> | E12 ex KILCARRAGH | Kilcarragh [T421,T422] | BUTLERSTOWN |  | 52.2179 | -7.0931
MV/LV Substation NO***583X |  | 10 kV | _ | LV | 400 kVA :Kiosk Substation | 0.4 | --> | 0.4 | 0.215 | 0.95 |  | --> | 0.38 | 0 | 0.019 | 0.39 | 0 |  | --> | C18 ex TYCOR | Tycor [T41,T42] | WATERFORD |  | 52.2556 | -7.1396
MV/LV Substation KI***584X |  | 10 kV | _ | LV | 50 kVA :Pole Substation | 0.05 | --> | 0.05 | 0 | 0 | Constrained, otherwise capacity available =48 kVA | --> | 0.048 | 0 | 0.023 | 0.031 | 0 |  | --> | C15 ex GRANAGH | Granagh [T41,T42] | WATERFORD |  | 52.3127 | -7.1741
MV/LV Substation GR***584Y |  | 10 kV | _ | LV | 50 kVA :Pole Substation | 0.05 | --> | 0.05 | 0.024 | 8.16 |  | --> | 0.048 | 0 | 0.003 | 0.049 | 0 |  | --> | C11 ex MOUNT MISERY | Mount Misery [T41,T42] | WATERFORD |  | 52.2817 | -7.1615
MV/LV Substation HA***585X |  | 10 kV | _ | LV | 100 kVA :Pole Substation | 0.1 | --> | 0.1 | 0 | 0 | Constrained, otherwise capacity available =81 kVA | --> | 0.095 | 0 | 0 | 0.098 | 0 |  | --> | C15 ex GRANAGH | Granagh [T41,T42] | WATERFORD |  | 52.3125 | -7.1744
MV/LV Substation PA***588X |  | 20 kV | _ | LV | 50 kVA :Pole Substation | 0.05 | --> | 0.05 | 0 | 0 | Constrained, otherwise capacity available =44 kVA | --> | 0.048 | 0 | 0.005 | 0 | 0 | Constrained, otherwise capacity available =45 kW | --> | E11 ex KILCARRAGH | Kilcarragh [T421,T422] | BUTLERSTOWN |  | 52.262 | -7.0216
MV/LV Substation DU***588Y |  | 10 kV | _ | LV | 630 kVA :Building Structure | 0.63 | --> | 0.63 | 0.5 | 0.53 | Constrained, otherwise capacity available =591 kVA | --> | 0.598 | 0 | 0 | 0.5 | 0 |  | --> | C17 ex MANOR STREET | Manor Street [T41,T42] | WATERFORD |  | 52.2575 | -7.1089
MV/LV Substation AF***589X |  | 10 kV | _ | LV | 400 kVA :Building Structure | 0.4 | --> | 0.4 | 0.387 | 13.6 |  | --> | 0.38 | 0 | 0 | 0.382 | 0 |  | --> | C22 ex KILLOTERAN | Killoteran [T101,T102] | KILLOTERAN |  | 52.2302 | -7.1452
MV/LV Substation GL***589Y |  | 10 kV | _ | LV | 200 kVA :Kiosk Substation | 0.2 | --> | 0.2 | 0 | 0 | Constrained, otherwise capacity available =162 kVA | --> | 0.19 | 0 | 0 | 0 | 0 | Constrained, otherwise capacity available =195 kW | --> | C16 ex GRANGE (SR) | Grange (sr) [T41,T42] | BUTLERSTOWN |  | 52.2503 | -7.0849
MV/LV Substation BE***591Y |  | 10 kV | _ | LV | 200 kVA :Kiosk Substation | 0.2 | --> | 0.2 | 0.199 | 8.16 |  | --> | 0.19 | 0 | 0 | 0.19 | 0 |  | --> | C12 ex MOUNT MISERY | Mount Misery [T41,T42] | WATERFORD |  | 52.2691 | -7.0913
MV/LV Substation PL***594X |  | 10 kV | _ | LV | 400 kVA :Kiosk Substation | 0.4 | --> | 0.4 | 0.364 | 8.16 |  | --> | 0.38 | 0 | 0 | 0.385 | 0 |  | --> | C13 ex MOUNT MISERY | Mount Misery [T41,T42] | WATERFORD |  | 52.266 | -7.1169
MV/LV Substation KI***594Y |  | 10 kV | _ | LV | 200 kVA :Kiosk Substation | 0.2 | --> | 0.2 | 0 | 0 | Constrained, otherwise capacity available =164 kVA | --> | 0.19 | 0 | 0 | 0 | 0 | Constrained, otherwise capacity available =195 kW | --> | C12 ex GRANGE (SR) | Grange (sr) [T41,T42] | BUTLERSTOWN |  | 52.2423 | -7.1095
MV/LV Substation NE***595X |  | 10 kV | _ | LV | 400 kVA :Kiosk Substation | 0.4 | --> | 0.4 | 0.319 | 0.53 |  | --> | 0.38 | 0 | 0.009 | 0.384 | 0 |  | --> | C19 ex MANOR STREET | Manor Street [T41,T42] | WATERFORD |  | 52.2504 | -7.0944
MV/LV Substation VI***595Y |  | 10 kV | _ | LV | 400 kVA :Building Structure | 0.4 | --> | 0.4 | 0.214 | 13.6 |  | --> | 0.38 | 0 | 0 | 0.405 | 0 |  | --> | C22 ex KILLOTERAN | Killoteran [T101,T102] | KILLOTERAN |  | 52.2422 | -7.165
MV/LV Substation KI***597 |  | 10 kV | _ | LV | 100 kVA :Pole Substation | 0.1 | --> | 0.1 | 0.049 | 0.95 |  | --> | 0.095 | 0 | 0 | 0.102 | 0 |  | --> | C25 ex TYCOR | Tycor [T41,T42] | WATERFORD |  | 52.2454 | -7.1924
MV/LV Substation AR***599Y |  | 10 kV | _ | LV | 200 kVA :Kiosk Substation | 0.2 | --> | 0.2 | 0.156 | 8.16 |  | --> | 0.19 | 0 | 0.02 | 0.181 | 0 |  | --> | C12 ex MOUNT MISERY | Mount Misery [T41,T42] | WATERFORD |  | 52.2711 | -7.1054
MV/LV Substation GL***604 |  | 20 kV | _ | LV | 100 kVA :Pole Substation | 0.1 | --> | 0.1 | 0.08 | 8.16 |  | --> | 0.095 | 0 | 0.011 | 0.09 | 0 |  | --> | C17 ex MOUNT MISERY | Mount Misery [T41,T42] | WATERFORD |  | 52.3523 | -7.0315
MV/LV Substation UR***604X |  | 10 kV | _ | LV | 400 kVA :Kiosk Substation | 0.4 | --> | 0.4 | 0 | 0 | Constrained, otherwise capacity available =298 kVA | --> | 0.38 | 0 | 0.04 | 0 | 0 | Constrained, otherwise capacity available =364 kW | --> | C12 ex GRANGE (SR) | Grange (sr) [T41,T42] | BUTLERSTOWN |  | 52.2466 | -7.1182
MV/LV Substation MO***606 |  | 20 kV | _ | LV | 50 kVA :Pole Substation | 0.05 | --> | 0.05 | 0.032 | 8.16 |  | --> | 0.048 | 0 | 0.013 | 0.04 | 0 |  | --> | C17 ex MOUNT MISERY | Mount Misery [T41,T42] | WATERFORD |  | 52.2748 | -7.121
MV/LV Substation BA***607X |  | 10 kV | _ | LV | 50 kVA :Pole Substation | 0.05 | --> | 0.05 | 0 | 0 | Constrained, otherwise capacity available =42 kVA | --> | 0.048 | 0 | 0.004 | 0.046 | 0 |  | --> | C12 ex GRANAGH | Granagh [T41,T42] | WATERFORD |  | 52.2996 | -7.2176
MV/LV Substation ED***616X |  | 10 kV | _ | LV | 400 kVA :Building Structure | 0.4 | --> | 0.4 | 0 | 0 | Constrained, otherwise capacity available =382 kVA | --> | 0.38 | 0 | 0 | 0.382 | 0 |  | --> | C11 ex GRANAGH | Granagh [T41,T42] | WATERFORD |  | 52.2799 | -7.1687
MV/LV Substation BA***616Y |  | 10 kV | _ | LV | 50 kVA :Pole Substation | 0.05 | --> | 0.05 | 0 | 0 | Constrained, otherwise capacity available =44 kVA | --> | 0.048 | 0 | 0 | 0.048 | 0 |  | --> | C15 ex GRANAGH | Granagh [T41,T42] | WATERFORD |  | 52.3364 | -7.1722
MV/LV Substation BL***618 |  | 20 kV | _ | LV | 100 kVA :Pole Substation | 0.1 | --> | 0.1 | 0 | 0 | Constrained, otherwise capacity available =78 kVA | --> | 0.095 | 0 | 0.011 | 0 | 0 | Constrained, otherwise capacity available =90 kW | --> | E11 ex KILCARRAGH | Kilcarragh [T421,T422] | BUTLERSTOWN |  | 52.2311 | -7.0464
MV/LV Substation BI***618Y |  | 10 kV | _ | LV | 50 kVA :Pole Substation | 0.05 | --> | 0.05 | 0.031 | 3.82 |  | --> | 0.048 | 0 | 0 | 0.05 | 0 |  | --> | C14 ex WATERFORD | Waterford [T41,T42] | WATERFORD |  | 52.2658 | -7.1332
MV/LV Substation BI***619Y |  | 10 kV | _ | LV | 400 kVA :Kiosk Substation | 0.4 | --> | 0.4 | 0 | 0 | Constrained, otherwise capacity available =302 kVA | --> | 0.38 | 0 | 0.027 | 0 | 0 | Constrained, otherwise capacity available =373 kW | --> | E12 ex KILCARRAGH | Kilcarragh [T421,T422] | BUTLERSTOWN |  | 52.2342 | -7.0768
MV/LV Substation CH***621X |  | 10 kV | _ | LV | 400 kVA :Kiosk Substation | 0.4 | --> | 0.4 | 0 | 0 | Constrained, otherwise capacity available =280 kVA | --> | 0.38 | 0 | 0.025 | 0 | 0 | Constrained, otherwise capacity available =378 kW | --> | C12 ex GRANGE (SR) | Grange (sr) [T41,T42] | BUTLERSTOWN |  | 52.2406 | -7.116
MV/LV Substation BL***622 |  | 20 kV | _ | LV | 50 kVA :Pole Substation | 0.05 | --> | 0.05 | 0 | 0 | Constrained, otherwise capacity available =46 kVA | --> | 0.048 | 0 | 0 | 0 | 0 | Constrained, otherwise capacity available =48 kW | --> | E11 ex KILCARRAGH | Kilcarragh [T421,T422] | BUTLERSTOWN |  | 52.2435 | -7.0407
MV/LV Substation CU***622X |  | 20 kV | _ | LV | 50 kVA :Pole Substation | 0.05 | --> | 0.05 | 0.037 | 8.16 |  | --> | 0.048 | 0 | 0 | 0.049 | 0 |  | --> | C17 ex MOUNT MISERY | Mount Misery [T41,T42] | WATERFORD |  | 52.3003 | -7.0471
MV/LV Substation AR***622Y |  | 10 kV | _ | LV | 630 kVA :Kiosk Substation | 0.63 | --> | 0.63 | 0 | 0 | Constrained, otherwise capacity available =521 kVA | --> | 0.598 | 0 | 0 | 0 | 0 | Constrained, otherwise capacity available =613 kW | --> | C17 ex GRANGE (SR) | Grange (sr) [T41,T42] | BUTLERSTOWN |  | 52.2423 | -7.0875
MV/LV Substation MO***624X |  | 10 kV | _ | LV | 400 kVA :Building Structure | 0.4 | --> | 0.4 | 0.246 | 0.53 |  | --> | 0.38 | 0 | 0.16 | 0.278 | 0 |  | --> | C20 ex MANOR STREET | Manor Street [T41,T42] | WATERFORD |  | 52.2521 | -7.116
MV/LV Substation UL***628Y |  | 10 kV | _ | LV | 50 kVA :Pole Substation | 0.05 | --> | 0.05 | 0 | 0 | Constrained, otherwise capacity available =43 kVA | --> | 0.048 | 0 | 0 | 0.048 | 0 |  | --> | C12 ex GRANAGH | Granagh [T41,T42] | WATERFORD |  | 52.3209 | -7.2032
MV/LV Substation PO***629X |  | 10 kV | _ | LV | 200 kVA :Kiosk Substation | 0.2 | --> | 0.2 | 0.159 | 0.53 |  | --> | 0.19 | 0 | 0.031 | 0.173 | 0 |  | --> | C11 ex MANOR STREET | Manor Street [T41,T42] | WATERFORD |  | 52.2473 | -7.0708
MV/LV Substation CA***629Y |  | 10 kV | _ | LV | 200 kVA :Building Structure | 0.2 | --> | 0.2 | 0.05 | 0.95 |  | --> | 0.19 | 0 | 0 | 0.21 | 0 |  | --> | C25 ex TYCOR | Tycor [T41,T42] | WATERFORD |  | 52.2538 | -7.1876
MV/LV Substation BA***631Y |  | 10 kV | _ | LV | 200 kVA :Pole Substation | 0.2 | --> | 0.2 | 0.198 | 13.6 |  | --> | 0.19 | 0 | 0 | 0.19 | 0 |  | --> | C22 ex KILLOTERAN | Killoteran [T101,T102] | KILLOTERAN |  | 52.2413 | -7.1597
MV/LV Substation BA***637X |  | 10 kV | _ | LV | 50 kVA :Pole Substation | 0.05 | --> | 0.05 | 0.035 | 13.6 |  | --> | 0.048 | 0 | 0.006 | 0.045 | 0 |  | --> | C22 ex KILLOTERAN | Killoteran [T101,T102] | KILLOTERAN |  | 52.2194 | -7.1341
MV/LV Substation FA***640Y |  | 10 kV | _ | LV | 400 kVA :Kiosk Substation | 0.4 | --> | 0.4 | 0 | 0 | Constrained, otherwise capacity available =387 kVA | --> | 0.38 | 0 | 0 | 0 | 0 | Constrained, otherwise capacity available =382 kW | --> | C12 ex GRANGE (SR) | Grange (sr) [T41,T42] | BUTLERSTOWN |  | 52.234 | -7.1121
MV/LV Substation CH***642 |  | 20 kV | _ | LV | 100 kVA :Pole Substation | 0.1 | --> | 0.1 | 0 | 0 | Constrained, otherwise capacity available =77 kVA | --> | 0.095 | 0 | 0.005 | 0 | 0 | Constrained, otherwise capacity available =94 kW | --> | E11 ex KILCARRAGH | Kilcarragh [T421,T422] | BUTLERSTOWN |  | 52.2691 | -6.9959
MV/LV Substation KN***643X |  | 10 kV | _ | LV | 200 kVA :Pole Substation | 0.2 | --> | 0.2 | 0 | 0 | Constrained, otherwise capacity available =172 kVA | --> | 0.19 | 0 | 0.005 | 0 | 0 | Constrained, otherwise capacity available =190 kW | --> | E12 ex KILCARRAGH | Kilcarragh [T421,T422] | BUTLERSTOWN |  | 52.2366 | -7.06
MV/LV Substation CH***644 |  | 20 kV | _ | LV | 100 kVA :Pole Substation | 0.1 | --> | 0.1 | 0 | 0 | Constrained, otherwise capacity available =70 kVA | --> | 0.095 | 0 | 0 | 0 | 0 | Constrained, otherwise capacity available =99 kW | --> | E11 ex KILCARRAGH | Kilcarragh [T421,T422] | BUTLERSTOWN |  | 52.2703 | -6.996
MV/LV Substation RO***645Y |  | 10 kV | _ | LV | 100 kVA :Pole Substation | 0.1 | --> | 0.1 | 0.1 | 8.16 |  | --> | 0.095 | 0 | 0 | 0.095 | 0 |  | --> | C13 ex MOUNT MISERY | Mount Misery [T41,T42] | WATERFORD |  | 52.2623 | -7.0959
MV/LV Substation I.***647Y |  | 10 kV | _ | LV | 630 kVA :Building Structure | 0.63 | --> | 0.63 | 0 | 0 | Constrained, otherwise capacity available =625 kVA | --> | 0.598 | 0 | 0 | 0 | 0 | Constrained, otherwise capacity available =599 kW | --> | C16 ex WATERFORD IND EST | Waterford Ind Est [T41,T42,T44] | BUTLERSTOWN |  | 52.2463 | -7.145
MV/LV Substation HO***648X |  | 10 kV | _ | LV | 100 kVA :Pole Substation | 0.1 | --> | 0.1 | 0.061 | 0.95 |  | --> | 0.095 | 0 | 0.005 | 0.096 | 0 |  | --> | C25 ex TYCOR | Tycor [T41,T42] | WATERFORD |  | 52.2388 | -7.1786
MV/LV Substation MO***648Y |  | 10 kV | _ | LV | 200 kVA :Kiosk Substation | 0.2 | --> | 0.2 | 0.029 | 0.95 |  | --> | 0.19 | 0 | 0 | 0.212 | 0 |  | --> | C25 ex TYCOR | Tycor [T41,T42] | WATERFORD |  | 52.2631 | -7.1449
MV/LV Substation BA***649X |  | 10 kV | _ | LV | 400 kVA :Kiosk Substation | 0.4 | --> | 0.4 | 0.36 | 13.6 |  | --> | 0.38 | 0 | 0.011 | 0.377 | 0 |  | --> | C22 ex KILLOTERAN | Killoteran [T101,T102] | KILLOTERAN |  | 52.2409 | -7.1699
MV/LV Substation CH***649Y |  | 10 kV | _ | LV | 400 kVA :Kiosk Substation | 0.4 | --> | 0.4 | 0.292 | 8.16 |  | --> | 0.38 | 0 | 0.022 | 0.378 | 0 |  | --> | C13 ex MOUNT MISERY | Mount Misery [T41,T42] | WATERFORD |  | 52.2624 | -7.0929
MV/LV Substation BA***655X |  | 20 kV | _ | LV | 630 kVA :Kiosk Substation | 0.63 | --> | 0.63 | 0 | 0 | Constrained, otherwise capacity available =556 kVA | --> | 0.598 | 0 | 0.016 | 0 | 0 | Constrained, otherwise capacity available =597 kW | --> | E11 ex KILCARRAGH | Kilcarragh [T421,T422] | BUTLERSTOWN |  | 52.2255 | -7.0634
MV/LV Substation BA***656Y |  | 20 kV | _ | LV | 400 kVA :Kiosk Substation | 0.4 | --> | 0.4 | 0 | 0 | Constrained, otherwise capacity available =267 kVA | --> | 0.38 | 0 | 0.024 | 0 | 0 | Constrained, otherwise capacity available =380 kW | --> | E11 ex KILCARRAGH | Kilcarragh [T421,T422] | BUTLERSTOWN |  | 52.2284 | -7.0632
MV/LV Substation IE***660Y |  | 10 kV | _ | LV | 400 kVA :Building Structure | 0.4 | --> | 0.4 | 0.378 | 0.95 |  | --> | 0.38 | 0 | 0 | 0.383 | 0 |  | --> | C22 ex TYCOR | Tycor [T41,T42] | WATERFORD |  | 52.2579 | -7.1496
MV/LV Substation HY***662X |  | 10 kV | _ | LV | 400 kVA :Building Structure | 0.4 | --> | 0.4 | 0.179 | 3.82 |  | --> | 0.38 | 0 | 0.004 | 0.406 | 0 |  | --> | C20 ex WATERFORD | Waterford [T41,T42] | WATERFORD |  | 52.2605 | -7.1215
MV/LV Substation WA***663X |  | 10 kV | _ | LV | 400 kVA :Kiosk Substation | 0.4 | --> | 0.4 | 0.367 | 0.53 |  | --> | 0.38 | 0 | 0.009 | 0.378 | 0 |  | --> | C19 ex MANOR STREET | Manor Street [T41,T42] | WATERFORD |  | 52.2541 | -7.105
MV/LV Substation RA***669 |  | 10 kV | _ | LV | 50 kVA :Pole Substation | 0.05 | --> | 0.05 | 0 | 0 | Constrained, otherwise capacity available =41 kVA | --> | 0.048 | 0 | 0.01 | 0.041 | 0 |  | --> | C12 ex GRANAGH | Granagh [T41,T42] | WATERFORD |  | 52.2861 | -7.2394
MV/LV Substation BE***674X |  | 10 kV | _ | LV | 200 kVA :Kiosk Substation | 0.2 | --> | 0.2 | 0 | 0.53 |  | --> | 0.19 | 0 | 0.015 | 0.204 | 0 |  | --> | C16 ex MANOR STREET | Manor Street [T41,T42] | WATERFORD |  | 52.2589 | -7.1059
MV/LV Substation FI***676 |  | 10 kV | _ | LV | 200 kVA :Pole Substation | 0.2 | --> | 0.2 | 0 | 0 | Constrained, otherwise capacity available =155 kVA | --> | 0.19 | 0 | 0.03 | 0.174 | 0 |  | --> | C12 ex GRANAGH | Granagh [T41,T42] | WATERFORD |  | 52.2904 | -7.2518
MV/LV Substation HE***678Y |  | 10 kV | _ | LV | 200 kVA :Kiosk Substation | 0.2 | --> | 0.2 | 0.168 | 13.6 |  | --> | 0.19 | 0 | 0.05 | 0.157 | 0 |  | --> | C27 ex KILLOTERAN | Killoteran [T101,T102] | KILLOTERAN |  | 52.2444 | -7.1563
MV/LV Substation NA***685 |  | 10 kV | _ | LV | 200 kVA :Pole Substation | 0.2 | --> | 0.2 | 0 | 0 | Constrained, otherwise capacity available =173 kVA | --> | 0.19 | 0 | 0.014 | 0.183 | 0 |  | --> | C15 ex GRANAGH | Granagh [T41,T42] | WATERFORD |  | 52.3174 | -7.1749
MV/LV Substation MU***686X |  | 10 kV | _ | LV | 50 kVA :Pole Substation | 0.05 | --> | 0.05 | 0 | 0 | Constrained, otherwise capacity available =36 kVA | --> | 0.048 | 0 | 0 | 0.049 | 0 |  | --> | C14 ex BALLYHALE | Ballyhale [T42,T421] | KILKENNY |  | 52.3713 | -7.1719
MV/LV Substation KI***687X |  | 10 kV | _ | LV | 50 kVA :Pole Substation | 0.05 | --> | 0.05 | 0 | 0 | Constrained, otherwise capacity available =17 kVA | --> | 0.048 | 0 | 0 | 0.052 | 0 |  | --> | C15 ex GRANAGH | Granagh [T41,T42] | WATERFORD |  | 52.303 | -7.1682
MV/LV Substation CA***689X |  | 10 kV | _ | LV | 400 kVA :Kiosk Substation | 0.4 | --> | 0.4 | 0.273 | 0.53 |  | --> | 0.38 | 0 | 0 | 0.397 | 0 |  | --> | C20 ex MANOR STREET | Manor Street [T41,T42] | WATERFORD |  | 52.2564 | -7.1128
MV/LV Substation HO***690 |  | 10 kV | _ | LV | 50 kVA :Pole Substation | 0.05 | --> | 0.05 | 0 | 0 | Constrained, otherwise capacity available =35 kVA | --> | 0.048 | 0 | 0 | 0.05 | 0 |  | --> | C14 ex BALLYHALE | Ballyhale [T42,T421] | KILKENNY |  | 52.3629 | -7.1732
MV/LV Substation MU***691 |  | 10 kV | _ | LV | 50 kVA :Pole Substation | 0.05 | --> | 0.05 | 0 | 0 | Constrained, otherwise capacity available =23 kVA | --> | 0.048 | 0 | 0 | 0.051 | 0 |  | --> | C14 ex BALLYHALE | Ballyhale [T42,T421] | KILKENNY |  | 52.3676 | -7.1722
MV/LV Substation BA***691X |  | 10 kV | _ | LV | 200 kVA :Pole Substation | 0.2 | --> | 0.2 | 0.161 | 13.6 |  | --> | 0.19 | 0 | 0.01 | 0.188 | 0 |  | --> | C22 ex KILLOTERAN | Killoteran [T101,T102] | KILLOTERAN |  | 52.2412 | -7.1559
MV/LV Substation CO***691Y |  | 10 kV | _ | LV | 1000 kVA :Building Structure | 1 | --> | 1 | 0.5 | 3.82 |  | --> | 0.95 | 0 | 0 | 0.5 | 0 |  | --> | C13 ex WATERFORD | Waterford [T41,T42] | WATERFORD |  | 52.2635 | -7.1199
MV/LV Substation AI***693Y |  | 20 kV | _ | LV | 100 kVA :Pole Substation | 0.1 | --> | 0.1 | 0.08 | 8.16 |  | --> | 0.095 | 0 | 0 | 0.098 | 0 |  | --> | C17 ex MOUNT MISERY | Mount Misery [T41,T42] | WATERFORD |  | 52.2896 | -7.0658
MV/LV Substation ST***694X |  | 10 kV | _ | LV | 400 kVA :Kiosk Substation | 0.4 | --> | 0.4 | 0 | 0 | Constrained, otherwise capacity available =214 kVA | --> | 0.38 | 0 | 0.002 | 0 | 0 | Constrained, otherwise capacity available =403 kW | --> | C12 ex GRANGE (SR) | Grange (sr) [T41,T42] | BUTLERSTOWN |  | 52.2389 | -7.1123
MV/LV Substation JA***697Y |  | 20 kV | _ | LV | 200 kVA :Pole Substation | 0.2 | --> | 0.2 | 0 | 0 | Constrained, otherwise capacity available =149 kVA | --> | 0.19 | 0 | 0 | 0 | 0 | Constrained, otherwise capacity available =197 kW | --> | E11 ex KILCARRAGH | Kilcarragh [T421,T422] | BUTLERSTOWN |  | 52.2367 | -7.0339
MV/LV Substation JO***698Y |  | 10 kV | _ | LV | 400 kVA :Building Structure | 0.4 | --> | 0.4 | 0.4 | 0.53 |  | --> | 0.38 | 0 | 0 | 0.38 | 0 |  | --> | C12 ex MANOR STREET | Manor Street [T41,T42] | WATERFORD |  | 52.2578 | -7.1124
MV/LV Substation BA***700 |  | 10 kV | _ | LV | 50 kVA :Pole Substation | 0.05 | --> | 0.05 | 0.05 | 0.95 |  | --> | 0.048 | 0 | 0 | 0.048 | 0 |  | --> | C25 ex TYCOR | Tycor [T41,T42] | WATERFORD |  | 52.2352 | -7.1926
MV/LV Substation CO***700X |  | 10 kV | _ | LV | 400 kVA :Kiosk Substation | 0.4 | --> | 0.4 | 0 | 0 | Constrained, otherwise capacity available =285 kVA | --> | 0.38 | 0 | 0.016 | 0 | 0 | Constrained, otherwise capacity available =384 kW | --> | C12 ex GRANGE (SR) | Grange (sr) [T41,T42] | BUTLERSTOWN |  | 52.2402 | -7.108
MV/LV Substation SN***701 |  | 20 kV | _ | LV | 200 kVA :Pole Substation | 0.2 | --> | 0.2 | 0.198 | 3.76 |  | --> | 0.19 | 0 | 0 | 0.19 | 0 |  | --> | E15 ex BELVIEW | Belview [T421,T422] | WATERFORD |  | 52.2602 | -7.0677
MV/LV Substation S ***701Y |  | 10 kV | _ | LV | 50 kVA :Pole Substation | 0.05 | --> | 0.05 | 0 | 0 | Constrained, otherwise capacity available =49 kVA | --> | 0.048 | 0 | 0 | 0.048 | 0 |  | --> | C15 ex GRANAGH | Granagh [T41,T42] | WATERFORD |  | 52.321 | -7.1501
MV/LV Substation MU***702 |  | 10 kV | _ | LV | 100 kVA :Pole Substation | 0.1 | --> | 0.1 | 0 | 0 | Constrained, otherwise capacity available =98 kVA | --> | 0.095 | 0 | 0 | 0.095 | 0 |  | --> | C14 ex BALLYHALE | Ballyhale [T42,T421] | KILKENNY |  | 52.3669 | -7.1733
MV/LV Substation CU***704X |  | 20 kV | _ | LV | 50 kVA :Pole Substation | 0.05 | --> | 0.05 | 0.035 | 8.16 |  | --> | 0.048 | 0 | 0.005 | 0.046 | 0 |  | --> | C17 ex MOUNT MISERY | Mount Misery [T41,T42] | WATERFORD |  | 52.3028 | -7.0544
MV/LV Substation CA***711Y |  | 10 kV | _ | LV | 400 kVA :Kiosk Substation | 0.4 | --> | 0.4 | 0.34 | 0.95 |  | --> | 0.38 | 0 | 0.002 | 0.387 | 0 |  | --> | C22 ex TYCOR | Tycor [T41,T42] | WATERFORD |  | 52.2594 | -7.1513
MV/LV Substation PA***712X |  | 10 kV | _ | LV | 400 kVA :Kiosk Substation | 0.4 | --> | 0.4 | 0 | 0 | Constrained, otherwise capacity available =312 kVA | --> | 0.38 | 0 | 0.097 | 0 | 0 | Constrained, otherwise capacity available =320 kW | --> | E12 ex KILCARRAGH | Kilcarragh [T421,T422] | BUTLERSTOWN |  | 52.2351 | -7.0641
MV/LV Substation CA***712Y |  | 10 kV | _ | LV | 630 kVA :Kiosk Substation | 0.63 | --> | 0.63 | 0 | 0 | Constrained, otherwise capacity available =438 kVA | --> | 0.598 | 0 | 0.003 | 0 | 0 | Constrained, otherwise capacity available =622 kW | --> | C21 ex WATERFORD IND EST | Waterford Ind Est [T41,T42,T44] | BUTLERSTOWN |  | 52.2332 | -7.1391
MV/LV Substation DO***715Y |  | 10 kV | _ | LV | 200 kVA :Pole Substation | 0.2 | --> | 0.2 | 0 | 0 | Constrained, otherwise capacity available =180 kVA | --> | 0.19 | 0 | 0 | 0.193 | 0 |  | --> | C12 ex GRANAGH | Granagh [T41,T42] | WATERFORD |  | 52.2809 | -7.2624
MV/LV Substation KI***719 |  | 20 kV | _ | LV | 50 kVA :Pole Substation | 0.05 | --> | 0.05 | 0 | 0 | Constrained, otherwise capacity available =46 kVA | --> | 0.048 | 0 | 0 | 0 | 0 | Constrained, otherwise capacity available =48 kW | --> | E12 ex KILCARRAGH | Kilcarragh [T421,T422] | BUTLERSTOWN |  | 52.2263 | -7.0877
MV/LV Substation KN***720X |  | 10 kV | _ | LV | 50 kVA :Pole Substation | 0.05 | --> | 0.05 | 0.048 | 0.95 |  | --> | 0.048 | 0 | 0 | 0.048 | 0 |  | --> | C25 ex TYCOR | Tycor [T41,T42] | WATERFORD |  | 52.2587 | -7.1662
MV/LV Substation BA***721Y |  | 20 kV | _ | LV | 50 kVA :Pole Substation | 0.05 | --> | 0.05 | 0 | 0 | Constrained, otherwise capacity available =30 kVA | --> | 0.048 | 0 | 0 | 0 | 0 | Constrained, otherwise capacity available =50 kW | --> | E11 ex KILCARRAGH | Kilcarragh [T421,T422] | BUTLERSTOWN |  | 52.2138 | -7.0326
MV/LV Substation MA***722X |  | 10 kV | _ | LV | 200 kVA :Pole Substation | 0.2 | --> | 0.2 | 0 | 0 | Constrained, otherwise capacity available =187 kVA | --> | 0.19 | 0 | 0.014 | 0 | 0 | Constrained, otherwise capacity available =181 kW | --> | C16 ex GRANGE (SR) | Grange (sr) [T41,T42] | BUTLERSTOWN |  | 52.2506 | -7.0788
MV/LV Substation BA***723Y |  | 10 kV | _ | LV | 50 kVA :Pole Substation | 0.05 | --> | 0.05 | 0 | 0 | Constrained, otherwise capacity available =48 kVA | --> | 0.048 | 0 | 0 | 0.048 | 0 |  | --> | C12 ex GRANAGH | Granagh [T41,T42] | WATERFORD |  | 52.2804 | -7.1731
MV/LV Substation NA***724Y |  | 10 kV | _ | LV | 200 kVA :Pole Substation | 0.2 | --> | 0.2 | 0 | 0 | Constrained, otherwise capacity available =148 kVA | --> | 0.19 | 0 | 0 | 0.197 | 0 |  | --> | C15 ex GRANAGH | Granagh [T41,T42] | WATERFORD |  | 52.3144 | -7.1793
MV/LV Substation IS***726 |  | 10 kV | _ | LV | 200 kVA :Pole Substation | 0.2 | --> | 0.2 | 0.152 | 0.53 |  | --> | 0.19 | 0 | 0 | 0.196 | 0 |  | --> | C11 ex MANOR STREET | Manor Street [T41,T42] | WATERFORD |  | 52.2532 | -7.0596
MV/LV Substation BO***728 |  | 10 kV | _ | LV | 200 kVA :Kiosk Substation | 0.2 | --> | 0.2 | 0 | 0 | Constrained, otherwise capacity available =130 kVA | --> | 0.19 | 0 | 0.01 | 0 | 0 | Constrained, otherwise capacity available =192 kW | --> | E12 ex KILCARRAGH | Kilcarragh [T421,T422] | BUTLERSTOWN |  | 52.2395 | -7.067
MV/LV Substation RA***728Y |  | 10 kV | _ | LV | 630 kVA :Building Structure | 0.63 | --> | 0.63 | 0.5 | 0.53 |  | --> | 0.598 | 0 | 0 | 0.5 | 0 |  | --> | C11 ex MANOR STREET | Manor Street [T41,T42] | WATERFORD |  | 52.2555 | -7.1116
MV/LV Substation RA***729Y |  | 10 kV | _ | LV | 630 kVA :Building Structure | 0.63 | --> | 0.63 | 0.5 | 0.53 |  | --> | 0.598 | 0 | 0 | 0.5 | 0 |  | --> | C11 ex MANOR STREET | Manor Street [T41,T42] | WATERFORD |  | 52.2555 | -7.1115
MV/LV Substation RA***730Y |  | 10 kV | _ | LV | 1000 kVA :Building Structure | 1 | --> | 1 | 0.5 | 0.53 | Constrained, otherwise capacity available =839 kVA | --> | 0.95 | 0 | 0 | 0.5 | 0 |  | --> | C14 ex MANOR STREET | Manor Street [T41,T42] | WATERFORD |  | 52.2551 | -7.1115
MV/LV Substation KI***731Y |  | 10 kV | _ | LV | 200 kVA :Kiosk Substation | 0.2 | --> | 0.2 | 0.18 | 0.53 |  | --> | 0.19 | 0 | 0.021 | 0.177 | 0 |  | --> | C11 ex MANOR STREET | Manor Street [T41,T42] | WATERFORD |  | 52.2454 | -7.0701
MV/LV Substation GR***737Y |  | 10 kV | _ | LV | 400 kVA :Kiosk Substation | 0.4 | --> | 0.4 | 0 | 0 | Constrained, otherwise capacity available =281 kVA | --> | 0.38 | 0 | 0.009 | 0 | 0 | Constrained, otherwise capacity available =389 kW | --> | C12 ex GRANGE (SR) | Grange (sr) [T41,T42] | BUTLERSTOWN |  | 52.2347 | -7.1168
MV/LV Substation LE***738Y |  | 10 kV | _ | LV | 200 kVA :Kiosk Substation | 0.2 | --> | 0.2 | 0.137 | 8.16 |  | --> | 0.19 | 0 | 0.015 | 0.187 | 0 |  | --> | C12 ex MOUNT MISERY | Mount Misery [T41,T42] | WATERFORD |  | 52.2644 | -7.0874
MV/LV Substation KN***739 |  | 20 kV | _ | LV | 50 kVA :Pole Substation | 0.05 | --> | 0.05 | 0 | 0 | Constrained, otherwise capacity available =32 kVA | --> | 0.048 | 0 | 0.02 | 0 | 0 | Constrained, otherwise capacity available =35 kW | --> | E11 ex KILCARRAGH | Kilcarragh [T421,T422] | BUTLERSTOWN |  | 52.2322 | -7.0619
MV/LV Substation TH***739Y |  | 10 kV | _ | LV | 200 kVA :Kiosk Substation | 0.2 | --> | 0.2 | 0.16 | 8.16 |  | --> | 0.19 | 0 | 0.013 | 0.186 | 0 |  | --> | C12 ex MOUNT MISERY | Mount Misery [T41,T42] | WATERFORD |  | 52.2729 | -7.1115
MV/LV Substation HA***743 |  | 10 kV | _ | LV | 33 kVA :Pole Substation | 0.033 | --> | 0.033 | 0.022 | 0.95 |  | --> | 0.031 | 0 | 0 | 0.033 | 0 |  | --> | C25 ex TYCOR | Tycor [T41,T42] | WATERFORD |  | 52.2731 | -7.1493
MV/LV Substation UR***743X |  | 10 kV | _ | LV | 400 kVA :Kiosk Substation | 0.4 | --> | 0.4 | 0 | 0 | Constrained, otherwise capacity available =321 kVA | --> | 0.38 | 0 | 0.018 | 0 | 0 | Constrained, otherwise capacity available =377 kW | --> | C12 ex GRANGE (SR) | Grange (sr) [T41,T42] | BUTLERSTOWN |  | 52.244 | -7.1155
MV/LV Substation KI***743Y |  | 10 kV | _ | LV | 200 kVA :Kiosk Substation | 0.2 | --> | 0.2 | 0 | 0 | Constrained, otherwise capacity available =124 kVA | --> | 0.19 | 0 | 0.035 | 0 | 0 | Constrained, otherwise capacity available =174 kW | --> | C12 ex GRANGE (SR) | Grange (sr) [T41,T42] | BUTLERSTOWN |  | 52.2358 | -7.107
MV/LV Substation BI***744Y |  | 20 kV | _ | LV | 50 kVA :Pole Substation | 0.05 | --> | 0.05 | 0 | 0 | Constrained, otherwise capacity available =38 kVA | --> | 0.048 | 0 | 0.006 | 0 | 0 | Constrained, otherwise capacity available =45 kW | --> | E11 ex KILCARRAGH | Kilcarragh [T421,T422] | BUTLERSTOWN |  | 52.2285 | -7.0682
MV/LV Substation RO***747Y |  | 10 kV | _ | LV | 400 kVA :Kiosk Substation | 0.4 | --> | 0.4 | 0.354 | 8.16 |  | --> | 0.38 | 0 | 0 | 0.386 | 0 |  | --> | C13 ex MOUNT MISERY | Mount Misery [T41,T42] | WATERFORD |  | 52.2627 | -7.0965
MV/LV Substation FE***748Y |  | 10 kV | _ | LV | 400 kVA :Kiosk Substation | 0.4 | --> | 0.4 | 0.331 | 8.16 |  | --> | 0.38 | 0 | 0 | 0.389 | 0 |  | --> | C13 ex MOUNT MISERY | Mount Misery [T41,T42] | WATERFORD |  | 52.2646 | -7.1055
MV/LV Substation ST***749Y |  | 10 kV | _ | LV | 50 kVA :Pole Substation | 0.05 | --> | 0.05 | 0.045 | 0.95 |  | --> | 0.048 | 0 | 0 | 0.048 | 0 |  | --> | C25 ex TYCOR | Tycor [T41,T42] | WATERFORD |  | 52.2681 | -7.1504
MV/LV Substation SL***754Y |  | 20 kV | _ | LV | 200 kVA :Pole Substation | 0.2 | --> | 0.2 | 0.2 | 3.76 |  | --> | 0.19 | 0 | 0 | 0.19 | 0 |  | --> | E15 ex BELVIEW | Belview [T421,T422] | WATERFORD |  | 52.2588 | -7.0644
MV/LV Substation KI***756Y |  | 10 kV | _ | LV | 630 kVA :Building Structure | 0.63 | --> | 0.63 | 0 | 0 | Constrained, otherwise capacity available =446 kVA | --> | 0.598 | 0 | 0 | 0 | 0 | Constrained, otherwise capacity available =623 kW | --> | C21 ex WATERFORD IND EST | Waterford Ind Est [T41,T42,T44] | BUTLERSTOWN |  | 52.2315 | -7.142
MV/LV Substation CI***763 |  | 10 kV | _ | LV | 50 kVA :Pole Substation | 0.05 | --> | 0.05 | 0 | 0 | Constrained, otherwise capacity available =45 kVA | --> | 0.048 | 0 | 0 | 0 | 0 | Constrained, otherwise capacity available =48 kW | --> | C21 ex WATERFORD IND EST | Waterford Ind Est [T41,T42,T44] | BUTLERSTOWN |  | 52.2441 | -7.1302
MV/LV Substation CU***763X |  | 10 kV | _ | LV | 100 kVA :Pole Substation | 0.1 | --> | 0.1 | 0 | 0 | Constrained, otherwise capacity available =98 kVA | --> | 0.095 | 0 | 0 | 0.095 | 0 |  | --> | C12 ex GRANAGH | Granagh [T41,T42] | WATERFORD |  | 52.282 | -7.186
MV/LV Substation BA***763Y |  | 10 kV | _ | LV | 200 kVA :Kiosk Substation | 0.2 | --> | 0.2 | 0 | 0 | Constrained, otherwise capacity available =200 kVA | --> | 0.19 | 0 | 0 | 0 | 0 | Constrained, otherwise capacity available =190 kW | --> | C17 ex WATERFORD IND EST | Waterford Ind Est [T41,T42,T44] | BUTLERSTOWN |  | 52.2395 | -7.1425
MV/LV Substation TY***766X |  | 10 kV | _ | LV | 200 kVA :Building Structure | 0.2 | --> | 0.2 | 0 | 0 | Constrained, otherwise capacity available =150 kVA | --> | 0.19 | 0 | 0 | 0 | 0 | Constrained, otherwise capacity available =197 kW | --> | C30 ex WATERFORD IND EST | Waterford Ind Est [T41,T42,T44] | BUTLERSTOWN |  | 52.2504 | -7.1386
MV/LV Substation GR***767Y |  | 10 kV | _ | LV | 100 kVA :Pole Substation | 0.1 | --> | 0.1 | 0.071 | 3.82 |  | --> | 0.095 | 0 | 0 | 0.099 | 0 |  | --> | C14 ex WATERFORD | Waterford [T41,T42] | WATERFORD |  | 52.2644 | -7.1256
MV/LV Substation EA***768X |  | 10 kV | _ | LV | 400 kVA :Kiosk Substation | 0.4 | --> | 0.4 | 0 | 0 | Constrained, otherwise capacity available =281 kVA | --> | 0.38 | 0 | 0.035 | 0 | 0 | Constrained, otherwise capacity available =370 kW | --> | C17 ex GRANGE (SR) | Grange (sr) [T41,T42] | BUTLERSTOWN |  | 52.2433 | -7.0753
MV/LV Substation ME***769Y |  | 10 kV | _ | LV | 400 kVA :Kiosk Substation | 0.4 | --> | 0.4 | 0.361 | 3.82 |  | --> | 0.38 | 0 | 0 | 0.385 | 0 |  | --> | C13 ex WATERFORD | Waterford [T41,T42] | WATERFORD |  | 52.2618 | -7.1155
MV/LV Substation BR***770X |  | 10 kV | _ | LV | 400 kVA :Building Structure | 0.4 | --> | 0.4 | 0.323 | 0.53 |  | --> | 0.38 | 0 | 0 | 0.389 | 0 |  | --> | C22 ex MANOR STREET | Manor Street [T41,T42] | WATERFORD |  | 52.2604 | -7.1123
MV/LV Substation GA***771Y |  | 10 kV | _ | LV | 1000 kVA :Building Structure | 1 | --> | 1 | 0.5 | 13.6 |  | --> | 0.95 | 0 | 0 | 0.5 | 0 |  | --> | C22 ex KILLOTERAN | Killoteran [T101,T102] | KILLOTERAN |  | 52.2425 | -7.1654
MV/LV Substation BA***772 |  | 20 kV | _ | LV | 50 kVA :Pole Substation | 0.05 | --> | 0.05 | 0.042 | 8.16 |  | --> | 0.048 | 0 | 0 | 0.049 | 0 |  | --> | C17 ex MOUNT MISERY | Mount Misery [T41,T42] | WATERFORD |  | 52.2978 | -7.1161
MV/LV Substation SI***776 |  | 10 kV | _ | LV | 30 kVA :Pole Substation | 0.03 | --> | 0.03 | 0 | 0 | Constrained, otherwise capacity available =28 kVA | --> | 0.028 | 0 | 0 | 0.029 | 0 |  | --> | C12 ex GRANAGH | Granagh [T41,T42] | WATERFORD |  | 52.3176 | -7.2551
MV/LV Substation SH***778X |  | 10 kV | _ | LV | 50 kVA :Pole Substation | 0.05 | --> | 0.05 | 0.047 | 0.95 |  | --> | 0.048 | 0 | 0 | 0.048 | 0 |  | --> | C25 ex TYCOR | Tycor [T41,T42] | WATERFORD |  | 52.2341 | -7.1908
MV/LV Substation CL***781Y |  | 10 kV | _ | LV | 400 kVA :Kiosk Substation | 0.4 | --> | 0.4 | 0.323 | 8.16 |  | --> | 0.38 | 0 | 0.012 | 0.382 | 0 |  | --> | C12 ex MOUNT MISERY | Mount Misery [T41,T42] | WATERFORD |  | 52.2705 | -7.0858
MV/LV Substation KN***782X |  | 10 kV | _ | LV | 100 kVA :Pole Substation | 0.1 | --> | 0.1 | 0 | 0 | Constrained, otherwise capacity available =72 kVA | --> | 0.095 | 0 | 0.033 | 0 | 0 | Constrained, otherwise capacity available =74 kW | --> | E12 ex KILCARRAGH | Kilcarragh [T421,T422] | BUTLERSTOWN |  | 52.2354 | -7.0595
MV/LV Substation BA***783 |  | 10 kV | _ | LV | 50 kVA :Pole Substation | 0.05 | --> | 0.05 | 0 | 0 | Constrained, otherwise capacity available =41 kVA | --> | 0.048 | 0 | 0.025 | 0.03 | 0 |  | --> | C15 ex GRANAGH | Granagh [T41,T42] | WATERFORD |  | 52.3172 | -7.1382
MV/LV Substation CL***783Y |  | 10 kV | _ | LV | 630 kVA :Kiosk Substation | 0.63 | --> | 0.63 | 0.496 | 13.6 |  | --> | 0.598 | 0 | 0 | 0.5 | 0 |  | --> | C21 ex KILLOTERAN | Killoteran [T101,T102] | KILLOTERAN |  | 52.2512 | -7.1529
MV/LV Substation AS***784X |  | 10 kV | _ | LV | 400 kVA :Kiosk Substation | 0.4 | --> | 0.4 | 0.244 | 0.95 |  | --> | 0.38 | 0 | 0.053 | 0.362 | 0 |  | --> | C22 ex TYCOR | Tycor [T41,T42] | WATERFORD |  | 52.2577 | -7.1433
MV/LV Substation HA***787 |  | 10 kV | _ | LV | 100 kVA :Pole Substation | 0.1 | --> | 0.1 | 0 | 0 | Constrained, otherwise capacity available =100 kVA | --> | 0.095 | 0 | 0 | 0.095 | 0 |  | --> | C15 ex GRANAGH | Granagh [T41,T42] | WATERFORD |  | 52.2915 | -7.1638
MV/LV Substation MA***787X |  | 10 kV | _ | LV | 400 kVA :Kiosk Substation | 0.4 | --> | 0.4 | 0.33 | 0.53 |  | --> | 0.38 | 0 | 0.052 | 0.351 | 0 |  | --> | C11 ex MANOR STREET | Manor Street [T41,T42] | WATERFORD |  | 52.252 | -7.0748
MV/LV Substation AB***788Y |  | 20 kV | _ | LV | 400 kVA :Kiosk Substation | 0.4 | --> | 0.4 | 0.364 | 3.76 |  | --> | 0.38 | 0 | 0.005 | 0.381 | 0 |  | --> | E15 ex BELVIEW | Belview [T421,T422] | WATERFORD |  | 52.2646 | -7.0816
MV/LV Substation TH***793X |  | 10 kV | _ | LV | 100 kVA :Pole Substation | 0.1 | --> | 0.1 | 0 | 0 | Constrained, otherwise capacity available =75 kVA | --> | 0.095 | 0 | 0 | 0.098 | 0 |  | --> | C14 ex BALLYHALE | Ballyhale [T42,T421] | KILKENNY |  | 52.3706 | -7.1721
MV/LV Substation BO***793Y |  | 10 kV | _ | LV | 200 kVA :Kiosk Substation | 0.2 | --> | 0.2 | 0.172 | 3.82 |  | --> | 0.19 | 0 | 0 | 0.194 | 0 |  | --> | C14 ex WATERFORD | Waterford [T41,T42] | WATERFORD |  | 52.2693 | -7.1411
MV/LV Substation BU***794X |  | 10 kV | _ | LV | 400 kVA :Kiosk Substation | 0.4 | --> | 0.4 | 0.236 | 0.95 |  | --> | 0.38 | 0 | 0 | 0.402 | 0 |  | --> | C22 ex TYCOR | Tycor [T41,T42] | WATERFORD |  | 52.2586 | -7.1549
MV/LV Substation CA***795X |  | 10 kV | _ | LV | 50 kVA :Pole Substation | 0.05 | --> | 0.05 | 0 | 0 | Constrained, otherwise capacity available =47 kVA | --> | 0.048 | 0 | 0 | 0.048 | 0 |  | --> | C12 ex GRANAGH | Granagh [T41,T42] | WATERFORD |  | 52.289 | -7.2243
MV/LV Substation OA***796Y |  | 10 kV | _ | LV | 400 kVA :Kiosk Substation | 0.4 | --> | 0.4 | 0.351 | 8.16 |  | --> | 0.38 | 0 | 0.003 | 0.384 | 0 |  | --> | C12 ex MOUNT MISERY | Mount Misery [T41,T42] | WATERFORD |  | 52.2721 | -7.0989
MV/LV Substation TH***798Y |  | 20 kV | _ | LV | 200 kVA :Kiosk Substation | 0.2 | --> | 0.2 | 0.146 | 8.16 |  | --> | 0.19 | 0 | 0.027 | 0.177 | 0 |  | --> | C17 ex MOUNT MISERY | Mount Misery [T41,T42] | WATERFORD |  | 52.2749 | -7.1138
MV/LV Substation TH***799Y |  | 10 kV | _ | LV | 400 kVA :Kiosk Substation | 0.4 | --> | 0.4 | 0 | 0 | Constrained, otherwise capacity available =314 kVA | --> | 0.38 | 0 | 0.011 | 0 | 0 | Constrained, otherwise capacity available =384 kW | --> | E12 ex KILCARRAGH | Kilcarragh [T421,T422] | BUTLERSTOWN |  | 52.2363 | -7.0706
MV/LV Substation BA***801X |  | 20 kV | _ | LV | 50 kVA :Pole Substation | 0.05 | --> | 0.05 | 0 | 0 | Constrained, otherwise capacity available =49 kVA | --> | 0.048 | 0 | 0 | 0 | 0 | Constrained, otherwise capacity available =48 kW | --> | E11 ex KILCARRAGH | Kilcarragh [T421,T422] | BUTLERSTOWN |  | 52.2359 | -7.0356
MV/LV Substation BA***801Y |  | 20 kV | _ | LV | 50 kVA :Pole Substation | 0.05 | --> | 0.05 | 0.05 | 8.16 |  | --> | 0.048 | 0 | 0 | 0.048 | 0 |  | --> | C17 ex MOUNT MISERY | Mount Misery [T41,T42] | WATERFORD |  | 52.2755 | -7.1079
MV/LV Substation PO***804 |  | 10 kV | _ | LV | 400 kVA :Kiosk Substation | 0.4 | --> | 0.4 | 0.306 | 0.53 |  | --> | 0.38 | 0 | 0.044 | 0.36 | 0 |  | --> | C11 ex MANOR STREET | Manor Street [T41,T42] | WATERFORD |  | 52.2465 | -7.0717
MV/LV Substation A.***805X |  | 10 kV | _ | LV | 50 kVA :Pole Substation | 0.05 | --> | 0.05 | 0 | 0 | Constrained, otherwise capacity available =47 kVA | --> | 0.048 | 0 | 0.005 | 0.044 | 0 |  | --> | C15 ex GRANAGH | Granagh [T41,T42] | WATERFORD |  | 52.2839 | -7.1886
MV/LV Substation MA***805Y |  | 20 kV | _ | LV | 630 kVA :Building Structure | 0.63 | --> | 0.63 | 0.5 | 3.76 |  | --> | 0.598 | 0 | 0.016 | 0.5 | 0 |  | --> | E17 ex BELVIEW | Belview [T421,T422] | WATERFORD |  | 52.2665 | -7.0371
MV/LV Substation CI***806X |  | 20 kV | _ | LV | 200 kVA :Pole Substation | 0.2 | --> | 0.2 | 0 | 0 | Constrained, otherwise capacity available =188 kVA | --> | 0.19 | 0 | 0 | 0 | 0 | Constrained, otherwise capacity available =192 kW | --> | E12 ex KILCARRAGH | Kilcarragh [T421,T422] | BUTLERSTOWN |  | 52.2384 | -7.0998
MV/LV Substation EA***807X |  | 10 kV | _ | LV | 400 kVA :Kiosk Substation | 0.4 | --> | 0.4 | 0 | 0 | Constrained, otherwise capacity available =272 kVA | --> | 0.38 | 0 | 0.025 | 0 | 0 | Constrained, otherwise capacity available =379 kW | --> | C17 ex GRANGE (SR) | Grange (sr) [T41,T42] | BUTLERSTOWN |  | 52.2416 | -7.078
MV/LV Substation RO***807Y |  | 20 kV | _ | LV | 200 kVA :Pole Substation | 0.2 | --> | 0.2 | 0.125 | 8.16 |  | --> | 0.19 | 0 | 0.04 | 0.17 | 0 |  | --> | C17 ex MOUNT MISERY | Mount Misery [T41,T42] | WATERFORD |  | 52.2879 | -7.0633
MV/LV Substation FO***808X |  | 10 kV | _ | LV | 50 kVA :Pole Substation | 0.05 | --> | 0.05 | 0 | 0 | Constrained, otherwise capacity available =26 kVA | --> | 0.048 | 0 | 0.01 | 0.043 | 0 |  | --> | C15 ex GRANAGH | Granagh [T41,T42] | WATERFORD |  | 52.3112 | -7.1772
MV/LV Substation PU***809Y |  | 10 kV | _ | LV | 200 kVA :Pole Substation | 0.2 | --> | 0.2 | 0.147 | 0.95 |  | --> | 0.19 | 0 | 0 | 0.197 | 0 |  | --> | C25 ex TYCOR | Tycor [T41,T42] | WATERFORD |  | 52.257 | -7.1566
MV/LV Substation BO***810X |  | 10 kV | _ | LV | 630 kVA :Building Structure | 0.63 | --> | 0.63 | 0.424 | 0.53 |  | --> | 0.598 | 0 | 0 | 0.5 | 0 |  | --> | C20 ex MANOR STREET | Manor Street [T41,T42] | WATERFORD |  | 52.2479 | -7.1234
MV/LV Substation FO***811Y |  | 10 kV | _ | LV | 400 kVA :Kiosk Substation | 0.4 | --> | 0.4 | 0 | 0 | Constrained, otherwise capacity available =287 kVA | --> | 0.38 | 0 | 0.033 | 0 | 0 | Constrained, otherwise capacity available =371 kW | --> | C21 ex WATERFORD IND EST | Waterford Ind Est [T41,T42,T44] | BUTLERSTOWN |  | 52.2348 | -7.1376
MV/LV Substation KI***813Y |  | 10 kV | _ | LV | 400 kVA :Kiosk Substation | 0.4 | --> | 0.4 | 0 | 0 | Constrained, otherwise capacity available =292 kVA | --> | 0.38 | 0 | 0.087 | 0 | 0 | Constrained, otherwise capacity available =330 kW | --> | C12 ex GRANGE (SR) | Grange (sr) [T41,T42] | BUTLERSTOWN |  | 52.2341 | -7.1091
MV/LV Substation KI***814X |  | 10 kV | _ | LV | 200 kVA :Building Structure | 0.2 | --> | 0.2 | 0 | 0 | Constrained, otherwise capacity available =129 kVA | --> | 0.19 | 0 | 0 | 0 | 0 | Constrained, otherwise capacity available =200 kW | --> | C21 ex WATERFORD IND EST | Waterford Ind Est [T41,T42,T44] | BUTLERSTOWN |  | 52.2463 | -7.1259
MV/LV Substation SW***814Y |  | 10 kV | _ | LV | 200 kVA :Building Structure | 0.2 | --> | 0.2 | 0 | 0 | Constrained, otherwise capacity available =189 kVA | --> | 0.19 | 0 | 0 | 0 | 0 | Constrained, otherwise capacity available =192 kW | --> | C12 ex GRANGE (SR) | Grange (sr) [T41,T42] | BUTLERSTOWN |  | 52.2438 | -7.1225
MV/LV Substation TH***819Y |  | 10 kV | _ | LV | 200 kVA :Kiosk Substation | 0.2 | --> | 0.2 | 0.166 | 8.16 |  | --> | 0.19 | 0 | 0 | 0.194 | 0 |  | --> | C12 ex MOUNT MISERY | Mount Misery [T41,T42] | WATERFORD |  | 52.2731 | -7.0876
MV/LV Substation ST***825Y |  | 20 kV | _ | LV | 50 kVA :Pole Substation | 0.05 | --> | 0.05 | 0 | 3.76 |  | --> | 0.048 | 0 | 0 | 0.054 | 0 |  | --> | E16 ex BELVIEW | Belview [T421,T422] | WATERFORD |  | 52.2708 | -7.0368
MV/LV Substation LA***827Y |  | 10 kV | _ | LV | 400 kVA :Kiosk Substation | 0.4 | --> | 0.4 | 0 | 0 | Constrained, otherwise capacity available =287 kVA | --> | 0.38 | 0 | 0 | 0 | 0 | Constrained, otherwise capacity available =395 kW | --> | C21 ex WATERFORD IND EST | Waterford Ind Est [T41,T42,T44] | BUTLERSTOWN |  | 52.2414 | -7.1294
MV/LV Substation KN***832 |  | 10 kV | _ | LV | 100 kVA :Pole Substation | 0.1 | --> | 0.1 | 0 | 0 | Constrained, otherwise capacity available =97 kVA | --> | 0.095 | 0 | 0.005 | 0.092 | 0 |  | --> | C14 ex BALLYHALE | Ballyhale [T42,T421] | KILKENNY |  | 52.4076 | -7.1855
MV/LV Substation AL***836Y |  | 10 kV | _ | LV | 200 kVA :Kiosk Substation | 0.2 | --> | 0.2 | 0.148 | 8.16 |  | --> | 0.19 | 0 | 0 | 0.197 | 0 |  | --> | C12 ex MOUNT MISERY | Mount Misery [T41,T42] | WATERFORD |  | 52.2724 | -7.0902
MV/LV Substation DO***837Y |  | 20 kV | _ | LV | 100 kVA :Pole Substation | 0.1 | --> | 0.1 | 0 | 0 | Constrained, otherwise capacity available =84 kVA | --> | 0.095 | 0 | 0 | 0 | 0 | Constrained, otherwise capacity available =97 kW | --> | E11 ex KILCARRAGH | Kilcarragh [T421,T422] | BUTLERSTOWN |  | 52.2323 | -7.0464
MV/LV Substation LI***838X |  | 10 kV | _ | LV | 630 kVA :Kiosk Substation | 0.63 | --> | 0.63 | 0.5 | 0.53 |  | --> | 0.598 | 0 | 0.005 | 0.5 | 0 |  | --> | C13 ex MANOR STREET | Manor Street [T41,T42] | WATERFORD |  | 52.2588 | -7.1114
MV/LV Substation AB***838Y |  | 20 kV | _ | LV | 1000 kVA :Building Structure | 1 | --> | 1 | 0.5 | 3.76 |  | --> | 0.95 | 0 | 0 | 0.5 | 0 |  | --> | E15 ex BELVIEW | Belview [T421,T422] | WATERFORD |  | 52.2629 | -7.0801
MV/LV Substation KI***841X |  | 20 kV | _ | LV | 50 kVA :Pole Substation | 0.05 | --> | 0.05 | 0.049 | 3.76 |  | --> | 0.048 | 0 | 0.004 | 0.045 | 0 |  | --> | E15 ex BELVIEW | Belview [T421,T422] | WATERFORD |  | 52.2688 | -7.0707
MV/LV Substation CO***842Y |  | 10 kV | _ | LV | 100 kVA :Pole Substation | 0.1 | --> | 0.1 | 0 | 0 | Constrained, otherwise capacity available =60 kVA | --> | 0.095 | 0 | 0 | 0.1 | 0 |  | --> | C12 ex GRANAGH | Granagh [T41,T42] | WATERFORD |  | 52.3188 | -7.2579
MV/LV Substation CA***844X |  | 10 kV | _ | LV | 100 kVA :Pole Substation | 0.1 | --> | 0.1 | 0 | 0 | Constrained, otherwise capacity available =66 kVA | --> | 0.095 | 0 | 0.025 | 0.081 | 0 |  | --> | C12 ex GRANAGH | Granagh [T41,T42] | WATERFORD |  | 52.2716 | -7.2153
MV/LV Substation TH***845X |  | 10 kV | _ | LV | 200 kVA :Kiosk Substation | 0.2 | --> | 0.2 | 0.134 | 0.53 |  | --> | 0.19 | 0 | 0.044 | 0.166 | 0 |  | --> | C11 ex MANOR STREET | Manor Street [T41,T42] | WATERFORD |  | 52.2523 | -7.0738
MV/LV Substation GR***847X |  | 10 kV | _ | LV | 200 kVA :Kiosk Substation | 0.2 | --> | 0.2 | 0 | 0 | Constrained, otherwise capacity available =120 kVA | --> | 0.19 | 0 | 0.075 | 0 | 0 | Constrained, otherwise capacity available =145 kW | --> | E12 ex KILCARRAGH | Kilcarragh [T421,T422] | BUTLERSTOWN |  | 52.2392 | -7.0809
MV/LV Substation BU***847Y |  | 10 kV | _ | LV | 630 kVA :Building Structure | 0.63 | --> | 0.63 | 0.478 | 13.6 |  | --> | 0.598 | 0 | 0 | 0.5 | 0 |  | --> | C22 ex KILLOTERAN | Killoteran [T101,T102] | KILLOTERAN |  | 52.2447 | -7.1666
MV/LV Substation GR***848X |  | 10 kV | _ | LV | 400 kVA :Kiosk Substation | 0.4 | --> | 0.4 | 0 | 0 | Constrained, otherwise capacity available =282 kVA | --> | 0.38 | 0 | 0.083 | 0 | 0 | Constrained, otherwise capacity available =334 kW | --> | E12 ex KILCARRAGH | Kilcarragh [T421,T422] | BUTLERSTOWN |  | 52.2399 | -7.0705
MV/LV Substation BU***848Y |  | 10 kV | _ | LV | 630 kVA :Building Structure | 0.63 | --> | 0.63 | 0.5 | 13.6 |  | --> | 0.598 | 0 | 0 | 0.5 | 0 |  | --> | C22 ex KILLOTERAN | Killoteran [T101,T102] | KILLOTERAN |  | 52.2449 | -7.1667
MV/LV Substation FA***857X |  | 20 kV | _ | LV | 400 kVA :Kiosk Substation | 0.4 | --> | 0.4 | 0 | 0 | Constrained, otherwise capacity available =311 kVA | --> | 0.38 | 0 | 0 | 0 | 0 | Constrained, otherwise capacity available =392 kW | --> | E11 ex KILCARRAGH | Kilcarragh [T421,T422] | BUTLERSTOWN |  | 52.259 | -7.0241
MV/LV Substation WA***863Y |  | 10 kV | _ | LV | 200 kVA :Kiosk Substation | 0.2 | --> | 0.2 | 0.17 | 3.82 |  | --> | 0.19 | 0 | 0.01 | 0.187 | 0 |  | --> | C14 ex WATERFORD | Waterford [T41,T42] | WATERFORD |  | 52.2697 | -7.1372
MV/LV Substation TR***864Y |  | 10 kV | _ | LV | 100 kVA :Pole Substation | 0.1 | --> | 0.1 | 0.063 | 0.95 |  | --> | 0.095 | 0 | 0 | 0.1 | 0 |  | --> | C25 ex TYCOR | Tycor [T41,T42] | WATERFORD |  | 52.2479 | -7.173
MV/LV Substation WO***867X |  | 10 kV | _ | LV | 400 kVA :Kiosk Substation | 0.4 | --> | 0.4 | 0 | 0 | Constrained, otherwise capacity available =351 kVA | --> | 0.38 | 0 | 0 | 0 | 0 | Constrained, otherwise capacity available =387 kW | --> | E12 ex KILCARRAGH | Kilcarragh [T421,T422] | BUTLERSTOWN |  | 52.2394 | -7.0641
MV/LV Substation GR***868Y |  | 10 kV | _ | LV | 630 kVA :Building Structure | 0.63 | --> | 0.63 | 0.5 | 0.95 |  | --> | 0.598 | 0 | 0 | 0.5 | 0 |  | --> | C25 ex TYCOR | Tycor [T41,T42] | WATERFORD |  | 52.2768 | -7.1516
MV/LV Substation DU***871X |  | 10 kV | _ | LV | 1000 kVA :Building Structure | 1 | --> | 1 | 0.5 | 0.53 | Constrained, otherwise capacity available =852 kVA | --> | 0.95 | 0 | 0 | 0.5 | 0 |  | --> | C17 ex MANOR STREET | Manor Street [T41,T42] | WATERFORD |  | 52.2605 | -7.1091
MV/LV Substation CI***872X |  | 10 kV | _ | LV | 1000 kVA :Building Structure | 1 | --> | 1 | 0.5 | 0.53 | Constrained, otherwise capacity available =768 kVA | --> | 0.95 | 0 | 0 | 0.5 | 0 |  | --> | C13 ex MANOR STREET | Manor Street [T41,T42] | WATERFORD |  | 52.2607 | -7.1102
MV/LV Substation FE***874Y |  | 10 kV | _ | LV | 1000 kVA :Building Structure | 1 | --> | 1 | 0.5 | 8.16 |  | --> | 0.95 | 0 | 0 | 0.5 | 0 |  | --> | C12 ex MOUNT MISERY | Mount Misery [T41,T42] | WATERFORD |  | 52.2675 | -7.097
MV/LV Substation AD***875X |  | 10 kV | _ | LV | 630 kVA :Kiosk Substation | 0.63 | --> | 0.63 | 0.341 | 0.53 |  | --> | 0.598 | 0 | 0.06 | 0.5 | 0 |  | --> | C13 ex MANOR STREET | Manor Street [T41,T42] | WATERFORD |  | 52.2601 | -7.104
MV/LV Substation FE***875Y |  | 10 kV | _ | LV | 1000 kVA :Building Structure | 1 | --> | 1 | 0.5 | 8.16 |  | --> | 0.95 | 0 | 0 | 0.5 | 0 |  | --> | C12 ex MOUNT MISERY | Mount Misery [T41,T42] | WATERFORD |  | 52.2676 | -7.0969
MV/LV Substation FE***876Y |  | 10 kV | _ | LV | 1000 kVA :Building Structure | 1 | --> | 1 | 0.5 | 8.16 |  | --> | 0.95 | 0 | 0 | 0.5 | 0 |  | --> | C12 ex MOUNT MISERY | Mount Misery [T41,T42] | WATERFORD |  | 52.2678 | -7.0966
MV/LV Substation TO***879Y |  | 10 kV | _ | LV | 200 kVA :Pole Substation | 0.2 | --> | 0.2 | 0.176 | 0.95 |  | --> | 0.19 | 0 | 0 | 0.193 | 0 |  | --> | C25 ex TYCOR | Tycor [T41,T42] | WATERFORD |  | 52.2746 | -7.1592
MV/LV Substation MU***880 |  | 20 kV | _ | LV | 50 kVA :Pole Substation | 0.05 | --> | 0.05 | 0.042 | 8.16 |  | --> | 0.048 | 0 | 0 | 0.049 | 0 |  | --> | C17 ex MOUNT MISERY | Mount Misery [T41,T42] | WATERFORD |  | 52.3443 | -7.0496
MV/LV Substation CL***880Y |  | 10 kV | _ | LV | 400 kVA :Building Structure | 0.4 | --> | 0.4 | 0.35 | 13.6 |  | --> | 0.38 | 0 | 0 | 0.387 | 0 |  | --> | C23 ex KILLOTERAN | Killoteran [T101,T102] | KILLOTERAN |  | 52.2502 | -7.1527
MV/LV Substation BR***881X |  | 10 kV | _ | LV | 400 kVA :Kiosk Substation | 0.4 | --> | 0.4 | 0 | 0 | Constrained, otherwise capacity available =291 kVA | --> | 0.38 | 0 | 0.068 | 0 | 0 | Constrained, otherwise capacity available =344 kW | --> | C16 ex GRANGE (SR) | Grange (sr) [T41,T42] | BUTLERSTOWN |  | 52.2457 | -7.0851
MV/LV Substation CO***885X |  | 10 kV | _ | LV | 400 kVA :Kiosk Substation | 0.4 | --> | 0.4 | 0 | 0 | Constrained, otherwise capacity available =263 kVA | --> | 0.38 | 0 | 0.035 | 0 | 0 | Constrained, otherwise capacity available =372 kW | --> | E12 ex KILCARRAGH | Kilcarragh [T421,T422] | BUTLERSTOWN |  | 52.2418 | -7.0731
MV/LV Substation BE***889Y |  | 20 kV | _ | LV | 100 kVA :Pole Substation | 0.1 | --> | 0.1 | 0.1 | 3.76 |  | --> | 0.095 | 0 | 0 | 0.095 | 0 |  | --> | E15 ex BELVIEW | Belview [T421,T422] | WATERFORD |  | 52.2636 | -7.0578
MV/LV Substation MA***890Y |  | 10 kV | _ | LV | 630 kVA :Building Structure | 0.63 | --> | 0.63 | 0.5 | 0.53 | Constrained, otherwise capacity available =576 kVA | --> | 0.598 | 0 | 0 | 0.5 | 0 |  | --> | C11 ex MANOR STREET | Manor Street [T41,T42] | WATERFORD |  | 52.2538 | -7.0741
MV/LV Substation IS***891Y |  | 10 kV | _ | LV | 400 kVA :Building Structure | 0.4 | --> | 0.4 | 0 | 0 | Constrained, otherwise capacity available =310 kVA | --> | 0.38 | 0 | 0.016 | 0 | 0 | Constrained, otherwise capacity available =380 kW | --> | E12 ex KILCARRAGH | Kilcarragh [T421,T422] | BUTLERSTOWN |  | 52.239 | -7.0602
MV/LV Substation GL***892Y |  | 10 kV | _ | LV | 200 kVA :Kiosk Substation | 0.2 | --> | 0.2 | 0 | 0 | Constrained, otherwise capacity available =198 kVA | --> | 0.19 | 0 | 0 | 0 | 0 | Constrained, otherwise capacity available =190 kW | --> | C16 ex GRANGE (SR) | Grange (sr) [T41,T42] | BUTLERSTOWN |  | 52.2505 | -7.0894
MV/LV Substation FR***893Y |  | 10 kV | _ | LV | 200 kVA :Kiosk Substation | 0.2 | --> | 0.2 | 0 | 0 | Constrained, otherwise capacity available =198 kVA | --> | 0.19 | 0 | 0 | 0 | 0 | Constrained, otherwise capacity available =190 kW | --> | C16 ex GRANGE (SR) | Grange (sr) [T41,T42] | BUTLERSTOWN |  | 52.251 | -7.0822
MV/LV Substation WR***896X |  | 10 kV | _ | LV | 400 kVA :Kiosk Substation | 0.4 | --> | 0.4 | 0 | 0 | Constrained, otherwise capacity available =371 kVA | --> | 0.38 | 0 | 0 | 0 | 0 | Constrained, otherwise capacity available =384 kW | --> | C18 ex WATERFORD IND EST | Waterford Ind Est [T41,T42,T44] | BUTLERSTOWN |  | 52.2458 | -7.1436
MV/LV Substation CH***900X |  | 10 kV | _ | LV | 400 kVA :Kiosk Substation | 0.4 | --> | 0.4 | 0 | 0 | Constrained, otherwise capacity available =290 kVA | --> | 0.38 | 0 | 0.051 | 0 | 0 | Constrained, otherwise capacity available =357 kW | --> | C12 ex GRANGE (SR) | Grange (sr) [T41,T42] | BUTLERSTOWN |  | 52.2429 | -7.1176
MV/LV Substation RA***901X |  | 10 kV | _ | LV | 50 kVA :Pole Substation | 0.05 | --> | 0.05 | 0.004 | 3.82 |  | --> | 0.048 | 0 | 0 | 0.054 | 0 |  | --> | C14 ex WATERFORD | Waterford [T41,T42] | WATERFORD |  | 52.2627 | -7.1337
MV/LV Substation PE***901Y |  | 10 kV | _ | LV | 50 kVA :Pole Substation | 0.05 | --> | 0.05 | 0.05 | 8.16 |  | --> | 0.048 | 0 | 0 | 0.048 | 0 |  | --> | C12 ex MOUNT MISERY | Mount Misery [T41,T42] | WATERFORD |  | 52.2689 | -7.074
MV/LV Substation BA***902Y |  | 10 kV | _ | LV | 50 kVA :Pole Substation | 0.05 | --> | 0.05 | 0.05 | 8.16 |  | --> | 0.048 | 0 | 0 | 0.048 | 0 |  | --> | C11 ex MOUNT MISERY | Mount Misery [T41,T42] | WATERFORD |  | 52.2882 | -7.152
MV/LV Substation CL***903X |  | 10 kV | _ | LV | 200 kVA :Kiosk Substation | 0.2 | --> | 0.2 | 0.166 | 0.95 |  | --> | 0.19 | 0 | 0.003 | 0.192 | 0 |  | --> | C25 ex TYCOR | Tycor [T41,T42] | WATERFORD |  | 52.2572 | -7.1362
MV/LV Substation AR***905Y |  | 10 kV | _ | LV | 400 kVA :Kiosk Substation | 0.4 | --> | 0.4 | 0.325 | 0.95 |  | --> | 0.38 | 0 | 0 | 0.39 | 0 |  | --> | C25 ex TYCOR | Tycor [T41,T42] | WATERFORD |  | 52.2607 | -7.1522
MV/LV Substation VI***909Y |  | 10 kV | _ | LV | 400 kVA :Kiosk Substation | 0.4 | --> | 0.4 | 0 | 0 | Constrained, otherwise capacity available =299 kVA | --> | 0.38 | 0 | 0.047 | 0 | 0 | Constrained, otherwise capacity available =359 kW | --> | C17 ex GRANGE (SR) | Grange (sr) [T41,T42] | BUTLERSTOWN |  | 52.2459 | -7.0783
MV/LV Substation CL***910X |  | 10 kV | _ | LV | 50 kVA :Pole Substation | 0.05 | --> | 0.05 | 0 | 0 | Constrained, otherwise capacity available =44 kVA | --> | 0.048 | 0 | 0 | 0.048 | 0 |  | --> | C12 ex GRANAGH | Granagh [T41,T42] | WATERFORD |  | 52.2771 | -7.2189
MV/LV Substation VI***910Y |  | 10 kV | _ | LV | 400 kVA :Kiosk Substation | 0.4 | --> | 0.4 | 0 | 0 | Constrained, otherwise capacity available =338 kVA | --> | 0.38 | 0 | 0.036 | 0 | 0 | Constrained, otherwise capacity available =362 kW | --> | C17 ex GRANGE (SR) | Grange (sr) [T41,T42] | BUTLERSTOWN |  | 52.2448 | -7.0734
MV/LV Substation KI***912 |  | 10 kV | _ | LV | 400 kVA :Kiosk Substation | 0.4 | --> | 0.4 | 0 | 0 | Constrained, otherwise capacity available =277 kVA | --> | 0.38 | 0 | 0.003 | 0 | 0 | Constrained, otherwise capacity available =394 kW | --> | C12 ex GRANGE (SR) | Grange (sr) [T41,T42] | BUTLERSTOWN |  | 52.2414 | -7.1116
MV/LV Substation CA***915Y |  | 10 kV | _ | LV | 630 kVA :Building Structure | 0.63 | --> | 0.63 | 0.5 | 0.95 |  | --> | 0.598 | 0 | 0 | 0.5 | 0 |  | --> | C25 ex TYCOR | Tycor [T41,T42] | WATERFORD |  | 52.2512 | -7.1788
MV/LV Substation KN***919X |  | 10 kV | _ | LV | 200 kVA :Pole Substation | 0.2 | --> | 0.2 | 0.2 | 0.95 |  | --> | 0.19 | 0 | 0 | 0.19 | 0 |  | --> | C25 ex TYCOR | Tycor [T41,T42] | WATERFORD |  | 52.2601 | -7.1765
MV/LV Substation MC***922X |  | 10 kV | _ | LV | 400 kVA :Building Structure | 0.4 | --> | 0.4 | 0.139 | 0.53 |  | --> | 0.38 | 0 | 0.02 | 0.399 | 0 |  | --> | C20 ex MANOR STREET | Manor Street [T41,T42] | WATERFORD |  | 52.2491 | -7.121
MV/LV Substation CN***923Y |  | 10 kV | _ | LV | 630 kVA :Kiosk Substation | 0.63 | --> | 0.63 | 0 | 0 | Constrained, otherwise capacity available =540 kVA | --> | 0.598 | 0 | 0.041 | 0 | 0 | Constrained, otherwise capacity available =580 kW | --> | E12 ex KILCARRAGH | Kilcarragh [T421,T422] | BUTLERSTOWN |  | 52.2348 | -7.0652
MV/LV Substation LU***924 |  | 10 kV | _ | LV | 50 kVA :Pole Substation | 0.05 | --> | 0.05 | 0 | 0 | Constrained, otherwise capacity available =35 kVA | --> | 0.048 | 0 | 0.01 | 0.042 | 0 |  | --> | C12 ex GRANAGH | Granagh [T41,T42] | WATERFORD |  | 52.2697 | -7.2265
MV/LV Substation MO***925Y |  | 10 kV | _ | LV | 630 kVA :Building Structure | 0.63 | --> | 0.63 | 0.5 | 0.95 |  | --> | 0.598 | 0 | 0 | 0.5 | 0 |  | --> | C25 ex TYCOR | Tycor [T41,T42] | WATERFORD |  | 52.2624 | -7.1435
MV/LV Substation PR***927Y |  | 10 kV | _ | LV | 630 kVA :Building Structure | 0.63 | --> | 0.63 | 0 | 0 | Constrained, otherwise capacity available =597 kVA | --> | 0.598 | 0 | 0 | 0 | 0 | Constrained, otherwise capacity available =603 kW | --> | C30 ex WATERFORD IND EST | Waterford Ind Est [T41,T42,T44] | BUTLERSTOWN |  | 52.2532 | -7.1274
MV/LV Substation DR***928Y |  | 20 kV | _ | LV | 50 kVA :Pole Substation | 0.05 | --> | 0.05 | 0.046 | 3.76 |  | --> | 0.048 | 0 | 0 | 0.048 | 0 |  | --> | E16 ex BELVIEW | Belview [T421,T422] | WATERFORD |  | 52.2811 | -7.0478
MV/LV Substation DU***932X |  | 10 kV | _ | LV | 200 kVA :Pole Substation | 0.2 | --> | 0.2 | 0 | 0 | Constrained, otherwise capacity available =175 kVA | --> | 0.19 | 0 | 0.006 | 0.189 | 0 |  | --> | C15 ex GRANAGH | Granagh [T41,T42] | WATERFORD |  | 52.2958 | -7.1466
MV/LV Substation BA***943X |  | 20 kV | _ | LV | 50 kVA :Pole Substation | 0.05 | --> | 0.05 | 0 | 0 | Constrained, otherwise capacity available =49 kVA | --> | 0.048 | 0 | 0 | 0 | 0 | Constrained, otherwise capacity available =48 kW | --> | E11 ex KILCARRAGH | Kilcarragh [T421,T422] | BUTLERSTOWN |  | 52.2357 | -7.0391
MV/LV Substation SH***945X |  | 20 kV | _ | LV | 50 kVA :Pole Substation | 0.05 | --> | 0.05 | 0.047 | 8.16 |  | --> | 0.048 | 0 | 0 | 0.048 | 0 |  | --> | C17 ex MOUNT MISERY | Mount Misery [T41,T42] | WATERFORD |  | 52.3255 | -7.0562
MV/LV Substation CO***949X |  | 10 kV | _ | LV | 400 kVA :Kiosk Substation | 0.4 | --> | 0.4 | 0.397 | 0.53 |  | --> | 0.38 | 0 | 0 | 0.38 | 0 |  | --> | C20 ex MANOR STREET | Manor Street [T41,T42] | WATERFORD |  | 52.2509 | -7.119
MV/LV Substation ST***951X |  | 10 kV | _ | LV | 200 kVA :Kiosk Substation | 0.2 | --> | 0.2 | 0 | 0 | Constrained, otherwise capacity available =148 kVA | --> | 0.19 | 0 | 0.003 | 0 | 0 | Constrained, otherwise capacity available =195 kW | --> | C17 ex GRANGE (SR) | Grange (sr) [T41,T42] | BUTLERSTOWN |  | 52.2432 | -7.0977
MV/LV Substation LA***953 |  | 10 kV | _ | LV | 200 kVA :Kiosk Substation | 0.2 | --> | 0.2 | 0 | 0 | Constrained, otherwise capacity available =131 kVA | --> | 0.19 | 0 | 0.029 | 0 | 0 | Constrained, otherwise capacity available =178 kW | --> | C21 ex WATERFORD IND EST | Waterford Ind Est [T41,T42,T44] | BUTLERSTOWN |  | 52.2399 | -7.1306
MV/LV Substation FE***953X |  | 10 kV | _ | LV | 200 kVA :Kiosk Substation | 0.2 | --> | 0.2 | 0.182 | 8.16 |  | --> | 0.19 | 0 | 0 | 0.192 | 0 |  | --> | C12 ex MOUNT MISERY | Mount Misery [T41,T42] | WATERFORD |  | 52.267 | -7.0965
MV/LV Substation KI***957 |  | 20 kV | _ | LV | 50 kVA :Pole Substation | 0.05 | --> | 0.05 | 0 | 0 | Constrained, otherwise capacity available =29 kVA | --> | 0.048 | 0 | 0 | 0 | 0 | Constrained, otherwise capacity available =50 kW | --> | E11 ex KILCARRAGH | Kilcarragh [T421,T422] | BUTLERSTOWN |  | 52.2155 | -7.0711
MV/LV Substation KE***958X |  | 10 kV | _ | LV | 400 kVA :Kiosk Substation | 0.4 | --> | 0.4 | 0.19 | 0.53 |  | --> | 0.38 | 0 | 0 | 0.408 | 0 |  | --> | C17 ex MANOR STREET | Manor Street [T41,T42] | WATERFORD |  | 52.2605 | -7.1086
MV/LV Substation BU***962 |  | 10 kV | _ | LV | 100 kVA :Pole Substation | 0.1 | --> | 0.1 | 0.09 | 13.6 |  | --> | 0.095 | 0 | 0 | 0.096 | 0 |  | --> | C22 ex KILLOTERAN | Killoteran [T101,T102] | KILLOTERAN |  | 52.2406 | -7.1752
MV/LV Substation ES***964X |  | 10 kV | _ | LV | 400 kVA :Kiosk Substation | 0.4 | --> | 0.4 | 0 | 0 | Constrained, otherwise capacity available =289 kVA | --> | 0.38 | 0 | 0.03 | 0 | 0 | Constrained, otherwise capacity available =373 kW | --> | C17 ex GRANGE (SR) | Grange (sr) [T41,T42] | BUTLERSTOWN |  | 52.2434 | -7.0872
MV/LV Substation RE***966 |  | 20 kV | _ | LV | 400 kVA :Kiosk Substation | 0.4 | --> | 0.4 | 0.4 | 8.16 |  | --> | 0.38 | 0 | 0 | 0.38 | 0 |  | --> | C17 ex MOUNT MISERY | Mount Misery [T41,T42] | WATERFORD |  | 52.2784 | -7.0789
MV/LV Substation IE***968X |  | 10 kV | _ | LV | 400 kVA :Building Structure | 0.4 | --> | 0.4 | 0 | 0 | Constrained, otherwise capacity available =400 kVA | --> | 0.38 | 0 | 0 | 0 | 0 | Constrained, otherwise capacity available =380 kW | --> | C12 ex WATERFORD IND EST | Waterford Ind Est [T41,T42,T44] | BUTLERSTOWN |  | 52.2439 | -7.1602
MV/LV Substation TH***974X |  | 10 kV | _ | LV | 400 kVA :Kiosk Substation | 0.4 | --> | 0.4 | 0.206 | 0.53 |  | --> | 0.38 | 0 | 0.075 | 0.35 | 0 |  | --> | C20 ex MANOR STREET | Manor Street [T41,T42] | WATERFORD |  | 52.2486 | -7.1186
MV/LV Substation WA***981X |  | 10 kV | _ | LV | 200 kVA :Pole Substation | 0.2 | --> | 0.2 | 0.188 | 13.6 |  | --> | 0.19 | 0 | 0.01 | 0.184 | 0 |  | --> | C22 ex KILLOTERAN | Killoteran [T101,T102] | KILLOTERAN |  | 52.2291 | -7.1452
MV/LV Substation CO***982X |  | 10 kV | _ | LV | 630 kVA :Kiosk Substation | 0.63 | --> | 0.63 | 0.5 | 0.53 |  | --> | 0.598 | 0 | 0.084 | 0.5 | 0 |  | --> | C20 ex MANOR STREET | Manor Street [T41,T42] | WATERFORD |  | 52.2532 | -7.1179
MV/LV Substation GL***984 |  | 20 kV | _ | LV | 100 kVA :Pole Substation | 0.1 | --> | 0.1 | 0.078 | 8.16 |  | --> | 0.095 | 0 | 0 | 0.098 | 0 |  | --> | C17 ex MOUNT MISERY | Mount Misery [T41,T42] | WATERFORD |  | 52.354 | -7.0277
MV/LV Substation GR***987 |  | 10 kV | _ | LV | 50 kVA :Pole Substation | 0.05 | --> | 0.05 | 0.043 | 8.16 |  | --> | 0.048 | 0 | 0 | 0.048 | 0 |  | --> | C11 ex MOUNT MISERY | Mount Misery [T41,T42] | WATERFORD |  | 52.2792 | -7.145
MV/LV Substation MO***991 |  | 10 kV | _ | LV | 100 kVA :Pole Substation | 0.1 | --> | 0.1 | 0.07 | 13.6 |  | --> | 0.095 | 0 | 0.01 | 0.092 | 0 |  | --> | C22 ex KILLOTERAN | Killoteran [T101,T102] | KILLOTERAN |  | 52.2293 | -7.1451
MV/LV Substation ST***991X |  | 10 kV | _ | LV | 50 kVA :Pole Substation | 0.05 | --> | 0.05 | 0 | 0 | Constrained, otherwise capacity available =40 kVA | --> | 0.048 | 0 | 0 | 0 | 0 | Constrained, otherwise capacity available =49 kW | --> | C12 ex GRANGE (SR) | Grange (sr) [T41,T42] | BUTLERSTOWN |  | 52.2407 | -7.1021
MV/LV Substation AN***994 |  | 10 kV | _ | LV | 50 kVA :Pole Substation | 0.05 | --> | 0.05 | 0.044 | 8.16 |  | --> | 0.048 | 0 | 0 | 0.048 | 0 |  | --> | C13 ex MOUNT MISERY | Mount Misery [T41,T42] | WATERFORD |  | 52.2569 | -7.0892
MV/LV Substation CL***995 |  | 10 kV | _ | LV | 200 kVA :Pole Substation | 0.2 | --> | 0.2 | 0 | 0 | Constrained, otherwise capacity available =170 kVA | --> | 0.19 | 0 | 0 | 0.194 | 0 |  | --> | C15 ex GRANAGH | Granagh [T41,T42] | WATERFORD |  | 52.3635 | -7.1885
MV/LV Substation NE***996 |  | 20 kV | _ | LV | 200 kVA :Pole Substation | 0.2 | --> | 0.2 | 0.2 | 3.76 |  | --> | 0.19 | 0 | 0 | 0.19 | 0 |  | --> | E15 ex BELVIEW | Belview [T421,T422] | WATERFORD |  | 52.2654 | -7.0803
MV/LV Substation RY***997 |  | 10 kV | _ | LV | 100 kVA :Pole Substation | 0.1 | --> | 0.1 | 0.002 | 13.6 |  | --> | 0.095 | 0 | 0.04 | 0.078 | 0 |  | --> | C22 ex KILLOTERAN | Killoteran [T101,T102] | KILLOTERAN |  | 52.2422 | -7.1608
MV/LV Substation MU***998 |  | 10 kV | _ | LV | 400 kVA :Building Structure | 0.4 | --> | 0.4 | 0.287 | 13.6 |  | --> | 0.38 | 0 | 0.01 | 0.388 | 0 |  | --> | C22 ex KILLOTERAN | Killoteran [T101,T102] | KILLOTERAN |  | 52.242 | -7.1568
MV/LV Substation MA***001 |  | 20 kV | _ | LV | 200 kVA :Pole Substation | 0.2 | --> | 0.2 | 0 | 0 | Constrained, otherwise capacity available =17 kVA | --> | 0.19 | 0 | 0.024 | 0.196 | 0 |  | --> | E11 ex BALLYHALE | Ballyhale [T42,T421] | KILKENNY |  | 52.5258 | -7.1403
MV/LV Substation ST***002 |  | 20 kV | _ | LV | 630 kVA :Building Structure | 0.63 | --> | 0.63 | 0 | 0 | Constrained, otherwise capacity available =92 kVA | --> | 0.598 | 0 | 0 | 0.5 | 0 |  | --> | E11 ex BALLYHALE | Ballyhale [T42,T421] | KILKENNY |  | 52.5297 | -7.133
MV/LV Substation DU***003 |  | 10 kV | _ | LV | 100 kVA :Pole Substation | 0.1 | --> | 0.1 | 0 | 0 | Constrained, otherwise capacity available =31 kVA | --> | 0.095 | 0 | 0.005 | 0.1 | 0 |  | --> | C17 ex GRAIGUENAMANAGH | Graiguenamanagh [T41,T42] | KILKENNY |  | 52.5414 | -6.9569
MV/LV Substation TE***010X |  | 10 kV | _ | LV | 50 kVA :Pole Substation | 0.05 | --> | 0.05 | 0 | 0 | Constrained, otherwise capacity available =45 kVA | --> | 0.048 | 0 | 0 | 0.048 | 0 |  | --> | C17 ex GRAIGUENAMANAGH | Graiguenamanagh [T41,T42] | KILKENNY |  | 52.5426 | -6.9512
MV/LV Substation RA***011 |  | 10 kV | _ | LV | 50 kVA :Pole Substation | 0.05 | --> | 0.05 | 0 | 0 | Constrained, otherwise capacity available =26 kVA | --> | 0.048 | 0 | 0 | 0.051 | 0 |  | --> | C16 ex GRAIGUENAMANAGH | Graiguenamanagh [T41,T42] | KILKENNY |  | 52.5283 | -6.9946
MV/LV Substation GR***022X |  | 20 kV | _ | LV | 200 kVA :Pole Substation | 0.2 | --> | 0.2 | 0 | 0 | Constrained, otherwise capacity available =160 kVA | --> | 0.19 | 0 | 0 | 0.195 | 0 |  | --> | E11 ex BALLYHALE | Ballyhale [T42,T421] | KILKENNY |  | 52.5171 | -7.1317
MV/LV Substation DA***023 |  | 20 kV | _ | LV | 100 kVA :Pole Substation | 0.1 | --> | 0.1 | 0 | 0 | Constrained, otherwise capacity available =76 kVA | --> | 0.095 | 0 | 0 | 0.098 | 0 |  | --> | E11 ex BALLYHALE | Ballyhale [T42,T421] | KILKENNY |  | 52.5263 | -7.1324
MV/LV Substation TH***023X |  | 20 kV | _ | LV | 50 kVA :Pole Substation | 0.05 | --> | 0.05 | 0 | 0 | Constrained, otherwise capacity available =24 kVA | --> | 0.048 | 0 | 0 | 0.051 | 0 |  | --> | E11 ex BALLYHALE | Ballyhale [T42,T421] | KILKENNY |  | 52.5219 | -7.1316
MV/LV Substation TI***027 |  | 10 kV | _ | LV | 200 kVA :Pole Substation | 0.2 | --> | 0.2 | 0 | 0 | Constrained, otherwise capacity available =147 kVA | --> | 0.19 | 0 | 0.012 | 0.188 | 0 |  | --> | C11 ex GRAIGUENAMANAGH | Graiguenamanagh [T41,T42] | KILKENNY |  | 52.5384 | -6.9524
MV/LV Substation CO***030 |  | 10 kV | _ | LV | 200 kVA :Kiosk Substation | 0.2 | --> | 0.2 | 0 | 0 | Constrained, otherwise capacity available =124 kVA | --> | 0.19 | 0 | 0.01 | 0.193 | 0 |  | --> | C17 ex GRAIGUENAMANAGH | Graiguenamanagh [T41,T42] | KILKENNY |  | 52.5413 | -6.9598
MV/LV Substation DA***034X |  | 20 kV | _ | LV | 100 kVA :Pole Substation | 0.1 | --> | 0.1 | 0 | 0 | Constrained, otherwise capacity available =79 kVA | --> | 0.095 | 0 | 0.01 | 0.09 | 0 |  | --> | E11 ex BALLYHALE | Ballyhale [T42,T421] | KILKENNY |  | 52.5275 | -7.1292
MV/LV Substation TH***037 |  | 10 kV | _ | LV | 400 kVA :Kiosk Substation | 0.4 | --> | 0.4 | 0 | 0 | Constrained, otherwise capacity available =323 kVA | --> | 0.38 | 0 | 0.05 | 0.353 | 0 |  | --> | C11 ex GRAIGUENAMANAGH | Graiguenamanagh [T41,T42] | KILKENNY |  | 52.5388 | -6.9538
MV/LV Substation FA***039 |  | 10 kV | _ | LV | 400 kVA :Kiosk Substation | 0.4 | --> | 0.4 | 0 | 0 | Constrained, otherwise capacity available =259 kVA | --> | 0.38 | 0 | 0.031 | 0.376 | 0 |  | --> | C17 ex GRAIGUENAMANAGH | Graiguenamanagh [T41,T42] | KILKENNY |  | 52.5427 | -6.9566
MV/LV Substation PI***040 |  | 20 kV | _ | LV | 200 kVA :Pole Substation | 0.2 | --> | 0.2 | 0 | 0 | Constrained, otherwise capacity available =168 kVA | --> | 0.19 | 0 | 0.011 | 0.186 | 0 |  | --> | E11 ex BALLYHALE | Ballyhale [T42,T421] | KILKENNY |  | 52.5212 | -7.1406
MV/LV Substation AV***041 |  | 10 kV | _ | LV | 400 kVA :Kiosk Substation | 0.4 | --> | 0.4 | 0 | 0 | Constrained, otherwise capacity available =365 kVA | --> | 0.38 | 0 | 0.008 | 0.379 | 0 |  | --> | C11 ex GRAIGUENAMANAGH | Graiguenamanagh [T41,T42] | KILKENNY |  | 52.537 | -6.9528
MV/LV Substation BR***045 |  | 10 kV | _ | LV | 400 kVA :Kiosk Substation | 0.4 | --> | 0.4 | 0 | 0 | Constrained, otherwise capacity available =312 kVA | --> | 0.38 | 0 | 0.011 | 0.384 | 0 |  | --> | C11 ex GRAIGUENAMANAGH | Graiguenamanagh [T41,T42] | KILKENNY |  | 52.5386 | -6.9625
MV/LV Substation TI***050 |  | 10 kV | _ | LV | 50 kVA :Pole Substation | 0.05 | --> | 0.05 | 0 | 0 | Constrained, otherwise capacity available =27 kVA | --> | 0.048 | 0 | 0 | 0.05 | 0 |  | --> | C11 ex GRAIGUENAMANAGH | Graiguenamanagh [T41,T42] | KILKENNY |  | 52.5351 | -6.9495
MV/LV Substation CO***052 |  | 10 kV | _ | LV | 50 kVA :Pole Substation | 0.05 | --> | 0.05 | 0 | 0 | Constrained, otherwise capacity available =50 kVA | --> | 0.048 | 0 | 0 | 0.048 | 0 |  | --> | C16 ex GRAIGUENAMANAGH | Graiguenamanagh [T41,T42] | KILKENNY |  | 52.5356 | -6.9827
MV/LV Substation BE***058 |  | 20 kV | _ | LV | 200 kVA :Kiosk Substation | 0.2 | --> | 0.2 | 0 | 0 | Constrained, otherwise capacity available =121 kVA | --> | 0.19 | 0 | 0.014 | 0.19 | 0 |  | --> | E11 ex BALLYHALE | Ballyhale [T42,T421] | KILKENNY |  | 52.5268 | -7.1381
MV/LV Substation IA***065X |  | 20 kV | _ | LV | 50 kVA :Pole Substation | 0.05 | --> | 0.05 | 0 | 0 | Constrained, otherwise capacity available =44 kVA | --> | 0.048 | 0 | 0 | 0.048 | 0 |  | --> | E11 ex BALLYHALE | Ballyhale [T42,T421] | KILKENNY |  | 52.524 | -7.1482
MV/LV Substation JE***066 |  | 20 kV | _ | LV | 50 kVA :Pole Substation | 0.05 | --> | 0.05 | 0 | 0 | Constrained, otherwise capacity available =49 kVA | --> | 0.048 | 0 | 0 | 0.048 | 0 |  | --> | E11 ex BALLYHALE | Ballyhale [T42,T421] | KILKENNY |  | 52.5177 | -7.184
MV/LV Substation BA***073X |  | 20 kV | _ | LV | 50 kVA :Pole Substation | 0.05 | --> | 0.05 | 0 | 0 | Constrained, otherwise capacity available =38 kVA | --> | 0.048 | 0 | 0 | 0.049 | 0 |  | --> | E17 ex BALLYHALE | Ballyhale [T42,T421] | KILKENNY |  | 52.4874 | -7.1087
MV/LV Substation KI***079 |  | 20 kV | _ | LV | 400 kVA :Kiosk Substation | 0.4 | --> | 0.4 | 0 | 0 | Constrained, otherwise capacity available =395 kVA | --> | 0.38 | 0 | 0 | 0.381 | 0 |  | --> | E11 ex BALLYHALE | Ballyhale [T42,T421] | KILKENNY |  | 52.5352 | -7.1372
MV/LV Substation BA***081 |  | 20 kV | _ | LV | 200 kVA :Pole Substation | 0.2 | --> | 0.2 | 0 | 0 | Constrained, otherwise capacity available =196 kVA | --> | 0.19 | 0 | 0 | 0.19 | 0 |  | --> | E11 ex BALLYHALE | Ballyhale [T42,T421] | KILKENNY |  | 52.4964 | -7.1845
MV/LV Substation I ***083 |  | 10 kV | _ | LV | 200 kVA :Pole Substation | 0.2 | --> | 0.2 | 0 | 0 | Constrained, otherwise capacity available =199 kVA | --> | 0.19 | 0 | 0 | 0.19 | 0 |  | --> | C17 ex GRAIGUENAMANAGH | Graiguenamanagh [T41,T42] | KILKENNY |  | 52.5523 | -6.9591
MV/LV Substation NE***092 |  | 20 kV | _ | LV | 50 kVA :Pole Substation | 0.05 | --> | 0.05 | 0 | 0 | Constrained, otherwise capacity available =48 kVA | --> | 0.048 | 0 | 0 | 0.048 | 0 |  | --> | E11 ex BALLYHALE | Ballyhale [T42,T421] | KILKENNY |  | 52.5323 | -7.1433
MV/LV Substation RA***153X |  | 10 kV | _ | LV | 50 kVA :Pole Substation | 0.05 | --> | 0.05 | 0 | 0 | Constrained, otherwise capacity available =45 kVA | --> | 0.048 | 0 | 0 | 0.048 | 0 |  | --> | C17 ex GRAIGUENAMANAGH | Graiguenamanagh [T41,T42] | KILKENNY |  | 52.6235 | -6.8128
MV/LV Substation KN***157X |  | 10 kV | _ | LV | 50 kVA :Pole Substation | 0.05 | --> | 0.05 | 0 | 0 | Constrained, otherwise capacity available =46 kVA | --> | 0.048 | 0 | 0 | 0.048 | 0 |  | --> | C17 ex GRAIGUENAMANAGH | Graiguenamanagh [T41,T42] | KILKENNY |  | 52.6204 | -6.8518
MV/LV Substation MA***162X |  | 20 kV | _ | LV | 100 kVA :Pole Substation | 0.1 | --> | 0.1 | 0 | 0 | Constrained, otherwise capacity available =100 kVA | --> | 0.095 | 0 | 0 | 0.095 | 0 |  | --> | E11 ex BALLYHALE | Ballyhale [T42,T421] | KILKENNY |  | 52.5251 | -7.1407
MV/LV Substation BA***166X |  | 10 kV | _ | LV | 50 kVA :Pole Substation | 0.05 | --> | 0.05 | 0 | 0 | Constrained, otherwise capacity available =48 kVA | --> | 0.048 | 0 | 0 | 0.048 | 0 |  | --> | C11 ex GRAIGUENAMANAGH | Graiguenamanagh [T41,T42] | KILKENNY |  | 52.5108 | -6.9265
MV/LV Substation SA***171X |  | 10 kV | _ | LV | 50 kVA :Pole Substation | 0.05 | --> | 0.05 | 0 | 0 | Constrained, otherwise capacity available =47 kVA | --> | 0.048 | 0 | 0 | 0.048 | 0 |  | --> | C16 ex GRAIGUENAMANAGH | Graiguenamanagh [T41,T42] | KILKENNY |  | 52.5265 | -6.9985
MV/LV Substation NO***183X |  | 20 kV | _ | LV | 400 kVA :Kiosk Substation | 0.4 | --> | 0.4 | 0 | 0 | Constrained, otherwise capacity available =384 kVA | --> | 0.38 | 0 | 0 | 0.382 | 0 |  | --> | E11 ex BALLYHALE | Ballyhale [T42,T421] | KILKENNY |  | 52.5271 | -7.194
MV/LV Substation MO***185X |  | 20 kV | _ | LV | 630 kVA :Kiosk Substation | 0.63 | --> | 0.63 | 0 | 0 | Constrained, otherwise capacity available =306 kVA | --> | 0.598 | 0 | 0 | 0.5 | 0 |  | --> | E11 ex BALLYHALE | Ballyhale [T42,T421] | KILKENNY |  | 52.5276 | -7.189
MV/LV Substation OL***190X |  | 20 kV | _ | LV | 100 kVA :Pole Substation | 0.1 | --> | 0.1 | 0 | 0 | Constrained, otherwise capacity available =58 kVA | --> | 0.095 | 0 | 0 | 0.101 | 0 |  | --> | E11 ex BALLYHALE | Ballyhale [T42,T421] | KILKENNY |  | 52.519 | -7.1963
MV/LV Substation MT***191X |  | 20 kV | _ | LV | 100 kVA :Pole Substation | 0.1 | --> | 0.1 | 0 | 0 | Constrained, otherwise capacity available =91 kVA | --> | 0.095 | 0 | 0 | 0.096 | 0 |  | --> | E11 ex BALLYHALE | Ballyhale [T42,T421] | KILKENNY |  | 52.5229 | -7.1943
MV/LV Substation BA***202X |  | 20 kV | _ | LV | 200 kVA :Pole Substation | 0.2 | --> | 0.2 | 0 | 0 | Constrained, otherwise capacity available =109 kVA | --> | 0.19 | 0 | 0 | 0.202 | 0 |  | --> | E11 ex BALLYHALE | Ballyhale [T42,T421] | KILKENNY |  | 52.5493 | -7.1929
MV/LV Substation KN***205 |  | 10 kV | _ | LV | 50 kVA :Pole Substation | 0.05 | --> | 0.05 | 0 | 0 | Constrained, otherwise capacity available =42 kVA | --> | 0.048 | 0 | 0 | 0.049 | 0 |  | --> | C11 ex GRAIGUENAMANAGH | Graiguenamanagh [T41,T42] | KILKENNY |  | 52.5222 | -6.9024
MV/LV Substation MA***206 |  | 10 kV | _ | LV | 50 kVA :Pole Substation | 0.05 | --> | 0.05 | 0 | 0 | Constrained, otherwise capacity available =42 kVA | --> | 0.048 | 0 | 0 | 0.049 | 0 |  | --> | C11 ex GRAIGUENAMANAGH | Graiguenamanagh [T41,T42] | KILKENNY |  | 52.5233 | -6.8941
MV/LV Substation BA***207X |  | 20 kV | _ | LV | 400 kVA :Kiosk Substation | 0.4 | --> | 0.4 | 0 | 0 | Constrained, otherwise capacity available =358 kVA | --> | 0.38 | 0 | 0 | 0.386 | 0 |  | --> | E11 ex BALLYHALE | Ballyhale [T42,T421] | KILKENNY |  | 52.5377 | -7.1881
MV/LV Substation BA***210X |  | 20 kV | _ | LV | 50 kVA :Pole Substation | 0.05 | --> | 0.05 | 0 | 0 | Constrained, otherwise capacity available =50 kVA | --> | 0.048 | 0 | 0 | 0.048 | 0 |  | --> | E11 ex BALLYHALE | Ballyhale [T42,T421] | KILKENNY |  | 52.536 | -7.1828
MV/LV Substation ST***212X |  | 20 kV | _ | LV | 200 kVA :Pole Substation | 0.2 | --> | 0.2 | 0 | 0 | Constrained, otherwise capacity available =118 kVA | --> | 0.19 | 0 | 0.01 | 0.194 | 0 |  | --> | E11 ex BALLYHALE | Ballyhale [T42,T421] | KILKENNY |  | 52.5365 | -7.2262
MV/LV Substation FO***223X |  | 20 kV | _ | LV | 200 kVA :Kiosk Substation | 0.2 | --> | 0.2 | 0 | 0 | Constrained, otherwise capacity available =152 kVA | --> | 0.19 | 0 | 0 | 0.196 | 0 |  | --> | E11 ex BALLYHALE | Ballyhale [T42,T421] | KILKENNY |  | 52.5205 | -7.1829
MV/LV Substation IN***226X |  | 10 kV | _ | LV | 50 kVA :Pole Substation | 0.05 | --> | 0.05 | 0 | 0 | Constrained, otherwise capacity available =33 kVA | --> | 0.048 | 0 | 0.005 | 0.046 | 0 |  | --> | C16 ex GRAIGUENAMANAGH | Graiguenamanagh [T41,T42] | KILKENNY |  | 52.4901 | -7.0693
MV/LV Substation WA***231X |  | 20 kV | _ | LV | 400 kVA :Kiosk Substation | 0.4 | --> | 0.4 | 0 | 0 | Constrained, otherwise capacity available =367 kVA | --> | 0.38 | 0 | 0.016 | 0.373 | 0 |  | --> | E11 ex BALLYHALE | Ballyhale [T42,T421] | KILKENNY |  | 52.5335 | -7.1966
MV/LV Substation BA***233 |  | 10 kV | _ | LV | 100 kVA :Pole Substation | 0.1 | --> | 0.1 | 0 | 0 | Constrained, otherwise capacity available =100 kVA | --> | 0.095 | 0 | 0 | 0.095 | 0 |  | --> | C11 ex GRAIGUENAMANAGH | Graiguenamanagh [T41,T42] | KILKENNY |  | 52.5052 | -6.9193
MV/LV Substation ST***238 |  | 10 kV | _ | LV | 100 kVA :Pole Substation | 0.1 | --> | 0.1 | 0 | 0 | Constrained, otherwise capacity available =83 kVA | --> | 0.095 | 0 | 0 | 0.097 | 0 |  | --> | C11 ex GRAIGUENAMANAGH | Graiguenamanagh [T41,T42] | KILKENNY |  | 52.4878 | -6.9295
MV/LV Substation BA***241 |  | 10 kV | _ | LV | 100 kVA :Pole Substation | 0.1 | --> | 0.1 | 0 | 0 | Constrained, otherwise capacity available =80 kVA | --> | 0.095 | 0 | 0.006 | 0.093 | 0 |  | --> | C11 ex GRAIGUENAMANAGH | Graiguenamanagh [T41,T42] | KILKENNY |  | 52.4882 | -6.9234
MV/LV Substation MA***243X |  | 20 kV | _ | LV | 200 kVA :Kiosk Substation | 0.2 | --> | 0.2 | 0 | 0 | Constrained, otherwise capacity available =89 kVA | --> | 0.19 | 0 | 0.016 | 0.193 | 0 |  | --> | E11 ex BALLYHALE | Ballyhale [T42,T421] | KILKENNY |  | 52.5292 | -7.1384
MV/LV Substation BA***257 |  | 10 kV | _ | LV | 50 kVA :Pole Substation | 0.05 | --> | 0.05 | 0 | 0 | Constrained, otherwise capacity available =46 kVA | --> | 0.048 | 0 | 0 | 0.048 | 0 |  | --> | C11 ex GRAIGUENAMANAGH | Graiguenamanagh [T41,T42] | KILKENNY |  | 52.5093 | -6.9237
MV/LV Substation PO***268 |  | 10 kV | _ | LV | 50 kVA :Pole Substation | 0.05 | --> | 0.05 | 0 | 0 | Constrained, otherwise capacity available =6 kVA | --> | 0.048 | 0 | 0 | 0 | 0 | Constrained, otherwise capacity available =53 kW | --> | E11 ex KNOCKMULLEN | Knockmullen [T42,T421] | GREAT ISLAND |  | 52.4674 | -6.9033
MV/LV Substation KI***310X |  | 10 kV | _ | LV | 100 kVA :Pole Substation | 0.1 | --> | 0.1 | 0 | 0 | Constrained, otherwise capacity available =71 kVA | --> | 0.095 | 0 | 0 | 0.099 | 0 |  | --> | C11 ex GRAIGUENAMANAGH | Graiguenamanagh [T41,T42] | KILKENNY |  | 52.5324 | -6.9575
MV/LV Substation TH***317X |  | 20 kV | _ | LV | 100 kVA :Pole Substation | 0.1 | --> | 0.1 | 0 | 0 | Constrained, otherwise capacity available =65 kVA | --> | 0.095 | 0 | 0 | 0.1 | 0 |  | --> | E11 ex BALLYHALE | Ballyhale [T42,T421] | KILKENNY |  | 52.5236 | -7.1327
MV/LV Substation SE***330X |  | 20 kV | _ | LV | 200 kVA :Pole Substation | 0.2 | --> | 0.2 | 0 | 0 | Constrained, otherwise capacity available =187 kVA | --> | 0.19 | 0 | 0 | 0.192 | 0 |  | --> | E11 ex BALLYHALE | Ballyhale [T42,T421] | KILKENNY |  | 52.5247 | -7.1389
MV/LV Substation PL***346 |  | 20 kV | _ | LV | 200 kVA :Pole Substation | 0.2 | --> | 0.2 | 0 | 0 | Constrained, otherwise capacity available =182 kVA | --> | 0.19 | 0 | 0 | 0.192 | 0 |  | --> | E17 ex BALLYHALE | Ballyhale [T42,T421] | KILKENNY |  | 52.4885 | -7.1369
MV/LV Substation BE***349X |  | 10 kV | _ | LV | 50 kVA :Pole Substation | 0.05 | --> | 0.05 | 0 | 0 | Constrained, otherwise capacity available =15 kVA | --> | 0.048 | 0 | 0 | 0.052 | 0 |  | --> | C16 ex GRAIGUENAMANAGH | Graiguenamanagh [T41,T42] | KILKENNY |  | 52.4863 | -7.0557
MV/LV Substation LA***355 |  | 20 kV | _ | LV | 100 kVA :Pole Substation | 0.1 | --> | 0.1 | 0 | 0 | Constrained, otherwise capacity available =92 kVA | --> | 0.095 | 0 | 0 | 0.096 | 0 |  | --> | E11 ex BALLYHALE | Ballyhale [T42,T421] | KILKENNY |  | 52.5299 | -7.1461
MV/LV Substation CA***378X |  | 20 kV | _ | LV | 100 kVA :Pole Substation | 0.1 | --> | 0.1 | 0 | 0 | Constrained, otherwise capacity available =94 kVA | --> | 0.095 | 0 | 0 | 0.096 | 0 |  | --> | E11 ex BALLYHALE | Ballyhale [T42,T421] | KILKENNY |  | 52.5676 | -7.0898
MV/LV Substation KN***385X |  | 20 kV | _ | LV | 50 kVA :Pole Substation | 0.05 | --> | 0.05 | 0 | 0 | Constrained, otherwise capacity available =40 kVA | --> | 0.048 | 0 | 0.01 | 0.041 | 0 |  | --> | E11 ex BALLYHALE | Ballyhale [T42,T421] | KILKENNY |  | 52.5499 | -7.1858
MV/LV Substation OL***386X |  | 20 kV | _ | LV | 200 kVA :Pole Substation | 0.2 | --> | 0.2 | 0 | 0 | Constrained, otherwise capacity available =168 kVA | --> | 0.19 | 0 | 0 | 0.194 | 0 |  | --> | E11 ex BALLYHALE | Ballyhale [T42,T421] | KILKENNY |  | 52.5226 | -7.2111
MV/LV Substation TH***387 |  | 20 kV | _ | LV | 50 kVA :Pole Substation | 0.05 | --> | 0.05 | 0 | 0 | Constrained, otherwise capacity available =48 kVA | --> | 0.048 | 0 | 0 | 0.048 | 0 |  | --> | E11 ex BALLYHALE | Ballyhale [T42,T421] | KILKENNY |  | 52.5215 | -7.1295
MV/LV Substation ST***391 |  | 10 kV | _ | LV | 50 kVA :Pole Substation | 0.05 | --> | 0.05 | 0 | 0 | Constrained, otherwise capacity available =44 kVA | --> | 0.048 | 0 | 0.005 | 0.045 | 0 |  | --> | C11 ex GRAIGUENAMANAGH | Graiguenamanagh [T41,T42] | KILKENNY |  | 52.4925 | -6.93
MV/LV Substation MA***392X |  | 20 kV | _ | LV | 200 kVA :Kiosk Substation | 0.2 | --> | 0.2 | 0 | 0 | Constrained, otherwise capacity available =131 kVA | --> | 0.19 | 0 | 0.005 | 0.196 | 0 |  | --> | E11 ex BALLYHALE | Ballyhale [T42,T421] | KILKENNY |  | 52.5308 | -7.1364
MV/LV Substation MA***396X |  | 20 kV | _ | LV | 200 kVA :Kiosk Substation | 0.2 | --> | 0.2 | 0 | 0 | Constrained, otherwise capacity available =173 kVA | --> | 0.19 | 0 | 0 | 0.194 | 0 |  | --> | E11 ex BALLYHALE | Ballyhale [T42,T421] | KILKENNY |  | 52.5229 | -7.1362
MV/LV Substation KI***4028 |  | 10 kV | _ | LV | 50 kVA :Pole Substation | 0.05 | --> | 0.05 | 0 | 0 | Constrained, otherwise capacity available =49 kVA | --> | 0.048 | 0 | 0 | 0.048 | 0 |  | --> | C16 ex GRAIGUENAMANAGH | Graiguenamanagh [T41,T42] | KILKENNY |  | 52.4591 | -7.0591
MV/LV Substation GM***402X |  | 20 kV | _ | LV | 100 kVA :Pole Substation | 0.1 | --> | 0.1 | 0 | 0 | Constrained, otherwise capacity available =67 kVA | --> | 0.095 | 0 | 0.018 | 0.086 | 0 |  | --> | E11 ex BALLYHALE | Ballyhale [T42,T421] | KILKENNY |  | 52.5345 | -7.2282
MV/LV Substation CO***4037 |  | 10 kV | _ | LV | 100 kVA :Pole Substation | 0.1 | --> | 0.1 | 0 | 0 | Constrained, otherwise capacity available =83 kVA | --> | 0.095 | 0 | 0 | 0.097 | 0 |  | --> | C17 ex GRAIGUENAMANAGH | Graiguenamanagh [T41,T42] | KILKENNY |  | 52.5707 | -6.9109
MV/LV Substation RA***4038 |  | 10 kV | _ | LV | 50 kVA :Pole Substation | 0.05 | --> | 0.05 | 0 | 0 | Constrained, otherwise capacity available =44 kVA | --> | 0.048 | 0 | 0 | 0.048 | 0 |  | --> | C16 ex GRAIGUENAMANAGH | Graiguenamanagh [T41,T42] | KILKENNY |  | 52.5219 | -7.014
MV/LV Substation NE***403X |  | 20 kV | _ | LV | 50 kVA :Pole Substation | 0.05 | --> | 0.05 | 0 | 0 | Constrained, otherwise capacity available =48 kVA | --> | 0.048 | 0 | 0 | 0.048 | 0 |  | --> | E11 ex BALLYHALE | Ballyhale [T42,T421] | KILKENNY |  | 52.5291 | -7.1518
MV/LV Substation KN***4048 |  | 10 kV | _ | LV | 50 kVA :Pole Substation | 0.05 | --> | 0.05 | 0 | 0 | Constrained, otherwise capacity available =50 kVA | --> | 0.048 | 0 | 0 | 0.048 | 0 |  | --> | C17 ex GRAIGUENAMANAGH | Graiguenamanagh [T41,T42] | KILKENNY |  | 52.5521 | -6.9449
MV/LV Substation TH***404X |  | 20 kV | _ | LV | 50 kVA :Pole Substation | 0.05 | --> | 0.05 | 0 | 0 | Constrained, otherwise capacity available =37 kVA | --> | 0.048 | 0 | 0 | 0.049 | 0 |  | --> | E11 ex BALLYHALE | Ballyhale [T42,T421] | KILKENNY |  | 52.5172 | -7.1812
MV/LV Substation BR***4070 |  | 10 kV | _ | LV | 50 kVA :Pole Substation | 0.05 | --> | 0.05 | 0 | 0 | Constrained, otherwise capacity available =44 kVA | --> | 0.048 | 0 | 0 | 0.048 | 0 |  | --> | C16 ex GRAIGUENAMANAGH | Graiguenamanagh [T41,T42] | KILKENNY |  | 52.5098 | -7.0546
MV/LV Substation MT***4092 |  | 10 kV | _ | LV | 50 kVA :Pole Substation | 0.05 | --> | 0.05 | 0 | 0 | Constrained, otherwise capacity available =46 kVA | --> | 0.048 | 0 | 0 | 0.048 | 0 |  | --> | C17 ex GRAIGUENAMANAGH | Graiguenamanagh [T41,T42] | KILKENNY |  | 52.5893 | -6.9149
MV/LV Substation AL***4095 |  | 10 kV | _ | LV | 400 kVA :Kiosk Substation | 0.4 | --> | 0.4 | 0 | 0 | Constrained, otherwise capacity available =343 kVA | --> | 0.38 | 0 | 0 | 0.388 | 0 |  | --> | C17 ex GRAIGUENAMANAGH | Graiguenamanagh [T41,T42] | KILKENNY |  | 52.5419 | -6.9578
MV/LV Substation CO***4098 |  | 10 kV | _ | LV | 50 kVA :Pole Substation | 0.05 | --> | 0.05 | 0 | 0 | Constrained, otherwise capacity available =34 kVA | --> | 0.048 | 0 | 0 | 0.05 | 0 |  | --> | C11 ex GRAIGUENAMANAGH | Graiguenamanagh [T41,T42] | KILKENNY |  | 52.5371 | -6.9123
MV/LV Substation LA***4106 |  | 20 kV | _ | LV | 200 kVA :Pole Substation | 0.2 | --> | 0.2 | 0 | 0 | Constrained, otherwise capacity available =200 kVA | --> | 0.19 | 0 | 0 | 0.19 | 0 |  | --> | E11 ex BALLYHALE | Ballyhale [T42,T421] | KILKENNY |  | 52.5272 | -7.1447
MV/LV Substation BA***4117 |  | 20 kV | _ | LV | 50 kVA :Pole Substation | 0.05 | --> | 0.05 | 0 | 0 | Constrained, otherwise capacity available =50 kVA | --> | 0.048 | 0 | 0 | 0.048 | 0 |  | --> | E11 ex BALLYHALE | Ballyhale [T42,T421] | KILKENNY |  | 52.5369 | -7.1783
MV/LV Substation JE***412 |  | 20 kV | _ | LV | 50 kVA :Pole Substation | 0.05 | --> | 0.05 | 0 | 0 | Constrained, otherwise capacity available =28 kVA | --> | 0.048 | 0 | 0 | 0.05 | 0 |  | --> | E11 ex BALLYHALE | Ballyhale [T42,T421] | KILKENNY |  | 52.5107 | -7.1566
MV/LV Substation LE***4121 |  | 20 kV | _ | LV | 630 kVA :Kiosk Substation | 0.63 | --> | 0.63 | 0 | 0 | Constrained, otherwise capacity available =492 kVA | --> | 0.598 | 0 | 0.031 | 0.5 | 0 |  | --> | E11 ex BALLYHALE | Ballyhale [T42,T421] | KILKENNY |  | 52.529 | -7.1431
MV/LV Substation CO***4122 |  | 10 kV | _ | LV | 50 kVA :Pole Substation | 0.05 | --> | 0.05 | 0 | 0 | Constrained, otherwise capacity available =38 kVA | --> | 0.048 | 0 | 0.02 | 0.034 | 0 |  | --> | C11 ex GRAIGUENAMANAGH | Graiguenamanagh [T41,T42] | KILKENNY |  | 52.5318 | -6.9184
MV/LV Substation BA***4125 |  | 10 kV | _ | LV | 50 kVA :Pole Substation | 0.05 | --> | 0.05 | 0 | 0 | Constrained, otherwise capacity available =43 kVA | --> | 0.048 | 0 | 0 | 0.048 | 0 |  | --> | C11 ex GRAIGUENAMANAGH | Graiguenamanagh [T41,T42] | KILKENNY |  | 52.5222 | -6.8636
MV/LV Substation BA***4126 |  | 10 kV | _ | LV | 50 kVA :Pole Substation | 0.05 | --> | 0.05 | 0 | 0 | Constrained, otherwise capacity available =50 kVA | --> | 0.048 | 0 | 0 | 0 | 0 | Constrained, otherwise capacity available =48 kW | --> | E11 ex KNOCKMULLEN | Knockmullen [T42,T421] | GREAT ISLAND |  | 52.4549 | -6.9101
MV/LV Substation ST***4157 |  | 20 kV | _ | LV | 100 kVA :Pole Substation | 0.1 | --> | 0.1 | 0 | 0 | Constrained, otherwise capacity available =76 kVA | --> | 0.095 | 0 | 0 | 0.098 | 0 |  | --> | E11 ex BALLYHALE | Ballyhale [T42,T421] | KILKENNY |  | 52.5289 | -7.1308
MV/LV Substation FO***4163 |  | 20 kV | _ | LV | 200 kVA :Kiosk Substation | 0.2 | --> | 0.2 | 0 | 0 | Constrained, otherwise capacity available =197 kVA | --> | 0.19 | 0 | 0 | 0.19 | 0 |  | --> | E11 ex BALLYHALE | Ballyhale [T42,T421] | KILKENNY |  | 52.5193 | -7.179
MV/LV Substation ST***4164 |  | 20 kV | _ | LV | 100 kVA :Pole Substation | 0.1 | --> | 0.1 | 0 | 0 | Constrained, otherwise capacity available =100 kVA | --> | 0.095 | 0 | 0 | 0.095 | 0 |  | --> | E11 ex BALLYHALE | Ballyhale [T42,T421] | KILKENNY |  | 52.5352 | -7.2235
MV/LV Substation RO***4179 |  | 20 kV | _ | LV | 50 kVA :Pole Substation | 0.05 | --> | 0.05 | 0 | 0 | Constrained, otherwise capacity available =48 kVA | --> | 0.048 | 0 | 0 | 0.048 | 0 |  | --> | E11 ex BALLYHALE | Ballyhale [T42,T421] | KILKENNY |  | 52.4934 | -7.1837
MV/LV Substation FO***4198 |  | 20 kV | _ | LV | 400 kVA :Kiosk Substation | 0.4 | --> | 0.4 | 0 | 0 | Constrained, otherwise capacity available =391 kVA | --> | 0.38 | 0 | 0 | 0.381 | 0 |  | --> | E11 ex BALLYHALE | Ballyhale [T42,T421] | KILKENNY |  | 52.5321 | -7.1405
MV/LV Substation KN***436X |  | 20 kV | _ | LV | 50 kVA :Pole Substation | 0.05 | --> | 0.05 | 0 | 0 | Constrained, otherwise capacity available =44 kVA | --> | 0.048 | 0 | 0 | 0.048 | 0 |  | --> | E11 ex BALLYHALE | Ballyhale [T42,T421] | KILKENNY |  | 52.5306 | -7.2162
MV/LV Substation TH***441 |  | 20 kV | _ | LV | 100 kVA :Pole Substation | 0.1 | --> | 0.1 | 0 | 0 | Constrained, otherwise capacity available =92 kVA | --> | 0.095 | 0 | 0 | 0.096 | 0 |  | --> | E11 ex BALLYHALE | Ballyhale [T42,T421] | KILKENNY |  | 52.5201 | -7.1347
MV/LV Substation BA***448 |  | 20 kV | _ | LV | 50 kVA :Pole Substation | 0.05 | --> | 0.05 | 0 | 0 | Constrained, otherwise capacity available =48 kVA | --> | 0.048 | 0 | 0 | 0.048 | 0 |  | --> | E17 ex BALLYHALE | Ballyhale [T42,T421] | KILKENNY |  | 52.4929 | -7.1053
MV/LV Substation CA***451 |  | 20 kV | _ | LV | 50 kVA :Pole Substation | 0.05 | --> | 0.05 | 0 | 0 | Constrained, otherwise capacity available =39 kVA | --> | 0.048 | 0 | 0 | 0.049 | 0 |  | --> | E17 ex BALLYHALE | Ballyhale [T42,T421] | KILKENNY |  | 52.5105 | -7.0663
MV/LV Substation MO***453X |  | 10 kV | _ | LV | 50 kVA :Pole Substation | 0.05 | --> | 0.05 | 0 | 0 | Constrained, otherwise capacity available =44 kVA | --> | 0.048 | 0 | 0.005 | 0.044 | 0 |  | --> | C17 ex GRAIGUENAMANAGH | Graiguenamanagh [T41,T42] | KILKENNY |  | 52.554 | -6.9755
MV/LV Substation BE***456X |  | 20 kV | _ | LV | 200 kVA :Kiosk Substation | 0.2 | --> | 0.2 | 0 | 0 | Constrained, otherwise capacity available =143 kVA | --> | 0.19 | 0 | 0.009 | 0.191 | 0 |  | --> | E11 ex BALLYHALE | Ballyhale [T42,T421] | KILKENNY |  | 52.5351 | -7.1407
MV/LV Substation KI***458 |  | 10 kV | _ | LV | 50 kVA :Pole Substation | 0.05 | --> | 0.05 | 0 | 0 | Constrained, otherwise capacity available =45 kVA | --> | 0.048 | 0 | 0 | 0.048 | 0 |  | --> | C16 ex GRAIGUENAMANAGH | Graiguenamanagh [T41,T42] | KILKENNY |  | 52.5123 | -7.0453
MV/LV Substation TH***466X |  | 20 kV | _ | LV | 200 kVA :Kiosk Substation | 0.2 | --> | 0.2 | 0 | 0 | Constrained, otherwise capacity available =161 kVA | --> | 0.19 | 0 | 0.006 | 0.191 | 0 |  | --> | E11 ex BALLYHALE | Ballyhale [T42,T421] | KILKENNY |  | 52.5242 | -7.1802
MV/LV Substation BA***467X |  | 20 kV | _ | LV | 50 kVA :Pole Substation | 0.05 | --> | 0.05 | 0 | 0 | Constrained, otherwise capacity available =50 kVA | --> | 0.048 | 0 | 0 | 0.048 | 0 |  | --> | E11 ex BALLYHALE | Ballyhale [T42,T421] | KILKENNY |  | 52.5274 | -7.1802
MV/LV Substation NE***471X |  | 10 kV | _ | LV | 50 kVA :Pole Substation | 0.05 | --> | 0.05 | 0 | 0 | Constrained, otherwise capacity available =50 kVA | --> | 0.048 | 0 | 0 | 0.048 | 0 |  | --> | C17 ex GRAIGUENAMANAGH | Graiguenamanagh [T41,T42] | KILKENNY |  | 52.5555 | -6.9553
MV/LV Substation SU***486X |  | 20 kV | _ | LV | 400 kVA :Building Structure | 0.4 | --> | 0.4 | 0 | 0 | Constrained, otherwise capacity available =271 kVA | --> | 0.38 | 0 | 0.006 | 0.393 | 0 |  | --> | E11 ex BALLYHALE | Ballyhale [T42,T421] | KILKENNY |  | 52.5305 | -7.1398
MV/LV Substation HA***491 |  | 10 kV | _ | LV | 200 kVA :Kiosk Substation | 0.2 | --> | 0.2 | 0 | 0 | Constrained, otherwise capacity available =87 kVA | --> | 0.19 | 0 | 0.005 | 0.201 | 0 |  | --> | C17 ex GRAIGUENAMANAGH | Graiguenamanagh [T41,T42] | KILKENNY |  | 52.5445 | -6.9589
MV/LV Substation DU***498X |  | 20 kV | _ | LV | 400 kVA :Kiosk Substation | 0.4 | --> | 0.4 | 0 | 0 | Constrained, otherwise capacity available =353 kVA | --> | 0.38 | 0 | 0 | 0.386 | 0 |  | --> | E11 ex BALLYHALE | Ballyhale [T42,T421] | KILKENNY |  | 52.532 | -7.1357
MV/LV Substation TH***503X |  | 20 kV | _ | LV | 400 kVA :Kiosk Substation | 0.4 | --> | 0.4 | 0 | 0 | Constrained, otherwise capacity available =359 kVA | --> | 0.38 | 0 | 0.009 | 0.379 | 0 |  | --> | E11 ex BALLYHALE | Ballyhale [T42,T421] | KILKENNY |  | 52.5224 | -7.1549
MV/LV Substation T ***506X |  | 20 kV | _ | LV | 400 kVA :Kiosk Substation | 0.4 | --> | 0.4 | 0 | 0 | Constrained, otherwise capacity available =330 kVA | --> | 0.38 | 0 | 0 | 0.389 | 0 |  | --> | E11 ex BALLYHALE | Ballyhale [T42,T421] | KILKENNY |  | 52.5392 | -7.1386
MV/LV Substation FR***512X |  | 10 kV | _ | LV | 200 kVA :Kiosk Substation | 0.2 | --> | 0.2 | 0 | 0 | Constrained, otherwise capacity available =152 kVA | --> | 0.19 | 0 | 0.01 | 0.189 | 0 |  | --> | C17 ex GRAIGUENAMANAGH | Graiguenamanagh [T41,T42] | KILKENNY |  | 52.5456 | -6.9572
MV/LV Substation GR***514X |  | 10 kV | _ | LV | 100 kVA :Pole Substation | 0.1 | --> | 0.1 | 0 | 0 | Constrained, otherwise capacity available =94 kVA | --> | 0.095 | 0 | 0.003 | 0.094 | 0 |  | --> | C17 ex GRAIGUENAMANAGH | Graiguenamanagh [T41,T42] | KILKENNY |  | 52.5412 | -6.9643
MV/LV Substation TO***521X |  | 10 kV | _ | LV | 200 kVA :Pole Substation | 0.2 | --> | 0.2 | 0 | 0 | Constrained, otherwise capacity available =167 kVA | --> | 0.19 | 0 | 0 | 0.194 | 0 |  | --> | C11 ex GRAIGUENAMANAGH | Graiguenamanagh [T41,T42] | KILKENNY |  | 52.5379 | -6.9594
MV/LV Substation CO***533X |  | 10 kV | _ | LV | 200 kVA :Kiosk Substation | 0.2 | --> | 0.2 | 0 | 0 | Constrained, otherwise capacity available =159 kVA | --> | 0.19 | 0 | 0 | 0.196 | 0 |  | --> | C17 ex GRAIGUENAMANAGH | Graiguenamanagh [T41,T42] | KILKENNY |  | 52.5467 | -6.9629
MV/LV Substation TH***534X |  | 20 kV | _ | LV | 200 kVA :Kiosk Substation | 0.2 | --> | 0.2 | 0 | 0 | Constrained, otherwise capacity available =161 kVA | --> | 0.19 | 0 | 0 | 0.195 | 0 |  | --> | E11 ex BALLYHALE | Ballyhale [T42,T421] | KILKENNY |  | 52.524 | -7.1905
MV/LV Substation UL***539X |  | 10 kV | _ | LV | 100 kVA :Pole Substation | 0.1 | --> | 0.1 | 0 | 0 | Constrained, otherwise capacity available =81 kVA | --> | 0.095 | 0 | 0 | 0.098 | 0 |  | --> | C17 ex GRAIGUENAMANAGH | Graiguenamanagh [T41,T42] | KILKENNY |  | 52.5859 | -6.9468
MV/LV Substation AU***540X |  | 10 kV | _ | LV | 100 kVA :Pole Substation | 0.1 | --> | 0.1 | 0 | 0 | Constrained, otherwise capacity available =94 kVA | --> | 0.095 | 0 | 0 | 0.096 | 0 |  | --> | C11 ex GRAIGUENAMANAGH | Graiguenamanagh [T41,T42] | KILKENNY |  | 52.5183 | -6.8486
MV/LV Substation BA***541X |  | 10 kV | _ | LV | 50 kVA :Pole Substation | 0.05 | --> | 0.05 | 0 | 0 | Constrained, otherwise capacity available =50 kVA | --> | 0.048 | 0 | 0 | 0.048 | 0 |  | --> | C11 ex GRAIGUENAMANAGH | Graiguenamanagh [T41,T42] | KILKENNY |  | 52.512 | -6.8654
MV/LV Substation MA***546X |  | 20 kV | _ | LV | 400 kVA :Kiosk Substation | 0.4 | --> | 0.4 | 0 | 0 | Constrained, otherwise capacity available =297 kVA | --> | 0.38 | 0 | 0.009 | 0.387 | 0 |  | --> | E11 ex BALLYHALE | Ballyhale [T42,T421] | KILKENNY |  | 52.5257 | -7.1381
MV/LV Substation CU***550X |  | 10 kV | _ | LV | 50 kVA :Pole Substation | 0.05 | --> | 0.05 | 0 | 0 | Constrained, otherwise capacity available =36 kVA | --> | 0.048 | 0 | 0.01 | 0.042 | 0 |  | --> | C17 ex GRAIGUENAMANAGH | Graiguenamanagh [T41,T42] | KILKENNY |  | 52.5828 | -7.0096
MV/LV Substation SM***557X |  | 20 kV | _ | LV | 50 kVA :Pole Substation | 0.05 | --> | 0.05 | 0 | 0 | Constrained, otherwise capacity available =47 kVA | --> | 0.048 | 0 | 0 | 0.048 | 0 |  | --> | E11 ex BALLYHALE | Ballyhale [T42,T421] | KILKENNY |  | 52.5458 | -7.1507
MV/LV Substation BA***577 |  | 10 kV | _ | LV | 50 kVA :Pole Substation | 0.05 | --> | 0.05 | 0 | 0 | Constrained, otherwise capacity available =37 kVA | --> | 0.048 | 0 | 0 | 0.049 | 0 |  | --> | C17 ex GRAIGUENAMANAGH | Graiguenamanagh [T41,T42] | KILKENNY |  | 52.5872 | -6.9059
MV/LV Substation KE***586X |  | 10 kV | _ | LV | 100 kVA :Pole Substation | 0.1 | --> | 0.1 | 0 | 0 | Constrained, otherwise capacity available =99 kVA | --> | 0.095 | 0 | 0 | 0.095 | 0 |  | --> | C16 ex GRAIGUENAMANAGH | Graiguenamanagh [T41,T42] | KILKENNY |  | 52.4826 | -7.0739
MV/LV Substation CO***591X |  | 10 kV | _ | LV | 200 kVA :Kiosk Substation | 0.2 | --> | 0.2 | 0 | 0 | Constrained, otherwise capacity available =188 kVA | --> | 0.19 | 0 | 0 | 0.192 | 0 |  | --> | C17 ex GRAIGUENAMANAGH | Graiguenamanagh [T41,T42] | KILKENNY |  | 52.5395 | -6.9676
MV/LV Substation BA***594X |  | 20 kV | _ | LV | 50 kVA :Pole Substation | 0.05 | --> | 0.05 | 0 | 0 | Constrained, otherwise capacity available =49 kVA | --> | 0.048 | 0 | 0 | 0.048 | 0 |  | --> | E11 ex BALLYHALE | Ballyhale [T42,T421] | KILKENNY |  | 52.4869 | -7.1744
MV/LV Substation LI***598X |  | 20 kV | _ | LV | 200 kVA :Pole Substation | 0.2 | --> | 0.2 | 0 | 0 | Constrained, otherwise capacity available =84 kVA | --> | 0.19 | 0 | 0 | 0.202 | 0 |  | --> | E11 ex BALLYHALE | Ballyhale [T42,T421] | KILKENNY |  | 52.5328 | -7.1374
MV/LV Substation NE***606X |  | 20 kV | _ | LV | 100 kVA :Pole Substation | 0.1 | --> | 0.1 | 0 | 0 | Constrained, otherwise capacity available =93 kVA | --> | 0.095 | 0 | 0.021 | 0.08 | 0 |  | --> | E11 ex BALLYHALE | Ballyhale [T42,T421] | KILKENNY |  | 52.5293 | -7.1346
MV/LV Substation PL***607X |  | 20 kV | _ | LV | 50 kVA :Pole Substation | 0.05 | --> | 0.05 | 0 | 0 | Constrained, otherwise capacity available =48 kVA | --> | 0.048 | 0 | 0 | 0.048 | 0 |  | --> | E17 ex BALLYHALE | Ballyhale [T42,T421] | KILKENNY |  | 52.4938 | -7.1343
MV/LV Substation TO***610 |  | 10 kV | _ | LV | 50 kVA :Pole Substation | 0.05 | --> | 0.05 | 0 | 0 | Constrained, otherwise capacity available =44 kVA | --> | 0.048 | 0 | 0.01 | 0.041 | 0 |  | --> | C17 ex GRAIGUENAMANAGH | Graiguenamanagh [T41,T42] | KILKENNY |  | 52.6205 | -6.8395
MV/LV Substation NE***618X |  | 10 kV | _ | LV | 100 kVA :Pole Substation | 0.1 | --> | 0.1 | 0 | 0 | Constrained, otherwise capacity available =100 kVA | --> | 0.095 | 0 | 0 | 0.095 | 0 |  | --> | C11 ex GRAIGUENAMANAGH | Graiguenamanagh [T41,T42] | KILKENNY |  | 52.5464 | -6.9008
MV/LV Substation BA***677 |  | 10 kV | _ | LV | 100 kVA :Pole Substation | 0.1 | --> | 0.1 | 0 | 0 | Constrained, otherwise capacity available =77 kVA | --> | 0.095 | 0 | 0 | 0.098 | 0 |  | --> | C16 ex GRAIGUENAMANAGH | Graiguenamanagh [T41,T42] | KILKENNY |  | 52.4968 | -7.0605
MV/LV Substation NO***681 |  | 20 kV | _ | LV | 50 kVA :Pole Substation | 0.05 | --> | 0.05 | 0 | 0 | Constrained, otherwise capacity available =45 kVA | --> | 0.048 | 0 | 0 | 0.048 | 0 |  | --> | E11 ex BALLYHALE | Ballyhale [T42,T421] | KILKENNY |  | 52.5176 | -7.1327
MV/LV Substation FI***693 |  | 10 kV | _ | LV | 50 kVA :Pole Substation | 0.05 | --> | 0.05 | 0 | 0 | Constrained, otherwise capacity available =43 kVA | --> | 0.048 | 0 | 0 | 0.048 | 0 |  | --> | C16 ex GRAIGUENAMANAGH | Graiguenamanagh [T41,T42] | KILKENNY |  | 52.5173 | -7.039
MV/LV Substation RA***696 |  | 10 kV | _ | LV | 50 kVA :Pole Substation | 0.05 | --> | 0.05 | 0 | 0 | Constrained, otherwise capacity available =46 kVA | --> | 0.048 | 0 | 0 | 0.048 | 0 |  | --> | C16 ex GRAIGUENAMANAGH | Graiguenamanagh [T41,T42] | KILKENNY |  | 52.5217 | -7.0196
MV/LV Substation TH***735 |  | 10 kV | _ | LV | 100 kVA :Pole Substation | 0.1 | --> | 0.1 | 0 | 0 | Constrained, otherwise capacity available =90 kVA | --> | 0.095 | 0 | 0.01 | 0.089 | 0 |  | --> | C17 ex GRAIGUENAMANAGH | Graiguenamanagh [T41,T42] | KILKENNY |  | 52.5428 | -6.9493
MV/LV Substation KI***759 |  | 20 kV | _ | LV | 100 kVA :Pole Substation | 0.1 | --> | 0.1 | 0 | 0 | Constrained, otherwise capacity available =72 kVA | --> | 0.095 | 0 | 0 | 0.099 | 0 |  | --> | E17 ex BALLYHALE | Ballyhale [T42,T421] | KILKENNY |  | 52.5443 | -7.1131
MV/LV Substation CO***767 |  | 20 kV | _ | LV | 200 kVA :Kiosk Substation | 0.2 | --> | 0.2 | 0 | 0 | Constrained, otherwise capacity available =186 kVA | --> | 0.19 | 0 | 0.047 | 0.157 | 0 |  | --> | E17 ex BALLYHALE | Ballyhale [T42,T421] | KILKENNY |  | 52.5002 | -7.112
MV/LV Substation IN***772 |  | 10 kV | _ | LV | 200 kVA :Kiosk Substation | 0.2 | --> | 0.2 | 0 | 0 | Constrained, otherwise capacity available =125 kVA | --> | 0.19 | 0 | 0.009 | 0.193 | 0 |  | --> | C16 ex GRAIGUENAMANAGH | Graiguenamanagh [T41,T42] | KILKENNY |  | 52.4895 | -7.0652
MV/LV Substation IN***774 |  | 10 kV | _ | LV | 200 kVA :Pole Substation | 0.2 | --> | 0.2 | 0 | 0 | Constrained, otherwise capacity available =136 kVA | --> | 0.19 | 0 | 0.01 | 0.191 | 0 |  | --> | C16 ex GRAIGUENAMANAGH | Graiguenamanagh [T41,T42] | KILKENNY |  | 52.4896 | -7.0666
MV/LV Substation GO***830 |  | 10 kV | _ | LV | 50 kVA :Pole Substation | 0.05 | --> | 0.05 | 0 | 0 | Constrained, otherwise capacity available =50 kVA | --> | 0.048 | 0 | 0 | 0.048 | 0 |  | --> | C17 ex GRAIGUENAMANAGH | Graiguenamanagh [T41,T42] | KILKENNY |  | 52.5945 | -6.9182
MV/LV Substation TH***860 |  | 20 kV | _ | LV | 200 kVA :Kiosk Substation | 0.2 | --> | 0.2 | 0 | 0 | Constrained, otherwise capacity available =118 kVA | --> | 0.19 | 0 | 0.014 | 0.19 | 0 |  | --> | E11 ex BALLYHALE | Ballyhale [T42,T421] | KILKENNY |  | 52.5219 | -7.1362
MV/LV Substation KI***865 |  | 20 kV | _ | LV | 400 kVA :Building Structure | 0.4 | --> | 0.4 | 0 | 0 | Constrained, otherwise capacity available =385 kVA | --> | 0.38 | 0 | 0.05 | 0.345 | 0 |  | --> | E11 ex BALLYHALE | Ballyhale [T42,T421] | KILKENNY |  | 52.551 | -7.1206
MV/LV Substation CO***874 |  | 20 kV | _ | LV | 50 kVA :Pole Substation | 0.05 | --> | 0.05 | 0 | 0 | Constrained, otherwise capacity available =46 kVA | --> | 0.048 | 0 | 0.005 | 0.044 | 0 |  | --> | E17 ex BALLYHALE | Ballyhale [T42,T421] | KILKENNY |  | 52.5268 | -7.1154
MV/LV Substation JE***941 |  | 20 kV | _ | LV | 50 kVA :Pole Substation | 0.05 | --> | 0.05 | 0 | 0 | Constrained, otherwise capacity available =22 kVA | --> | 0.048 | 0 | 0 | 0.051 | 0 |  | --> | E11 ex BALLYHALE | Ballyhale [T42,T421] | KILKENNY |  | 52.5148 | -7.1742
MV/LV Substation GA***947 |  | 20 kV | _ | LV | 50 kVA :Pole Substation | 0.05 | --> | 0.05 | 0 | 0 | Constrained, otherwise capacity available =46 kVA | --> | 0.048 | 0 | 0 | 0.048 | 0 |  | --> | E17 ex BALLYHALE | Ballyhale [T42,T421] | KILKENNY |  | 52.5251 | -7.1231
MV/LV Substation CO***954 |  | 10 kV | _ | LV | 50 kVA :Pole Substation | 0.05 | --> | 0.05 | 0 | 0 | Constrained, otherwise capacity available =34 kVA | --> | 0.048 | 0 | 0.006 | 0.045 | 0 |  | --> | C11 ex GRAIGUENAMANAGH | Graiguenamanagh [T41,T42] | KILKENNY |  | 52.536 | -6.9666
MV/LV Substation KI***970 |  | 10 kV | _ | LV | 100 kVA :Pole Substation | 0.1 | --> | 0.1 | 0 | 0 | Constrained, otherwise capacity available =79 kVA | --> | 0.095 | 0 | 0.025 | 0.079 | 0 |  | --> | C17 ex GORESBRIDGE | Goresbridge [T41,T42] | KILKENNY |  | 52.6387 | -6.865
MV/LV Substation GO***972 |  | 20 kV | _ | LV | 200 kVA :Pole Substation | 0.2 | --> | 0.2 | 0 | 0 | Constrained, otherwise capacity available =116 kVA | --> | 0.19 | 0 | 0.133 | 0.091 | 0 |  | --> | E11 ex BALLYHALE | Ballyhale [T42,T421] | KILKENNY |  | 52.5071 | -7.1666
MV/LV Substation LO***979 |  | 20 kV | _ | LV | 100 kVA :Pole Substation | 0.1 | --> | 0.1 | 0 | 0 | Constrained, otherwise capacity available =89 kVA | --> | 0.095 | 0 | 0.006 | 0.092 | 0 |  | --> | E11 ex BALLYHALE | Ballyhale [T42,T421] | KILKENNY |  | 52.5576 | -7.1264
MV/LV Substation CL***001Z |  | 10 kV | _ | LV | 400 kVA :Kiosk Substation | 0.4 | --> | 0.4 | 0 | 0 | Constrained, otherwise capacity available =249 kVA | --> | 0.38 | 0 | 0.04 | 0.37 | 0 |  | --> | C14 ex GORESBRIDGE | Goresbridge [T41,T42] | KILKENNY |  | 52.6066 | -6.9197
MV/LV Substation FR***002 |  | 10 kV | _ | LV | 630 kVA :Kiosk Substation | 0.63 | --> | 0.63 | 0 | 0 | Constrained, otherwise capacity available =405 kVA | --> | 0.598 | 0 | 0 | 0.5 | 0 |  | --> | C14 ex ROSEHILL | Rosehill [T41,T42] | KILKENNY |  | 52.651 | -7.253
MV/LV Substation RE***002Z |  | 10 kV | _ | LV | 200 kVA :Kiosk Substation | 0.2 | --> | 0.2 | 0.111 | 5.05 |  | --> | 0.19 | 0 | 0 | 0.202 | 0 |  | --> | C14 ex MCDONAGH | Mcdonagh [T41,T42] | KILKENNY |  | 52.659 | -7.2297
MV/LV Substation NE***003 |  | 10 kV | _ | LV | 400 kVA :Kiosk Substation | 0.4 | --> | 0.4 | 0 | 0 | Constrained, otherwise capacity available =149 kVA | --> | 0.38 | 0 | 0.012 | 0.404 | 0 |  | --> | C14 ex ROSEHILL | Rosehill [T41,T42] | KILKENNY |  | 52.6476 | -7.253
MV/LV Substation PA***004 |  | 10 kV | _ | LV | 630 kVA :Kiosk Substation | 0.63 | --> | 0.63 | 0.328 | 5.05 |  | --> | 0.598 | 0 | 0 | 0.5 | 0 |  | --> | C19 ex MCDONAGH | Mcdonagh [T41,T42] | KILKENNY |  | 52.654 | -7.2539
MV/LV Substation DE***005 |  | 10 kV | _ | LV | 630 kVA :Kiosk Substation | 0.63 | --> | 0.63 | 0 | 0 | Constrained, otherwise capacity available =441 kVA | --> | 0.598 | 0 | 0 | 0.5 | 0 |  | --> | C18 ex ROSEHILL | Rosehill [T41,T42] | KILKENNY |  | 52.6556 | -7.2573
MV/LV Substation RA***006 |  | 10 kV | _ | LV | 630 kVA :Kiosk Substation | 0.63 | --> | 0.63 | 0.347 | 5.05 |  | --> | 0.598 | 0 | 0.016 | 0.5 | 0 |  | --> | C18 ex MCDONAGH | Mcdonagh [T41,T42] | KILKENNY |  | 52.6552 | -7.2462
MV/LV Substation MI***007 |  | 10 kV | _ | LV | 630 kVA :Kiosk Substation | 0.63 | --> | 0.63 | 0 | 0 | Constrained, otherwise capacity available =572 kVA | --> | 0.598 | 0 | 0.005 | 0 | 0 | Constrained, otherwise capacity available =603 kW | --> | C16 ex TALBOTS INCH | Talbots Inch [T41,T42] | KILKENNY |  | 52.6549 | -7.2492
MV/LV Substation CH***008 |  | 10 kV | _ | LV | 400 kVA :Kiosk Substation | 0.4 | --> | 0.4 | 0.037 | 0.04 | Constrained, otherwise capacity available =216 kVA | --> | 0.38 | 0 | 0.044 | 0.372 | 0 |  | --> | C19 ex CALLAN | Callan [T41,T42] | KILKENNY |  | 52.5427 | -7.3927
MV/LV Substation WE***009 |  | 10 kV | _ | LV | 200 kVA :Pole Substation | 0.2 | --> | 0.2 | 0.037 | 0.04 | Constrained, otherwise capacity available =44 kVA | --> | 0.19 | 0 | 0.017 | 0.198 | 0 |  | --> | C19 ex CALLAN | Callan [T41,T42] | KILKENNY |  | 52.5455 | -7.3953
MV/LV Substation LO***010 |  | 10 kV | _ | LV | 200 kVA :Pole Substation | 0.2 | --> | 0.2 | 0.037 | 0.04 | Constrained, otherwise capacity available =109 kVA | --> | 0.19 | 0 | 0.01 | 0.195 | 0 |  | --> | C19 ex CALLAN | Callan [T41,T42] | KILKENNY |  | 52.5467 | -7.3905
MV/LV Substation GR***010Z |  | 10 kV | _ | LV | 50 kVA :Pole Substation | 0.05 | --> | 0.05 | 0 | 0 | Constrained, otherwise capacity available =45 kVA | --> | 0.048 | 0 | 0 | 0.048 | 0 |  | --> | C23 ex GORESBRIDGE | Goresbridge [T41,T42] | KILKENNY |  | 52.6422 | -7.004
MV/LV Substation AR***011 |  | 10 kV | _ | LV | 630 kVA :Kiosk Substation | 0.63 | --> | 0.63 | 0 | 0 | Constrained, otherwise capacity available =403 kVA | --> | 0.598 | 0 | 0 | 0.5 | 0 |  | --> | C18 ex ROSEHILL | Rosehill [T41,T42] | KILKENNY |  | 52.6528 | -7.2542
MV/LV Substation CE***012 |  | 10 kV | _ | LV | 200 kVA :Kiosk Substation | 0.2 | --> | 0.2 | 0.163 | 2.8 |  | --> | 0.19 | 0 | 0.013 | 0.185 | 0 |  | --> | C13 ex PURCELLS INCH | Purcells Inch [T41,T42] | KILKENNY |  | 52.6389 | -7.242
MV/LV Substation DU***013 |  | 10 kV | _ | LV | 400 kVA :Building Structure | 0.4 | --> | 0.4 | 0 | 0 | Constrained, otherwise capacity available =368 kVA | --> | 0.38 | 0 | 0 | 0 | 0 | Constrained, otherwise capacity available =384 kW | --> | C16 ex TALBOTS INCH | Talbots Inch [T41,T42] | KILKENNY |  | 52.6527 | -7.2518
MV/LV Substation BE***014 |  | 10 kV | _ | LV | 400 kVA :Kiosk Substation | 0.4 | --> | 0.4 | 0.275 | 5.05 |  | --> | 0.38 | 0 | 0.041 | 0.366 | 0 |  | --> | C13 ex MCDONAGH | Mcdonagh [T41,T42] | KILKENNY |  | 52.6636 | -7.2371
MV/LV Substation NE***015 |  | 10 kV | _ | LV | 400 kVA :Kiosk Substation | 0.4 | --> | 0.4 | 0.264 | 5.05 |  | --> | 0.38 | 0 | 0.047 | 0.363 | 0 |  | --> | C13 ex MCDONAGH | Mcdonagh [T41,T42] | KILKENNY |  | 52.667 | -7.2509
MV/LV Substation WA***015Z |  | 10 kV | _ | LV | 200 kVA :Pole Substation | 0.2 | --> | 0.2 | 0.16 | 2.8 |  | --> | 0.19 | 0 | 0 | 0.196 | 0 |  | --> | C13 ex PURCELLS INCH | Purcells Inch [T41,T42] | KILKENNY |  | 52.6145 | -7.2084
MV/LV Substation AU***016 |  | 10 kV | _ | LV | 400 kVA :Kiosk Substation | 0.4 | --> | 0.4 | 0 | 0 | Constrained, otherwise capacity available =399 kVA | --> | 0.38 | 0 | 0 | 0 | 0 | Constrained, otherwise capacity available =380 kW | --> | C21 ex TALBOTS INCH | Talbots Inch [T41,T42] | KILKENNY |  | 52.6772 | -7.2694
MV/LV Substation BR***017 |  | 10 kV | _ | LV | 200 kVA :Kiosk Substation | 0.2 | --> | 0.2 | 0 | 0 | Constrained, otherwise capacity available =150 kVA | --> | 0.19 | 0 | 0.053 | 0 | 0 | Constrained, otherwise capacity available =157 kW | --> | C16 ex TALBOTS INCH | Talbots Inch [T41,T42] | KILKENNY |  | 52.6613 | -7.2533
MV/LV Substation GR***018 |  | 10 kV | _ | LV | 400 kVA :Kiosk Substation | 0.4 | --> | 0.4 | 0 | 0 | Constrained, otherwise capacity available =360 kVA | --> | 0.38 | 0 | 0 | 0 | 0 | Constrained, otherwise capacity available =385 kW | --> | C16 ex TALBOTS INCH | Talbots Inch [T41,T42] | KILKENNY |  | 52.6582 | -7.2614
MV/LV Substation LO***020 |  | 10 kV | _ | LV | 400 kVA :Kiosk Substation | 0.4 | --> | 0.4 | 0 | 0 | Constrained, otherwise capacity available =305 kVA | --> | 0.38 | 0 | 0.013 | 0.383 | 0 |  | --> | C19 ex ROSEHILL | Rosehill [T41,T42] | KILKENNY |  | 52.6409 | -7.2436
MV/LV Substation AR***021 |  | 10 kV | _ | LV | 200 kVA :Kiosk Substation | 0.2 | --> | 0.2 | 0.134 | 2.8 |  | --> | 0.19 | 0 | 0.01 | 0.191 | 0 |  | --> | C13 ex PURCELLS INCH | Purcells Inch [T41,T42] | KILKENNY |  | 52.6388 | -7.2379
MV/LV Substation HO***022 |  | 10 kV | _ | LV | 630 kVA :Building Structure | 0.63 | --> | 0.63 | 0 | 0 | Constrained, otherwise capacity available =412 kVA | --> | 0.598 | 0 | 0 | 0.5 | 0 |  | --> | C19 ex ROSEHILL | Rosehill [T41,T42] | KILKENNY |  | 52.6422 | -7.2613
MV/LV Substation CE***025 |  | 10 kV | _ | LV | 400 kVA :Building Structure | 0.4 | --> | 0.4 | 0.298 | 5.05 |  | --> | 0.38 | 0 | 0.1 | 0.32 | 0 |  | --> | C13 ex MCDONAGH | Mcdonagh [T41,T42] | KILKENNY |  | 52.6682 | -7.2486
MV/LV Substation AU***027 |  | 10 kV | _ | LV | 30 kVA :Pole Substation | 0.03 | --> | 0.03 | 0 | 0 | Constrained, otherwise capacity available =28 kVA | --> | 0.028 | 0 | 0.005 | 0 | 0 | Constrained, otherwise capacity available =25 kW | --> | C21 ex TALBOTS INCH | Talbots Inch [T41,T42] | KILKENNY |  | 52.6765 | -7.2689
MV/LV Substation VH***029 |  | 10 kV | _ | LV | 400 kVA :Kiosk Substation | 0.4 | --> | 0.4 | 0.137 | 2.8 |  | --> | 0.38 | 0 | 0.02 | 0.4 | 0 |  | --> | C18 ex PURCELLS INCH | Purcells Inch [T41,T42] | KILKENNY |  | 52.646 | -7.2146
MV/LV Substation TE***030 |  | 10 kV | _ | LV | 1000 kVA :Building Structure | 1 | --> | 1 | 0.5 | 2.8 |  | --> | 0.95 | 0 | 0 | 0.5 | 0 |  | --> | C18 ex PURCELLS INCH | Purcells Inch [T41,T42] | KILKENNY |  | 52.6445 | -7.2123
MV/LV Substation AS***034Z |  | 10 kV | _ | LV | 200 kVA :Kiosk Substation | 0.2 | --> | 0.2 | 0.152 | 5.05 |  | --> | 0.19 | 0 | 0.01 | 0.189 | 0 |  | --> | C13 ex MCDONAGH | Mcdonagh [T41,T42] | KILKENNY |  | 52.6673 | -7.2334
MV/LV Substation GO***036 |  | 10 kV | _ | LV | 400 kVA :Kiosk Substation | 0.4 | --> | 0.4 | 0.359 | 5.05 |  | --> | 0.38 | 0 | 0 | 0.386 | 0 |  | --> | C11 ex MCDONAGH | Mcdonagh [T41,T42] | KILKENNY |  | 52.656 | -7.2427
MV/LV Substation JO***037 |  | 10 kV | _ | LV | 630 kVA :Kiosk Substation | 0.63 | --> | 0.63 | 0.423 | 5.05 |  | --> | 0.598 | 0 | 0 | 0.5 | 0 |  | --> | C19 ex MCDONAGH | Mcdonagh [T41,T42] | KILKENNY |  | 52.6528 | -7.2486
MV/LV Substation MC***041Z |  | 10 kV | _ | LV | 400 kVA :Kiosk Substation | 0.4 | --> | 0.4 | 0 | 0 | Constrained, otherwise capacity available =386 kVA | --> | 0.38 | 0 | 0 | 0.382 | 0 |  | --> | C19 ex ROSEHILL | Rosehill [T41,T42] | KILKENNY |  | 52.6462 | -7.2521
MV/LV Substation ST***042 |  | 10 kV | _ | LV | 400 kVA :Kiosk Substation | 0.4 | --> | 0.4 | 0 | 0 | Constrained, otherwise capacity available =243 kVA | --> | 0.38 | 0 | 0.008 | 0 | 0 | Constrained, otherwise capacity available =395 kW | --> | C16 ex TALBOTS INCH | Talbots Inch [T41,T42] | KILKENNY |  | 52.6515 | -7.2505
MV/LV Substation GR***032 |  | 10 kV | _ | LV | 400 kVA :Kiosk Substation | 0.4 | --> | 0.4 | 0 | 0 | Constrained, otherwise capacity available =315 kVA | --> | 0.38 | 0 | 0.038 | 0 | 0 | Constrained, otherwise capacity available =363 kW | --> | C16 ex TALBOTS INCH | Talbots Inch [T41,T42] | KILKENNY |  | 52.6575 | -7.2523
MV/LV Substation PO***079 |  | 10 kV | _ | LV | 630 kVA :Kiosk Substation | 0.63 | --> | 0.63 | 0 | 0 | Constrained, otherwise capacity available =332 kVA | --> | 0.598 | 0 | 0 | 0.5 | 0 |  | --> | C18 ex ROSEHILL | Rosehill [T41,T42] | KILKENNY |  | 52.6518 | -7.2542
MV/LV Substation DE***083 |  | 10 kV | _ | LV | 400 kVA :Kiosk Substation | 0.4 | --> | 0.4 | 0 | 0 | Constrained, otherwise capacity available =277 kVA | --> | 0.38 | 0 | 0.017 | 0.384 | 0 |  | --> | C14 ex ROSEHILL | Rosehill [T41,T42] | KILKENNY |  | 52.6457 | -7.249
MV/LV Substation CO***083Z |  | 20 kV | _ | LV | 100 kVA :Pole Substation | 0.1 | --> | 0.1 | 0 | 0 | Constrained, otherwise capacity available =96 kVA | --> | 0.095 | 0 | 0 | 0 | 0 | Constrained, otherwise capacity available =96 kW | --> | E25 ex TALBOTS INCH | Talbots Inch [T41,T42] | KILKENNY |  | 52.6741 | -7.2826
MV/LV Substation TA***086 |  | 10 kV | _ | LV | 200 kVA :Kiosk Substation | 0.2 | --> | 0.2 | 0 | 0 | Constrained, otherwise capacity available =166 kVA | --> | 0.19 | 0 | 0 | 0 | 0 | Constrained, otherwise capacity available =195 kW | --> | C15 ex TALBOTS INCH | Talbots Inch [T41,T42] | KILKENNY |  | 52.6716 | -7.2679
MV/LV Substation ST***087 |  | 10 kV | _ | LV | 400 kVA :Kiosk Substation | 0.4 | --> | 0.4 | 0 | 0 | Constrained, otherwise capacity available =304 kVA | --> | 0.38 | 0 | 0.035 | 0 | 0 | Constrained, otherwise capacity available =367 kW | --> | C16 ex TALBOTS INCH | Talbots Inch [T41,T42] | KILKENNY |  | 52.6611 | -7.2505
MV/LV Substation AL***088 |  | 10 kV | _ | LV | 200 kVA :Pole Substation | 0.2 | --> | 0.2 | 0.155 | 5.05 |  | --> | 0.19 | 0 | 0.005 | 0.192 | 0 |  | --> | C14 ex MCDONAGH | Mcdonagh [T41,T42] | KILKENNY |  | 52.6506 | -7.2288
MV/LV Substation WI***044 |  | 10 kV | _ | LV | 200 kVA :Kiosk Substation | 0.2 | --> | 0.2 | 0.017 | 5.05 |  | --> | 0.19 | 0 | 0.016 | 0.202 | 0 |  | --> | C13 ex MCDONAGH | Mcdonagh [T41,T42] | KILKENNY |  | 52.655 | -7.2402
MV/LV Substation AL***045 |  | 10 kV | _ | LV | 400 kVA :Kiosk Substation | 0.4 | --> | 0.4 | 0 | 0 | Constrained, otherwise capacity available =188 kVA | --> | 0.38 | 0 | 0.035 | 0.382 | 0 |  | --> | C19 ex ROSEHILL | Rosehill [T41,T42] | KILKENNY |  | 52.6429 | -7.2468
MV/LV Substation KI***048Z |  | 10 kV | _ | LV | 100 kVA :Pole Substation | 0.1 | --> | 0.1 | 0 | 0 | Constrained, otherwise capacity available =79 kVA | --> | 0.095 | 0 | 0 | 0.098 | 0 |  | --> | C11 ex ROSEHILL | Rosehill [T41,T42] | KILKENNY |  | 52.6516 | -7.2787
MV/LV Substation RO***052Z |  | 10 kV | _ | LV | 400 kVA :Kiosk Substation | 0.4 | --> | 0.4 | 0.282 | 5.05 |  | --> | 0.38 | 0 | 0.007 | 0.39 | 0 |  | --> | C13 ex MCDONAGH | Mcdonagh [T41,T42] | KILKENNY |  | 52.664 | -7.2347
MV/LV Substation FA***057 |  | 10 kV | _ | LV | 200 kVA :Kiosk Substation | 0.2 | --> | 0.2 | 0 | 0 | Constrained, otherwise capacity available =126 kVA | --> | 0.19 | 0 | 0.009 | 0.193 | 0 |  | --> | C11 ex ROSEHILL | Rosehill [T41,T42] | KILKENNY |  | 52.6497 | -7.2639
MV/LV Substation OR***058 |  | 10 kV | _ | LV | 400 kVA :Building Structure | 0.4 | --> | 0.4 | 0 | 0 | Constrained, otherwise capacity available =244 kVA | --> | 0.38 | 0 | 0 | 0.401 | 0 |  | --> | C11 ex ROSEHILL | Rosehill [T41,T42] | KILKENNY |  | 52.6531 | -7.2758
MV/LV Substation HI***059 |  | 10 kV | _ | LV | 50 kVA :Pole Substation | 0.05 | --> | 0.05 | 0.046 | 5.05 |  | --> | 0.048 | 0 | 0 | 0.048 | 0 |  | --> | C14 ex MCDONAGH | Mcdonagh [T41,T42] | KILKENNY |  | 52.6394 | -7.1732
MV/LV Substation ME***065 |  | 10 kV | _ | LV | 200 kVA :Pole Substation | 0.2 | --> | 0.2 | 0.103 | 5.05 |  | --> | 0.19 | 0 | 0.02 | 0.188 | 0 |  | --> | C14 ex MCDONAGH | Mcdonagh [T41,T42] | KILKENNY |  | 52.6492 | -7.2306
MV/LV Substation WH***066 |  | 10 kV | _ | LV | 200 kVA :Pole Substation | 0.2 | --> | 0.2 | 0 | 0 | Constrained, otherwise capacity available =130 kVA | --> | 0.19 | 0 | 0 | 0.199 | 0 |  | --> | C11 ex ROSEHILL | Rosehill [T41,T42] | KILKENNY |  | 52.6457 | -7.2647
MV/LV Substation LO***067 |  | 10 kV | _ | LV | 200 kVA :Kiosk Substation | 0.2 | --> | 0.2 | 0.139 | 5.05 |  | --> | 0.19 | 0 | 0.027 | 0.178 | 0 |  | --> | C13 ex MCDONAGH | Mcdonagh [T41,T42] | KILKENNY |  | 52.6635 | -7.2442
MV/LV Substation BI***068 |  | 10 kV | _ | LV | 200 kVA :Kiosk Substation | 0.2 | --> | 0.2 | 0 | 0 | Constrained, otherwise capacity available =200 kVA | --> | 0.19 | 0 | 0 | 0 | 0 | Constrained, otherwise capacity available =190 kW | --> | C16 ex TALBOTS INCH | Talbots Inch [T41,T42] | KILKENNY |  | 52.6599 | -7.2565
MV/LV Substation SM***070 |  | 10 kV | _ | LV | 630 kVA :Building Structure | 0.63 | --> | 0.63 | 0 | 0 | Constrained, otherwise capacity available =471 kVA | --> | 0.598 | 0 | 0.005 | 0.5 | 0 |  | --> | C18 ex ROSEHILL | Rosehill [T41,T42] | KILKENNY |  | 52.656 | -7.2545
MV/LV Substation RO***070Z |  | 10 kV | _ | LV | 400 kVA :Kiosk Substation | 0.4 | --> | 0.4 | 0 | 0 | Constrained, otherwise capacity available =336 kVA | --> | 0.38 | 0 | 0 | 0.389 | 0 |  | --> | C11 ex ROSEHILL | Rosehill [T41,T42] | KILKENNY |  | 52.6494 | -7.2642
MV/LV Substation BU***072 |  | 10 kV | _ | LV | 630 kVA :Kiosk Substation | 0.63 | --> | 0.63 | 0 | 0 | Constrained, otherwise capacity available =495 kVA | --> | 0.598 | 0 | 0.01 | 0 | 0 | Constrained, otherwise capacity available =609 kW | --> | C16 ex TALBOTS INCH | Talbots Inch [T41,T42] | KILKENNY |  | 52.6568 | -7.2602
MV/LV Substation HE***075 |  | 10 kV | _ | LV | 400 kVA :Kiosk Substation | 0.4 | --> | 0.4 | 0.251 | 5.05 |  | --> | 0.38 | 0 | 0.019 | 0.386 | 0 |  | --> | C14 ex MCDONAGH | Mcdonagh [T41,T42] | KILKENNY |  | 52.6484 | -7.2255
MV/LV Substation DE***076 |  | 10 kV | _ | LV | 400 kVA :Kiosk Substation | 0.4 | --> | 0.4 | 0 | 0 | Constrained, otherwise capacity available =278 kVA | --> | 0.38 | 0 | 0.006 | 0.392 | 0 |  | --> | C14 ex ROSEHILL | Rosehill [T41,T42] | KILKENNY |  | 52.6496 | -7.2491
MV/LV Substation WE***077Z |  | 10 kV | _ | LV | 50 kVA :Pole Substation | 0.05 | --> | 0.05 | 0.037 | 0.04 | Constrained, otherwise capacity available =47 kVA | --> | 0.048 | 0 | 0 | 0.048 | 0 |  | --> | C19 ex CALLAN | Callan [T41,T42] | KILKENNY |  | 52.5488 | -7.3966
MV/LV Substation AB***078 |  | 10 kV | _ | LV | 630 kVA :Kiosk Substation | 0.63 | --> | 0.63 | 0.39 | 5.05 |  | --> | 0.598 | 0 | 0.005 | 0.5 | 0 |  | --> | C19 ex MCDONAGH | Mcdonagh [T41,T42] | KILKENNY |  | 52.6548 | -7.2555
MV/LV Substation NE***098 |  | 10 kV | _ | LV | 400 kVA :Building Structure | 0.4 | --> | 0.4 | 0 | 0 | Constrained, otherwise capacity available =248 kVA | --> | 0.38 | 0 | 0 | 0 | 0 | Constrained, otherwise capacity available =400 kW | --> | C16 ex TALBOTS INCH | Talbots Inch [T41,T42] | KILKENNY |  | 52.6644 | -7.2495
MV/LV Substation SA***101Z |  | 10 kV | _ | LV | 400 kVA :Building Structure | 0.4 | --> | 0.4 | 0.4 | 2.8 |  | --> | 0.38 | 0 | 0 | 0.38 | 0 |  | --> | C18 ex PURCELLS INCH | Purcells Inch [T41,T42] | KILKENNY |  | 52.6454 | -7.214
MV/LV Substation LA***111Z |  | 10 kV | _ | LV | 50 kVA :Pole Substation | 0.05 | --> | 0.05 | 0 | 0 | Constrained, otherwise capacity available =48 kVA | --> | 0.048 | 0 | 0 | 0 | 0 | Constrained, otherwise capacity available =48 kW | --> | C15 ex TALBOTS INCH | Talbots Inch [T41,T42] | KILKENNY |  | 52.6613 | -7.2916
MV/LV Substation AS***113 |  | 10 kV | _ | LV | 400 kVA :Kiosk Substation | 0.4 | --> | 0.4 | 0.324 | 5.05 |  | --> | 0.38 | 0 | 0.005 | 0.386 | 0 |  | --> | C14 ex MCDONAGH | Mcdonagh [T41,T42] | KILKENNY |  | 52.6549 | -7.2356
MV/LV Substation LA***116 |  | 10 kV | _ | LV | 400 kVA :Kiosk Substation | 0.4 | --> | 0.4 | 0 | 0 | Constrained, otherwise capacity available =349 kVA | --> | 0.38 | 0 | 0.003 | 0.385 | 0 |  | --> | C19 ex ROSEHILL | Rosehill [T41,T42] | KILKENNY |  | 52.645 | -7.2433
MV/LV Substation VE***117 |  | 10 kV | _ | LV | 400 kVA :Kiosk Substation | 0.4 | --> | 0.4 | 0.272 | 5.05 |  | --> | 0.38 | 0 | 0.015 | 0.386 | 0 |  | --> | C14 ex MCDONAGH | Mcdonagh [T41,T42] | KILKENNY |  | 52.6556 | -7.2332
MV/LV Substation TH***118 |  | 10 kV | _ | LV | 50 kVA :Pole Substation | 0.05 | --> | 0.05 | 0.034 | 5.05 |  | --> | 0.048 | 0 | 0 | 0.05 | 0 |  | --> | C14 ex MCDONAGH | Mcdonagh [T41,T42] | KILKENNY |  | 52.6463 | -7.2242
MV/LV Substation AL***119 |  | 10 kV | _ | LV | 630 kVA :Kiosk Substation | 0.63 | --> | 0.63 | 0 | 0 | Constrained, otherwise capacity available =397 kVA | --> | 0.598 | 0 | 0.03 | 0.5 | 0 |  | --> | C14 ex ROSEHILL | Rosehill [T41,T42] | KILKENNY |  | 52.647 | -7.2598
MV/LV Substation OR***123 |  | 10 kV | _ | LV | 630 kVA :Kiosk Substation | 0.63 | --> | 0.63 | 0 | 0 | Constrained, otherwise capacity available =482 kVA | --> | 0.598 | 0 | 0.005 | 0.5 | 0 |  | --> | C14 ex ROSEHILL | Rosehill [T41,T42] | KILKENNY |  | 52.6488 | -7.2518
MV/LV Substation AR***136 |  | 10 kV | _ | LV | 400 kVA :Kiosk Substation | 0.4 | --> | 0.4 | 0 | 0 | Constrained, otherwise capacity available =258 kVA | --> | 0.38 | 0 | 0.02 | 0.384 | 0 |  | --> | C19 ex ROSEHILL | Rosehill [T41,T42] | KILKENNY |  | 52.6444 | -7.2416
MV/LV Substation LO***138Z |  | 10 kV | _ | LV | 200 kVA :Kiosk Substation | 0.2 | --> | 0.2 | 0 | 0 | Constrained, otherwise capacity available =163 kVA | --> | 0.19 | 0 | 0.06 | 0.151 | 0 |  | --> | C20 ex ROSEHILL | Rosehill [T41,T42] | KILKENNY |  | 52.6335 | -7.2423
MV/LV Substation KI***144Z |  | 10 kV | _ | LV | 400 kVA :Kiosk Substation | 0.4 | --> | 0.4 | 0.342 | 5.05 |  | --> | 0.38 | 0 | 0.013 | 0.378 | 0 |  | --> | C14 ex MCDONAGH | Mcdonagh [T41,T42] | KILKENNY |  | 52.6611 | -7.2274
MV/LV Substation LI***146Z |  | 10 kV | _ | LV | 400 kVA :Kiosk Substation | 0.4 | --> | 0.4 | 0.312 | 5.05 |  | --> | 0.38 | 0 | 0.041 | 0.362 | 0 |  | --> | C13 ex MCDONAGH | Mcdonagh [T41,T42] | KILKENNY |  | 52.6617 | -7.237
MV/LV Substation PI***151 |  | 10 kV | _ | LV | 400 kVA :Kiosk Substation | 0.4 | --> | 0.4 | 0 | 0 | Constrained, otherwise capacity available =300 kVA | --> | 0.38 | 0 | 0.009 | 0.387 | 0 |  | --> | C19 ex ROSEHILL | Rosehill [T41,T42] | KILKENNY |  | 52.6425 | -7.243
MV/LV Substation OA***151Z |  | 10 kV | _ | LV | 200 kVA :Kiosk Substation | 0.2 | --> | 0.2 | 0.126 | 2.83 |  | --> | 0.19 | 0 | 0.018 | 0 | 0 | Constrained, otherwise capacity available =186 kW | --> | E12 ex BAGENALSTOWN | Bagenalstown [T421,T422] | CARLOW |  | 52.6786 | -7.0245
MV/LV Substation RI***154 |  | 10 kV | _ | LV | 200 kVA :Kiosk Substation | 0.2 | --> | 0.2 | 0.136 | 2.8 |  | --> | 0.19 | 0 | 0.022 | 0.182 | 0 |  | --> | C13 ex PURCELLS INCH | Purcells Inch [T41,T42] | KILKENNY |  | 52.642 | -7.2386
MV/LV Substation KI***154Z |  | 10 kV | _ | LV | 400 kVA :Kiosk Substation | 0.4 | --> | 0.4 | 0 | 0 | Constrained, otherwise capacity available =350 kVA | --> | 0.38 | 0 | 0 | 0 | 0 | Constrained, otherwise capacity available =387 kW | --> | C16 ex TALBOTS INCH | Talbots Inch [T41,T42] | KILKENNY |  | 52.655 | -7.2486
MV/LV Substation CA***155 |  | 10 kV | _ | LV | 400 kVA :Kiosk Substation | 0.4 | --> | 0.4 | 0.193 | 5.05 |  | --> | 0.38 | 0 | 0.092 | 0.336 | 0 |  | --> | C14 ex MCDONAGH | Mcdonagh [T41,T42] | KILKENNY |  | 52.656 | -7.2289
MV/LV Substation BA***156Z |  | 10 kV | _ | LV | 630 kVA :Kiosk Substation | 0.63 | --> | 0.63 | 0 | 0 | Constrained, otherwise capacity available =393 kVA | --> | 0.598 | 0 | 0 | 0 | 0 | Constrained, otherwise capacity available =630 kW | --> | C16 ex TALBOTS INCH | Talbots Inch [T41,T42] | KILKENNY |  | 52.6537 | -7.2521
MV/LV Substation MI***159 |  | 10 kV | _ | LV | 400 kVA :Building Structure | 0.4 | --> | 0.4 | 0.067 | 5.05 |  | --> | 0.38 | 0 | 0.04 | 0.393 | 0 |  | --> | C18 ex MCDONAGH | Mcdonagh [T41,T42] | KILKENNY |  | 52.6579 | -7.245
MV/LV Substation RO***160Z |  | 10 kV | _ | LV | 200 kVA :Kiosk Substation | 0.2 | --> | 0.2 | 0 | 0 | Constrained, otherwise capacity available =96 kVA | --> | 0.19 | 0 | 0 | 0.204 | 0 |  | --> | C11 ex ROSEHILL | Rosehill [T41,T42] | KILKENNY |  | 52.6476 | -7.2662
MV/LV Substation SE***161 |  | 10 kV | _ | LV | 200 kVA :Pole Substation | 0.2 | --> | 0.2 | 0 | 0 | Constrained, otherwise capacity available =149 kVA | --> | 0.19 | 0 | 0 | 0.197 | 0 |  | --> | C17 ex ROSEHILL | Rosehill [T41,T42] | KILKENNY |  | 52.6365 | -7.2696
MV/LV Substation ST***163 |  | 10 kV | _ | LV | 400 kVA :Building Structure | 0.4 | --> | 0.4 | 0.332 | 5.05 |  | --> | 0.38 | 0 | 0 | 0.389 | 0 |  | --> | C14 ex MCDONAGH | Mcdonagh [T41,T42] | KILKENNY |  | 52.6569 | -7.2348
MV/LV Substation GL***164 |  | 10 kV | _ | LV | 200 kVA :Pole Substation | 0.2 | --> | 0.2 | 0.13 | 5.05 |  | --> | 0.19 | 0 | 0.029 | 0.178 | 0 |  | --> | C13 ex MCDONAGH | Mcdonagh [T41,T42] | KILKENNY |  | 52.6693 | -7.2489
MV/LV Substation PO***165 |  | 10 kV | _ | LV | 630 kVA :Kiosk Substation | 0.63 | --> | 0.63 | 0 | 0 | Constrained, otherwise capacity available =317 kVA | --> | 0.598 | 0 | 0 | 0.5 | 0 |  | --> | C14 ex ROSEHILL | Rosehill [T41,T42] | KILKENNY |  | 52.6502 | -7.2516
MV/LV Substation CO***165Z |  | 10 kV | _ | LV | 400 kVA :Kiosk Substation | 0.4 | --> | 0.4 | 0 | 0 | Constrained, otherwise capacity available =292 kVA | --> | 0.38 | 0 | 0.015 | 0.383 | 0 |  | --> | C19 ex ROSEHILL | Rosehill [T41,T42] | KILKENNY |  | 52.6446 | -7.2583
MV/LV Substation DU***168 |  | 10 kV | _ | LV | 200 kVA :Kiosk Substation | 0.2 | --> | 0.2 | 0 | 0 | Constrained, otherwise capacity available =134 kVA | --> | 0.19 | 0 | 0.064 | 0.152 | 0 |  | --> | C19 ex ROSEHILL | Rosehill [T41,T42] | KILKENNY |  | 52.6457 | -7.2398
MV/LV Substation BI***168Z |  | 10 kV | _ | LV | 50 kVA :Pole Substation | 0.05 | --> | 0.05 | 0.049 | 2.8 |  | --> | 0.048 | 0 | 0 | 0.048 | 0 |  | --> | C12 ex PURCELLS INCH | Purcells Inch [T41,T42] | KILKENNY |  | 52.5963 | -7.1519
MV/LV Substation MA***169 |  | 10 kV | _ | LV | 200 kVA :Kiosk Substation | 0.2 | --> | 0.2 | 0.088 | 5.05 |  | --> | 0.19 | 0 | 0.016 | 0.193 | 0 |  | --> | C19 ex MCDONAGH | Mcdonagh [T41,T42] | KILKENNY |  | 52.6521 | -7.2437
MV/LV Substation DU***170 |  | 10 kV | _ | LV | 400 kVA :Kiosk Substation | 0.4 | --> | 0.4 | 0.37 | 5.05 |  | --> | 0.38 | 0 | 0.06 | 0.34 | 0 |  | --> | C14 ex MCDONAGH | Mcdonagh [T41,T42] | KILKENNY |  | 52.6484 | -7.2246
MV/LV Substation CL***174Z |  | 10 kV | _ | LV | 400 kVA :Kiosk Substation | 0.4 | --> | 0.4 | 0 | 0 | Constrained, otherwise capacity available =322 kVA | --> | 0.38 | 0 | 0.008 | 0.385 | 0 |  | --> | C19 ex ROSEHILL | Rosehill [T41,T42] | KILKENNY |  | 52.6396 | -7.2511
MV/LV Substation ED***177Z |  | 10 kV | _ | LV | 400 kVA :Kiosk Substation | 0.4 | --> | 0.4 | 0 | 0 | Constrained, otherwise capacity available =356 kVA | --> | 0.38 | 0 | 0.036 | 0.359 | 0 |  | --> | C17 ex ROSEHILL | Rosehill [T41,T42] | KILKENNY |  | 52.6386 | -7.2674
MV/LV Substation IR***192Z |  | 10 kV | _ | LV | 630 kVA :Building Structure | 0.63 | --> | 0.63 | 0.5 | 2.8 |  | --> | 0.598 | 0 | 0 | 0.5 | 0 |  | --> | C12 ex PURCELLS INCH | Purcells Inch [T41,T42] | KILKENNY |  | 52.6003 | -7.198
MV/LV Substation NE***200 |  | 10 kV | _ | LV | 100 kVA :Pole Substation | 0.1 | --> | 0.1 | 0.094 | 5.05 |  | --> | 0.095 | 0 | 0 | 0.096 | 0 |  | --> | C13 ex MCDONAGH | Mcdonagh [T41,T42] | KILKENNY |  | 52.6671 | -7.2402
MV/LV Substation MA***201X |  | 10 kV | _ | LV | 200 kVA :Kiosk Substation | 0.2 | --> | 0.2 | 0.147 | 2.8 |  | --> | 0.19 | 0 | 0.02 | 0.182 | 0 |  | --> | C13 ex PURCELLS INCH | Purcells Inch [T41,T42] | KILKENNY |  | 52.6421 | -7.237
MV/LV Substation RI***207 |  | 10 kV | _ | LV | 400 kVA :Kiosk Substation | 0.4 | --> | 0.4 | 0 | 0 | Constrained, otherwise capacity available =330 kVA | --> | 0.38 | 0 | 0.028 | 0 | 0 | Constrained, otherwise capacity available =369 kW | --> | C16 ex TALBOTS INCH | Talbots Inch [T41,T42] | KILKENNY |  | 52.662 | -7.257
MV/LV Substation SE***207X |  | 10 kV | _ | LV | 200 kVA :Building Structure | 0.2 | --> | 0.2 | 0.127 | 5.05 |  | --> | 0.19 | 0 | 0.019 | 0.186 | 0 |  | --> | C14 ex MCDONAGH | Mcdonagh [T41,T42] | KILKENNY |  | 52.651 | -7.2371
MV/LV Substation KE***207Z |  | 10 kV | _ | LV | 50 kVA :Pole Substation | 0.05 | --> | 0.05 | 0.048 | 2.83 |  | --> | 0.048 | 0 | 0 | 0 | 0 | Constrained, otherwise capacity available =48 kW | --> | E12 ex BAGENALSTOWN | Bagenalstown [T421,T422] | CARLOW |  | 52.6854 | -7.0407
MV/LV Substation AN***208X |  | 10 kV | _ | LV | 200 kVA :Pole Substation | 0.2 | --> | 0.2 | 0.037 | 0.04 | Constrained, otherwise capacity available =194 kVA | --> | 0.19 | 0 | 0 | 0.191 | 0 |  | --> | C11 ex CALLAN | Callan [T41,T42] | KILKENNY |  | 52.5424 | -7.3815
MV/LV Substation TH***209 |  | 10 kV | _ | LV | 200 kVA :Kiosk Substation | 0.2 | --> | 0.2 | 0 | 0 | Constrained, otherwise capacity available =106 kVA | --> | 0.19 | 0 | 0.015 | 0 | 0 | Constrained, otherwise capacity available =191 kW | --> | C16 ex TALBOTS INCH | Talbots Inch [T41,T42] | KILKENNY |  | 52.6648 | -7.2626
MV/LV Substation GL***210 |  | 10 kV | _ | LV | 400 kVA :Kiosk Substation | 0.4 | --> | 0.4 | 0 | 0 | Constrained, otherwise capacity available =311 kVA | --> | 0.38 | 0 | 0.069 | 0 | 0 | Constrained, otherwise capacity available =341 kW | --> | C21 ex TALBOTS INCH | Talbots Inch [T41,T42] | KILKENNY |  | 52.6742 | -7.252
MV/LV Substation BA***210X |  | 10 kV | _ | LV | 50 kVA :Pole Substation | 0.05 | --> | 0.05 | 0.037 | 0.04 | Constrained, otherwise capacity available =46 kVA | --> | 0.048 | 0 | 0 | 0.048 | 0 |  | --> | C11 ex CALLAN | Callan [T41,T42] | KILKENNY |  | 52.6094 | -7.4031
MV/LV Substation TR***211 |  | 20 kV | _ | LV | 50 kVA :Pole Substation | 0.05 | --> | 0.05 | 0 | 0 | Constrained, otherwise capacity available =43 kVA | --> | 0.048 | 0 | 0.015 | 0 | 0 | Constrained, otherwise capacity available =37 kW | --> | E25 ex TALBOTS INCH | Talbots Inch [T41,T42] | KILKENNY |  | 52.6811 | -7.2799
MV/LV Substation HO***211X |  | 10 kV | _ | LV | 50 kVA :Pole Substation | 0.05 | --> | 0.05 | 0.037 | 0.04 | Constrained, otherwise capacity available =41 kVA | --> | 0.048 | 0 | 0 | 0.049 | 0 |  | --> | C16 ex CALLAN | Callan [T41,T42] | KILKENNY |  | 52.5522 | -7.3141
MV/LV Substation KE***211Z |  | 10 kV | _ | LV | 200 kVA :Pole Substation | 0.2 | --> | 0.2 | 0.037 | 0.04 | Constrained, otherwise capacity available =106 kVA | --> | 0.19 | 0 | 0 | 0.202 | 0 |  | --> | C16 ex CALLAN | Callan [T41,T42] | KILKENNY |  | 52.5329 | -7.2819
MV/LV Substation KI***212Z |  | 10 kV | _ | LV | 400 kVA :Kiosk Substation | 0.4 | --> | 0.4 | 0.3 | 5.05 |  | --> | 0.38 | 0 | 0.051 | 0.356 | 0 |  | --> | C14 ex MCDONAGH | Mcdonagh [T41,T42] | KILKENNY |  | 52.6534 | -7.2282
MV/LV Substation CO***213 |  | 10 kV | _ | LV | 200 kVA :Pole Substation | 0.2 | --> | 0.2 | 0 | 0 | Constrained, otherwise capacity available =134 kVA | --> | 0.19 | 0 | 0 | 0.199 | 0 |  | --> | C14 ex ROSEHILL | Rosehill [T41,T42] | KILKENNY |  | 52.6437 | -7.2632
MV/LV Substation BO***214X |  | 10 kV | _ | LV | 200 kVA :Kiosk Substation | 0.2 | --> | 0.2 | 0.037 | 0.04 | Constrained, otherwise capacity available =101 kVA | --> | 0.19 | 0 | 0.09 | 0.136 | 0 |  | --> | C19 ex CALLAN | Callan [T41,T42] | KILKENNY |  | 52.5416 | -7.3864
MV/LV Substation LA***215 |  | 10 kV | _ | LV | 400 kVA :Kiosk Substation | 0.4 | --> | 0.4 | 0 | 0 | Constrained, otherwise capacity available =341 kVA | --> | 0.38 | 0 | 0.003 | 0.386 | 0 |  | --> | C14 ex ROSEHILL | Rosehill [T41,T42] | KILKENNY |  | 52.6463 | -7.2447
MV/LV Substation MA***218 |  | 10 kV | _ | LV | 50 kVA :Pole Substation | 0.05 | --> | 0.05 | 0 | 0 | Constrained, otherwise capacity available =40 kVA | --> | 0.048 | 0 | 0 | 0.049 | 0 |  | --> | C19 ex ROSEHILL | Rosehill [T41,T42] | KILKENNY |  | 52.6441 | -7.2445
MV/LV Substation LO***218X |  | 10 kV | _ | LV | 200 kVA :Kiosk Substation | 0.2 | --> | 0.2 | 0.12 | 2.8 |  | --> | 0.19 | 0 | 0.02 | 0.186 | 0 |  | --> | C13 ex PURCELLS INCH | Purcells Inch [T41,T42] | KILKENNY |  | 52.6373 | -7.2422
MV/LV Substation SH***221Y |  | 10 kV | _ | LV | 200 kVA :Pole Substation | 0.2 | --> | 0.2 | 0.2 | 2.83 |  | --> | 0.19 | 0 | 0 | 0 | 0 | Constrained, otherwise capacity available =190 kW | --> | E12 ex BAGENALSTOWN | Bagenalstown [T421,T422] | CARLOW |  | 52.688 | -7.0098
MV/LV Substation BA***223 |  | 10 kV | _ | LV | 200 kVA :Pole Substation | 0.2 | --> | 0.2 | 0.175 | 5.05 |  | --> | 0.19 | 0 | 0 | 0.194 | 0 |  | --> | C20 ex MCDONAGH | Mcdonagh [T41,T42] | KILKENNY |  | 52.7148 | -7.2285
MV/LV Substation QU***223Y |  | 10 kV | _ | LV | 630 kVA :Kiosk Substation | 0.63 | --> | 0.63 | 0.344 | 2.83 |  | --> | 0.598 | 0 | 0.2 | 0 | 0 | Constrained, otherwise capacity available =488 kW | --> | E12 ex BAGENALSTOWN | Bagenalstown [T421,T422] | CARLOW |  | 52.6891 | -7.0473
MV/LV Substation PA***224Y |  | 10 kV | _ | LV | 100 kVA :Pole Substation | 0.1 | --> | 0.1 | 0.082 | 2.83 |  | --> | 0.095 | 0 | 0 | 0 | 0 | Constrained, otherwise capacity available =97 kW | --> | E12 ex BAGENALSTOWN | Bagenalstown [T421,T422] | CARLOW |  | 52.6803 | -7.024
MV/LV Substation KE***225Y |  | 10 kV | _ | LV | 100 kVA :Pole Substation | 0.1 | --> | 0.1 | 0.076 | 2.83 |  | --> | 0.095 | 0 | 0 | 0 | 0 | Constrained, otherwise capacity available =98 kW | --> | E12 ex BAGENALSTOWN | Bagenalstown [T421,T422] | CARLOW |  | 52.6813 | -7.0273
MV/LV Substation SE***236Y |  | 10 kV | _ | LV | 50 kVA :Pole Substation | 0.05 | --> | 0.05 | 0.023 | 2.83 |  | --> | 0.048 | 0 | 0 | 0 | 0 | Constrained, otherwise capacity available =51 kW | --> | E12 ex BAGENALSTOWN | Bagenalstown [T421,T422] | CARLOW |  | 52.6797 | -7.0178
MV/LV Substation CA***238X |  | 10 kV | _ | LV | 200 kVA :Kiosk Substation | 0.2 | --> | 0.2 | 0.184 | 2.8 |  | --> | 0.19 | 0 | 0 | 0.192 | 0 |  | --> | C13 ex PURCELLS INCH | Purcells Inch [T41,T42] | KILKENNY |  | 52.6475 | -7.2362
MV/LV Substation BL***240X |  | 10 kV | _ | LV | 50 kVA :Pole Substation | 0.05 | --> | 0.05 | 0.036 | 0.04 |  | --> | 0.048 | 0 | 0.004 | 0.046 | 0 |  | --> | C11 ex CALLAN | Callan [T41,T42] | KILKENNY |  | 52.5528 | -7.3833
MV/LV Substation BE***255 |  | 10 kV | _ | LV | 400 kVA :Kiosk Substation | 0.4 | --> | 0.4 | 0.309 | 2.8 |  | --> | 0.38 | 0 | 0.016 | 0.38 | 0 |  | --> | C12 ex PURCELLS INCH | Purcells Inch [T41,T42] | KILKENNY |  | 52.5922 | -7.1834
MV/LV Substation BL***256 |  | 10 kV | _ | LV | 50 kVA :Pole Substation | 0.05 | --> | 0.05 | 0.044 | 2.8 |  | --> | 0.048 | 0 | 0.01 | 0.041 | 0 |  | --> | C12 ex PURCELLS INCH | Purcells Inch [T41,T42] | KILKENNY |  | 52.5854 | -7.1658
MV/LV Substation CA***256X |  | 10 kV | _ | LV | 400 kVA :Building Structure | 0.4 | --> | 0.4 | 0.037 | 0.04 | Constrained, otherwise capacity available =389 kVA | --> | 0.38 | 0 | 0 | 0.382 | 0 |  | --> | C19 ex CALLAN | Callan [T41,T42] | KILKENNY |  | 52.576 | -7.4876
MV/LV Substation FE***257X |  | 10 kV | _ | LV | 50 kVA :Pole Substation | 0.05 | --> | 0.05 | 0.037 | 0.04 | Constrained, otherwise capacity available =43 kVA | --> | 0.048 | 0 | 0.02 | 0.034 | 0 |  | --> | C19 ex CALLAN | Callan [T41,T42] | KILKENNY |  | 52.574 | -7.4893
MV/LV Substation PA***261Y |  | 10 kV | _ | LV | 30 kVA :Pole Substation | 0.03 | --> | 0.03 | 0.009 | 2.83 |  | --> | 0.028 | 0 | 0 | 0 | 0 | Constrained, otherwise capacity available =31 kW | --> | E12 ex BAGENALSTOWN | Bagenalstown [T421,T422] | CARLOW |  | 52.6628 | -7.0241
MV/LV Substation RE***262Z |  | 10 kV | _ | LV | 630 kVA :Kiosk Substation | 0.63 | --> | 0.63 | 0 | 0 | Constrained, otherwise capacity available =556 kVA | --> | 0.598 | 0 | 0 | 0.5 | 0 |  | --> | C14 ex ROSEHILL | Rosehill [T41,T42] | KILKENNY |  | 52.6508 | -7.2541
MV/LV Substation MA***265 |  | 10 kV | _ | LV | 50 kVA :Pole Substation | 0.05 | --> | 0.05 | 0.026 | 0.04 |  | --> | 0.048 | 0 | 0 | 0.051 | 0 |  | --> | C18 ex CALLAN | Callan [T41,T42] | KILKENNY |  | 52.5329 | -7.3305
MV/LV Substation BR***266Z |  | 10 kV | _ | LV | 400 kVA :Kiosk Substation | 0.4 | --> | 0.4 | 0 | 0 | Constrained, otherwise capacity available =253 kVA | --> | 0.38 | 0 | 0.005 | 0 | 0 | Constrained, otherwise capacity available =396 kW | --> | C16 ex TALBOTS INCH | Talbots Inch [T41,T42] | KILKENNY |  | 52.6681 | -7.264
MV/LV Substation AN***267Z |  | 10 kV | _ | LV | 100 kVA :Pole Substation | 0.1 | --> | 0.1 | 0.08 | 2.8 |  | --> | 0.095 | 0 | 0 | 0.098 | 0 |  | --> | C12 ex PURCELLS INCH | Purcells Inch [T41,T42] | KILKENNY |  | 52.5634 | -7.1956
MV/LV Substation CA***268Z |  | 10 kV | _ | LV | 200 kVA :Kiosk Substation | 0.2 | --> | 0.2 | 0.037 | 0.04 | Constrained, otherwise capacity available =166 kVA | --> | 0.19 | 0 | 0 | 0.195 | 0 |  | --> | C19 ex CALLAN | Callan [T41,T42] | KILKENNY |  | 52.5481 | -7.3951
MV/LV Substation HA***271X |  | 10 kV | _ | LV | 50 kVA :Pole Substation | 0.05 | --> | 0.05 | 0.026 | 0.04 |  | --> | 0.048 | 0 | 0 | 0.051 | 0 |  | --> | C19 ex CALLAN | Callan [T41,T42] | KILKENNY |  | 52.5635 | -7.4672
MV/LV Substation RA***274Z |  | 10 kV | _ | LV | 50 kVA :Pole Substation | 0.05 | --> | 0.05 | 0 | 0 | Constrained, otherwise capacity available =40 kVA | --> | 0.048 | 0 | 0 | 0 | 0 | Constrained, otherwise capacity available =49 kW | --> | C21 ex TALBOTS INCH | Talbots Inch [T41,T42] | KILKENNY |  | 52.6909 | -7.2363
MV/LV Substation PA***275Z |  | 10 kV | _ | LV | 50 kVA :Pole Substation | 0.05 | --> | 0.05 | 0.049 | 2.83 |  | --> | 0.048 | 0 | 0 | 0 | 0 | Constrained, otherwise capacity available =48 kW | --> | E12 ex BAGENALSTOWN | Bagenalstown [T421,T422] | CARLOW |  | 52.6723 | -7.0227
MV/LV Substation KK***280Z |  | 10 kV | _ | LV | 400 kVA :Building Structure | 0.4 | --> | 0.4 | 0.321 | 5.05 |  | --> | 0.38 | 0 | 0 | 0.391 | 0 |  | --> | C14 ex MCDONAGH | Mcdonagh [T41,T42] | KILKENNY |  | 52.6568 | -7.2281
MV/LV Substation RE***282 |  | 10 kV | _ | LV | 50 kVA :Pole Substation | 0.05 | --> | 0.05 | 0 | 0 | Constrained, otherwise capacity available =32 kVA | --> | 0.048 | 0 | 0.005 | 0 | 0 | Constrained, otherwise capacity available =46 kW | --> | C15 ex TALBOTS INCH | Talbots Inch [T41,T42] | KILKENNY |  | 52.6709 | -7.3887
MV/LV Substation ST***282Z |  | 10 kV | _ | LV | 100 kVA :Pole Substation | 0.1 | --> | 0.1 | 0 | 0 | Constrained, otherwise capacity available =87 kVA | --> | 0.095 | 0 | 0.006 | 0.092 | 0 |  | --> | C17 ex ROSEHILL | Rosehill [T41,T42] | KILKENNY |  | 52.6334 | -7.2603
MV/LV Substation OR***283Z |  | 10 kV | _ | LV | 400 kVA :Kiosk Substation | 0.4 | --> | 0.4 | 0.29 | 2.8 |  | --> | 0.38 | 0 | 0.029 | 0.373 | 0 |  | --> | C13 ex PURCELLS INCH | Purcells Inch [T41,T42] | KILKENNY |  | 52.6462 | -7.2202
MV/LV Substation PA***285Y |  | 10 kV | _ | LV | 50 kVA :Pole Substation | 0.05 | --> | 0.05 | 0.03 | 2.83 |  | --> | 0.048 | 0 | 0 | 0 | 0 | Constrained, otherwise capacity available =50 kW | --> | E12 ex BAGENALSTOWN | Bagenalstown [T421,T422] | CARLOW |  | 52.6618 | -7.0218
MV/LV Substation CH***286Z |  | 10 kV | _ | LV | 400 kVA :Kiosk Substation | 0.4 | --> | 0.4 | 0 | 0 | Constrained, otherwise capacity available =356 kVA | --> | 0.38 | 0 | 0 | 0 | 0 | Constrained, otherwise capacity available =386 kW | --> | C15 ex TALBOTS INCH | Talbots Inch [T41,T42] | KILKENNY |  | 52.6711 | -7.2711
MV/LV Substation PA***288 |  | 10 kV | _ | LV | 400 kVA :Building Structure | 0.4 | --> | 0.4 | 0 | 0 | Constrained, otherwise capacity available =382 kVA | --> | 0.38 | 0 | 0.04 | 0 | 0 | Constrained, otherwise capacity available =353 kW | --> | C15 ex TALBOTS INCH | Talbots Inch [T41,T42] | KILKENNY |  | 52.6931 | -7.511
MV/LV Substation RA***289 |  | 10 kV | _ | LV | 100 kVA :Pole Substation | 0.1 | --> | 0.1 | 0 | 0 | Constrained, otherwise capacity available =84 kVA | --> | 0.095 | 0 | 0 | 0 | 0 | Constrained, otherwise capacity available =97 kW | --> | C21 ex TALBOTS INCH | Talbots Inch [T41,T42] | KILKENNY |  | 52.6872 | -7.2395
MV/LV Substation AR***289Z |  | 10 kV | _ | LV | 400 kVA :Kiosk Substation | 0.4 | --> | 0.4 | 0.255 | 5.05 |  | --> | 0.38 | 0 | 0.047 | 0.364 | 0 |  | --> | C14 ex MCDONAGH | Mcdonagh [T41,T42] | KILKENNY |  | 52.654 | -7.2322
MV/LV Substation KI***290Z |  | 10 kV | _ | LV | 50 kVA :Pole Substation | 0.05 | --> | 0.05 | 0.027 | 0.04 |  | --> | 0.048 | 0 | 0 | 0.05 | 0 |  | --> | C16 ex CALLAN | Callan [T41,T42] | KILKENNY |  | 52.5557 | -7.3491
MV/LV Substation BA***292 |  | 20 kV | _ | LV | 50 kVA :Pole Substation | 0.05 | --> | 0.05 | 0 | 0 | Constrained, otherwise capacity available =36 kVA | --> | 0.048 | 0 | 0 | 0 | 0 | Constrained, otherwise capacity available =49 kW | --> | E25 ex TALBOTS INCH | Talbots Inch [T41,T42] | KILKENNY |  | 52.7028 | -7.3422
MV/LV Substation JO***293Z |  | 10 kV | _ | LV | 100 kVA :Pole Substation | 0.1 | --> | 0.1 | 0 | 0 | Constrained, otherwise capacity available =89 kVA | --> | 0.095 | 0 | 0 | 0.096 | 0 |  | --> | C17 ex ROSEHILL | Rosehill [T41,T42] | KILKENNY |  | 52.629 | -7.2398
MV/LV Substation LI***295Z |  | 10 kV | _ | LV | 400 kVA :Kiosk Substation | 0.4 | --> | 0.4 | 0.296 | 5.05 |  | --> | 0.38 | 0 | 0.008 | 0.388 | 0 |  | --> | C13 ex MCDONAGH | Mcdonagh [T41,T42] | KILKENNY |  | 52.6612 | -7.2386
MV/LV Substation CL***296Z |  | 10 kV | _ | LV | 400 kVA :Kiosk Substation | 0.4 | --> | 0.4 | 0 | 0 | Constrained, otherwise capacity available =303 kVA | --> | 0.38 | 0 | 0.032 | 0.369 | 0 |  | --> | C19 ex ROSEHILL | Rosehill [T41,T42] | KILKENNY |  | 52.6391 | -7.2527
MV/LV Substation AS***297Z |  | 10 kV | _ | LV | 400 kVA :Kiosk Substation | 0.4 | --> | 0.4 | 0.301 | 5.05 |  | --> | 0.38 | 0 | 0.025 | 0.375 | 0 |  | --> | C13 ex MCDONAGH | Mcdonagh [T41,T42] | KILKENNY |  | 52.6666 | -7.2302
MV/LV Substation CA***298X |  | 10 kV | _ | LV | 400 kVA :Kiosk Substation | 0.4 | --> | 0.4 | 0.33 | 2.8 |  | --> | 0.38 | 0 | 0.013 | 0.38 | 0 |  | --> | C13 ex PURCELLS INCH | Purcells Inch [T41,T42] | KILKENNY |  | 52.6426 | -7.2322
MV/LV Substation CU***299X |  | 10 kV | _ | LV | 50 kVA :Pole Substation | 0.05 | --> | 0.05 | 0 | 0 | Constrained, otherwise capacity available =30 kVA | --> | 0.048 | 0 | 0.005 | 0.046 | 0 |  | --> | C17 ex ROSEHILL | Rosehill [T41,T42] | KILKENNY |  | 52.602 | -7.3034
MV/LV Substation BA***300 |  | 10 kV | _ | LV | 50 kVA :Pole Substation | 0.05 | --> | 0.05 | 0 | 0 | Constrained, otherwise capacity available =40 kVA | --> | 0.048 | 0 | 0.026 | 0.03 | 0 |  | --> | C17 ex ROSEHILL | Rosehill [T41,T42] | KILKENNY |  | 52.5958 | -7.3028
MV/LV Substation DU***302X |  | 10 kV | _ | LV | 100 kVA :Pole Substation | 0.1 | --> | 0.1 | 0.085 | 2.8 |  | --> | 0.095 | 0 | 0.022 | 0.081 | 0 |  | --> | C13 ex PURCELLS INCH | Purcells Inch [T41,T42] | KILKENNY |  | 52.6441 | -7.2345
MV/LV Substation FA***304Y |  | 10 kV | _ | LV | 400 kVA :Kiosk Substation | 0.4 | --> | 0.4 | 0 | 0 | Constrained, otherwise capacity available =303 kVA | --> | 0.38 | 0 | 0.005 | 0.389 | 0 |  | --> | C24 ex GORESBRIDGE | Goresbridge [T41,T42] | KILKENNY |  | 52.6295 | -7.0672
MV/LV Substation CA***305 |  | 10 kV | _ | LV | 50 kVA :Pole Substation | 0.05 | --> | 0.05 | 0.037 | 0.04 | Constrained, otherwise capacity available =40 kVA | --> | 0.048 | 0 | 0.022 | 0.032 | 0 |  | --> | C16 ex CALLAN | Callan [T41,T42] | KILKENNY |  | 52.5435 | -7.3263
MV/LV Substation LO***305X |  | 10 kV | _ | LV | 200 kVA :Kiosk Substation | 0.2 | --> | 0.2 | 0 | 0 | Constrained, otherwise capacity available =166 kVA | --> | 0.19 | 0 | 0.011 | 0 | 0 | Constrained, otherwise capacity available =186 kW | --> | C16 ex TALBOTS INCH | Talbots Inch [T41,T42] | KILKENNY |  | 52.6587 | -7.2593
MV/LV Substation RA***306 |  | 10 kV | _ | LV | 33 kVA :Pole Substation | 0.033 | --> | 0.033 | 0.02 | 2.8 |  | --> | 0.031 | 0 | 0.019 | 0.019 | 0 |  | --> | C13 ex PURCELLS INCH | Purcells Inch [T41,T42] | KILKENNY |  | 52.6261 | -7.2147
MV/LV Substation MI***308X |  | 10 kV | _ | LV | 200 kVA :Pole Substation | 0.2 | --> | 0.2 | 0.037 | 0.04 | Constrained, otherwise capacity available =123 kVA | --> | 0.19 | 0 | 0.015 | 0.189 | 0 |  | --> | C11 ex CALLAN | Callan [T41,T42] | KILKENNY |  | 52.5443 | -7.3875
MV/LV Substation DU***311X |  | 10 kV | _ | LV | 50 kVA :Pole Substation | 0.05 | --> | 0.05 | 0 | 0 | Constrained, otherwise capacity available =42 kVA | --> | 0.048 | 0 | 0 | 0 | 0 | Constrained, otherwise capacity available =49 kW | --> | C21 ex TALBOTS INCH | Talbots Inch [T41,T42] | KILKENNY |  | 52.7108 | -7.271
MV/LV Substation DR***311Z |  | 10 kV | _ | LV | 50 kVA :Pole Substation | 0.05 | --> | 0.05 | 0 | 0 | Constrained, otherwise capacity available =47 kVA | --> | 0.048 | 0 | 0 | 0.048 | 0 |  | --> | C11 ex ROSEHILL | Rosehill [T41,T42] | KILKENNY |  | 52.6487 | -7.2909
MV/LV Substation KI***316 |  | 10 kV | _ | LV | 50 kVA :Pole Substation | 0.05 | --> | 0.05 | 0.05 | 2.8 |  | --> | 0.048 | 0 | 0 | 0.048 | 0 |  | --> | C13 ex PURCELLS INCH | Purcells Inch [T41,T42] | KILKENNY |  | 52.6237 | -7.2015
MV/LV Substation BL***319 |  | 10 kV | _ | LV | 100 kVA :Pole Substation | 0.1 | --> | 0.1 | 0 | 0 | Constrained, otherwise capacity available =97 kVA | --> | 0.095 | 0 | 0.15 | 0 | 0 |  | --> | C16 ex TALBOTS INCH | Talbots Inch [T41,T42] | KILKENNY |  | 52.6724 | -7.2604
MV/LV Substation GO***319Z |  | 10 kV | _ | LV | 100 kVA :Pole Substation | 0.1 | --> | 0.1 | 0 | 0 | Constrained, otherwise capacity available =88 kVA | --> | 0.095 | 0 | 0 | 0.097 | 0 |  | --> | C17 ex ROSEHILL | Rosehill [T41,T42] | KILKENNY |  | 52.6264 | -7.2771
MV/LV Substation PR***320 |  | 10 kV | _ | LV | 200 kVA :Pole Substation | 0.2 | --> | 0.2 | 0.19 | 2.8 |  | --> | 0.19 | 0 | 0.006 | 0.187 | 0 |  | --> | C13 ex PURCELLS INCH | Purcells Inch [T41,T42] | KILKENNY |  | 52.6395 | -7.2469
MV/LV Substation GA***320X |  | 10 kV | _ | LV | 200 kVA :Kiosk Substation | 0.2 | --> | 0.2 | 0.109 | 5.05 |  | --> | 0.19 | 0 | 0.033 | 0.178 | 0 |  | --> | C13 ex MCDONAGH | Mcdonagh [T41,T42] | KILKENNY |  | 52.6631 | -7.2295
MV/LV Substation PA***322X |  | 10 kV | _ | LV | 400 kVA :Kiosk Substation | 0.4 | --> | 0.4 | 0.327 | 2.8 |  | --> | 0.38 | 0 | 0.063 | 0.343 | 0 |  | --> | C13 ex PURCELLS INCH | Purcells Inch [T41,T42] | KILKENNY |  | 52.6386 | -7.2437
MV/LV Substation LO***323 |  | 10 kV | _ | LV | 50 kVA :Pole Substation | 0.05 | --> | 0.05 | 0 | 0 | Constrained, otherwise capacity available =28 kVA | --> | 0.048 | 0 | 0 | 0.05 | 0 |  | --> | C11 ex ROSEHILL | Rosehill [T41,T42] | KILKENNY |  | 52.6644 | -7.2751
MV/LV Substation EV***325Z |  | 10 kV | _ | LV | 50 kVA :Pole Substation | 0.05 | --> | 0.05 | 0 | 0 | Constrained, otherwise capacity available =39 kVA | --> | 0.048 | 0 | 0 | 0.049 | 0 |  | --> | C17 ex ROSEHILL | Rosehill [T41,T42] | KILKENNY |  | 52.5957 | -7.2629
MV/LV Substation OS***326Z |  | 10 kV | _ | LV | 100 kVA :Pole Substation | 0.1 | --> | 0.1 | 0 | 0 | Constrained, otherwise capacity available =68 kVA | --> | 0.095 | 0 | 0 | 0.099 | 0 |  | --> | C14 ex GORESBRIDGE | Goresbridge [T41,T42] | KILKENNY |  | 52.6011 | -6.9238
MV/LV Substation BE***327X |  | 10 kV | _ | LV | 200 kVA :Pole Substation | 0.2 | --> | 0.2 | 0.175 | 2.8 |  | --> | 0.19 | 0 | 0.029 | 0.172 | 0 |  | --> | C12 ex PURCELLS INCH | Purcells Inch [T41,T42] | KILKENNY |  | 52.5899 | -7.1853
MV/LV Substation LE***329Z |  | 10 kV | _ | LV | 50 kVA :Pole Substation | 0.05 | --> | 0.05 | 0.05 | 5.05 |  | --> | 0.048 | 0 | 0 | 0.048 | 0 |  | --> | C14 ex MCDONAGH | Mcdonagh [T41,T42] | KILKENNY |  | 52.655 | -7.2106
MV/LV Substation SC***330X |  | 10 kV | _ | LV | 400 kVA :Kiosk Substation | 0.4 | --> | 0.4 | 0.364 | 2.8 |  | --> | 0.38 | 0 | 0.007 | 0.38 | 0 |  | --> | C13 ex PURCELLS INCH | Purcells Inch [T41,T42] | KILKENNY |  | 52.6382 | -7.2362
MV/LV Substation CA***334X |  | 10 kV | _ | LV | 400 kVA :Building Structure | 0.4 | --> | 0.4 | 0 | 0 | Constrained, otherwise capacity available =397 kVA | --> | 0.38 | 0 | 0 | 0.38 | 0 |  | --> | C24 ex GORESBRIDGE | Goresbridge [T41,T42] | KILKENNY |  | 52.6113 | -7.1433
MV/LV Substation TR***336Z |  | 10 kV | _ | LV | 400 kVA :Kiosk Substation | 0.4 | --> | 0.4 | 0 | 0 | Constrained, otherwise capacity available =314 kVA | --> | 0.38 | 0 | 0.01 | 0 | 0 | Constrained, otherwise capacity available =384 kW | --> | C16 ex TALBOTS INCH | Talbots Inch [T41,T42] | KILKENNY |  | 52.6585 | -7.2563
MV/LV Substation MO***337X |  | 10 kV | _ | LV | 100 kVA :Pole Substation | 0.1 | --> | 0.1 | 0.09 | 5.05 |  | --> | 0.095 | 0 | 0 | 0.096 | 0 |  | --> | C20 ex MCDONAGH | Mcdonagh [T41,T42] | KILKENNY |  | 52.7082 | -7.1777
MV/LV Substation NE***337Z |  | 10 kV | _ | LV | 50 kVA :Pole Substation | 0.05 | --> | 0.05 | 0.036 | 0.04 |  | --> | 0.048 | 0 | 0.01 | 0.042 | 0 |  | --> | C16 ex CALLAN | Callan [T41,T42] | KILKENNY |  | 52.5477 | -7.3108
MV/LV Substation BR***340Z |  | 10 kV | _ | LV | 400 kVA :Kiosk Substation | 0.4 | --> | 0.4 | 0 | 0 | Constrained, otherwise capacity available =343 kVA | --> | 0.38 | 0 | 0.011 | 0.38 | 0 |  | --> | C11 ex ROSEHILL | Rosehill [T41,T42] | KILKENNY |  | 52.6536 | -7.2645
MV/LV Substation NO***342X |  | 10 kV | _ | LV | 100 kVA :Pole Substation | 0.1 | --> | 0.1 | 0.04 | 5.05 |  | --> | 0.095 | 0 | 0 | 0.103 | 0 |  | --> | C20 ex MCDONAGH | Mcdonagh [T41,T42] | KILKENNY |  | 52.6716 | -7.109
MV/LV Substation BA***344 |  | 10 kV | _ | LV | 200 kVA :Kiosk Substation | 0.2 | --> | 0.2 | 0 | 0 | Constrained, otherwise capacity available =122 kVA | --> | 0.19 | 0 | 0.016 | 0 | 0 | Constrained, otherwise capacity available =188 kW | --> | C16 ex TALBOTS INCH | Talbots Inch [T41,T42] | KILKENNY |  | 52.661 | -7.2603
MV/LV Substation HI***345X |  | 10 kV | _ | LV | 50 kVA :Pole Substation | 0.05 | --> | 0.05 | 0.042 | 5.05 |  | --> | 0.048 | 0 | 0.005 | 0.045 | 0 |  | --> | C20 ex MCDONAGH | Mcdonagh [T41,T42] | KILKENNY |  | 52.6765 | -7.1909
MV/LV Substation NA***346X |  | 10 kV | _ | LV | 50 kVA :Pole Substation | 0.05 | --> | 0.05 | 0.04 | 2.8 |  | --> | 0.048 | 0 | 0 | 0.049 | 0 |  | --> | C13 ex PURCELLS INCH | Purcells Inch [T41,T42] | KILKENNY |  | 52.6433 | -7.21
MV/LV Substation OU***347 |  | 10 kV | _ | LV | 200 kVA :Kiosk Substation | 0.2 | --> | 0.2 | 0.179 | 2.8 |  | --> | 0.19 | 0 | 0.012 | 0.184 | 0 |  | --> | C13 ex PURCELLS INCH | Purcells Inch [T41,T42] | KILKENNY |  | 52.6367 | -7.2447
MV/LV Substation HE***348 |  | 10 kV | _ | LV | 200 kVA :Kiosk Substation | 0.2 | --> | 0.2 | 0.141 | 5.05 |  | --> | 0.19 | 0 | 0.01 | 0.191 | 0 |  | --> | C14 ex MCDONAGH | Mcdonagh [T41,T42] | KILKENNY |  | 52.6603 | -7.2304
MV/LV Substation RA***353X |  | 10 kV | _ | LV | 50 kVA :Pole Substation | 0.05 | --> | 0.05 | 0.048 | 5.05 |  | --> | 0.048 | 0 | 0 | 0.048 | 0 |  | --> | C14 ex MCDONAGH | Mcdonagh [T41,T42] | KILKENNY |  | 52.6472 | -7.1171
MV/LV Substation GO***355X |  | 10 kV | _ | LV | 50 kVA :Pole Substation | 0.05 | --> | 0.05 | 0 | 0 | Constrained, otherwise capacity available =27 kVA | --> | 0.048 | 0 | 0 | 0.05 | 0 |  | --> | C24 ex GORESBRIDGE | Goresbridge [T41,T42] | KILKENNY |  | 52.6234 | -7.0617
MV/LV Substation FR***355Z |  | 10 kV | _ | LV | 400 kVA :Kiosk Substation | 0.4 | --> | 0.4 | 0.037 | 0.04 | Constrained, otherwise capacity available =248 kVA | --> | 0.38 | 0 | 0.021 | 0.385 | 0 |  | --> | C11 ex CALLAN | Callan [T41,T42] | KILKENNY |  | 52.5501 | -7.3816
MV/LV Substation WA***356Y |  | 10 kV | _ | LV | 400 kVA :Kiosk Substation | 0.4 | --> | 0.4 | 0 | 0 | Constrained, otherwise capacity available =399 kVA | --> | 0.38 | 0 | 0.05 | 0.343 | 0 |  | --> | C24 ex GORESBRIDGE | Goresbridge [T41,T42] | KILKENNY |  | 52.6196 | -7.0717
MV/LV Substation WE***356Z |  | 10 kV | _ | LV | 200 kVA :Kiosk Substation | 0.2 | --> | 0.2 | 0.037 | 0.04 | Constrained, otherwise capacity available =142 kVA | --> | 0.19 | 0 | 0.009 | 0.191 | 0 |  | --> | C19 ex CALLAN | Callan [T41,T42] | KILKENNY |  | 52.5485 | -7.3926
MV/LV Substation TU***357 |  | 10 kV | _ | LV | 400 kVA :Kiosk Substation | 0.4 | --> | 0.4 | 0 | 0 | Constrained, otherwise capacity available =236 kVA | --> | 0.38 | 0 | 0 | 0.381 | 0 |  | --> | C17 ex ROSEHILL | Rosehill [T41,T42] | KILKENNY |  | 52.5647 | -7.3472
MV/LV Substation BU***358 |  | 10 kV | _ | LV | 100 kVA :Pole Substation | 0.1 | --> | 0.1 | 0 | 0 | Constrained, otherwise capacity available =70 kVA | --> | 0.095 | 0 | 0.031 | 0.076 | 0 |  | --> | C17 ex ROSEHILL | Rosehill [T41,T42] | KILKENNY |  | 52.5766 | -7.2935
MV/LV Substation KI***359 |  | 10 kV | _ | LV | 400 kVA :Building Structure | 0.4 | --> | 0.4 | 0.4 | 2.8 |  | --> | 0.38 | 0 | 0 | 0.38 | 0 |  | --> | C18 ex PURCELLS INCH | Purcells Inch [T41,T42] | KILKENNY |  | 52.6447 | -7.2117
MV/LV Substation SI***360X |  | 10 kV | _ | LV | 100 kVA :Pole Substation | 0.1 | --> | 0.1 | 0.1 | 5.05 |  | --> | 0.095 | 0 | 0 | 0.095 | 0 |  | --> | C14 ex MCDONAGH | Mcdonagh [T41,T42] | KILKENNY |  | 52.647 | -7.2268
MV/LV Substation SK***361 |  | 10 kV | _ | LV | 400 kVA :Building Structure | 0.4 | --> | 0.4 | 0.39 | 5.05 |  | --> | 0.38 | 0 | 0 | 0.381 | 0 |  | --> | C14 ex MCDONAGH | Mcdonagh [T41,T42] | KILKENNY |  | 52.6547 | -7.2331
MV/LV Substation FR***365Z |  | 10 kV | _ | LV | 50 kVA :Pole Substation | 0.05 | --> | 0.05 | 0.04 | 5.05 |  | --> | 0.048 | 0 | 0 | 0.049 | 0 |  | --> | C20 ex MCDONAGH | Mcdonagh [T41,T42] | KILKENNY |  | 52.682 | -7.1202
MV/LV Substation SM***371Y |  | 10 kV | _ | LV | 50 kVA :Pole Substation | 0.05 | --> | 0.05 | 0 | 0 | Constrained, otherwise capacity available =40 kVA | --> | 0.048 | 0 | 0 | 0.049 | 0 |  | --> | C24 ex GORESBRIDGE | Goresbridge [T41,T42] | KILKENNY |  | 52.6143 | -7.128
MV/LV Substation PU***372X |  | 10 kV | _ | LV | 400 kVA :Kiosk Substation | 0.4 | --> | 0.4 | 0.4 | 2.8 |  | --> | 0.38 | 0 | 0 | 0.38 | 0 |  | --> | C13 ex PURCELLS INCH | Purcells Inch [T41,T42] | KILKENNY |  | 52.6434 | -7.2104
MV/LV Substation LE***373Z |  | 10 kV | _ | LV | 400 kVA :Kiosk Substation | 0.4 | --> | 0.4 | 0.29 | 2.8 |  | --> | 0.38 | 0 | 0.025 | 0.376 | 0 |  | --> | C13 ex PURCELLS INCH | Purcells Inch [T41,T42] | KILKENNY |  | 52.6484 | -7.2216
MV/LV Substation SH***374 |  | 10 kV | _ | LV | 50 kVA :Pole Substation | 0.05 | --> | 0.05 | 0.04 | 2.8 |  | --> | 0.048 | 0 | 0 | 0.049 | 0 |  | --> | C12 ex PURCELLS INCH | Purcells Inch [T41,T42] | KILKENNY |  | 52.6039 | -7.1924
MV/LV Substation RO***377X |  | 10 kV | _ | LV | 400 kVA :Kiosk Substation | 0.4 | --> | 0.4 | 0 | 0 | Constrained, otherwise capacity available =379 kVA | --> | 0.38 | 0 | 0.014 | 0.372 | 0 |  | --> | C14 ex ROSEHILL | Rosehill [T41,T42] | KILKENNY |  | 52.6442 | -7.2621
MV/LV Substation LA***378 |  | 10 kV | _ | LV | 50 kVA :Pole Substation | 0.05 | --> | 0.05 | 0 | 0 | Constrained, otherwise capacity available =46 kVA | --> | 0.048 | 0 | 0 | 0 | 0 | Constrained, otherwise capacity available =48 kW | --> | C15 ex TALBOTS INCH | Talbots Inch [T41,T42] | KILKENNY |  | 52.663 | -7.335
MV/LV Substation CA***381 |  | 10 kV | _ | LV | 400 kVA :Kiosk Substation | 0.4 | --> | 0.4 | 0 | 0 | Constrained, otherwise capacity available =277 kVA | --> | 0.38 | 0 | 0.101 | 0.322 | 0 |  | --> | C19 ex ROSEHILL | Rosehill [T41,T42] | KILKENNY |  | 52.6419 | -7.25
MV/LV Substation CA***384 |  | 10 kV | _ | LV | 50 kVA :Pole Substation | 0.05 | --> | 0.05 | 0 | 0 | Constrained, otherwise capacity available =48 kVA | --> | 0.048 | 0 | 0 | 0.048 | 0 |  | --> | C17 ex ROSEHILL | Rosehill [T41,T42] | KILKENNY |  | 52.6384 | -7.2636
MV/LV Substation WE***385Z |  | 10 kV | _ | LV | 400 kVA :Kiosk Substation | 0.4 | --> | 0.4 | 0 | 0 | Constrained, otherwise capacity available =275 kVA | --> | 0.38 | 0 | 0.047 | 0 | 0 | Constrained, otherwise capacity available =362 kW | --> | C21 ex TALBOTS INCH | Talbots Inch [T41,T42] | KILKENNY |  | 52.6744 | -7.2554
MV/LV Substation JE***386 |  | 10 kV | _ | LV | 50 kVA :Pole Substation | 0.05 | --> | 0.05 | 0 | 0 | Constrained, otherwise capacity available =35 kVA | --> | 0.048 | 0 | 0 | 0 | 0 | Constrained, otherwise capacity available =49 kW | --> | C21 ex TALBOTS INCH | Talbots Inch [T41,T42] | KILKENNY |  | 52.728 | -7.2857
MV/LV Substation BU***388Z |  | 10 kV | _ | LV | 50 kVA :Pole Substation | 0.05 | --> | 0.05 | 0 | 0 | Constrained, otherwise capacity available =38 kVA | --> | 0.048 | 0 | 0.02 | 0.034 | 0 |  | --> | C17 ex ROSEHILL | Rosehill [T41,T42] | KILKENNY |  | 52.5683 | -7.2796
MV/LV Substation ST***392 |  | 10 kV | _ | LV | 200 kVA :Pole Substation | 0.2 | --> | 0.2 | 0.141 | 2.8 |  | --> | 0.19 | 0 | 0.018 | 0.185 | 0 |  | --> | C12 ex PURCELLS INCH | Purcells Inch [T41,T42] | KILKENNY |  | 52.5897 | -7.18
MV/LV Substation IN***397X |  | 10 kV | _ | LV | 100 kVA :Pole Substation | 0.1 | --> | 0.1 | 0.1 | 2.8 |  | --> | 0.095 | 0 | 0.042 | 0.064 | 0 |  | --> | C13 ex PURCELLS INCH | Purcells Inch [T41,T42] | KILKENNY |  | 52.6411 | -7.2156
MV/LV Substation TA***397Z |  | 10 kV | _ | LV | 400 kVA :Kiosk Substation | 0.4 | --> | 0.4 | 0 | 0 | Constrained, otherwise capacity available =318 kVA | --> | 0.38 | 0 | 0.021 | 0 | 0 | Constrained, otherwise capacity available =376 kW | --> | C15 ex TALBOTS INCH | Talbots Inch [T41,T42] | KILKENNY |  | 52.6687 | -7.2681
MV/LV Substation LO***400 |  | 10 kV | _ | LV | 50 kVA :Pole Substation | 0.05 | --> | 0.05 | 0 | 0 | Constrained, otherwise capacity available =37 kVA | --> | 0.048 | 0 | 0 | 0 | 0 | Constrained, otherwise capacity available =49 kW | --> | C21 ex TALBOTS INCH | Talbots Inch [T41,T42] | KILKENNY |  | 52.6836 | -7.2647
MV/LV Substation CL***4026 |  | 10 kV | _ | LV | 50 kVA :Pole Substation | 0.05 | --> | 0.05 | 0 | 0 | Constrained, otherwise capacity available =42 kVA | --> | 0.048 | 0 | 0.005 | 0.045 | 0 |  | --> | C24 ex GORESBRIDGE | Goresbridge [T41,T42] | KILKENNY |  | 52.626 | -7.0774
MV/LV Substation BA***4028 |  | 10 kV | _ | LV | 50 kVA :Pole Substation | 0.05 | --> | 0.05 | 0 | 0 | Constrained, otherwise capacity available =46 kVA | --> | 0.048 | 0 | 0.01 | 0.041 | 0 |  | --> | C14 ex GORESBRIDGE | Goresbridge [T41,T42] | KILKENNY |  | 52.6082 | -6.9526
MV/LV Substation GO***402X |  | 10 kV | _ | LV | 200 kVA :Pole Substation | 0.2 | --> | 0.2 | 0.167 | 5.05 |  | --> | 0.19 | 0 | 0.027 | 0.174 | 0 |  | --> | C13 ex MCDONAGH | Mcdonagh [T41,T42] | KILKENNY |  | 52.6674 | -7.236
MV/LV Substation CL***402Z |  | 10 kV | _ | LV | 200 kVA :Kiosk Substation | 0.2 | --> | 0.2 | 0.037 | 0.04 | Constrained, otherwise capacity available =142 kVA | --> | 0.19 | 0 | 0.017 | 0.185 | 0 |  | --> | C19 ex CALLAN | Callan [T41,T42] | KILKENNY |  | 52.5421 | -7.3952
MV/LV Substation HA***4035 |  | 10 kV | _ | LV | 200 kVA :Pole Substation | 0.2 | --> | 0.2 | 0 | 0 | Constrained, otherwise capacity available =182 kVA | --> | 0.19 | 0 | 0 | 0.192 | 0 |  | --> | C24 ex GORESBRIDGE | Goresbridge [T41,T42] | KILKENNY |  | 52.6288 | -7.068
MV/LV Substation DU***4039 |  | 10 kV | _ | LV | 50 kVA :Pole Substation | 0.05 | --> | 0.05 | 0.029 | 5.05 |  | --> | 0.048 | 0 | 0 | 0.05 | 0 |  | --> | C14 ex MCDONAGH | Mcdonagh [T41,T42] | KILKENNY |  | 52.6334 | -7.1483
MV/LV Substation KI***4043 |  | 10 kV | _ | LV | 50 kVA :Pole Substation | 0.05 | --> | 0.05 | 0 | 0 | Constrained, otherwise capacity available =50 kVA | --> | 0.048 | 0 | 0 | 0.048 | 0 |  | --> | C11 ex ROSEHILL | Rosehill [T41,T42] | KILKENNY |  | 52.6545 | -7.2745
MV/LV Substation KI***4044 |  | 10 kV | _ | LV | 200 kVA :Kiosk Substation | 0.2 | --> | 0.2 | 0 | 0 | Constrained, otherwise capacity available =179 kVA | --> | 0.19 | 0 | 0.006 | 0.188 | 0 |  | --> | C19 ex ROSEHILL | Rosehill [T41,T42] | KILKENNY |  | 52.646 | -7.2421
MV/LV Substation CL***4054 |  | 10 kV | _ | LV | 50 kVA :Pole Substation | 0.05 | --> | 0.05 | 0.038 | 5.05 |  | --> | 0.048 | 0 | 0.03 | 0.027 | 0 |  | --> | C14 ex MCDONAGH | Mcdonagh [T41,T42] | KILKENNY |  | 52.6434 | -7.1387
MV/LV Substation N9***4055 |  | 10 kV | _ | LV | 50 kVA :Pole Substation | 0.05 | --> | 0.05 | 0.046 | 2.83 |  | --> | 0.048 | 0 | 0 | 0 | 0 | Constrained, otherwise capacity available =48 kW | --> | E12 ex BAGENALSTOWN | Bagenalstown [T421,T422] | CARLOW |  | 52.674 | -7.0261
MV/LV Substation N1***4056 |  | 10 kV | _ | LV | 50 kVA :Pole Substation | 0.05 | --> | 0.05 | 0.046 | 2.83 |  | --> | 0.048 | 0 | 0 | 0 | 0 | Constrained, otherwise capacity available =48 kW | --> | E12 ex BAGENALSTOWN | Bagenalstown [T421,T422] | CARLOW |  | 52.6788 | -7.0325
MV/LV Substation PA***4057 |  | 10 kV | _ | LV | 50 kVA :Pole Substation | 0.05 | --> | 0.05 | 0.05 | 2.83 |  | --> | 0.048 | 0 | 0 | 0 | 0 | Constrained, otherwise capacity available =48 kW | --> | E12 ex BAGENALSTOWN | Bagenalstown [T421,T422] | CARLOW |  | 52.6795 | -7.0396
MV/LV Substation OL***4063 |  | 10 kV | _ | LV | 100 kVA :Pole Substation | 0.1 | --> | 0.1 | 0 | 0 | Constrained, otherwise capacity available =100 kVA | --> | 0.095 | 0 | 0 | 0 | 0 | Constrained, otherwise capacity available =95 kW | --> | C15 ex TALBOTS INCH | Talbots Inch [T41,T42] | KILKENNY |  | 52.6517 | -7.4051
MV/LV Substation TH***4070 |  | 10 kV | _ | LV | 50 kVA :Pole Substation | 0.05 | --> | 0.05 | 0 | 0 | Constrained, otherwise capacity available =45 kVA | --> | 0.048 | 0 | 0 | 0.048 | 0 |  | --> | C24 ex GORESBRIDGE | Goresbridge [T41,T42] | KILKENNY |  | 52.6294 | -7.0584
MV/LV Substation CI***4074 |  | 10 kV | _ | LV | 1000 kVA :Building Structure | 1 | --> | 1 | 0.5 | 5.05 |  | --> | 0.95 | 0 | 0.09 | 0.5 | 0 |  | --> | C14 ex MCDONAGH | Mcdonagh [T41,T42] | KILKENNY |  | 52.6498 | -7.2097
MV/LV Substation CA***408X |  | 10 kV | _ | LV | 50 kVA :Pole Substation | 0.05 | --> | 0.05 | 0.04 | 5.05 |  | --> | 0.048 | 0 | 0.01 | 0.042 | 0 |  | --> | C20 ex MCDONAGH | Mcdonagh [T41,T42] | KILKENNY |  | 52.6963 | -7.1087
MV/LV Substation CL***4091 |  | 10 kV | _ | LV | 50 kVA :Pole Substation | 0.05 | --> | 0.05 | 0 | 0 | Constrained, otherwise capacity available =50 kVA | --> | 0.048 | 0 | 0 | 0.048 | 0 |  | --> | C24 ex GORESBRIDGE | Goresbridge [T41,T42] | KILKENNY |  | 52.6326 | -7.0526
MV/LV Substation RI***409Z |  | 10 kV | _ | LV | 200 kVA :Kiosk Substation | 0.2 | --> | 0.2 | 0 | 0 | Constrained, otherwise capacity available =49 kVA | --> | 0.19 | 0 | 0.016 | 0.198 | 0 |  | --> | C18 ex ROSEHILL | Rosehill [T41,T42] | KILKENNY |  | 52.6476 | -7.2614
MV/LV Substation BA***410 |  | 10 kV | _ | LV | 50 kVA :Pole Substation | 0.05 | --> | 0.05 | 0.044 | 5.05 |  | --> | 0.048 | 0 | 0.005 | 0.045 | 0 |  | --> | C14 ex MCDONAGH | Mcdonagh [T41,T42] | KILKENNY |  | 52.6435 | -7.1593
MV/LV Substation JA***4104 |  | 10 kV | _ | LV | 100 kVA :Pole Substation | 0.1 | --> | 0.1 | 0 | 0 | Constrained, otherwise capacity available =90 kVA | --> | 0.095 | 0 | 0.008 | 0.09 | 0 |  | --> | C17 ex ROSEHILL | Rosehill [T41,T42] | KILKENNY |  | 52.6152 | -7.2624
MV/LV Substation CA***4110 |  | 10 kV | _ | LV | 400 kVA :Kiosk Substation | 0.4 | --> | 0.4 | 0 | 0 | Constrained, otherwise capacity available =269 kVA | --> | 0.38 | 0 | 0 | 0.398 | 0 |  | --> | C18 ex ROSEHILL | Rosehill [T41,T42] | KILKENNY |  | 52.6553 | -7.2599
MV/LV Substation LO***4113 |  | 10 kV | _ | LV | 400 kVA :Building Structure | 0.4 | --> | 0.4 | 0 | 0 | Constrained, otherwise capacity available =287 kVA | --> | 0.38 | 0 | 0.006 | 0 | 0 | Constrained, otherwise capacity available =391 kW | --> | C16 ex TALBOTS INCH | Talbots Inch [T41,T42] | KILKENNY |  | 52.6593 | -7.261
MV/LV Substation GR***4126 |  | 10 kV | _ | LV | 50 kVA :Pole Substation | 0.05 | --> | 0.05 | 0 | 0 | Constrained, otherwise capacity available =32 kVA | --> | 0.048 | 0 | 0 | 0.05 | 0 |  | --> | C24 ex GORESBRIDGE | Goresbridge [T41,T42] | KILKENNY |  | 52.6263 | -7.0142
MV/LV Substation FR***4142 |  | 10 kV | _ | LV | 50 kVA :Pole Substation | 0.05 | --> | 0.05 | 0.038 | 5.05 |  | --> | 0.048 | 0 | 0.025 | 0.031 | 0 |  | --> | C20 ex MCDONAGH | Mcdonagh [T41,T42] | KILKENNY |  | 52.6771 | -7.1082
MV/LV Substation AL***4145 |  | 10 kV | _ | LV | 200 kVA :Kiosk Substation | 0.2 | --> | 0.2 | 0.037 | 0.04 | Constrained, otherwise capacity available =78 kVA | --> | 0.19 | 0 | 0 | 0.196 | 0 |  | --> | C19 ex CALLAN | Callan [T41,T42] | KILKENNY |  | 52.5447 | -7.3946
MV/LV Substation HE***4153 |  | 10 kV | _ | LV | 200 kVA :Pole Substation | 0.2 | --> | 0.2 | 0.128 | 5.05 |  | --> | 0.19 | 0 | 0 | 0.2 | 0 |  | --> | C20 ex MCDONAGH | Mcdonagh [T41,T42] | KILKENNY |  | 52.6709 | -7.1111
MV/LV Substation SI***4157 |  | 10 kV | _ | LV | 50 kVA :Pole Substation | 0.05 | --> | 0.05 | 0.05 | 2.8 |  | --> | 0.048 | 0 | 0 | 0.048 | 0 |  | --> | C13 ex PURCELLS INCH | Purcells Inch [T41,T42] | KILKENNY |  | 52.6431 | -7.2216
MV/LV Substation DU***4173 |  | 10 kV | _ | LV | 50 kVA :Pole Substation | 0.05 | --> | 0.05 | 0 | 0 | Constrained, otherwise capacity available =45 kVA | --> | 0.048 | 0 | 0.02 | 0 | 0 | Constrained, otherwise capacity available =33 kW | --> | C21 ex TALBOTS INCH | Talbots Inch [T41,T42] | KILKENNY |  | 52.7091 | -7.2758
MV/LV Substation WO***4174 |  | 10 kV | _ | LV | 50 kVA :Pole Substation | 0.05 | --> | 0.05 | 0 | 0 | Constrained, otherwise capacity available =50 kVA | --> | 0.048 | 0 | 0 | 0.048 | 0 |  | --> | C24 ex GORESBRIDGE | Goresbridge [T41,T42] | KILKENNY |  | 52.6411 | -7.0581
MV/LV Substation GO***4177 |  | 10 kV | _ | LV | 50 kVA :Pole Substation | 0.05 | --> | 0.05 | 0 | 0 | Constrained, otherwise capacity available =39 kVA | --> | 0.048 | 0 | 0.011 | 0.041 | 0 |  | --> | C24 ex GORESBRIDGE | Goresbridge [T41,T42] | KILKENNY |  | 52.6285 | -7.0605
MV/LV Substation GO***4190 |  | 10 kV | _ | LV | 100 kVA :Pole Substation | 0.1 | --> | 0.1 | 0 | 0 | Constrained, otherwise capacity available =93 kVA | --> | 0.095 | 0 | 0 | 0.096 | 0 |  | --> | C14 ex GORESBRIDGE | Goresbridge [T41,T42] | KILKENNY |  | 52.6288 | -6.9887
MV/LV Substation BA***4201 |  | 10 kV | _ | LV | 50 kVA :Pole Substation | 0.05 | --> | 0.05 | 0 | 0 | Constrained, otherwise capacity available =39 kVA | --> | 0.048 | 0 | 0 | 0 | 0 | Constrained, otherwise capacity available =49 kW | --> | C21 ex TALBOTS INCH | Talbots Inch [T41,T42] | KILKENNY |  | 52.679 | -7.2519
MV/LV Substation AP***4211 |  | 10 kV | _ | LV | 400 kVA :Kiosk Substation | 0.4 | --> | 0.4 | 0.191 | 2.83 |  | --> | 0.38 | 0 | 0 | 0 | 0 | Constrained, otherwise capacity available =408 kW | --> | E12 ex BAGENALSTOWN | Bagenalstown [T421,T422] | CARLOW |  | 52.6799 | -7.0335
MV/LV Substation CA***4229 |  | 10 kV | _ | LV | 200 kVA :Pole Substation | 0.2 | --> | 0.2 | 0.037 | 0.04 | Constrained, otherwise capacity available =186 kVA | --> | 0.19 | 0 | 0.01 | 0.185 | 0 |  | --> | C11 ex CALLAN | Callan [T41,T42] | KILKENNY |  | 52.5451 | -7.3883
MV/LV Substation GO***422Y |  | 10 kV | _ | LV | 400 kVA :Kiosk Substation | 0.4 | --> | 0.4 | 0 | 0 | Constrained, otherwise capacity available =342 kVA | --> | 0.38 | 0 | 0.015 | 0.377 | 0 |  | --> | C14 ex GORESBRIDGE | Goresbridge [T41,T42] | KILKENNY |  | 52.6297 | -6.9904
MV/LV Substation BA***4230 |  | 10 kV | _ | LV | 100 kVA :Pole Substation | 0.1 | --> | 0.1 | 0.037 | 0.04 | Constrained, otherwise capacity available =97 kVA | --> | 0.095 | 0 | 0 | 0.095 | 0 |  | --> | C11 ex CALLAN | Callan [T41,T42] | KILKENNY |  | 52.6012 | -7.3762
MV/LV Substation LI***423Y |  | 10 kV | _ | LV | 630 kVA :Building Structure | 0.63 | --> | 0.63 | 0 | 0 | Constrained, otherwise capacity available =630 kVA | --> | 0.598 | 0 | 0 | 0.5 | 0 |  | --> | C26 ex GORESBRIDGE | Goresbridge [T41,T42] | KILKENNY |  | 52.6415 | -6.9853
MV/LV Substation GO***4244 |  | 10 kV | _ | LV | 50 kVA :Pole Substation | 0.05 | --> | 0.05 | 0 | 0 | Constrained, otherwise capacity available =48 kVA | --> | 0.048 | 0 | 0 | 0.048 | 0 |  | --> | C24 ex GORESBRIDGE | Goresbridge [T41,T42] | KILKENNY |  | 52.6281 | -7.0786
MV/LV Substation CA***4245 |  | 10 kV | _ | LV | 50 kVA :Pole Substation | 0.05 | --> | 0.05 | 0.023 | 5.05 |  | --> | 0.048 | 0 | 0.006 | 0.046 | 0 |  | --> | C20 ex MCDONAGH | Mcdonagh [T41,T42] | KILKENNY |  | 52.6883 | -7.2061
MV/LV Substation CL***4269 |  | 10 kV | _ | LV | 100 kVA :Pole Substation | 0.1 | --> | 0.1 | 0 | 0 | Constrained, otherwise capacity available =98 kVA | --> | 0.095 | 0 | 0.005 | 0.092 | 0 |  | --> | C24 ex GORESBRIDGE | Goresbridge [T41,T42] | KILKENNY |  | 52.5909 | -7.1014
MV/LV Substation GO***426Y |  | 10 kV | _ | LV | 200 kVA :Pole Substation | 0.2 | --> | 0.2 | 0 | 0 | Constrained, otherwise capacity available =144 kVA | --> | 0.19 | 0 | 0.012 | 0.189 | 0 |  | --> | C14 ex GORESBRIDGE | Goresbridge [T41,T42] | KILKENNY |  | 52.6306 | -6.9955
MV/LV Substation MI***426Z |  | 10 kV | _ | LV | 200 kVA :Pole Substation | 0.2 | --> | 0.2 | 0.198 | 2.8 |  | --> | 0.19 | 0 | 0 | 0.19 | 0 |  | --> | C12 ex PURCELLS INCH | Purcells Inch [T41,T42] | KILKENNY |  | 52.5929 | -7.1876
MV/LV Substation CI***4275 |  | 10 kV | _ | LV | 630 kVA :Building Structure | 0.63 | --> | 0.63 | 0.475 | 5.05 |  | --> | 0.598 | 0 | 0 | 0.5 | 0 |  | --> | C21 ex MCDONAGH | Mcdonagh [T41,T42] | KILKENNY |  | 52.6572 | -7.2468
MV/LV Substation CA***4283 |  | 10 kV | _ | LV | 50 kVA :Pole Substation | 0.05 | --> | 0.05 | 0.05 | 2.83 |  | --> | 0.048 | 0 | 0 | 0 | 0 | Constrained, otherwise capacity available =48 kW | --> | E12 ex BAGENALSTOWN | Bagenalstown [T421,T422] | CARLOW |  | 52.6438 | -7.0223
MV/LV Substation AR***4289 |  | 10 kV | _ | LV | 400 kVA :Kiosk Substation | 0.4 | --> | 0.4 | 0 | 0 | Constrained, otherwise capacity available =390 kVA | --> | 0.38 | 0 | 0.006 | 0.377 | 0 |  | --> | C19 ex ROSEHILL | Rosehill [T41,T42] | KILKENNY |  | 52.6417 | -7.2626
MV/LV Substation BA***428Y |  | 10 kV | _ | LV | 100 kVA :Pole Substation | 0.1 | --> | 0.1 | 0 | 0 | Constrained, otherwise capacity available =74 kVA | --> | 0.095 | 0 | 0 | 0.098 | 0 |  | --> | C14 ex GORESBRIDGE | Goresbridge [T41,T42] | KILKENNY |  | 52.6279 | -6.9948
MV/LV Substation NE***4290 |  | 10 kV | _ | LV | 400 kVA :Kiosk Substation | 0.4 | --> | 0.4 | 0.328 | 5.05 |  | --> | 0.38 | 0 | 0.005 | 0.386 | 0 |  | --> | C18 ex MCDONAGH | Mcdonagh [T41,T42] | KILKENNY |  | 52.6592 | -7.2438
MV/LV Substation BO***4293 |  | 10 kV | _ | LV | 50 kVA :Pole Substation | 0.05 | --> | 0.05 | 0.041 | 2.8 |  | --> | 0.048 | 0 | 0.02 | 0.034 | 0 |  | --> | C12 ex PURCELLS INCH | Purcells Inch [T41,T42] | KILKENNY |  | 52.5919 | -7.1551
MV/LV Substation DR***4299 |  | 10 kV | _ | LV | 50 kVA :Pole Substation | 0.05 | --> | 0.05 | 0 | 0 | Constrained, otherwise capacity available =37 kVA | --> | 0.048 | 0 | 0 | 0 | 0 | Constrained, otherwise capacity available =49 kW | --> | C15 ex TALBOTS INCH | Talbots Inch [T41,T42] | KILKENNY |  | 52.6625 | -7.3658
MV/LV Substation LA***4307 |  | 10 kV | _ | LV | 400 kVA :Building Structure | 0.4 | --> | 0.4 | 0.347 | 5.05 |  | --> | 0.38 | 0 | 0 | 0.387 | 0 |  | --> | C18 ex MCDONAGH | Mcdonagh [T41,T42] | KILKENNY |  | 52.6597 | -7.2407
MV/LV Substation SE***4309 |  | 10 kV | _ | LV | 400 kVA :Kiosk Substation | 0.4 | --> | 0.4 | 0 | 0 | Constrained, otherwise capacity available =363 kVA | --> | 0.38 | 0 | 0 | 0.385 | 0 |  | --> | C17 ex ROSEHILL | Rosehill [T41,T42] | KILKENNY |  | 52.6377 | -7.2731
MV/LV Substation TU***430X |  | 10 kV | _ | LV | 50 kVA :Pole Substation | 0.05 | --> | 0.05 | 0 | 0 | Constrained, otherwise capacity available =37 kVA | --> | 0.048 | 0 | 0 | 0.049 | 0 |  | --> | C11 ex CASTLECOMER | Castlecomer [T41,T42] | BALLYRAGGET |  | 52.7191 | -7.1633
MV/LV Substation LA***430Z |  | 10 kV | _ | LV | 400 kVA :Building Structure | 0.4 | --> | 0.4 | 0.273 | 5.05 |  | --> | 0.38 | 0 | 0 | 0.397 | 0 |  | --> | C19 ex MCDONAGH | Mcdonagh [T41,T42] | KILKENNY |  | 52.6531 | -7.2471
MV/LV Substation WE***431 |  | 10 kV | _ | LV | 50 kVA :Pole Substation | 0.05 | --> | 0.05 | 0 | 0 | Constrained, otherwise capacity available =38 kVA | --> | 0.048 | 0 | 0 | 0.049 | 0 |  | --> | C17 ex ROSEHILL | Rosehill [T41,T42] | KILKENNY |  | 52.642 | -7.2687
MV/LV Substation NU***4315 |  | 10 kV | _ | LV | 400 kVA :Kiosk Substation | 0.4 | --> | 0.4 | 0 | 0 | Constrained, otherwise capacity available =348 kVA | --> | 0.38 | 0 | 0.002 | 0.386 | 0 |  | --> | C19 ex ROSEHILL | Rosehill [T41,T42] | KILKENNY |  | 52.6443 | -7.247
MV/LV Substation TA***432Z |  | 10 kV | _ | LV | 50 kVA :Pole Substation | 0.05 | --> | 0.05 | 0 | 0 | Constrained, otherwise capacity available =47 kVA | --> | 0.048 | 0 | 0 | 0 | 0 | Constrained, otherwise capacity available =48 kW | --> | C16 ex TALBOTS INCH | Talbots Inch [T41,T42] | KILKENNY |  | 52.6694 | -7.2646
MV/LV Substation LO***433 |  | 10 kV | _ | LV | 400 kVA :Kiosk Substation | 0.4 | --> | 0.4 | 0.224 | 2.8 |  | --> | 0.38 | 0 | 0 | 0.403 | 0 |  | --> | C13 ex PURCELLS INCH | Purcells Inch [T41,T42] | KILKENNY |  | 52.6354 | -7.2441
MV/LV Substation RA***433Z |  | 10 kV | _ | LV | 50 kVA :Pole Substation | 0.05 | --> | 0.05 | 0 | 0 | Constrained, otherwise capacity available =45 kVA | --> | 0.048 | 0 | 0 | 0 | 0 | Constrained, otherwise capacity available =48 kW | --> | C21 ex TALBOTS INCH | Talbots Inch [T41,T42] | KILKENNY |  | 52.6905 | -7.2446
MV/LV Substation SP***434 |  | 10 kV | _ | LV | 50 kVA :Pole Substation | 0.05 | --> | 0.05 | 0 | 0 | Constrained, otherwise capacity available =24 kVA | --> | 0.048 | 0 | 0.033 | 0.026 | 0 |  | --> | C17 ex ROSEHILL | Rosehill [T41,T42] | KILKENNY |  | 52.6339 | -7.2497
MV/LV Substation DE***4345 |  | 10 kV | _ | LV | 50 kVA :Pole Substation | 0.05 | --> | 0.05 | 0.037 | 0.04 | Constrained, otherwise capacity available =50 kVA | --> | 0.048 | 0 | 0 | 0.048 | 0 |  | --> | C11 ex CALLAN | Callan [T41,T42] | KILKENNY |  | 52.5805 | -7.3782
MV/LV Substation PO***4352 |  | 10 kV | _ | LV | 50 kVA :Pole Substation | 0.05 | --> | 0.05 | 0 | 0 | Constrained, otherwise capacity available =44 kVA | --> | 0.048 | 0 | 0 | 0.048 | 0 |  | --> | C24 ex GORESBRIDGE | Goresbridge [T41,T42] | KILKENNY |  | 52.6131 | -7.0087
MV/LV Substation RA***4356 |  | 10 kV | _ | LV | 100 kVA :Pole Substation | 0.1 | --> | 0.1 | 0 | 0 | Constrained, otherwise capacity available =91 kVA | --> | 0.095 | 0 | 0 | 0.096 | 0 |  | --> | C14 ex GORESBRIDGE | Goresbridge [T41,T42] | KILKENNY |  | 52.6043 | -6.9273
MV/LV Substation BR***4359 |  | 10 kV | _ | LV | 50 kVA :Pole Substation | 0.05 | --> | 0.05 | 0 | 0 | Constrained, otherwise capacity available =46 kVA | --> | 0.048 | 0 | 0 | 0 | 0 | Constrained, otherwise capacity available =48 kW | --> | C15 ex TALBOTS INCH | Talbots Inch [T41,T42] | KILKENNY |  | 52.6744 | -7.4414
MV/LV Substation WE***436 |  | 10 kV | _ | LV | 50 kVA :Pole Substation | 0.05 | --> | 0.05 | 0 | 0 | Constrained, otherwise capacity available =48 kVA | --> | 0.048 | 0 | 0 | 0.048 | 0 |  | --> | C17 ex ROSEHILL | Rosehill [T41,T42] | KILKENNY |  | 52.6419 | -7.267
MV/LV Substation LO***4362 |  | 10 kV | _ | LV | 400 kVA :Kiosk Substation | 0.4 | --> | 0.4 | 0.349 | 5.05 |  | --> | 0.38 | 0 | 0.046 | 0.353 | 0 |  | --> | C14 ex MCDONAGH | Mcdonagh [T41,T42] | KILKENNY |  | 52.6479 | -7.2291
MV/LV Substation PE***4376 |  | 10 kV | _ | LV | 400 kVA :Kiosk Substation | 0.4 | --> | 0.4 | 0.334 | 5.05 |  | --> | 0.38 | 0 | 0 | 0.389 | 0 |  | --> | C18 ex MCDONAGH | Mcdonagh [T41,T42] | KILKENNY |  | 52.6573 | -7.2419
MV/LV Substation TU***4378 |  | 10 kV | _ | LV | 100 kVA :Pole Substation | 0.1 | --> | 0.1 | 0 | 0 | Constrained, otherwise capacity available =85 kVA | --> | 0.095 | 0 | 0 | 0 | 0 | Constrained, otherwise capacity available =97 kW | --> | C15 ex TALBOTS INCH | Talbots Inch [T41,T42] | KILKENNY |  | 52.6633 | -7.436
MV/LV Substation DE***437Z |  | 10 kV | _ | LV | 400 kVA :Building Structure | 0.4 | --> | 0.4 | 0 | 0 | Constrained, otherwise capacity available =362 kVA | --> | 0.38 | 0 | 0 | 0.385 | 0 |  | --> | C14 ex ROSEHILL | Rosehill [T41,T42] | KILKENNY |  | 52.6491 | -7.254
MV/LV Substation CR***4384 |  | 10 kV | _ | LV | 400 kVA :Kiosk Substation | 0.4 | --> | 0.4 | 0 | 0 | Constrained, otherwise capacity available =340 kVA | --> | 0.38 | 0 | 0 | 0.388 | 0 |  | --> | C11 ex ROSEHILL | Rosehill [T41,T42] | KILKENNY |  | 52.6535 | -7.267
MV/LV Substation RA***4388 |  | 10 kV | _ | LV | 50 kVA :Pole Substation | 0.05 | --> | 0.05 | 0.037 | 0.04 | Constrained, otherwise capacity available =38 kVA | --> | 0.048 | 0 | 0 | 0.049 | 0 |  | --> | C18 ex CALLAN | Callan [T41,T42] | KILKENNY |  | 52.5373 | -7.3199
MV/LV Substation KE***438Z |  | 10 kV | _ | LV | 400 kVA :Building Structure | 0.4 | --> | 0.4 | 0.371 | 2.8 |  | --> | 0.38 | 0 | 0 | 0.384 | 0 |  | --> | C13 ex PURCELLS INCH | Purcells Inch [T41,T42] | KILKENNY |  | 52.6423 | -7.2111
MV/LV Substation HE***4390 |  | 10 kV | _ | LV | 400 kVA :Kiosk Substation | 0.4 | --> | 0.4 | 0.397 | 5.05 |  | --> | 0.38 | 0 | 0 | 0.38 | 0 |  | --> | C14 ex MCDONAGH | Mcdonagh [T41,T42] | KILKENNY |  | 52.6529 | -7.2243
MV/LV Substation SU***4391 |  | 10 kV | _ | LV | 50 kVA :Pole Substation | 0.05 | --> | 0.05 | 0 | 0 | Constrained, otherwise capacity available =47 kVA | --> | 0.048 | 0 | 0.02 | 0 | 0 | Constrained, otherwise capacity available =33 kW | --> | C21 ex TALBOTS INCH | Talbots Inch [T41,T42] | KILKENNY |  | 52.7235 | -7.3036
MV/LV Substation WE***4392 |  | 10 kV | _ | LV | 50 kVA :Pole Substation | 0.05 | --> | 0.05 | 0.037 | 0.04 | Constrained, otherwise capacity available =50 kVA | --> | 0.048 | 0 | 0 | 0.048 | 0 |  | --> | C19 ex CALLAN | Callan [T41,T42] | KILKENNY |  | 52.5552 | -7.4084
MV/LV Substation TU***4395 |  | 10 kV | _ | LV | 50 kVA :Pole Substation | 0.05 | --> | 0.05 | 0 | 0 | Constrained, otherwise capacity available =47 kVA | --> | 0.048 | 0 | 0 | 0.048 | 0 |  | --> | C17 ex ROSEHILL | Rosehill [T41,T42] | KILKENNY |  | 52.5683 | -7.3491
MV/LV Substation LA***4396 |  | 10 kV | _ | LV | 50 kVA :Pole Substation | 0.05 | --> | 0.05 | 0.043 | 2.8 |  | --> | 0.048 | 0 | 0 | 0.048 | 0 |  | --> | C12 ex PURCELLS INCH | Purcells Inch [T41,T42] | KILKENNY |  | 52.6392 | -7.1948
MV/LV Substation AR***439Z |  | 10 kV | _ | LV | 400 kVA :Kiosk Substation | 0.4 | --> | 0.4 | 0 | 0 | Constrained, otherwise capacity available =306 kVA | --> | 0.38 | 0 | 0.061 | 0 | 0 | Constrained, otherwise capacity available =348 kW | --> | C16 ex TALBOTS INCH | Talbots Inch [T41,T42] | KILKENNY |  | 52.6628 | -7.2478
MV/LV Substation TE***440 |  | 10 kV | _ | LV | 200 kVA :Pole Substation | 0.2 | --> | 0.2 | 0 | 0 | Constrained, otherwise capacity available =168 kVA | --> | 0.19 | 0 | 0 | 0.194 | 0 |  | --> | C17 ex ROSEHILL | Rosehill [T41,T42] | KILKENNY |  | 52.6233 | -7.2853
MV/LV Substation FR***4416 |  | 10 kV | _ | LV | 50 kVA :Pole Substation | 0.05 | --> | 0.05 | 0.05 | 5.05 |  | --> | 0.048 | 0 | 0 | 0.048 | 0 |  | --> | C20 ex MCDONAGH | Mcdonagh [T41,T42] | KILKENNY |  | 52.6815 | -7.1171
MV/LV Substation FR***4422 |  | 10 kV | _ | LV | 400 kVA :Kiosk Substation | 0.4 | --> | 0.4 | 0.037 | 0.04 | Constrained, otherwise capacity available =354 kVA | --> | 0.38 | 0 | 0 | 0.386 | 0 |  | --> | C11 ex CALLAN | Callan [T41,T42] | KILKENNY |  | 52.5509 | -7.3772
MV/LV Substation ST***4426 |  | 10 kV | _ | LV | 1000 kVA :Building Structure | 1 | --> | 1 | 0.5 | 2.8 |  | --> | 0.95 | 0 | 0.01 | 0.5 | 0 |  | --> | C13 ex PURCELLS INCH | Purcells Inch [T41,T42] | KILKENNY |  | 52.6363 | -7.2395
MV/LV Substation CA***4427 |  | 10 kV | _ | LV | 400 kVA :Kiosk Substation | 0.4 | --> | 0.4 | 0 | 0 | Constrained, otherwise capacity available =332 kVA | --> | 0.38 | 0 | 0.014 | 0.379 | 0 |  | --> | C11 ex ROSEHILL | Rosehill [T41,T42] | KILKENNY |  | 52.6449 | -7.267
MV/LV Substation AB***4428 |  | 10 kV | _ | LV | 400 kVA :Kiosk Substation | 0.4 | --> | 0.4 | 0.352 | 5.05 |  | --> | 0.38 | 0 | 0 | 0.386 | 0 |  | --> | C21 ex MCDONAGH | Mcdonagh [T41,T42] | KILKENNY |  | 52.6569 | -7.254
MV/LV Substation RA***443 |  | 10 kV | _ | LV | 50 kVA :Pole Substation | 0.05 | --> | 0.05 | 0 | 0 | Constrained, otherwise capacity available =47 kVA | --> | 0.048 | 0 | 0.005 | 0.044 | 0 |  | --> | C17 ex ROSEHILL | Rosehill [T41,T42] | KILKENNY |  | 52.6102 | -7.288
MV/LV Substation NE***4432 |  | 10 kV | _ | LV | 400 kVA :Building Structure | 0.4 | --> | 0.4 | 0.339 | 5.05 |  | --> | 0.38 | 0 | 0 | 0.388 | 0 |  | --> | C18 ex MCDONAGH | Mcdonagh [T41,T42] | KILKENNY |  | 52.6592 | -7.245
MV/LV Substation FO***4434 |  | 10 kV | _ | LV | 400 kVA :Kiosk Substation | 0.4 | --> | 0.4 | 0 | 0 | Constrained, otherwise capacity available =314 kVA | --> | 0.38 | 0 | 0.06 | 0.347 | 0 |  | --> | C11 ex ROSEHILL | Rosehill [T41,T42] | KILKENNY |  | 52.6616 | -7.2749
MV/LV Substation FO***4435 |  | 10 kV | _ | LV | 400 kVA :Kiosk Substation | 0.4 | --> | 0.4 | 0 | 0 | Constrained, otherwise capacity available =386 kVA | --> | 0.38 | 0 | 0.006 | 0.377 | 0 |  | --> | C11 ex ROSEHILL | Rosehill [T41,T42] | KILKENNY |  | 52.6629 | -7.2768
MV/LV Substation FO***4439 |  | 10 kV | _ | LV | 400 kVA :Kiosk Substation | 0.4 | --> | 0.4 | 0 | 0 | Constrained, otherwise capacity available =400 kVA | --> | 0.38 | 0 | 0 | 0.38 | 0 |  | --> | C11 ex ROSEHILL | Rosehill [T41,T42] | KILKENNY |  | 52.6637 | -7.2759
MV/LV Substation CB***4448 |  | 10 kV | _ | LV | 400 kVA :Building Structure | 0.4 | --> | 0.4 | 0 | 0 | Constrained, otherwise capacity available =349 kVA | --> | 0.38 | 0 | 0.006 | 0 | 0 | Constrained, otherwise capacity available =382 kW | --> | C15 ex TALBOTS INCH | Talbots Inch [T41,T42] | KILKENNY |  | 52.6624 | -7.2697
MV/LV Substation LI***4450 |  | 10 kV | _ | LV | 400 kVA :Building Structure | 0.4 | --> | 0.4 | 0 | 0 | Constrained, otherwise capacity available =228 kVA | --> | 0.38 | 0 | 0 | 0.395 | 0 |  | --> | C19 ex ROSEHILL | Rosehill [T41,T42] | KILKENNY |  | 52.6406 | -7.2478
MV/LV Substation IR***4451 |  | 20 kV | _ | LV | 1000 kVA :Building Structure | 1 | --> | 1 | 0 | 0 | Constrained, otherwise capacity available =1000 kVA | --> | 0.95 | 0 | 0 | 0 | 0 | Constrained, otherwise capacity available =950 kW | --> | E25 ex TALBOTS INCH | Talbots Inch [T41,T42] | KILKENNY |  | 52.6873 | -7.2746
MV/LV Substation HO***445X |  | 10 kV | _ | LV | 200 kVA :Pole Substation | 0.2 | --> | 0.2 | 0 | 0 | Constrained, otherwise capacity available =162 kVA | --> | 0.19 | 0 | 0 | 0 | 0 | Constrained, otherwise capacity available =195 kW | --> | C15 ex TALBOTS INCH | Talbots Inch [T41,T42] | KILKENNY |  | 52.6585 | -7.2952
MV/LV Substation MA***445Z |  | 10 kV | _ | LV | 200 kVA :Kiosk Substation | 0.2 | --> | 0.2 | 0.15 | 2.83 |  | --> | 0.19 | 0 | 0.003 | 0 | 0 | Constrained, otherwise capacity available =195 kW | --> | E12 ex BAGENALSTOWN | Bagenalstown [T421,T422] | CARLOW |  | 52.6791 | -7.0229
MV/LV Substation AR***447X |  | 10 kV | _ | LV | 100 kVA :Pole Substation | 0.1 | --> | 0.1 | 0 | 0 | Constrained, otherwise capacity available =73 kVA | --> | 0.095 | 0 | 0 | 0 | 0 | Constrained, otherwise capacity available =99 kW | --> | C15 ex TALBOTS INCH | Talbots Inch [T41,T42] | KILKENNY |  | 52.6606 | -7.3013
MV/LV Substation NY***4481 |  | 10 kV | _ | LV | 630 kVA :Kiosk Substation | 0.63 | --> | 0.63 | 0 | 0 | Constrained, otherwise capacity available =577 kVA | --> | 0.598 | 0 | 0 | 0.5 | 0 |  | --> | C17 ex ROSEHILL | Rosehill [T41,T42] | KILKENNY |  | 52.6401 | -7.2727
MV/LV Substation NY***4482 |  | 10 kV | _ | LV | 630 kVA :Kiosk Substation | 0.63 | --> | 0.63 | 0 | 0 | Constrained, otherwise capacity available =572 kVA | --> | 0.598 | 0 | 0.012 | 0.5 | 0 |  | --> | C17 ex ROSEHILL | Rosehill [T41,T42] | KILKENNY |  | 52.6405 | -7.2711
MV/LV Substation CL***4485 |  | 10 kV | _ | LV | 630 kVA :Kiosk Substation | 0.63 | --> | 0.63 | 0 | 0 | Constrained, otherwise capacity available =566 kVA | --> | 0.598 | 0 | 0.098 | 0.5 | 0 |  | --> | C11 ex ROSEHILL | Rosehill [T41,T42] | KILKENNY |  | 52.6608 | -7.2669
MV/LV Substation CL***4486 |  | 10 kV | _ | LV | 630 kVA :Kiosk Substation | 0.63 | --> | 0.63 | 0 | 0 | Constrained, otherwise capacity available =544 kVA | --> | 0.598 | 0 | 0.159 | 0.492 | 0 |  | --> | C11 ex ROSEHILL | Rosehill [T41,T42] | KILKENNY |  | 52.6622 | -7.2662
MV/LV Substation CO***4488 |  | 10 kV | _ | LV | 400 kVA :Kiosk Substation | 0.4 | --> | 0.4 | 0 | 0 | Constrained, otherwise capacity available =390 kVA | --> | 0.38 | 0 | 0 | 0.381 | 0 |  | --> | C17 ex ROSEHILL | Rosehill [T41,T42] | KILKENNY |  | 52.6411 | -7.2679
MV/LV Substation LO***4491 |  | 10 kV | _ | LV | 400 kVA :Kiosk Substation | 0.4 | --> | 0.4 | 0.372 | 2.8 |  | --> | 0.38 | 0 | 0 | 0.384 | 0 |  | --> | C13 ex PURCELLS INCH | Purcells Inch [T41,T42] | KILKENNY |  | 52.6374 | -7.2383
MV/LV Substation OU***4497 |  | 10 kV | _ | LV | 100 kVA :Pole Substation | 0.1 | --> | 0.1 | 0 | 0 | Constrained, otherwise capacity available =100 kVA | --> | 0.095 | 0 | 0 | 0.095 | 0 |  | --> | C17 ex ROSEHILL | Rosehill [T41,T42] | KILKENNY |  | 52.6221 | -7.2331
MV/LV Substation KI***450 |  | 10 kV | _ | LV | 200 kVA :Pole Substation | 0.2 | --> | 0.2 | 0.2 | 5.05 |  | --> | 0.19 | 0 | 0 | 0.19 | 0 |  | --> | C20 ex MCDONAGH | Mcdonagh [T41,T42] | KILKENNY |  | 52.7061 | -7.2051
MV/LV Substation BI***4502 |  | 10 kV | _ | LV | 630 kVA :Kiosk Substation | 0.63 | --> | 0.63 | 0 | 0 | Constrained, otherwise capacity available =582 kVA | --> | 0.598 | 0 | 0.02 | 0.5 | 0 |  | --> | C11 ex ROSEHILL | Rosehill [T41,T42] | KILKENNY |  | 52.6611 | -7.2711
MV/LV Substation LO***450Z |  | 10 kV | _ | LV | 200 kVA :Kiosk Substation | 0.2 | --> | 0.2 | 0 | 0 | Constrained, otherwise capacity available =124 kVA | --> | 0.19 | 0 | 0.01 | 0.193 | 0 |  | --> | C14 ex GORESBRIDGE | Goresbridge [T41,T42] | KILKENNY |  | 52.6029 | -6.9315
MV/LV Substation DU***4514 |  | 10 kV | _ | LV | 400 kVA :Kiosk Substation | 0.4 | --> | 0.4 | 0 | 0 | Constrained, otherwise capacity available =377 kVA | --> | 0.38 | 0 | 0.006 | 0 | 0 | Constrained, otherwise capacity available =379 kW | --> | C15 ex TALBOTS INCH | Talbots Inch [T41,T42] | KILKENNY |  | 52.6661 | -7.2712
MV/LV Substation G ***452Y |  | 10 kV | _ | LV | 200 kVA :Pole Substation | 0.2 | --> | 0.2 | 0 | 0 | Constrained, otherwise capacity available =175 kVA | --> | 0.19 | 0 | 0.015 | 0.182 | 0 |  | --> | C14 ex GORESBRIDGE | Goresbridge [T41,T42] | KILKENNY |  | 52.6294 | -6.9949
MV/LV Substation PU***452Z |  | 10 kV | _ | LV | 630 kVA :Kiosk Substation | 0.63 | --> | 0.63 | 0.5 | 2.8 |  | --> | 0.598 | 0 | 0 | 0.5 | 0 |  | --> | C18 ex PURCELLS INCH | Purcells Inch [T41,T42] | KILKENNY |  | 52.6457 | -7.2108
MV/LV Substation PR***4544 |  | 10 kV | _ | LV | 630 kVA :Building Structure | 0.63 | --> | 0.63 | 0.5 | 2.8 |  | --> | 0.598 | 0 | 0.01 | 0.5 | 0 |  | --> | C13 ex PURCELLS INCH | Purcells Inch [T41,T42] | KILKENNY |  | 52.6382 | -7.2487
MV/LV Substation GA***4549 |  | 10 kV | _ | LV | 50 kVA :Pole Substation | 0.05 | --> | 0.05 | 0 | 0 | Constrained, otherwise capacity available =50 kVA | --> | 0.048 | 0 | 0 | 0 | 0 | Constrained, otherwise capacity available =48 kW | --> | C15 ex TALBOTS INCH | Talbots Inch [T41,T42] | KILKENNY |  | 52.6749 | -7.4109
MV/LV Substation SI***4550 |  | 10 kV | _ | LV | 400 kVA :Kiosk Substation | 0.4 | --> | 0.4 | 0.359 | 5.05 |  | --> | 0.38 | 0 | 0.025 | 0.367 | 0 |  | --> | C14 ex MCDONAGH | Mcdonagh [T41,T42] | KILKENNY |  | 52.6467 | -7.2257
MV/LV Substation GA***4551 |  | 10 kV | _ | LV | 200 kVA :Pole Substation | 0.2 | --> | 0.2 | 0 | 0 | Constrained, otherwise capacity available =200 kVA | --> | 0.19 | 0 | 0 | 0.19 | 0 |  | --> | C24 ex GORESBRIDGE | Goresbridge [T41,T42] | KILKENNY |  | 52.6475 | -7.0513
MV/LV Substation CA***4565 |  | 10 kV | _ | LV | 630 kVA :Kiosk Substation | 0.63 | --> | 0.63 | 0 | 0 | Constrained, otherwise capacity available =612 kVA | --> | 0.598 | 0 | 0.005 | 0.5 | 0 |  | --> | C11 ex ROSEHILL | Rosehill [T41,T42] | KILKENNY |  | 52.6434 | -7.2671
MV/LV Substation KI***4571 |  | 10 kV | _ | LV | 400 kVA :Kiosk Substation | 0.4 | --> | 0.4 | 0.037 | 0.04 | Constrained, otherwise capacity available =400 kVA | --> | 0.38 | 0 | 0 | 0.38 | 0 |  | --> | C19 ex CALLAN | Callan [T41,T42] | KILKENNY |  | 52.5396 | -7.3854
MV/LV Substation KI***459X |  | 10 kV | _ | LV | 100 kVA :Pole Substation | 0.1 | --> | 0.1 | 0 | 0 | Constrained, otherwise capacity available =87 kVA | --> | 0.095 | 0 | 0 | 0 | 0 | Constrained, otherwise capacity available =97 kW | --> | C15 ex TALBOTS INCH | Talbots Inch [T41,T42] | KILKENNY |  | 52.6881 | -7.4933
MV/LV Substation RE***460Y |  | 10 kV | _ | LV | 1000 kVA :Kiosk Substation | 1 | --> | 1 | 0 | 0 | Constrained, otherwise capacity available =900 kVA | --> | 0.95 | 0 | 0 | 0.5 | 0 |  | --> | C18 ex ROSEHILL | Rosehill [T41,T42] | KILKENNY |  | 52.6526 | -7.2544
MV/LV Substation JA***461Y |  | 10 kV | _ | LV | 1000 kVA :Kiosk Substation | 1 | --> | 1 | 0 | 0 | Constrained, otherwise capacity available =875 kVA | --> | 0.95 | 0 | 0.043 | 0.5 | 0 |  | --> | C18 ex ROSEHILL | Rosehill [T41,T42] | KILKENNY |  | 52.6531 | -7.2548
MV/LV Substation CA***464Z |  | 10 kV | _ | LV | 50 kVA :Pole Substation | 0.05 | --> | 0.05 | 0.04 | 5.05 |  | --> | 0.048 | 0 | 0 | 0.049 | 0 |  | --> | C20 ex MCDONAGH | Mcdonagh [T41,T42] | KILKENNY |  | 52.7254 | -7.1043
MV/LV Substation KI***466Y |  | 10 kV | _ | LV | 400 kVA :Kiosk Substation | 0.4 | --> | 0.4 | 0 | 0 | Constrained, otherwise capacity available =260 kVA | --> | 0.38 | 0 | 0.026 | 0.379 | 0 |  | --> | C18 ex ROSEHILL | Rosehill [T41,T42] | KILKENNY |  | 52.6514 | -7.2592
MV/LV Substation ST***468 |  | 10 kV | _ | LV | 30 kVA :Pole Substation | 0.03 | --> | 0.03 | 0 | 0 | Constrained, otherwise capacity available =29 kVA | --> | 0.028 | 0 | 0 | 0.029 | 0 |  | --> | C17 ex ROSEHILL | Rosehill [T41,T42] | KILKENNY |  | 52.6439 | -7.2743
MV/LV Substation FO***468X |  | 10 kV | _ | LV | 50 kVA :Pole Substation | 0.05 | --> | 0.05 | 0 | 0 | Constrained, otherwise capacity available =39 kVA | --> | 0.048 | 0 | 0.005 | 0 | 0 | Constrained, otherwise capacity available =45 kW | --> | C15 ex TALBOTS INCH | Talbots Inch [T41,T42] | KILKENNY |  | 52.6982 | -7.5251
MV/LV Substation SM***470 |  | 10 kV | _ | LV | 200 kVA :Kiosk Substation | 0.2 | --> | 0.2 | 0.2 | 2.8 |  | --> | 0.19 | 0 | 0 | 0.19 | 0 |  | --> | C13 ex PURCELLS INCH | Purcells Inch [T41,T42] | KILKENNY |  | 52.6385 | -7.2489
MV/LV Substation CA***470Z |  | 10 kV | _ | LV | 100 kVA :Pole Substation | 0.1 | --> | 0.1 | 0.037 | 0.04 | Constrained, otherwise capacity available =87 kVA | --> | 0.095 | 0 | 0 | 0.097 | 0 |  | --> | C19 ex CALLAN | Callan [T41,T42] | KILKENNY |  | 52.5456 | -7.3936
MV/LV Substation WE***471 |  | 10 kV | _ | LV | 100 kVA :Pole Substation | 0.1 | --> | 0.1 | 0 | 0 | Constrained, otherwise capacity available =72 kVA | --> | 0.095 | 0 | 0.008 | 0.093 | 0 |  | --> | C17 ex ROSEHILL | Rosehill [T41,T42] | KILKENNY |  | 52.6422 | -7.2658
MV/LV Substation DA***474 |  | 10 kV | _ | LV | 400 kVA :Building Structure | 0.4 | --> | 0.4 | 0 | 0 | Constrained, otherwise capacity available =358 kVA | --> | 0.38 | 0 | 0 | 0 | 0 | Constrained, otherwise capacity available =386 kW | --> | C15 ex TALBOTS INCH | Talbots Inch [T41,T42] | KILKENNY |  | 52.6723 | -7.2693
MV/LV Substation NE***474Y |  | 10 kV | _ | LV | 200 kVA :Pole Substation | 0.2 | --> | 0.2 | 0.198 | 5.05 |  | --> | 0.19 | 0 | 0 | 0.19 | 0 |  | --> | C13 ex MCDONAGH | Mcdonagh [T41,T42] | KILKENNY |  | 52.6655 | -7.2416
MV/LV Substation WA***474Z |  | 10 kV | _ | LV | 200 kVA :Kiosk Substation | 0.2 | --> | 0.2 | 0 | 0 | Constrained, otherwise capacity available =197 kVA | --> | 0.19 | 0 | 0 | 0.19 | 0 |  | --> | C19 ex ROSEHILL | Rosehill [T41,T42] | KILKENNY |  | 52.6411 | -7.248
MV/LV Substation TH***482Z |  | 10 kV | _ | LV | 400 kVA :Building Structure | 0.4 | --> | 0.4 | 0 | 0 | Constrained, otherwise capacity available =375 kVA | --> | 0.38 | 0 | 0 | 0.383 | 0 |  | --> | C18 ex ROSEHILL | Rosehill [T41,T42] | KILKENNY |  | 52.6532 | -7.256
MV/LV Substation JE***490X |  | 10 kV | _ | LV | 50 kVA :Pole Substation | 0.05 | --> | 0.05 | 0 | 0 | Constrained, otherwise capacity available =41 kVA | --> | 0.048 | 0 | 0 | 0 | 0 | Constrained, otherwise capacity available =49 kW | --> | C21 ex TALBOTS INCH | Talbots Inch [T41,T42] | KILKENNY |  | 52.7295 | -7.291
MV/LV Substation KI***490Y |  | 10 kV | _ | LV | 630 kVA :Kiosk Substation | 0.63 | --> | 0.63 | 0.5 | 2.8 |  | --> | 0.598 | 0 | 0 | 0.5 | 0 |  | --> | C12 ex PURCELLS INCH | Purcells Inch [T41,T42] | KILKENNY |  | 52.6118 | -7.1801
MV/LV Substation GA***491Y |  | 10 kV | _ | LV | 200 kVA :Pole Substation | 0.2 | --> | 0.2 | 0.152 | 2.8 |  | --> | 0.19 | 0 | 0 | 0.196 | 0 |  | --> | C13 ex PURCELLS INCH | Purcells Inch [T41,T42] | KILKENNY |  | 52.6378 | -7.2351
MV/LV Substation AR***492X |  | 10 kV | _ | LV | 50 kVA :Pole Substation | 0.05 | --> | 0.05 | 0.04 | 2.8 |  | --> | 0.048 | 0 | 0 | 0.049 | 0 |  | --> | C13 ex PURCELLS INCH | Purcells Inch [T41,T42] | KILKENNY |  | 52.6408 | -7.2301
MV/LV Substation LA***492Z |  | 10 kV | _ | LV | 50 kVA :Pole Substation | 0.05 | --> | 0.05 | 0 | 0 | Constrained, otherwise capacity available =49 kVA | --> | 0.048 | 0 | 0.01 | 0 | 0 | Constrained, otherwise capacity available =40 kW | --> | C15 ex TALBOTS INCH | Talbots Inch [T41,T42] | KILKENNY |  | 52.6641 | -7.4317
MV/LV Substation CA***493X |  | 10 kV | _ | LV | 100 kVA :Pole Substation | 0.1 | --> | 0.1 | 0 | 0 | Constrained, otherwise capacity available =73 kVA | --> | 0.095 | 0 | 0 | 0.099 | 0 |  | --> | C17 ex ROSEHILL | Rosehill [T41,T42] | KILKENNY |  | 52.6368 | -7.2957
MV/LV Substation PA***494Z |  | 10 kV | _ | LV | 630 kVA :Kiosk Substation | 0.63 | --> | 0.63 | 0.5 | 2.8 |  | --> | 0.598 | 0 | 0.057 | 0.5 | 0 |  | --> | C13 ex PURCELLS INCH | Purcells Inch [T41,T42] | KILKENNY |  | 52.6369 | -7.2467
MV/LV Substation O ***495Y |  | 10 kV | _ | LV | 200 kVA :Building Structure | 0.2 | --> | 0.2 | 0.167 | 5.05 |  | --> | 0.19 | 0 | 0 | 0.194 | 0 |  | --> | C13 ex MCDONAGH | Mcdonagh [T41,T42] | KILKENNY |  | 52.6605 | -7.2335
MV/LV Substation JO***496Z |  | 10 kV | _ | LV | 630 kVA :Building Structure | 0.63 | --> | 0.63 | 0.49 | 5.05 |  | --> | 0.598 | 0 | 0.148 | 0.5 | 0 |  | --> | C18 ex MCDONAGH | Mcdonagh [T41,T42] | KILKENNY |  | 52.6606 | -7.2408
MV/LV Substation BA***497 |  | 10 kV | _ | LV | 50 kVA :Pole Substation | 0.05 | --> | 0.05 | 0 | 0 | Constrained, otherwise capacity available =30 kVA | --> | 0.048 | 0 | 0.032 | 0 | 0 | Constrained, otherwise capacity available =26 kW | --> | C21 ex TALBOTS INCH | Talbots Inch [T41,T42] | KILKENNY |  | 52.6811 | -7.2501
MV/LV Substation SU***497X |  | 10 kV | _ | LV | 50 kVA :Pole Substation | 0.05 | --> | 0.05 | 0 | 0 | Constrained, otherwise capacity available =33 kVA | --> | 0.048 | 0 | 0.01 | 0.042 | 0 |  | --> | C17 ex ROSEHILL | Rosehill [T41,T42] | KILKENNY |  | 52.5834 | -7.3055
MV/LV Substation JO***499Z |  | 10 kV | _ | LV | 1000 kVA :Building Structure | 1 | --> | 1 | 0.5 | 5.05 |  | --> | 0.95 | 0 | 0 | 0.5 | 0 |  | --> | C18 ex MCDONAGH | Mcdonagh [T41,T42] | KILKENNY |  | 52.6564 | -7.2461
MV/LV Substation HE***500Z |  | 10 kV | _ | LV | 100 kVA :Pole Substation | 0.1 | --> | 0.1 | 0.052 | 5.05 |  | --> | 0.095 | 0 | 0 | 0.101 | 0 |  | --> | C14 ex MCDONAGH | Mcdonagh [T41,T42] | KILKENNY |  | 52.6573 | -7.2271
MV/LV Substation KI***501X |  | 10 kV | _ | LV | 100 kVA :Pole Substation | 0.1 | --> | 0.1 | 0.037 | 0.04 | Constrained, otherwise capacity available =78 kVA | --> | 0.095 | 0 | 0.003 | 0.096 | 0 |  | --> | C16 ex CALLAN | Callan [T41,T42] | KILKENNY |  | 52.5624 | -7.3212
MV/LV Substation KI***507Z |  | 10 kV | _ | LV | 50 kVA :Pole Substation | 0.05 | --> | 0.05 | 0.05 | 2.83 |  | --> | 0.048 | 0 | 0 | 0 | 0 | Constrained, otherwise capacity available =48 kW | --> | E12 ex BAGENALSTOWN | Bagenalstown [T421,T422] | CARLOW |  | 52.6511 | -7.0179
MV/LV Substation GR***508Y |  | 10 kV | _ | LV | 50 kVA :Pole Substation | 0.05 | --> | 0.05 | 0 | 0 | Constrained, otherwise capacity available =49 kVA | --> | 0.048 | 0 | 0 | 0.048 | 0 |  | --> | C26 ex GORESBRIDGE | Goresbridge [T41,T42] | KILKENNY |  | 52.6383 | -6.9961
MV/LV Substation WH***509Z |  | 10 kV | _ | LV | 200 kVA :Kiosk Substation | 0.2 | --> | 0.2 | 0.171 | 2.83 |  | --> | 0.19 | 0 | 0.02 | 0 | 0 | Constrained, otherwise capacity available =179 kW | --> | E12 ex BAGENALSTOWN | Bagenalstown [T421,T422] | CARLOW |  | 52.6803 | -7.0283
MV/LV Substation MO***511X |  | 10 kV | _ | LV | 200 kVA :Pole Substation | 0.2 | --> | 0.2 | 0.133 | 2.8 |  | --> | 0.19 | 0 | 0.005 | 0.195 | 0 |  | --> | C12 ex PURCELLS INCH | Purcells Inch [T41,T42] | KILKENNY |  | 52.5896 | -7.1895
MV/LV Substation LY***513X |  | 10 kV | _ | LV | 50 kVA :Pole Substation | 0.05 | --> | 0.05 | 0.05 | 5.05 |  | --> | 0.048 | 0 | 0 | 0.048 | 0 |  | --> | C14 ex MCDONAGH | Mcdonagh [T41,T42] | KILKENNY |  | 52.6497 | -7.1996
MV/LV Substation KE***516Y |  | 10 kV | _ | LV | 200 kVA :Kiosk Substation | 0.2 | --> | 0.2 | 0 | 0 | Constrained, otherwise capacity available =164 kVA | --> | 0.19 | 0 | 0.053 | 0.156 | 0 |  | --> | C19 ex ROSEHILL | Rosehill [T41,T42] | KILKENNY |  | 52.6431 | -7.2563
MV/LV Substation KI***517Y |  | 10 kV | _ | LV | 100 kVA :Pole Substation | 0.1 | --> | 0.1 | 0 | 0 | Constrained, otherwise capacity available =97 kVA | --> | 0.095 | 0 | 0 | 0.095 | 0 |  | --> | C17 ex ROSEHILL | Rosehill [T41,T42] | KILKENNY |  | 52.6229 | -7.2818
MV/LV Substation MI***518Y |  | 10 kV | _ | LV | 200 kVA :Pole Substation | 0.2 | --> | 0.2 | 0.037 | 0.04 | Constrained, otherwise capacity available =188 kVA | --> | 0.19 | 0 | 0 | 0.192 | 0 |  | --> | C11 ex CALLAN | Callan [T41,T42] | KILKENNY |  | 52.5433 | -7.384
MV/LV Substation DU***519X |  | 10 kV | _ | LV | 50 kVA :Pole Substation | 0.05 | --> | 0.05 | 0 | 0 | Constrained, otherwise capacity available =41 kVA | --> | 0.048 | 0 | 0 | 0 | 0 | Constrained, otherwise capacity available =49 kW | --> | C21 ex TALBOTS INCH | Talbots Inch [T41,T42] | KILKENNY |  | 52.7331 | -7.2474
MV/LV Substation CO***519Y |  | 10 kV | _ | LV | 50 kVA :Pole Substation | 0.05 | --> | 0.05 | 0.037 | 0.04 | Constrained, otherwise capacity available =46 kVA | --> | 0.048 | 0 | 0 | 0.048 | 0 |  | --> | C19 ex CALLAN | Callan [T41,T42] | KILKENNY |  | 52.5491 | -7.39
MV/LV Substation VI***520Z |  | 10 kV | _ | LV | 400 kVA :Building Structure | 0.4 | --> | 0.4 | 0 | 0 | Constrained, otherwise capacity available =337 kVA | --> | 0.38 | 0 | 0 | 0 | 0 | Constrained, otherwise capacity available =388 kW | --> | C16 ex TALBOTS INCH | Talbots Inch [T41,T42] | KILKENNY |  | 52.6571 | -7.255
MV/LV Substation WE***521Z |  | 10 kV | _ | LV | 200 kVA :Kiosk Substation | 0.2 | --> | 0.2 | 0 | 0 | Constrained, otherwise capacity available =168 kVA | --> | 0.19 | 0 | 0.05 | 0 | 0 | Constrained, otherwise capacity available =157 kW | --> | C21 ex TALBOTS INCH | Talbots Inch [T41,T42] | KILKENNY |  | 52.6762 | -7.2544
MV/LV Substation TA***522 |  | 10 kV | _ | LV | 50 kVA :Pole Substation | 0.05 | --> | 0.05 | 0 | 0 | Constrained, otherwise capacity available =33 kVA | --> | 0.048 | 0 | 0 | 0 | 0 | Constrained, otherwise capacity available =50 kW | --> | C16 ex TALBOTS INCH | Talbots Inch [T41,T42] | KILKENNY |  | 52.6737 | -7.269
MV/LV Substation WO***522Z |  | 10 kV | _ | LV | 1000 kVA :Building Structure | 1 | --> | 1 | 0 | 0 | Constrained, otherwise capacity available =768 kVA | --> | 0.95 | 0 | 0 | 0.5 | 0 |  | --> | C20 ex ROSEHILL | Rosehill [T41,T42] | KILKENNY |  | 52.6342 | -7.2434
MV/LV Substation KI***523X |  | 20 kV | _ | LV | 200 kVA :Pole Substation | 0.2 | --> | 0.2 | 0 | 0 | Constrained, otherwise capacity available =168 kVA | --> | 0.19 | 0 | 0 | 0 | 0 | Constrained, otherwise capacity available =194 kW | --> | E25 ex TALBOTS INCH | Talbots Inch [T41,T42] | KILKENNY |  | 52.6889 | -7.2777
MV/LV Substation DU***528X |  | 10 kV | _ | LV | 100 kVA :Pole Substation | 0.1 | --> | 0.1 | 0 | 0 | Constrained, otherwise capacity available =83 kVA | --> | 0.095 | 0 | 0 | 0 | 0 | Constrained, otherwise capacity available =97 kW | --> | C21 ex TALBOTS INCH | Talbots Inch [T41,T42] | KILKENNY |  | 52.6957 | -7.2631
MV/LV Substation FA***529Y |  | 10 kV | _ | LV | 200 kVA :Kiosk Substation | 0.2 | --> | 0.2 | 0.125 | 5.05 |  | --> | 0.19 | 0 | 0 | 0.2 | 0 |  | --> | C13 ex MCDONAGH | Mcdonagh [T41,T42] | KILKENNY |  | 52.6649 | -7.2389
MV/LV Substation LE***530X |  | 10 kV | _ | LV | 50 kVA :Pole Substation | 0.05 | --> | 0.05 | 0.04 | 5.05 |  | --> | 0.048 | 0 | 0.011 | 0.041 | 0 |  | --> | C20 ex MCDONAGH | Mcdonagh [T41,T42] | KILKENNY |  | 52.7071 | -7.2408
MV/LV Substation A.***535Y |  | 10 kV | _ | LV | 400 kVA :Building Structure | 0.4 | --> | 0.4 | 0.4 | 5.05 |  | --> | 0.38 | 0 | 0 | 0.38 | 0 |  | --> | C14 ex MCDONAGH | Mcdonagh [T41,T42] | KILKENNY |  | 52.6543 | -7.2295
MV/LV Substation MI***535Z |  | 10 kV | _ | LV | 50 kVA :Pole Substation | 0.05 | --> | 0.05 | 0 | 0 | Constrained, otherwise capacity available =37 kVA | --> | 0.048 | 0 | 0 | 0.049 | 0 |  | --> | C11 ex ROSEHILL | Rosehill [T41,T42] | KILKENNY |  | 52.6455 | -7.282
MV/LV Substation MO***537Z |  | 10 kV | _ | LV | 100 kVA :Pole Substation | 0.1 | --> | 0.1 | 0 | 0 | Constrained, otherwise capacity available =99 kVA | --> | 0.095 | 0 | 0 | 0.095 | 0 |  | --> | C24 ex GORESBRIDGE | Goresbridge [T41,T42] | KILKENNY |  | 52.6152 | -7.007
MV/LV Substation TH***540Z |  | 10 kV | _ | LV | 200 kVA :Kiosk Substation | 0.2 | --> | 0.2 | 0 | 0 | Constrained, otherwise capacity available =169 kVA | --> | 0.19 | 0 | 0.019 | 0.18 | 0 |  | --> | C24 ex GORESBRIDGE | Goresbridge [T41,T42] | KILKENNY |  | 52.6302 | -7.0718
MV/LV Substation PA***541Z |  | 10 kV | _ | LV | 200 kVA :Kiosk Substation | 0.2 | --> | 0.2 | 0 | 0 | Constrained, otherwise capacity available =126 kVA | --> | 0.19 | 0 | 0 | 0.2 | 0 |  | --> | C24 ex GORESBRIDGE | Goresbridge [T41,T42] | KILKENNY |  | 52.631 | -7.0656
MV/LV Substation TH***543Z |  | 10 kV | _ | LV | 100 kVA :Building Structure | 0.1 | --> | 0.1 | 0 | 5.05 |  | --> | 0.095 | 0 | 0 | 0.115 | 0 |  | --> | C18 ex MCDONAGH | Mcdonagh [T41,T42] | KILKENNY |  | 52.6562 | -7.2459
MV/LV Substation SP***546Y |  | 10 kV | _ | LV | 400 kVA :Kiosk Substation | 0.4 | --> | 0.4 | 0.311 | 2.8 |  | --> | 0.38 | 0 | 0.015 | 0.381 | 0 |  | --> | C13 ex PURCELLS INCH | Purcells Inch [T41,T42] | KILKENNY |  | 52.6373 | -7.2522
MV/LV Substation BA***547X |  | 10 kV | _ | LV | 100 kVA :Pole Substation | 0.1 | --> | 0.1 | 0.083 | 2.8 |  | --> | 0.095 | 0 | 0.02 | 0.082 | 0 |  | --> | C12 ex PURCELLS INCH | Purcells Inch [T41,T42] | KILKENNY |  | 52.6015 | -7.1632
MV/LV Substation TH***548Y |  | 10 kV | _ | LV | 200 kVA :Kiosk Substation | 0.2 | --> | 0.2 | 0 | 0 | Constrained, otherwise capacity available =162 kVA | --> | 0.19 | 0 | 0.009 | 0.188 | 0 |  | --> | C19 ex ROSEHILL | Rosehill [T41,T42] | KILKENNY |  | 52.6413 | -7.2537
MV/LV Substation TU***550Y |  | 10 kV | _ | LV | 50 kVA :Pole Substation | 0.05 | --> | 0.05 | 0 | 0 | Constrained, otherwise capacity available =49 kVA | --> | 0.048 | 0 | 0 | 0.048 | 0 |  | --> | C17 ex ROSEHILL | Rosehill [T41,T42] | KILKENNY |  | 52.5684 | -7.3466
MV/LV Substation CH***552Z |  | 10 kV | _ | LV | 50 kVA :Pole Substation | 0.05 | --> | 0.05 | 0 | 0 | Constrained, otherwise capacity available =44 kVA | --> | 0.048 | 0 | 0.006 | 0.044 | 0 |  | --> | C17 ex ROSEHILL | Rosehill [T41,T42] | KILKENNY |  | 52.6004 | -7.3085
MV/LV Substation ST***554Z |  | 10 kV | _ | LV | 200 kVA :Kiosk Substation | 0.2 | --> | 0.2 | 0.037 | 0.04 | Constrained, otherwise capacity available =167 kVA | --> | 0.19 | 0 | 0 | 0.194 | 0 |  | --> | C11 ex CALLAN | Callan [T41,T42] | KILKENNY |  | 52.55 | -7.383
MV/LV Substation TA***556Z |  | 10 kV | _ | LV | 400 kVA :Kiosk Substation | 0.4 | --> | 0.4 | 0 | 0 | Constrained, otherwise capacity available =256 kVA | --> | 0.38 | 0 | 0.041 | 0 | 0 | Constrained, otherwise capacity available =369 kW | --> | C15 ex TALBOTS INCH | Talbots Inch [T41,T42] | KILKENNY |  | 52.6662 | -7.2677
MV/LV Substation PR***558X |  | 10 kV | _ | LV | 100 kVA :Pole Substation | 0.1 | --> | 0.1 | 0.037 | 0.04 | Constrained, otherwise capacity available =80 kVA | --> | 0.095 | 0 | 0.005 | 0.094 | 0 |  | --> | C19 ex CALLAN | Callan [T41,T42] | KILKENNY |  | 52.539 | -7.3954
MV/LV Substation RI***558Y |  | 10 kV | _ | LV | 200 kVA :Kiosk Substation | 0.2 | --> | 0.2 | 0 | 0 | Constrained, otherwise capacity available =112 kVA | --> | 0.19 | 0 | 0.042 | 0 | 0 | Constrained, otherwise capacity available =171 kW | --> | C21 ex TALBOTS INCH | Talbots Inch [T41,T42] | KILKENNY |  | 52.669 | -7.2538
MV/LV Substation AR***558Z |  | 10 kV | _ | LV | 400 kVA :Kiosk Substation | 0.4 | --> | 0.4 | 0.329 | 5.05 |  | --> | 0.38 | 0 | 0 | 0.39 | 0 |  | --> | C14 ex MCDONAGH | Mcdonagh [T41,T42] | KILKENNY |  | 52.6526 | -7.2315
MV/LV Substation KN***561 |  | 10 kV | _ | LV | 50 kVA :Pole Substation | 0.05 | --> | 0.05 | 0.037 | 0.04 | Constrained, otherwise capacity available =38 kVA | --> | 0.048 | 0 | 0.005 | 0.045 | 0 |  | --> | C11 ex CALLAN | Callan [T41,T42] | KILKENNY |  | 52.6224 | -7.4116
MV/LV Substation LA***561Z |  | 10 kV | _ | LV | 200 kVA :Kiosk Substation | 0.2 | --> | 0.2 | 0.09 | 5.05 |  | --> | 0.19 | 0 | 0.026 | 0.185 | 0 |  | --> | C13 ex MCDONAGH | Mcdonagh [T41,T42] | KILKENNY |  | 52.6575 | -7.2395
MV/LV Substation KN***562 |  | 10 kV | _ | LV | 50 kVA :Pole Substation | 0.05 | --> | 0.05 | 0.037 | 0.04 | Constrained, otherwise capacity available =43 kVA | --> | 0.048 | 0 | 0 | 0.048 | 0 |  | --> | C11 ex CALLAN | Callan [T41,T42] | KILKENNY |  | 52.6207 | -7.4174
MV/LV Substation LA***562Z |  | 10 kV | _ | LV | 400 kVA :Kiosk Substation | 0.4 | --> | 0.4 | 0.378 | 5.05 |  | --> | 0.38 | 0 | 0 | 0.383 | 0 |  | --> | C18 ex MCDONAGH | Mcdonagh [T41,T42] | KILKENNY |  | 52.6585 | -7.2395
MV/LV Substation PU***566 |  | 10 kV | _ | LV | 50 kVA :Pole Substation | 0.05 | --> | 0.05 | 0.046 | 2.8 |  | --> | 0.048 | 0 | 0 | 0.048 | 0 |  | --> | C13 ex PURCELLS INCH | Purcells Inch [T41,T42] | KILKENNY |  | 52.6409 | -7.2144
MV/LV Substation CL***567X |  | 10 kV | _ | LV | 100 kVA :Pole Substation | 0.1 | --> | 0.1 | 0.083 | 5.05 |  | --> | 0.095 | 0 | 0 | 0.097 | 0 |  | --> | C14 ex MCDONAGH | Mcdonagh [T41,T42] | KILKENNY |  | 52.6468 | -7.1438
MV/LV Substation BL***571 |  | 10 kV | _ | LV | 100 kVA :Pole Substation | 0.1 | --> | 0.1 | 0.063 | 2.8 |  | --> | 0.095 | 0 | 0.006 | 0.096 | 0 |  | --> | C13 ex PURCELLS INCH | Purcells Inch [T41,T42] | KILKENNY |  | 52.6427 | -7.2344
MV/LV Substation CL***571X |  | 10 kV | _ | LV | 50 kVA :Pole Substation | 0.05 | --> | 0.05 | 0.032 | 5.05 |  | --> | 0.048 | 0 | 0 | 0.05 | 0 |  | --> | C14 ex MCDONAGH | Mcdonagh [T41,T42] | KILKENNY |  | 52.6553 | -7.1477
MV/LV Substation WA***572 |  | 10 kV | _ | LV | 50 kVA :Pole Substation | 0.05 | --> | 0.05 | 0.037 | 2.8 |  | --> | 0.048 | 0 | 0 | 0.049 | 0 |  | --> | C13 ex PURCELLS INCH | Purcells Inch [T41,T42] | KILKENNY |  | 52.6324 | -7.2224
MV/LV Substation CA***573Y |  | 10 kV | _ | LV | 100 kVA :Pole Substation | 0.1 | --> | 0.1 | 0.037 | 0.04 | Constrained, otherwise capacity available =71 kVA | --> | 0.095 | 0 | 0.015 | 0.088 | 0 |  | --> | C11 ex CALLAN | Callan [T41,T42] | KILKENNY |  | 52.554 | -7.3788
MV/LV Substation SU***578Z |  | 10 kV | _ | LV | 400 kVA :Kiosk Substation | 0.4 | --> | 0.4 | 0.037 | 0.04 | Constrained, otherwise capacity available =255 kVA | --> | 0.38 | 0 | 0 | 0.399 | 0 |  | --> | C19 ex CALLAN | Callan [T41,T42] | KILKENNY |  | 52.5429 | -7.3902
MV/LV Substation CA***579Z |  | 10 kV | _ | LV | 50 kVA :Pole Substation | 0.05 | --> | 0.05 | 0.037 | 0.04 |  | --> | 0.048 | 0 | 0.029 | 0.028 | 0 |  | --> | C18 ex CALLAN | Callan [T41,T42] | KILKENNY |  | 52.5156 | -7.3185
MV/LV Substation KI***581 |  | 10 kV | _ | LV | 50 kVA :Pole Substation | 0.05 | --> | 0.05 | 0.032 | 2.8 |  | --> | 0.048 | 0 | 0 | 0.05 | 0 |  | --> | C13 ex PURCELLS INCH | Purcells Inch [T41,T42] | KILKENNY |  | 52.6003 | -7.2104
MV/LV Substation TA***581Y |  | 10 kV | _ | LV | 50 kVA :Pole Substation | 0.05 | --> | 0.05 | 0 | 0 | Constrained, otherwise capacity available =27 kVA | --> | 0.048 | 0 | 0.01 | 0 | 0 | Constrained, otherwise capacity available =43 kW | --> | C16 ex TALBOTS INCH | Talbots Inch [T41,T42] | KILKENNY |  | 52.6722 | -7.2651
MV/LV Substation PU***582Z |  | 10 kV | _ | LV | 200 kVA :Kiosk Substation | 0.2 | --> | 0.2 | 0.2 | 2.8 |  | --> | 0.19 | 0 | 0 | 0.19 | 0 |  | --> | C18 ex PURCELLS INCH | Purcells Inch [T41,T42] | KILKENNY |  | 52.6443 | -7.2095
MV/LV Substation FA***583Z |  | 10 kV | _ | LV | 400 kVA :Kiosk Substation | 0.4 | --> | 0.4 | 0 | 0 | Constrained, otherwise capacity available =386 kVA | --> | 0.38 | 0 | 0 | 0.382 | 0 |  | --> | C14 ex ROSEHILL | Rosehill [T41,T42] | KILKENNY |  | 52.65 | -7.2573
MV/LV Substation RO***584Z |  | 10 kV | _ | LV | 400 kVA :Kiosk Substation | 0.4 | --> | 0.4 | 0 | 0 | Constrained, otherwise capacity available =368 kVA | --> | 0.38 | 0 | 0 | 0.384 | 0 |  | --> | C11 ex ROSEHILL | Rosehill [T41,T42] | KILKENNY |  | 52.6473 | -7.2668
MV/LV Substation PA***585Z |  | 10 kV | _ | LV | 200 kVA :Pole Substation | 0.2 | --> | 0.2 | 0.18 | 2.83 |  | --> | 0.19 | 0 | 0.005 | 0 | 0 | Constrained, otherwise capacity available =189 kW | --> | E12 ex BAGENALSTOWN | Bagenalstown [T421,T422] | CARLOW |  | 52.6789 | -7.0185
MV/LV Substation LI***588Z |  | 10 kV | _ | LV | 200 kVA :Kiosk Substation | 0.2 | --> | 0.2 | 0.166 | 5.05 |  | --> | 0.19 | 0 | 0 | 0.195 | 0 |  | --> | C13 ex MCDONAGH | Mcdonagh [T41,T42] | KILKENNY |  | 52.6615 | -7.2351
MV/LV Substation WE***590Y |  | 10 kV | _ | LV | 200 kVA :Kiosk Substation | 0.2 | --> | 0.2 | 0 | 0 | Constrained, otherwise capacity available =114 kVA | --> | 0.19 | 0 | 0.027 | 0 | 0 | Constrained, otherwise capacity available =181 kW | --> | C21 ex TALBOTS INCH | Talbots Inch [T41,T42] | KILKENNY |  | 52.6723 | -7.2564
MV/LV Substation SM***592Y |  | 10 kV | _ | LV | 50 kVA :Pole Substation | 0.05 | --> | 0.05 | 0 | 0 | Constrained, otherwise capacity available =50 kVA | --> | 0.048 | 0 | 0 | 0.048 | 0 |  | --> | C24 ex GORESBRIDGE | Goresbridge [T41,T42] | KILKENNY |  | 52.6146 | -7.1338
MV/LV Substation VI***593Z |  | 10 kV | _ | LV | 200 kVA :Kiosk Substation | 0.2 | --> | 0.2 | 0 | 0 | Constrained, otherwise capacity available =176 kVA | --> | 0.19 | 0 | 0 | 0.193 | 0 |  | --> | C14 ex ROSEHILL | Rosehill [T41,T42] | KILKENNY |  | 52.6466 | -7.2496
MV/LV Substation DU***595X |  | 10 kV | _ | LV | 400 kVA :Building Structure | 0.4 | --> | 0.4 | 0 | 0 | Constrained, otherwise capacity available =362 kVA | --> | 0.38 | 0 | 0 | 0.385 | 0 |  | --> | C17 ex ROSEHILL | Rosehill [T41,T42] | KILKENNY |  | 52.5703 | -7.3414
MV/LV Substation DI***595Z |  | 10 kV | _ | LV | 50 kVA :Pole Substation | 0.05 | --> | 0.05 | 0 | 0 | Constrained, otherwise capacity available =45 kVA | --> | 0.048 | 0 | 0 | 0.048 | 0 |  | --> | C11 ex ROSEHILL | Rosehill [T41,T42] | KILKENNY |  | 52.6478 | -7.2847
MV/LV Substation GL***596Z |  | 10 kV | _ | LV | 400 kVA :Kiosk Substation | 0.4 | --> | 0.4 | 0 | 0 | Constrained, otherwise capacity available =310 kVA | --> | 0.38 | 0 | 0.07 | 0 | 0 | Constrained, otherwise capacity available =340 kW | --> | C21 ex TALBOTS INCH | Talbots Inch [T41,T42] | KILKENNY |  | 52.6756 | -7.2507
MV/LV Substation KI***602Y |  | 10 kV | _ | LV | 630 kVA :Building Structure | 0.63 | --> | 0.63 | 0.5 | 2.8 |  | --> | 0.598 | 0 | 0 | 0.5 | 0 |  | --> | C18 ex PURCELLS INCH | Purcells Inch [T41,T42] | KILKENNY |  | 52.6449 | -7.2134
MV/LV Substation MU***602Z |  | 10 kV | _ | LV | 100 kVA :Pole Substation | 0.1 | --> | 0.1 | 0 | 0 | Constrained, otherwise capacity available =94 kVA | --> | 0.095 | 0 | 0 | 0.096 | 0 |  | --> | C17 ex ROSEHILL | Rosehill [T41,T42] | KILKENNY |  | 52.6268 | -7.2498
MV/LV Substation NA***604Y |  | 10 kV | _ | LV | 400 kVA :Kiosk Substation | 0.4 | --> | 0.4 | 0.374 | 5.05 |  | --> | 0.38 | 0 | 0 | 0.384 | 0 |  | --> | C14 ex MCDONAGH | Mcdonagh [T41,T42] | KILKENNY |  | 52.6553 | -7.2342
MV/LV Substation BA***604Z |  | 10 kV | _ | LV | 50 kVA :Pole Substation | 0.05 | --> | 0.05 | 0 | 0 | Constrained, otherwise capacity available =34 kVA | --> | 0.048 | 0 | 0 | 0.05 | 0 |  | --> | C17 ex ROSEHILL | Rosehill [T41,T42] | KILKENNY |  | 52.5929 | -7.2841
MV/LV Substation WA***605X |  | 10 kV | _ | LV | 50 kVA :Pole Substation | 0.05 | --> | 0.05 | 0.042 | 2.8 |  | --> | 0.048 | 0 | 0.011 | 0.04 | 0 |  | --> | C13 ex PURCELLS INCH | Purcells Inch [T41,T42] | KILKENNY |  | 52.628 | -7.2156
MV/LV Substation BR***606X |  | 10 kV | _ | LV | 100 kVA :Pole Substation | 0.1 | --> | 0.1 | 0.095 | 5.05 |  | --> | 0.095 | 0 | 0 | 0.096 | 0 |  | --> | C20 ex MCDONAGH | Mcdonagh [T41,T42] | KILKENNY |  | 52.6689 | -7.2148
MV/LV Substation IR***607Y |  | 10 kV | _ | LV | 1000 kVA :Building Structure | 1 | --> | 1 | 0.5 | 2.8 |  | --> | 0.95 | 0 | 0.025 | 0.5 | 0 |  | --> | C18 ex PURCELLS INCH | Purcells Inch [T41,T42] | KILKENNY |  | 52.6448 | -7.2102
MV/LV Substation HA***608X |  | 10 kV | _ | LV | 200 kVA :Kiosk Substation | 0.2 | --> | 0.2 | 0.111 | 5.05 |  | --> | 0.19 | 0 | 0 | 0.202 | 0 |  | --> | C14 ex MCDONAGH | Mcdonagh [T41,T42] | KILKENNY |  | 52.6578 | -7.2278
MV/LV Substation PA***612X |  | 10 kV | _ | LV | 50 kVA :Pole Substation | 0.05 | --> | 0.05 | 0 | 0 | Constrained, otherwise capacity available =39 kVA | --> | 0.048 | 0 | 0.027 | 0.029 | 0 |  | --> | C11 ex ROSEHILL | Rosehill [T41,T42] | KILKENNY |  | 52.6582 | -7.2798
MV/LV Substation BL***614X |  | 10 kV | _ | LV | 630 kVA :Kiosk Substation | 0.63 | --> | 0.63 | 0 | 0 | Constrained, otherwise capacity available =498 kVA | --> | 0.598 | 0 | 0.009 | 0.5 | 0 |  | --> | C11 ex ROSEHILL | Rosehill [T41,T42] | KILKENNY |  | 52.6539 | -7.2603
MV/LV Substation DR***615X |  | 10 kV | _ | LV | 100 kVA :Pole Substation | 0.1 | --> | 0.1 | 0 | 0 | Constrained, otherwise capacity available =84 kVA | --> | 0.095 | 0 | 0.015 | 0.086 | 0 |  | --> | C11 ex ROSEHILL | Rosehill [T41,T42] | KILKENNY |  | 52.6489 | -7.2744
MV/LV Substation KI***616 |  | 10 kV | _ | LV | 50 kVA :Pole Substation | 0.05 | --> | 0.05 | 0.043 | 2.8 |  | --> | 0.048 | 0 | 0 | 0.048 | 0 |  | --> | C12 ex PURCELLS INCH | Purcells Inch [T41,T42] | KILKENNY |  | 52.6008 | -7.1922
MV/LV Substation ST***617X |  | 10 kV | _ | LV | 200 kVA :Pole Substation | 0.2 | --> | 0.2 | 0 | 0 | Constrained, otherwise capacity available =195 kVA | --> | 0.19 | 0 | 0 | 0.191 | 0 |  | --> | C17 ex ROSEHILL | Rosehill [T41,T42] | KILKENNY |  | 52.633 | -7.2636
MV/LV Substation MO***618 |  | 10 kV | _ | LV | 200 kVA :Pole Substation | 0.2 | --> | 0.2 | 0.177 | 2.8 |  | --> | 0.19 | 0 | 0.004 | 0.19 | 0 |  | --> | C12 ex PURCELLS INCH | Purcells Inch [T41,T42] | KILKENNY |  | 52.5919 | -7.1876
MV/LV Substation BE***619 |  | 10 kV | _ | LV | 200 kVA :Pole Substation | 0.2 | --> | 0.2 | 0.191 | 2.8 |  | --> | 0.19 | 0 | 0.029 | 0.17 | 0 |  | --> | C12 ex PURCELLS INCH | Purcells Inch [T41,T42] | KILKENNY |  | 52.5906 | -7.1843
MV/LV Substation PO***619Y |  | 10 kV | _ | LV | 200 kVA :Kiosk Substation | 0.2 | --> | 0.2 | 0.13 | 5.05 |  | --> | 0.19 | 0 | 0.014 | 0.189 | 0 |  | --> | C13 ex MCDONAGH | Mcdonagh [T41,T42] | KILKENNY |  | 52.6652 | -7.2297
MV/LV Substation BO***619Z |  | 10 kV | _ | LV | 200 kVA :Pole Substation | 0.2 | --> | 0.2 | 0.037 | 0.04 | Constrained, otherwise capacity available =200 kVA | --> | 0.19 | 0 | 0 | 0.19 | 0 |  | --> | C11 ex CALLAN | Callan [T41,T42] | KILKENNY |  | 52.5413 | -7.3819
MV/LV Substation DR***620Y |  | 10 kV | _ | LV | 50 kVA :Pole Substation | 0.05 | --> | 0.05 | 0 | 0 | Constrained, otherwise capacity available =13 kVA | --> | 0.048 | 0 | 0 | 0.052 | 0 |  | --> | C11 ex ROSEHILL | Rosehill [T41,T42] | KILKENNY |  | 52.6461 | -7.2883
MV/LV Substation UP***620Z |  | 10 kV | _ | LV | 50 kVA :Pole Substation | 0.05 | --> | 0.05 | 0 | 0 | Constrained, otherwise capacity available =47 kVA | --> | 0.048 | 0 | 0.02 | 0.033 | 0 |  | --> | C24 ex GORESBRIDGE | Goresbridge [T41,T42] | KILKENNY |  | 52.626 | -7.0466
MV/LV Substation FI***621X |  | 10 kV | _ | LV | 400 kVA :Kiosk Substation | 0.4 | --> | 0.4 | 0 | 0 | Constrained, otherwise capacity available =309 kVA | --> | 0.38 | 0 | 0.045 | 0.359 | 0 |  | --> | C14 ex ROSEHILL | Rosehill [T41,T42] | KILKENNY |  | 52.6466 | -7.2485
MV/LV Substation DU***621Y |  | 10 kV | _ | LV | 50 kVA :Pole Substation | 0.05 | --> | 0.05 | 0.042 | 2.8 |  | --> | 0.048 | 0 | 0 | 0.048 | 0 |  | --> | C12 ex PURCELLS INCH | Purcells Inch [T41,T42] | KILKENNY |  | 52.6042 | -7.1722
MV/LV Substation PA***622Y |  | 10 kV | _ | LV | 50 kVA :Pole Substation | 0.05 | --> | 0.05 | 0.044 | 2.83 |  | --> | 0.048 | 0 | 0.005 | 0 | 0 | Constrained, otherwise capacity available =44 kW | --> | E12 ex BAGENALSTOWN | Bagenalstown [T421,T422] | CARLOW |  | 52.6825 | -7.0262
MV/LV Substation CA***622Z |  | 10 kV | _ | LV | 50 kVA :Pole Substation | 0.05 | --> | 0.05 | 0.037 | 0.04 | Constrained, otherwise capacity available =44 kVA | --> | 0.048 | 0 | 0 | 0.048 | 0 |  | --> | C19 ex CALLAN | Callan [T41,T42] | KILKENNY |  | 52.5406 | -7.3965
MV/LV Substation PE***623X |  | 10 kV | _ | LV | 100 kVA :Pole Substation | 0.1 | --> | 0.1 | 0.074 | 5.05 |  | --> | 0.095 | 0 | 0.008 | 0.091 | 0 |  | --> | C20 ex MCDONAGH | Mcdonagh [T41,T42] | KILKENNY |  | 52.6661 | -7.2243
MV/LV Substation BU***624Z |  | 10 kV | _ | LV | 50 kVA :Pole Substation | 0.05 | --> | 0.05 | 0.046 | 2.83 |  | --> | 0.048 | 0 | 0.016 | 0 | 0 | Constrained, otherwise capacity available =36 kW | --> | E12 ex BAGENALSTOWN | Bagenalstown [T421,T422] | CARLOW |  | 52.6544 | -7.0248
MV/LV Substation CA***627X |  | 10 kV | _ | LV | 50 kVA :Pole Substation | 0.05 | --> | 0.05 | 0.037 | 0.04 | Constrained, otherwise capacity available =37 kVA | --> | 0.048 | 0 | 0.005 | 0.046 | 0 |  | --> | C11 ex CALLAN | Callan [T41,T42] | KILKENNY |  | 52.5608 | -7.3813
MV/LV Substation CE***627Z |  | 10 kV | _ | LV | 50 kVA :Pole Substation | 0.05 | --> | 0.05 | 0.047 | 5.05 |  | --> | 0.048 | 0 | 0 | 0.048 | 0 |  | --> | C14 ex MCDONAGH | Mcdonagh [T41,T42] | KILKENNY |  | 52.6605 | -7.211
MV/LV Substation TR***630X |  | 20 kV | _ | LV | 50 kVA :Pole Substation | 0.05 | --> | 0.05 | 0 | 0 | Constrained, otherwise capacity available =43 kVA | --> | 0.048 | 0 | 0 | 0 | 0 | Constrained, otherwise capacity available =48 kW | --> | E25 ex TALBOTS INCH | Talbots Inch [T41,T42] | KILKENNY |  | 52.6789 | -7.2762
MV/LV Substation BA***635Y |  | 10 kV | _ | LV | 50 kVA :Pole Substation | 0.05 | --> | 0.05 | 0 | 0 | Constrained, otherwise capacity available =45 kVA | --> | 0.048 | 0 | 0 | 0.048 | 0 |  | --> | C14 ex GORESBRIDGE | Goresbridge [T41,T42] | KILKENNY |  | 52.6268 | -6.9747
MV/LV Substation DA***638X |  | 10 kV | _ | LV | 75 kVA :Pole Substation | 0.075 | --> | 0.075 | 0.066 | 2.8 |  | --> | 0.071 | 0 | 0 | 0.072 | 0 |  | --> | C13 ex PURCELLS INCH | Purcells Inch [T41,T42] | KILKENNY |  | 52.6385 | -7.2278
MV/LV Substation BA***638Z |  | 10 kV | _ | LV | 100 kVA :Pole Substation | 0.1 | --> | 0.1 | 0.082 | 5.05 |  | --> | 0.095 | 0 | 0.009 | 0.091 | 0 |  | --> | C20 ex MCDONAGH | Mcdonagh [T41,T42] | KILKENNY |  | 52.7175 | -7.2328
MV/LV Substation AR***639X |  | 10 kV | _ | LV | 50 kVA :Pole Substation | 0.05 | --> | 0.05 | 0.044 | 2.8 |  | --> | 0.048 | 0 | 0 | 0.048 | 0 |  | --> | C13 ex PURCELLS INCH | Purcells Inch [T41,T42] | KILKENNY |  | 52.6419 | -7.2266
MV/LV Substation BA***639Y |  | 10 kV | _ | LV | 50 kVA :Pole Substation | 0.05 | --> | 0.05 | 0 | 0 | Constrained, otherwise capacity available =40 kVA | --> | 0.048 | 0 | 0 | 0.049 | 0 |  | --> | C14 ex GORESBRIDGE | Goresbridge [T41,T42] | KILKENNY |  | 52.6228 | -6.9672
MV/LV Substation HI***639Z |  | 10 kV | _ | LV | 200 kVA :Kiosk Substation | 0.2 | --> | 0.2 | 0.157 | 2.8 |  | --> | 0.19 | 0 | 0.019 | 0.182 | 0 |  | --> | C12 ex PURCELLS INCH | Purcells Inch [T41,T42] | KILKENNY |  | 52.591 | -7.1759
MV/LV Substation KI***641Z |  | 10 kV | _ | LV | 400 kVA :Building Structure | 0.4 | --> | 0.4 | 0 | 0 | Constrained, otherwise capacity available =276 kVA | --> | 0.38 | 0 | 0 | 0.397 | 0 |  | --> | C14 ex ROSEHILL | Rosehill [T41,T42] | KILKENNY |  | 52.6493 | -7.2508
MV/LV Substation PI***644Y |  | 10 kV | _ | LV | 200 kVA :Pole Substation | 0.2 | --> | 0.2 | 0 | 0 | Constrained, otherwise capacity available =111 kVA | --> | 0.19 | 0 | 0.05 | 0.165 | 0 |  | --> | C14 ex GORESBRIDGE | Goresbridge [T41,T42] | KILKENNY |  | 52.6113 | -6.9604
MV/LV Substation SE***647Z |  | 10 kV | _ | LV | 400 kVA :Kiosk Substation | 0.4 | --> | 0.4 | 0 | 0 | Constrained, otherwise capacity available =299 kVA | --> | 0.38 | 0 | 0.009 | 0.387 | 0 |  | --> | C17 ex ROSEHILL | Rosehill [T41,T42] | KILKENNY |  | 52.639 | -7.2724
MV/LV Substation AN***649 |  | 10 kV | _ | LV | 50 kVA :Pole Substation | 0.05 | --> | 0.05 | 0.037 | 2.8 |  | --> | 0.048 | 0 | 0 | 0.049 | 0 |  | --> | C12 ex PURCELLS INCH | Purcells Inch [T41,T42] | KILKENNY |  | 52.5602 | -7.1952
MV/LV Substation DE***650Y |  | 10 kV | _ | LV | 50 kVA :Pole Substation | 0.05 | --> | 0.05 | 0 | 0 | Constrained, otherwise capacity available =42 kVA | --> | 0.048 | 0 | 0 | 0.049 | 0 |  | --> | C14 ex GORESBRIDGE | Goresbridge [T41,T42] | KILKENNY |  | 52.6069 | -6.9441
MV/LV Substation PO***653X |  | 10 kV | _ | LV | 100 kVA :Pole Substation | 0.1 | --> | 0.1 | 0 | 0 | Constrained, otherwise capacity available =85 kVA | --> | 0.095 | 0 | 0 | 0.097 | 0 |  | --> | C17 ex ROSEHILL | Rosehill [T41,T42] | KILKENNY |  | 52.6149 | -7.2951
MV/LV Substation L ***653Y |  | 10 kV | _ | LV | 200 kVA :Pole Substation | 0.2 | --> | 0.2 | 0 | 0 | Constrained, otherwise capacity available =190 kVA | --> | 0.19 | 0 | 0 | 0.191 | 0 |  | --> | C14 ex GORESBRIDGE | Goresbridge [T41,T42] | KILKENNY |  | 52.606 | -6.9373
MV/LV Substation MA***654X |  | 10 kV | _ | LV | 50 kVA :Pole Substation | 0.05 | --> | 0.05 | 0.028 | 0.04 |  | --> | 0.048 | 0 | 0 | 0.05 | 0 |  | --> | C18 ex CALLAN | Callan [T41,T42] | KILKENNY |  | 52.5312 | -7.374
MV/LV Substation WO***654Y |  | 10 kV | _ | LV | 100 kVA :Pole Substation | 0.1 | --> | 0.1 | 0 | 0 | Constrained, otherwise capacity available =19 kVA | --> | 0.095 | 0 | 0 | 0.106 | 0 |  | --> | C14 ex GORESBRIDGE | Goresbridge [T41,T42] | KILKENNY |  | 52.6041 | -6.9338
MV/LV Substation AN***655Z |  | 10 kV | _ | LV | 200 kVA :Kiosk Substation | 0.2 | --> | 0.2 | 0.157 | 2.83 |  | --> | 0.19 | 0 | 0.019 | 0 | 0 | Constrained, otherwise capacity available =182 kW | --> | E12 ex BAGENALSTOWN | Bagenalstown [T421,T422] | CARLOW |  | 52.6837 | -7.0322
MV/LV Substation BI***656X |  | 10 kV | _ | LV | 200 kVA :Kiosk Substation | 0.2 | --> | 0.2 | 0.155 | 5.05 |  | --> | 0.19 | 0 | 0.007 | 0.191 | 0 |  | --> | C14 ex MCDONAGH | Mcdonagh [T41,T42] | KILKENNY |  | 52.6541 | -7.2344
MV/LV Substation CA***657X |  | 10 kV | _ | LV | 400 kVA :Kiosk Substation | 0.4 | --> | 0.4 | 0.037 | 0.04 | Constrained, otherwise capacity available =339 kVA | --> | 0.38 | 0 | 0.021 | 0.373 | 0 |  | --> | C19 ex CALLAN | Callan [T41,T42] | KILKENNY |  | 52.5486 | -7.3881
MV/LV Substation BO***657Y |  | 10 kV | _ | LV | 100 kVA :Pole Substation | 0.1 | --> | 0.1 | 0 | 0 | Constrained, otherwise capacity available =84 kVA | --> | 0.095 | 0 | 0 | 0.097 | 0 |  | --> | C14 ex GORESBRIDGE | Goresbridge [T41,T42] | KILKENNY |  | 52.5998 | -6.929
MV/LV Substation BO***658Y |  | 10 kV | _ | LV | 400 kVA :Kiosk Substation | 0.4 | --> | 0.4 | 0 | 0 | Constrained, otherwise capacity available =354 kVA | --> | 0.38 | 0 | 0.011 | 0.378 | 0 |  | --> | C14 ex GORESBRIDGE | Goresbridge [T41,T42] | KILKENNY |  | 52.6017 | -6.9271
MV/LV Substation DR***658Z |  | 10 kV | _ | LV | 200 kVA :Kiosk Substation | 0.2 | --> | 0.2 | 0 | 0 | Constrained, otherwise capacity available =147 kVA | --> | 0.19 | 0 | 0.006 | 0.193 | 0 |  | --> | C24 ex GORESBRIDGE | Goresbridge [T41,T42] | KILKENNY |  | 52.6275 | -7.0704
MV/LV Substation BO***660Y |  | 10 kV | _ | LV | 200 kVA :Pole Substation | 0.2 | --> | 0.2 | 0 | 0 | Constrained, otherwise capacity available =142 kVA | --> | 0.19 | 0 | 0 | 0.198 | 0 |  | --> | C14 ex GORESBRIDGE | Goresbridge [T41,T42] | KILKENNY |  | 52.6052 | -6.9233
MV/LV Substation CL***660Z |  | 10 kV | _ | LV | 50 kVA :Pole Substation | 0.05 | --> | 0.05 | 0 | 0 | Constrained, otherwise capacity available =48 kVA | --> | 0.048 | 0 | 0 | 0.048 | 0 |  | --> | C14 ex GORESBRIDGE | Goresbridge [T41,T42] | KILKENNY |  | 52.609 | -6.9245
MV/LV Substation HO***661X |  | 10 kV | _ | LV | 200 kVA :Pole Substation | 0.2 | --> | 0.2 | 0.037 | 0.04 | Constrained, otherwise capacity available =175 kVA | --> | 0.19 | 0 | 0 | 0.193 | 0 |  | --> | C11 ex CALLAN | Callan [T41,T42] | KILKENNY |  | 52.556 | -7.3792
MV/LV Substation FA***661Y |  | 10 kV | _ | LV | 75 kVA :Pole Substation | 0.075 | --> | 0.075 | 0 | 0 | Constrained, otherwise capacity available =20 kVA | --> | 0.071 | 0 | 0.01 | 0.071 | 0 |  | --> | C14 ex GORESBRIDGE | Goresbridge [T41,T42] | KILKENNY |  | 52.6004 | -6.9231
MV/LV Substation BO***662Y |  | 10 kV | _ | LV | 630 kVA :Building Structure | 0.63 | --> | 0.63 | 0 | 0 | Constrained, otherwise capacity available =630 kVA | --> | 0.598 | 0 | 0 | 0.5 | 0 |  | --> | C14 ex GORESBRIDGE | Goresbridge [T41,T42] | KILKENNY |  | 52.6069 | -6.9242
MV/LV Substation SP***663 |  | 10 kV | _ | LV | 50 kVA :Pole Substation | 0.05 | --> | 0.05 | 0 | 0 | Constrained, otherwise capacity available =48 kVA | --> | 0.048 | 0 | 0 | 0.048 | 0 |  | --> | C17 ex ROSEHILL | Rosehill [T41,T42] | KILKENNY |  | 52.6309 | -7.2476
MV/LV Substation AY***664Z |  | 10 kV | _ | LV | 400 kVA :Kiosk Substation | 0.4 | --> | 0.4 | 0 | 0 | Constrained, otherwise capacity available =295 kVA | --> | 0.38 | 0 | 0.027 | 0 | 0 | Constrained, otherwise capacity available =374 kW | --> | C16 ex TALBOTS INCH | Talbots Inch [T41,T42] | KILKENNY |  | 52.6581 | -7.2643
MV/LV Substation TH***666X |  | 20 kV | _ | LV | 200 kVA :Pole Substation | 0.2 | --> | 0.2 | 0 | 0 | Constrained, otherwise capacity available =85 kVA | --> | 0.19 | 0 | 0 | 0 | 0 | Constrained, otherwise capacity available =204 kW | --> | E25 ex TALBOTS INCH | Talbots Inch [T41,T42] | KILKENNY |  | 52.7211 | -7.3539
MV/LV Substation BO***668Y |  | 10 kV | _ | LV | 200 kVA :Pole Substation | 0.2 | --> | 0.2 | 0 | 0 | Constrained, otherwise capacity available =114 kVA | --> | 0.19 | 0 | 0 | 0.201 | 0 |  | --> | C14 ex GORESBRIDGE | Goresbridge [T41,T42] | KILKENNY |  | 52.5977 | -6.9198
MV/LV Substation LE***674Z |  | 10 kV | _ | LV | 400 kVA :Kiosk Substation | 0.4 | --> | 0.4 | 0 | 0 | Constrained, otherwise capacity available =299 kVA | --> | 0.38 | 0 | 0.04 | 0.364 | 0 |  | --> | C17 ex ROSEHILL | Rosehill [T41,T42] | KILKENNY |  | 52.6288 | -7.2497
MV/LV Substation LY***675Z |  | 10 kV | _ | LV | 200 kVA :Kiosk Substation | 0.2 | --> | 0.2 | 0.197 | 5.05 |  | --> | 0.19 | 0 | 0 | 0.19 | 0 |  | --> | C14 ex MCDONAGH | Mcdonagh [T41,T42] | KILKENNY |  | 52.6458 | -7.2059
MV/LV Substation NE***676X |  | 10 kV | _ | LV | 400 kVA :Kiosk Substation | 0.4 | --> | 0.4 | 0 | 0 | Constrained, otherwise capacity available =359 kVA | --> | 0.38 | 0 | 0 | 0 | 0 | Constrained, otherwise capacity available =386 kW | --> | C16 ex TALBOTS INCH | Talbots Inch [T41,T42] | KILKENNY |  | 52.6618 | -7.2452
MV/LV Substation RO***676Z |  | 10 kV | _ | LV | 400 kVA :Kiosk Substation | 0.4 | --> | 0.4 | 0 | 0 | Constrained, otherwise capacity available =366 kVA | --> | 0.38 | 0 | 0.005 | 0.381 | 0 |  | --> | C19 ex ROSEHILL | Rosehill [T41,T42] | KILKENNY |  | 52.6421 | -7.2606
MV/LV Substation PA***677 |  | 10 kV | _ | LV | 100 kVA :Pole Substation | 0.1 | --> | 0.1 | 0 | 0 | Constrained, otherwise capacity available =86 kVA | --> | 0.095 | 0 | 0.008 | 0.091 | 0 |  | --> | C17 ex ROSEHILL | Rosehill [T41,T42] | KILKENNY |  | 52.6164 | -7.2943
MV/LV Substation NE***677X |  | 10 kV | _ | LV | 400 kVA :Kiosk Substation | 0.4 | --> | 0.4 | 0 | 0 | Constrained, otherwise capacity available =354 kVA | --> | 0.38 | 0 | 0.004 | 0 | 0 | Constrained, otherwise capacity available =383 kW | --> | C16 ex TALBOTS INCH | Talbots Inch [T41,T42] | KILKENNY |  | 52.6621 | -7.2447
MV/LV Substation RO***677Z |  | 10 kV | _ | LV | 400 kVA :Kiosk Substation | 0.4 | --> | 0.4 | 0 | 0 | Constrained, otherwise capacity available =291 kVA | --> | 0.38 | 0 | 0.024 | 0.377 | 0 |  | --> | C19 ex ROSEHILL | Rosehill [T41,T42] | KILKENNY |  | 52.6408 | -7.2586
MV/LV Substation BO***678X |  | 10 kV | _ | LV | 400 kVA :Kiosk Substation | 0.4 | --> | 0.4 | 0 | 0 | Constrained, otherwise capacity available =356 kVA | --> | 0.38 | 0 | 0.005 | 0 | 0 | Constrained, otherwise capacity available =382 kW | --> | C16 ex TALBOTS INCH | Talbots Inch [T41,T42] | KILKENNY |  | 52.6562 | -7.2484
MV/LV Substation GR***679 |  | 10 kV | _ | LV | 50 kVA :Pole Substation | 0.05 | --> | 0.05 | 0 | 0 | Constrained, otherwise capacity available =42 kVA | --> | 0.048 | 0 | 0.01 | 0.041 | 0 |  | --> | C17 ex ROSEHILL | Rosehill [T41,T42] | KILKENNY |  | 52.6027 | -7.2959
MV/LV Substation SP***679X |  | 10 kV | _ | LV | 200 kVA :Pole Substation | 0.2 | --> | 0.2 | 0 | 0 | Constrained, otherwise capacity available =146 kVA | --> | 0.19 | 0 | 0 | 0.197 | 0 |  | --> | C17 ex ROSEHILL | Rosehill [T41,T42] | KILKENNY |  | 52.6324 | -7.2507
MV/LV Substation LA***680X |  | 10 kV | _ | LV | 100 kVA :Pole Substation | 0.1 | --> | 0.1 | 0.07 | 5.05 |  | --> | 0.095 | 0 | 0.027 | 0.079 | 0 |  | --> | C14 ex MCDONAGH | Mcdonagh [T41,T42] | KILKENNY |  | 52.6528 | -7.2372
MV/LV Substation WO***687Z |  | 10 kV | _ | LV | 400 kVA :Building Structure | 0.4 | --> | 0.4 | 0.265 | 5.05 |  | --> | 0.38 | 0 | 0 | 0.398 | 0 |  | --> | C11 ex MCDONAGH | Mcdonagh [T41,T42] | KILKENNY |  | 52.6555 | -7.2423
MV/LV Substation SY***688X |  | 10 kV | _ | LV | 400 kVA :Kiosk Substation | 0.4 | --> | 0.4 | 0 | 0 | Constrained, otherwise capacity available =250 kVA | --> | 0.38 | 0 | 0.045 | 0 | 0 | Constrained, otherwise capacity available =367 kW | --> | C16 ex TALBOTS INCH | Talbots Inch [T41,T42] | KILKENNY |  | 52.6649 | -7.2601
MV/LV Substation TK***688Z |  | 10 kV | _ | LV | 1000 kVA :Building Structure | 1 | --> | 1 | 0.5 | 5.05 |  | --> | 0.95 | 0 | 0 | 0.5 | 0 |  | --> | C11 ex MCDONAGH | Mcdonagh [T41,T42] | KILKENNY |  | 52.6561 | -7.244
MV/LV Substation MC***691Z |  | 10 kV | _ | LV | 630 kVA :Building Structure | 0.63 | --> | 0.63 | 0.5 | 5.05 |  | --> | 0.598 | 0 | 0 | 0.5 | 0 |  | --> | C12 ex MCDONAGH | Mcdonagh [T41,T42] | KILKENNY |  | 52.6549 | -7.2444
MV/LV Substation NE***692Z |  | 10 kV | _ | LV | 1000 kVA :Building Structure | 1 | --> | 1 | 0.5 | 5.05 |  | --> | 0.95 | 0 | 0 | 0.5 | 0 |  | --> | C12 ex MCDONAGH | Mcdonagh [T41,T42] | KILKENNY |  | 52.655 | -7.2444
MV/LV Substation BA***699 |  | 10 kV | _ | LV | 50 kVA :Pole Substation | 0.05 | --> | 0.05 | 0 | 0 | Constrained, otherwise capacity available =38 kVA | --> | 0.048 | 0 | 0.005 | 0.045 | 0 |  | --> | C17 ex ROSEHILL | Rosehill [T41,T42] | KILKENNY |  | 52.5925 | -7.308
MV/LV Substation ST***700X |  | 10 kV | _ | LV | 50 kVA :Pole Substation | 0.05 | --> | 0.05 | 0.025 | 5.05 |  | --> | 0.048 | 0 | 0.015 | 0.04 | 0 |  | --> | C13 ex MCDONAGH | Mcdonagh [T41,T42] | KILKENNY |  | 52.6649 | -7.2419
MV/LV Substation HO***702X |  | 10 kV | _ | LV | 50 kVA :Pole Substation | 0.05 | --> | 0.05 | 0 | 0 | Constrained, otherwise capacity available =41 kVA | --> | 0.048 | 0 | 0.005 | 0 | 0 | Constrained, otherwise capacity available =45 kW | --> | C15 ex TALBOTS INCH | Talbots Inch [T41,T42] | KILKENNY |  | 52.6596 | -7.2933
MV/LV Substation GO***702Z |  | 10 kV | _ | LV | 200 kVA :Pole Substation | 0.2 | --> | 0.2 | 0 | 0 | Constrained, otherwise capacity available =137 kVA | --> | 0.19 | 0 | 0.014 | 0.188 | 0 |  | --> | C24 ex GORESBRIDGE | Goresbridge [T41,T42] | KILKENNY |  | 52.6322 | -7.0629
MV/LV Substation BR***703Z |  | 10 kV | _ | LV | 50 kVA :Pole Substation | 0.05 | --> | 0.05 | 0.034 | 5.05 |  | --> | 0.048 | 0 | 0 | 0.05 | 0 |  | --> | C20 ex MCDONAGH | Mcdonagh [T41,T42] | KILKENNY |  | 52.6711 | -7.2098
MV/LV Substation NE***706Z |  | 10 kV | _ | LV | 50 kVA :Pole Substation | 0.05 | --> | 0.05 | 0.045 | 2.8 |  | --> | 0.048 | 0 | 0 | 0.048 | 0 |  | --> | C12 ex PURCELLS INCH | Purcells Inch [T41,T42] | KILKENNY |  | 52.5629 | -7.1481
MV/LV Substation BA***708X |  | 10 kV | _ | LV | 50 kVA :Pole Substation | 0.05 | --> | 0.05 | 0 | 0 | Constrained, otherwise capacity available =44 kVA | --> | 0.048 | 0 | 0.02 | 0 | 0 | Constrained, otherwise capacity available =33 kW | --> | C15 ex TALBOTS INCH | Talbots Inch [T41,T42] | KILKENNY |  | 52.6614 | -7.3426
MV/LV Substation DA***708Z |  | 10 kV | _ | LV | 630 kVA :Kiosk Substation | 0.63 | --> | 0.63 | 0.46 | 2.8 |  | --> | 0.598 | 0 | 0 | 0.5 | 0 |  | --> | C13 ex PURCELLS INCH | Purcells Inch [T41,T42] | KILKENNY |  | 52.636 | -7.2346
MV/LV Substation DA***712Z |  | 10 kV | _ | LV | 400 kVA :Building Structure | 0.4 | --> | 0.4 | 0 | 0 | Constrained, otherwise capacity available =360 kVA | --> | 0.38 | 0 | 0 | 0.385 | 0 |  | --> | C20 ex ROSEHILL | Rosehill [T41,T42] | KILKENNY |  | 52.6347 | -7.2486
MV/LV Substation CU***715 |  | 10 kV | _ | LV | 200 kVA :Pole Substation | 0.2 | --> | 0.2 | 0 | 0 | Constrained, otherwise capacity available =193 kVA | --> | 0.19 | 0 | 0 | 0 | 0 | Constrained, otherwise capacity available =191 kW | --> | C15 ex TALBOTS INCH | Talbots Inch [T41,T42] | KILKENNY |  | 52.6623 | -7.4434
MV/LV Substation BA***715Z |  | 10 kV | _ | LV | 200 kVA :Pole Substation | 0.2 | --> | 0.2 | 0.037 | 0.04 | Constrained, otherwise capacity available =196 kVA | --> | 0.19 | 0 | 0.18 | 0.057 | 0 |  | --> | C18 ex CALLAN | Callan [T41,T42] | KILKENNY |  | 52.5049 | -7.3405
MV/LV Substation AR***717X |  | 10 kV | _ | LV | 100 kVA :Pole Substation | 0.1 | --> | 0.1 | 0.074 | 5.05 |  | --> | 0.095 | 0 | 0.08 | 0.039 | 0 |  | --> | C14 ex MCDONAGH | Mcdonagh [T41,T42] | KILKENNY |  | 52.659 | -7.2099
MV/LV Substation FR***718Z |  | 10 kV | _ | LV | 400 kVA :Kiosk Substation | 0.4 | --> | 0.4 | 0.037 | 0.04 | Constrained, otherwise capacity available =358 kVA | --> | 0.38 | 0 | 0.012 | 0.377 | 0 |  | --> | C11 ex CALLAN | Callan [T41,T42] | KILKENNY |  | 52.5495 | -7.3779
MV/LV Substation KE***719Y |  | 10 kV | _ | LV | 30 kVA :Pole Substation | 0.03 | --> | 0.03 | 0.023 | 0.04 |  | --> | 0.028 | 0 | 0.005 | 0.026 | 0 |  | --> | C16 ex CALLAN | Callan [T41,T42] | KILKENNY |  | 52.5385 | -7.2836
MV/LV Substation CE***720 |  | 10 kV | _ | LV | 50 kVA :Pole Substation | 0.05 | --> | 0.05 | 0.044 | 5.05 |  | --> | 0.048 | 0 | 0 | 0.048 | 0 |  | --> | C20 ex MCDONAGH | Mcdonagh [T41,T42] | KILKENNY |  | 52.6771 | -7.1935
MV/LV Substation KE***722Y |  | 10 kV | _ | LV | 100 kVA :Pole Substation | 0.1 | --> | 0.1 | 0.037 | 0.04 | Constrained, otherwise capacity available =59 kVA | --> | 0.095 | 0 | 0.015 | 0.089 | 0 |  | --> | C16 ex CALLAN | Callan [T41,T42] | KILKENNY |  | 52.5408 | -7.2731
MV/LV Substation SH***723Y |  | 10 kV | _ | LV | 50 kVA :Pole Substation | 0.05 | --> | 0.05 | 0.019 | 0.04 |  | --> | 0.048 | 0 | 0.005 | 0.048 | 0 |  | --> | C16 ex CALLAN | Callan [T41,T42] | KILKENNY |  | 52.5392 | -7.2754
MV/LV Substation KE***726Y |  | 10 kV | _ | LV | 200 kVA :Pole Substation | 0.2 | --> | 0.2 | 0.037 | 0.04 | Constrained, otherwise capacity available =176 kVA | --> | 0.19 | 0 | 0.005 | 0.19 | 0 |  | --> | C16 ex CALLAN | Callan [T41,T42] | KILKENNY |  | 52.5434 | -7.2722
MV/LV Substation KI***728 |  | 10 kV | _ | LV | 50 kVA :Pole Substation | 0.05 | --> | 0.05 | 0.044 | 5.05 |  | --> | 0.048 | 0 | 0 | 0.048 | 0 |  | --> | C20 ex MCDONAGH | Mcdonagh [T41,T42] | KILKENNY |  | 52.68 | -7.18
MV/LV Substation FO***732X |  | 10 kV | _ | LV | 50 kVA :Pole Substation | 0.05 | --> | 0.05 | 0.045 | 5.05 |  | --> | 0.048 | 0 | 0 | 0.048 | 0 |  | --> | C14 ex MCDONAGH | Mcdonagh [T41,T42] | KILKENNY |  | 52.6455 | -7.1526
MV/LV Substation ST***734Z |  | 10 kV | _ | LV | 1000 kVA :Building Structure | 1 | --> | 1 | 0 | 0 | Constrained, otherwise capacity available =772 kVA | --> | 0.95 | 0 | 0 | 0.5 | 0 |  | --> | C19 ex ROSEHILL | Rosehill [T41,T42] | KILKENNY |  | 52.641 | -7.241
MV/LV Substation MO***736X |  | 10 kV | _ | LV | 50 kVA :Pole Substation | 0.05 | --> | 0.05 | 0.038 | 5.05 |  | --> | 0.048 | 0 | 0.005 | 0.046 | 0 |  | --> | C20 ex MCDONAGH | Mcdonagh [T41,T42] | KILKENNY |  | 52.675 | -7.1853
MV/LV Substation WE***739Z |  | 10 kV | _ | LV | 200 kVA :Kiosk Substation | 0.2 | --> | 0.2 | 0 | 0 | Constrained, otherwise capacity available =166 kVA | --> | 0.19 | 0 | 0.022 | 0 | 0 | Constrained, otherwise capacity available =178 kW | --> | C21 ex TALBOTS INCH | Talbots Inch [T41,T42] | KILKENNY |  | 52.6754 | -7.2567
MV/LV Substation DU***741 |  | 10 kV | _ | LV | 50 kVA :Pole Substation | 0.05 | --> | 0.05 | 0 | 0 | Constrained, otherwise capacity available =33 kVA | --> | 0.048 | 0 | 0.018 | 0 | 0 | Constrained, otherwise capacity available =36 kW | --> | C21 ex TALBOTS INCH | Talbots Inch [T41,T42] | KILKENNY |  | 52.6903 | -7.2571
MV/LV Substation KN***742X |  | 10 kV | _ | LV | 50 kVA :Pole Substation | 0.05 | --> | 0.05 | 0 | 0 | Constrained, otherwise capacity available =40 kVA | --> | 0.048 | 0 | 0 | 0.049 | 0 |  | --> | C17 ex ROSEHILL | Rosehill [T41,T42] | KILKENNY |  | 52.5643 | -7.3624
MV/LV Substation TU***746Z |  | 10 kV | _ | LV | 100 kVA :Pole Substation | 0.1 | --> | 0.1 | 0 | 0 | Constrained, otherwise capacity available =90 kVA | --> | 0.095 | 0 | 0.02 | 0 | 0 | Constrained, otherwise capacity available =82 kW | --> | C15 ex TALBOTS INCH | Talbots Inch [T41,T42] | KILKENNY |  | 52.6615 | -7.4435
MV/LV Substation CA***748Y |  | 10 kV | _ | LV | 50 kVA :Pole Substation | 0.05 | --> | 0.05 | 0.037 | 0.04 |  | --> | 0.048 | 0 | 0 | 0.049 | 0 |  | --> | C18 ex CALLAN | Callan [T41,T42] | KILKENNY |  | 52.5158 | -7.3365
MV/LV Substation BA***749Y |  | 10 kV | _ | LV | 50 kVA :Pole Substation | 0.05 | --> | 0.05 | 0.037 | 0.04 | Constrained, otherwise capacity available =44 kVA | --> | 0.048 | 0 | 0 | 0.048 | 0 |  | --> | C18 ex CALLAN | Callan [T41,T42] | KILKENNY |  | 52.5091 | -7.3479
MV/LV Substation KI***750 |  | 10 kV | _ | LV | 50 kVA :Pole Substation | 0.05 | --> | 0.05 | 0 | 0 | Constrained, otherwise capacity available =43 kVA | --> | 0.048 | 0 | 0 | 0 | 0 | Constrained, otherwise capacity available =48 kW | --> | C21 ex TALBOTS INCH | Talbots Inch [T41,T42] | KILKENNY |  | 52.7143 | -7.2872
MV/LV Substation NU***750Y |  | 10 kV | _ | LV | 200 kVA :Pole Substation | 0.2 | --> | 0.2 | 0.037 | 0.04 | Constrained, otherwise capacity available =200 kVA | --> | 0.19 | 0 | 0 | 0.19 | 0 |  | --> | C18 ex CALLAN | Callan [T41,T42] | KILKENNY |  | 52.5092 | -7.3371
MV/LV Substation WH***750Z |  | 10 kV | _ | LV | 200 kVA :Pole Substation | 0.2 | --> | 0.2 | 0 | 0 | Constrained, otherwise capacity available =143 kVA | --> | 0.19 | 0 | 0 | 0.198 | 0 |  | --> | C14 ex GORESBRIDGE | Goresbridge [T41,T42] | KILKENNY |  | 52.6045 | -6.9228
MV/LV Substation JE***753 |  | 10 kV | _ | LV | 50 kVA :Pole Substation | 0.05 | --> | 0.05 | 0 | 0 | Constrained, otherwise capacity available =48 kVA | --> | 0.048 | 0 | 0 | 0 | 0 | Constrained, otherwise capacity available =48 kW | --> | C21 ex TALBOTS INCH | Talbots Inch [T41,T42] | KILKENNY |  | 52.7268 | -7.2882
MV/LV Substation AY***755Z |  | 10 kV | _ | LV | 50 kVA :Pole Substation | 0.05 | --> | 0.05 | 0 | 0 | Constrained, otherwise capacity available =42 kVA | --> | 0.048 | 0 | 0 | 0.049 | 0 |  | --> | C11 ex ROSEHILL | Rosehill [T41,T42] | KILKENNY |  | 52.6603 | -7.2654
MV/LV Substation BO***759Z |  | 10 kV | _ | LV | 200 kVA :Building Structure | 0.2 | --> | 0.2 | 0 | 0 | Constrained, otherwise capacity available =189 kVA | --> | 0.19 | 0 | 0.006 | 0.187 | 0 |  | --> | C14 ex GORESBRIDGE | Goresbridge [T41,T42] | KILKENNY |  | 52.5976 | -6.9174
MV/LV Substation WK***760Z |  | 10 kV | _ | LV | 200 kVA :Kiosk Substation | 0.2 | --> | 0.2 | 0.173 | 2.8 |  | --> | 0.19 | 0 | 0.08 | 0.134 | 0 |  | --> | C18 ex PURCELLS INCH | Purcells Inch [T41,T42] | KILKENNY |  | 52.6462 | -7.2133
MV/LV Substation LE***763Z |  | 10 kV | _ | LV | 400 kVA :Building Structure | 0.4 | --> | 0.4 | 0.308 | 5.05 |  | --> | 0.38 | 0 | 0 | 0.392 | 0 |  | --> | C14 ex MCDONAGH | Mcdonagh [T41,T42] | KILKENNY |  | 52.6511 | -7.2105
MV/LV Substation OG***767Z |  | 10 kV | _ | LV | 400 kVA :Kiosk Substation | 0.4 | --> | 0.4 | 0 | 0 | Constrained, otherwise capacity available =370 kVA | --> | 0.38 | 0 | 0.005 | 0.38 | 0 |  | --> | C24 ex GORESBRIDGE | Goresbridge [T41,T42] | KILKENNY |  | 52.6302 | -7.0689
MV/LV Substation BL***772Z |  | 10 kV | _ | LV | 50 kVA :Pole Substation | 0.05 | --> | 0.05 | 0.044 | 5.05 |  | --> | 0.048 | 0 | 0 | 0.048 | 0 |  | --> | C14 ex MCDONAGH | Mcdonagh [T41,T42] | KILKENNY |  | 52.6466 | -7.1118
MV/LV Substation SM***775Z |  | 10 kV | _ | LV | 200 kVA :Kiosk Substation | 0.2 | --> | 0.2 | 0 | 0 | Constrained, otherwise capacity available =180 kVA | --> | 0.19 | 0 | 0 | 0.193 | 0 |  | --> | C17 ex ROSEHILL | Rosehill [T41,T42] | KILKENNY |  | 52.6305 | -7.2505
MV/LV Substation KI***783 |  | 20 kV | _ | LV | 400 kVA :Building Structure | 0.4 | --> | 0.4 | 0 | 0 | Constrained, otherwise capacity available =358 kVA | --> | 0.38 | 0 | 0 | 0 | 0 | Constrained, otherwise capacity available =385 kW | --> | E25 ex TALBOTS INCH | Talbots Inch [T41,T42] | KILKENNY |  | 52.6967 | -7.3236
MV/LV Substation PL***788Z |  | 10 kV | _ | LV | 50 kVA :Pole Substation | 0.05 | --> | 0.05 | 0 | 0 | Constrained, otherwise capacity available =41 kVA | --> | 0.048 | 0 | 0 | 0 | 0 | Constrained, otherwise capacity available =49 kW | --> | C21 ex TALBOTS INCH | Talbots Inch [T41,T42] | KILKENNY |  | 52.6755 | -7.2379
MV/LV Substation PL***789Z |  | 10 kV | _ | LV | 50 kVA :Pole Substation | 0.05 | --> | 0.05 | 0.045 | 5.05 |  | --> | 0.048 | 0 | 0 | 0.048 | 0 |  | --> | C20 ex MCDONAGH | Mcdonagh [T41,T42] | KILKENNY |  | 52.6692 | -7.2297
MV/LV Substation PL***790Z |  | 10 kV | _ | LV | 50 kVA :Pole Substation | 0.05 | --> | 0.05 | 0.045 | 5.05 |  | --> | 0.048 | 0 | 0 | 0.048 | 0 |  | --> | C20 ex MCDONAGH | Mcdonagh [T41,T42] | KILKENNY |  | 52.6645 | -7.2276
MV/LV Substation BO***791 |  | 10 kV | _ | LV | 50 kVA :Pole Substation | 0.05 | --> | 0.05 | 0 | 0 | Constrained, otherwise capacity available =48 kVA | --> | 0.048 | 0 | 0 | 0 | 0 | Constrained, otherwise capacity available =48 kW | --> | C15 ex TALBOTS INCH | Talbots Inch [T41,T42] | KILKENNY |  | 52.6675 | -7.3083
MV/LV Substation NO***792X |  | 10 kV | _ | LV | 50 kVA :Pole Substation | 0.05 | --> | 0.05 | 0.042 | 2.78 |  | --> | 0.048 | 0 | 0 | 0.049 | 0 |  | --> | E13 ex BALLYRAGGET | Ballyragget [T421,T422] | BALLYRAGGET |  | 52.7338 | -7.3093
MV/LV Substation TH***794X |  | 20 kV | _ | LV | 100 kVA :Pole Substation | 0.1 | --> | 0.1 | 0 | 0 | Constrained, otherwise capacity available =52 kVA | --> | 0.095 | 0 | 0.05 | 0 | 0 | Constrained, otherwise capacity available =64 kW | --> | E25 ex TALBOTS INCH | Talbots Inch [T41,T42] | KILKENNY |  | 52.7122 | -7.3287
MV/LV Substation BO***796Z |  | 10 kV | _ | LV | 400 kVA :Kiosk Substation | 0.4 | --> | 0.4 | 0.037 | 0.04 | Constrained, otherwise capacity available =321 kVA | --> | 0.38 | 0 | 0.01 | 0.383 | 0 |  | --> | C19 ex CALLAN | Callan [T41,T42] | KILKENNY |  | 52.539 | -7.3888
MV/LV Substation KI***797Z |  | 10 kV | _ | LV | 100 kVA :Pole Substation | 0.1 | --> | 0.1 | 0.089 | 2.8 |  | --> | 0.095 | 0 | 0 | 0.096 | 0 |  | --> | C13 ex PURCELLS INCH | Purcells Inch [T41,T42] | KILKENNY |  | 52.6072 | -7.221
MV/LV Substation JO***798Z |  | 10 kV | _ | LV | 50 kVA :Pole Substation | 0.05 | --> | 0.05 | 0.05 | 5.05 |  | --> | 0.048 | 0 | 0 | 0.048 | 0 |  | --> | C20 ex MCDONAGH | Mcdonagh [T41,T42] | KILKENNY |  | 52.702 | -7.1706
MV/LV Substation BU***801Z |  | 10 kV | _ | LV | 400 kVA :Kiosk Substation | 0.4 | --> | 0.4 | 0 | 0 | Constrained, otherwise capacity available =347 kVA | --> | 0.38 | 0 | 0.009 | 0.38 | 0 |  | --> | C17 ex ROSEHILL | Rosehill [T41,T42] | KILKENNY |  | 52.6408 | -7.27
MV/LV Substation DU***806X |  | 10 kV | _ | LV | 50 kVA :Pole Substation | 0.05 | --> | 0.05 | 0 | 0 | Constrained, otherwise capacity available =44 kVA | --> | 0.048 | 0 | 0 | 0 | 0 | Constrained, otherwise capacity available =48 kW | --> | C21 ex TALBOTS INCH | Talbots Inch [T41,T42] | KILKENNY |  | 52.7034 | -7.2684
MV/LV Substation BU***807Z |  | 10 kV | _ | LV | 200 kVA :Pole Substation | 0.2 | --> | 0.2 | 0.16 | 2.83 |  | --> | 0.19 | 0 | 0 | 0 | 0 | Constrained, otherwise capacity available =195 kW | --> | E12 ex BAGENALSTOWN | Bagenalstown [T421,T422] | CARLOW |  | 52.6555 | -7.03
MV/LV Substation ST***808Y |  | 10 kV | _ | LV | 200 kVA :Pole Substation | 0.2 | --> | 0.2 | 0.037 | 0.04 | Constrained, otherwise capacity available =198 kVA | --> | 0.19 | 0 | 0 | 0.19 | 0 |  | --> | C16 ex CALLAN | Callan [T41,T42] | KILKENNY |  | 52.5425 | -7.2311
MV/LV Substation TR***810X |  | 20 kV | _ | LV | 200 kVA :Building Structure | 0.2 | --> | 0.2 | 0 | 0 | Constrained, otherwise capacity available =200 kVA | --> | 0.19 | 0 | 0 | 0 | 0 | Constrained, otherwise capacity available =190 kW | --> | E25 ex TALBOTS INCH | Talbots Inch [T41,T42] | KILKENNY |  | 52.687 | -7.2747
MV/LV Substation KI***810Z |  | 10 kV | _ | LV | 100 kVA :Pole Substation | 0.1 | --> | 0.1 | 0.037 | 0.04 | Constrained, otherwise capacity available =69 kVA | --> | 0.095 | 0 | 0 | 0.099 | 0 |  | --> | C11 ex CALLAN | Callan [T41,T42] | KILKENNY |  | 52.621 | -7.4186
MV/LV Substation BO***811Z |  | 10 kV | _ | LV | 50 kVA :Pole Substation | 0.05 | --> | 0.05 | 0.037 | 0.04 | Constrained, otherwise capacity available =50 kVA | --> | 0.048 | 0 | 0 | 0.048 | 0 |  | --> | C18 ex CALLAN | Callan [T41,T42] | KILKENNY |  | 52.5364 | -7.3882
MV/LV Substation RE***812X |  | 10 kV | _ | LV | 50 kVA :Pole Substation | 0.05 | --> | 0.05 | 0.038 | 5.05 |  | --> | 0.048 | 0 | 0.005 | 0.045 | 0 |  | --> | C20 ex MCDONAGH | Mcdonagh [T41,T42] | KILKENNY |  | 52.7174 | -7.2356
MV/LV Substation KI***815X |  | 10 kV | _ | LV | 50 kVA :Pole Substation | 0.05 | --> | 0.05 | 0.042 | 5.05 |  | --> | 0.048 | 0 | 0 | 0.049 | 0 |  | --> | C20 ex MCDONAGH | Mcdonagh [T41,T42] | KILKENNY |  | 52.7093 | -7.195
MV/LV Substation KI***817Z |  | 10 kV | _ | LV | 50 kVA :Pole Substation | 0.05 | --> | 0.05 | 0 | 0 | Constrained, otherwise capacity available =42 kVA | --> | 0.048 | 0 | 0 | 0.049 | 0 |  | --> | C11 ex ROSEHILL | Rosehill [T41,T42] | KILKENNY |  | 52.6501 | -7.2831
MV/LV Substation GA***819 |  | 10 kV | _ | LV | 50 kVA :Pole Substation | 0.05 | --> | 0.05 | 0 | 0 | Constrained, otherwise capacity available =39 kVA | --> | 0.048 | 0 | 0 | 0 | 0 | Constrained, otherwise capacity available =49 kW | --> | C15 ex TALBOTS INCH | Talbots Inch [T41,T42] | KILKENNY |  | 52.674 | -7.4102
MV/LV Substation HE***822Z |  | 10 kV | _ | LV | 400 kVA :Kiosk Substation | 0.4 | --> | 0.4 | 0 | 0 | Constrained, otherwise capacity available =396 kVA | --> | 0.38 | 0 | 0 | 0 | 0 | Constrained, otherwise capacity available =381 kW | --> | C16 ex TALBOTS INCH | Talbots Inch [T41,T42] | KILKENNY |  | 52.6534 | -7.2447
MV/LV Substation JO***825Z |  | 10 kV | _ | LV | 400 kVA :Kiosk Substation | 0.4 | --> | 0.4 | 0.359 | 5.05 |  | --> | 0.38 | 0 | 0 | 0.386 | 0 |  | --> | C18 ex MCDONAGH | Mcdonagh [T41,T42] | KILKENNY |  | 52.6557 | -7.2468
MV/LV Substation LI***831 |  | 10 kV | _ | LV | 50 kVA :Pole Substation | 0.05 | --> | 0.05 | 0 | 0 | Constrained, otherwise capacity available =41 kVA | --> | 0.048 | 0 | 0.01 | 0 | 0 | Constrained, otherwise capacity available =41 kW | --> | C15 ex TALBOTS INCH | Talbots Inch [T41,T42] | KILKENNY |  | 52.6658 | -7.4125
MV/LV Substation TU***833 |  | 10 kV | _ | LV | 50 kVA :Pole Substation | 0.05 | --> | 0.05 | 0 | 0 | Constrained, otherwise capacity available =36 kVA | --> | 0.048 | 0 | 0.031 | 0 | 0 | Constrained, otherwise capacity available =26 kW | --> | C15 ex TALBOTS INCH | Talbots Inch [T41,T42] | KILKENNY |  | 52.6721 | -7.425
MV/LV Substation KI***833Z |  | 10 kV | _ | LV | 400 kVA :Kiosk Substation | 0.4 | --> | 0.4 | 0.037 | 0.04 | Constrained, otherwise capacity available =317 kVA | --> | 0.38 | 0 | 0.032 | 0.368 | 0 |  | --> | C19 ex CALLAN | Callan [T41,T42] | KILKENNY |  | 52.5411 | -7.3844
MV/LV Substation BA***834Z |  | 10 kV | _ | LV | 100 kVA :Pole Substation | 0.1 | --> | 0.1 | 0 | 0 | Constrained, otherwise capacity available =98 kVA | --> | 0.095 | 0 | 0 | 0.095 | 0 |  | --> | C14 ex GORESBRIDGE | Goresbridge [T41,T42] | KILKENNY |  | 52.6248 | -6.9933
MV/LV Substation LE***839X |  | 10 kV | _ | LV | 100 kVA :Pole Substation | 0.1 | --> | 0.1 | 0.075 | 5.05 |  | --> | 0.095 | 0 | 0.018 | 0.085 | 0 |  | --> | C14 ex MCDONAGH | Mcdonagh [T41,T42] | KILKENNY |  | 52.6477 | -7.2114
MV/LV Substation TU***841 |  | 10 kV | _ | LV | 100 kVA :Pole Substation | 0.1 | --> | 0.1 | 0 | 0 | Constrained, otherwise capacity available =89 kVA | --> | 0.095 | 0 | 0.02 | 0 | 0 | Constrained, otherwise capacity available =82 kW | --> | C15 ex TALBOTS INCH | Talbots Inch [T41,T42] | KILKENNY |  | 52.6633 | -7.4315
MV/LV Substation TU***842 |  | 10 kV | _ | LV | 50 kVA :Pole Substation | 0.05 | --> | 0.05 | 0 | 0 | Constrained, otherwise capacity available =42 kVA | --> | 0.048 | 0 | 0 | 0 | 0 | Constrained, otherwise capacity available =49 kW | --> | C15 ex TALBOTS INCH | Talbots Inch [T41,T42] | KILKENNY |  | 52.6645 | -7.4256
MV/LV Substation RO***843X |  | 10 kV | _ | LV | 100 kVA :Pole Substation | 0.1 | --> | 0.1 | 0.07 | 2.8 |  | --> | 0.095 | 0 | 0 | 0.099 | 0 |  | --> | C12 ex PURCELLS INCH | Purcells Inch [T41,T42] | KILKENNY |  | 52.6174 | -7.1792
MV/LV Substation CU***844 |  | 10 kV | _ | LV | 50 kVA :Pole Substation | 0.05 | --> | 0.05 | 0 | 0 | Constrained, otherwise capacity available =43 kVA | --> | 0.048 | 0 | 0.005 | 0 | 0 | Constrained, otherwise capacity available =45 kW | --> | C15 ex TALBOTS INCH | Talbots Inch [T41,T42] | KILKENNY |  | 52.6611 | -7.4546
MV/LV Substation B ***852Y |  | 10 kV | _ | LV | 630 kVA :Building Structure | 0.63 | --> | 0.63 | 0.307 | 2.8 |  | --> | 0.598 | 0 | 0 | 0.5 | 0 |  | --> | C12 ex PURCELLS INCH | Purcells Inch [T41,T42] | KILKENNY |  | 52.6014 | -7.1981
MV/LV Substation CO***855Z |  | 10 kV | _ | LV | 100 kVA :Pole Substation | 0.1 | --> | 0.1 | 0.098 | 5.05 |  | --> | 0.095 | 0 | 0 | 0.095 | 0 |  | --> | C20 ex MCDONAGH | Mcdonagh [T41,T42] | KILKENNY |  | 52.7364 | -7.1082
MV/LV Substation KI***856Y |  | 20 kV | _ | LV | 400 kVA :Building Structure | 0.4 | --> | 0.4 | 0 | 0 | Constrained, otherwise capacity available =383 kVA | --> | 0.38 | 0 | 0 | 0 | 0 | Constrained, otherwise capacity available =382 kW | --> | E25 ex TALBOTS INCH | Talbots Inch [T41,T42] | KILKENNY |  | 52.6969 | -7.3224
MV/LV Substation BA***856Z |  | 10 kV | _ | LV | 50 kVA :Pole Substation | 0.05 | --> | 0.05 | 0.043 | 5.05 |  | --> | 0.048 | 0 | 0 | 0.048 | 0 |  | --> | C20 ex MCDONAGH | Mcdonagh [T41,T42] | KILKENNY |  | 52.7114 | -7.104
MV/LV Substation BR***858Z |  | 10 kV | _ | LV | 50 kVA :Pole Substation | 0.05 | --> | 0.05 | 0 | 0 | Constrained, otherwise capacity available =46 kVA | --> | 0.048 | 0 | 0.01 | 0.041 | 0 |  | --> | C11 ex CASTLECOMER | Castlecomer [T41,T42] | BALLYRAGGET |  | 52.736 | -7.1519
MV/LV Substation GR***860Z |  | 10 kV | _ | LV | 50 kVA :Pole Substation | 0.05 | --> | 0.05 | 0.038 | 5.05 |  | --> | 0.048 | 0 | 0 | 0.049 | 0 |  | --> | C20 ex MCDONAGH | Mcdonagh [T41,T42] | KILKENNY |  | 52.6731 | -7.2027
MV/LV Substation TH***861Y |  | 10 kV | _ | LV | 400 kVA :Kiosk Substation | 0.4 | --> | 0.4 | 0.345 | 5.05 |  | --> | 0.38 | 0 | 0.013 | 0.378 | 0 |  | --> | C13 ex MCDONAGH | Mcdonagh [T41,T42] | KILKENNY |  | 52.6656 | -7.2347
MV/LV Substation RE***863Z |  | 10 kV | _ | LV | 400 kVA :Kiosk Substation | 0.4 | --> | 0.4 | 0 | 0 | Constrained, otherwise capacity available =376 kVA | --> | 0.38 | 0 | 0 | 0.383 | 0 |  | --> | C14 ex ROSEHILL | Rosehill [T41,T42] | KILKENNY |  | 52.6509 | -7.2544
MV/LV Substation DU***864Y |  | 10 kV | _ | LV | 100 kVA :Pole Substation | 0.1 | --> | 0.1 | 0.089 | 2.83 |  | --> | 0.095 | 0 | 0 | 0 | 0 | Constrained, otherwise capacity available =96 kW | --> | E12 ex BAGENALSTOWN | Bagenalstown [T421,T422] | CARLOW |  | 52.665 | -6.9937
MV/LV Substation VO***866Y |  | 10 kV | _ | LV | 50 kVA :Pole Substation | 0.05 | --> | 0.05 | 0.037 | 0.04 | Constrained, otherwise capacity available =45 kVA | --> | 0.048 | 0 | 0 | 0.048 | 0 |  | --> | C19 ex CALLAN | Callan [T41,T42] | KILKENNY |  | 52.5489 | -7.3927
MV/LV Substation DY***871Y |  | 10 kV | _ | LV | 630 kVA :Kiosk Substation | 0.63 | --> | 0.63 | 0 | 0 | Constrained, otherwise capacity available =597 kVA | --> | 0.598 | 0 | 0 | 0.5 | 0 |  | --> | C14 ex ROSEHILL | Rosehill [T41,T42] | KILKENNY |  | 52.6493 | -7.2548
MV/LV Substation CU***872 |  | 10 kV | _ | LV | 50 kVA :Pole Substation | 0.05 | --> | 0.05 | 0.037 | 0.04 | Constrained, otherwise capacity available =43 kVA | --> | 0.048 | 0 | 0 | 0.048 | 0 |  | --> | C11 ex CALLAN | Callan [T41,T42] | KILKENNY |  | 52.6141 | -7.3739
MV/LV Substation BR***873 |  | 10 kV | _ | LV | 30 kVA :Pole Substation | 0.03 | --> | 0.03 | 0.021 | 0.04 |  | --> | 0.028 | 0 | 0 | 0.03 | 0 |  | --> | C19 ex CALLAN | Callan [T41,T42] | KILKENNY |  | 52.5529 | -7.3988
MV/LV Substation RA***873Z |  | 10 kV | _ | LV | 630 kVA :Building Structure | 0.63 | --> | 0.63 | 0.5 | 5.05 |  | --> | 0.598 | 0 | 0.032 | 0.5 | 0 |  | --> | C20 ex MCDONAGH | Mcdonagh [T41,T42] | KILKENNY |  | 52.6699 | -7.2316
MV/LV Substation RA***874Z |  | 10 kV | _ | LV | 200 kVA :Kiosk Substation | 0.2 | --> | 0.2 | 0 | 0 | Constrained, otherwise capacity available =83 kVA | --> | 0.19 | 0 | 0.055 | 0 | 0 | Constrained, otherwise capacity available =165 kW | --> | C21 ex TALBOTS INCH | Talbots Inch [T41,T42] | KILKENNY |  | 52.6734 | -7.2343
MV/LV Substation AR***876Z |  | 10 kV | _ | LV | 50 kVA :Pole Substation | 0.05 | --> | 0.05 | 0 | 0 | Constrained, otherwise capacity available =50 kVA | --> | 0.048 | 0 | 0 | 0 | 0 | Constrained, otherwise capacity available =48 kW | --> | C21 ex TALBOTS INCH | Talbots Inch [T41,T42] | KILKENNY |  | 52.7211 | -7.3006
MV/LV Substation BA***881 |  | 10 kV | _ | LV | 50 kVA :Pole Substation | 0.05 | --> | 0.05 | 0.037 | 0.04 | Constrained, otherwise capacity available =46 kVA | --> | 0.048 | 0 | 0 | 0.048 | 0 |  | --> | C11 ex CALLAN | Callan [T41,T42] | KILKENNY |  | 52.608 | -7.4
MV/LV Substation CA***883X |  | 10 kV | _ | LV | 200 kVA :Pole Substation | 0.2 | --> | 0.2 | 0 | 0 | Constrained, otherwise capacity available =183 kVA | --> | 0.19 | 0 | 0 | 0.192 | 0 |  | --> | C17 ex ROSEHILL | Rosehill [T41,T42] | KILKENNY |  | 52.6041 | -7.3044
MV/LV Substation BO***885Y |  | 10 kV | _ | LV | 50 kVA :Pole Substation | 0.05 | --> | 0.05 | 0 | 0 | Constrained, otherwise capacity available =37 kVA | --> | 0.048 | 0 | 0.025 | 0.031 | 0 |  | --> | C14 ex GORESBRIDGE | Goresbridge [T41,T42] | KILKENNY |  | 52.6059 | -6.9328
MV/LV Substation BA***887Z |  | 10 kV | _ | LV | 50 kVA :Pole Substation | 0.05 | --> | 0.05 | 0 | 0 | Constrained, otherwise capacity available =50 kVA | --> | 0.048 | 0 | 0 | 0.048 | 0 |  | --> | C17 ex GORESBRIDGE | Goresbridge [T41,T42] | KILKENNY |  | 52.6416 | -6.9196
MV/LV Substation BE***890X |  | 10 kV | _ | LV | 150 kVA :Pole Substation | 0.15 | --> | 0.15 | 0.149 | 2.8 |  | --> | 0.142 | 0 | 0 | 0.143 | 0 |  | --> | C12 ex PURCELLS INCH | Purcells Inch [T41,T42] | KILKENNY |  | 52.5907 | -7.1987
MV/LV Substation AI***891Z |  | 10 kV | _ | LV | 200 kVA :Kiosk Substation | 0.2 | --> | 0.2 | 0.156 | 2.8 |  | --> | 0.19 | 0 | 0.046 | 0.162 | 0 |  | --> | C13 ex PURCELLS INCH | Purcells Inch [T41,T42] | KILKENNY |  | 52.6352 | -7.2362
MV/LV Substation GR***894X |  | 10 kV | _ | LV | 100 kVA :Pole Substation | 0.1 | --> | 0.1 | 0 | 0 | Constrained, otherwise capacity available =88 kVA | --> | 0.095 | 0 | 0 | 0.097 | 0 |  | --> | C17 ex ROSEHILL | Rosehill [T41,T42] | KILKENNY |  | 52.601 | -7.2452
MV/LV Substation BA***897X |  | 10 kV | _ | LV | 100 kVA :Pole Substation | 0.1 | --> | 0.1 | 0.052 | 2.8 |  | --> | 0.095 | 0 | 0.015 | 0.09 | 0 |  | --> | C12 ex PURCELLS INCH | Purcells Inch [T41,T42] | KILKENNY |  | 52.5931 | -7.1769
MV/LV Substation MU***900 |  | 10 kV | _ | LV | 50 kVA :Pole Substation | 0.05 | --> | 0.05 | 0.037 | 0.04 | Constrained, otherwise capacity available =47 kVA | --> | 0.048 | 0 | 0 | 0.048 | 0 |  | --> | C11 ex CALLAN | Callan [T41,T42] | KILKENNY |  | 52.5979 | -7.3682
MV/LV Substation NU***902Y |  | 10 kV | _ | LV | 400 kVA :Kiosk Substation | 0.4 | --> | 0.4 | 0 | 0 | Constrained, otherwise capacity available =355 kVA | --> | 0.38 | 0 | 0.011 | 0.378 | 0 |  | --> | C14 ex ROSEHILL | Rosehill [T41,T42] | KILKENNY |  | 52.6477 | -7.2444
MV/LV Substation RO***902Z |  | 10 kV | _ | LV | 200 kVA :Kiosk Substation | 0.2 | --> | 0.2 | 0 | 0 | Constrained, otherwise capacity available =200 kVA | --> | 0.19 | 0 | 0 | 0.19 | 0 |  | --> | C11 ex ROSEHILL | Rosehill [T41,T42] | KILKENNY |  | 52.6429 | -7.2635
MV/LV Substation BA***906Z |  | 10 kV | _ | LV | 200 kVA :Pole Substation | 0.2 | --> | 0.2 | 0.2 | 5.05 |  | --> | 0.19 | 0 | 0 | 0.19 | 0 |  | --> | C14 ex MCDONAGH | Mcdonagh [T41,T42] | KILKENNY |  | 52.6384 | -7.1606
MV/LV Substation PA***907Y |  | 10 kV | _ | LV | 400 kVA :Kiosk Substation | 0.4 | --> | 0.4 | 0 | 0 | Constrained, otherwise capacity available =263 kVA | --> | 0.38 | 0 | 0 | 0.398 | 0 |  | --> | C14 ex ROSEHILL | Rosehill [T41,T42] | KILKENNY |  | 52.6494 | -7.2525
MV/LV Substation SI***908 |  | 10 kV | _ | LV | 50 kVA :Pole Substation | 0.05 | --> | 0.05 | 0.041 | 2.8 |  | --> | 0.048 | 0 | 0.01 | 0.041 | 0 |  | --> | C13 ex PURCELLS INCH | Purcells Inch [T41,T42] | KILKENNY |  | 52.6438 | -7.2224
MV/LV Substation OR***911Y |  | 10 kV | _ | LV | 1000 kVA :Kiosk Substation | 1 | --> | 1 | 0 | 0 | Constrained, otherwise capacity available =802 kVA | --> | 0.95 | 0 | 0 | 0.5 | 0 |  | --> | C14 ex ROSEHILL | Rosehill [T41,T42] | KILKENNY |  | 52.6493 | -7.2536
MV/LV Substation KN***915 |  | 10 kV | _ | LV | 50 kVA :Pole Substation | 0.05 | --> | 0.05 | 0.037 | 0.04 | Constrained, otherwise capacity available =40 kVA | --> | 0.048 | 0 | 0 | 0.049 | 0 |  | --> | C11 ex CALLAN | Callan [T41,T42] | KILKENNY |  | 52.5673 | -7.3703
MV/LV Substation KN***916 |  | 10 kV | _ | LV | 50 kVA :Pole Substation | 0.05 | --> | 0.05 | 0 | 0 | Constrained, otherwise capacity available =38 kVA | --> | 0.048 | 0 | 0.005 | 0.045 | 0 |  | --> | C17 ex ROSEHILL | Rosehill [T41,T42] | KILKENNY |  | 52.5644 | -7.3583
MV/LV Substation KE***919Y |  | 10 kV | _ | LV | 200 kVA :Pole Substation | 0.2 | --> | 0.2 | 0.163 | 2.83 |  | --> | 0.19 | 0 | 0 | 0 | 0 | Constrained, otherwise capacity available =195 kW | --> | E12 ex BAGENALSTOWN | Bagenalstown [T421,T422] | CARLOW |  | 52.6889 | -7.0519
MV/LV Substation BR***920Z |  | 10 kV | _ | LV | 50 kVA :Pole Substation | 0.05 | --> | 0.05 | 0 | 0 | Constrained, otherwise capacity available =34 kVA | --> | 0.048 | 0 | 0 | 0 | 0 | Constrained, otherwise capacity available =50 kW | --> | C15 ex TALBOTS INCH | Talbots Inch [T41,T42] | KILKENNY |  | 52.6737 | -7.4356
MV/LV Substation OA***921Y |  | 10 kV | _ | LV | 50 kVA :Pole Substation | 0.05 | --> | 0.05 | 0 | 0 | Constrained, otherwise capacity available =26 kVA | --> | 0.048 | 0 | 0 | 0.051 | 0 |  | --> | C14 ex GORESBRIDGE | Goresbridge [T41,T42] | KILKENNY |  | 52.6056 | -6.9355
MV/LV Substation PU***922X |  | 10 kV | _ | LV | 630 kVA :Building Structure | 0.63 | --> | 0.63 | 0.469 | 2.8 |  | --> | 0.598 | 0 | 0 | 0.5 | 0 |  | --> | C13 ex PURCELLS INCH | Purcells Inch [T41,T42] | KILKENNY |  | 52.6432 | -7.2159
MV/LV Substation HE***923X |  | 10 kV | _ | LV | 100 kVA :Pole Substation | 0.1 | --> | 0.1 | 0 | 0 | Constrained, otherwise capacity available =76 kVA | --> | 0.095 | 0 | 0.017 | 0.086 | 0 |  | --> | C17 ex ROSEHILL | Rosehill [T41,T42] | KILKENNY |  | 52.6335 | -7.275
MV/LV Substation DR***925X |  | 10 kV | _ | LV | 50 kVA :Pole Substation | 0.05 | --> | 0.05 | 0 | 0 | Constrained, otherwise capacity available =40 kVA | --> | 0.048 | 0 | 0.01 | 0.041 | 0 |  | --> | C11 ex ROSEHILL | Rosehill [T41,T42] | KILKENNY |  | 52.6449 | -7.2904
MV/LV Substation WA***925Z |  | 10 kV | _ | LV | 100 kVA :Pole Substation | 0.1 | --> | 0.1 | 0 | 0 | Constrained, otherwise capacity available =78 kVA | --> | 0.095 | 0 | 0 | 0.098 | 0 |  | --> | C24 ex GORESBRIDGE | Goresbridge [T41,T42] | KILKENNY |  | 52.6245 | -7.0568
MV/LV Substation KI***926X |  | 10 kV | _ | LV | 50 kVA :Pole Substation | 0.05 | --> | 0.05 | 0 | 0 | Constrained, otherwise capacity available =38 kVA | --> | 0.048 | 0 | 0 | 0 | 0 | Constrained, otherwise capacity available =49 kW | --> | C16 ex TALBOTS INCH | Talbots Inch [T41,T42] | KILKENNY |  | 52.6697 | -7.2648
MV/LV Substation DU***932Z |  | 10 kV | _ | LV | 100 kVA :Pole Substation | 0.1 | --> | 0.1 | 0.092 | 2.83 |  | --> | 0.095 | 0 | 0 | 0 | 0 | Constrained, otherwise capacity available =96 kW | --> | E12 ex BAGENALSTOWN | Bagenalstown [T421,T422] | CARLOW |  | 52.6662 | -6.9897
MV/LV Substation LO***933X |  | 10 kV | _ | LV | 50 kVA :Pole Substation | 0.05 | --> | 0.05 | 0 | 0 | Constrained, otherwise capacity available =42 kVA | --> | 0.048 | 0 | 0.006 | 0 | 0 | Constrained, otherwise capacity available =44 kW | --> | C21 ex TALBOTS INCH | Talbots Inch [T41,T42] | KILKENNY |  | 52.6803 | -7.2585
MV/LV Substation PO***934Y |  | 10 kV | _ | LV | 200 kVA :Kiosk Substation | 0.2 | --> | 0.2 | 0.154 | 5.05 |  | --> | 0.19 | 0 | 0.016 | 0.184 | 0 |  | --> | C13 ex MCDONAGH | Mcdonagh [T41,T42] | KILKENNY |  | 52.6649 | -7.2325
MV/LV Substation KI***935Y |  | 10 kV | _ | LV | 50 kVA :Pole Substation | 0.05 | --> | 0.05 | 0.044 | 2.83 |  | --> | 0.048 | 0 | 0 | 0 | 0 | Constrained, otherwise capacity available =48 kW | --> | E12 ex BAGENALSTOWN | Bagenalstown [T421,T422] | CARLOW |  | 52.6721 | -7.0442
MV/LV Substation RI***937Y |  | 10 kV | _ | LV | 630 kVA :Building Structure | 0.63 | --> | 0.63 | 0.5 | 5.05 |  | --> | 0.598 | 0 | 0 | 0.5 | 0 |  | --> | C19 ex MCDONAGH | Mcdonagh [T41,T42] | KILKENNY |  | 52.6517 | -7.2485
MV/LV Substation BO***940Z |  | 10 kV | _ | LV | 630 kVA :Building Structure | 0.63 | --> | 0.63 | 0 | 0 | Constrained, otherwise capacity available =493 kVA | --> | 0.598 | 0 | 0 | 0.5 | 0 |  | --> | C19 ex ROSEHILL | Rosehill [T41,T42] | KILKENNY |  | 52.6407 | -7.2463
MV/LV Substation DU***942X |  | 10 kV | _ | LV | 400 kVA :Kiosk Substation | 0.4 | --> | 0.4 | 0 | 0 | Constrained, otherwise capacity available =396 kVA | --> | 0.38 | 0 | 0 | 0 | 0 | Constrained, otherwise capacity available =380 kW | --> | C21 ex TALBOTS INCH | Talbots Inch [T41,T42] | KILKENNY |  | 52.6872 | -7.2574
MV/LV Substation MA***943 |  | 10 kV | _ | LV | 50 kVA :Pole Substation | 0.05 | --> | 0.05 | 0.037 | 0.04 | Constrained, otherwise capacity available =46 kVA | --> | 0.048 | 0 | 0 | 0.048 | 0 |  | --> | C18 ex CALLAN | Callan [T41,T42] | KILKENNY |  | 52.5343 | -7.3696
MV/LV Substation ME***943Z |  | 10 kV | _ | LV | 400 kVA :Building Structure | 0.4 | --> | 0.4 | 0 | 0 | Constrained, otherwise capacity available =332 kVA | --> | 0.38 | 0 | 0 | 0.386 | 0 |  | --> | C20 ex ROSEHILL | Rosehill [T41,T42] | KILKENNY |  | 52.6339 | -7.2473
MV/LV Substation CO***944Z |  | 10 kV | _ | LV | 630 kVA :Building Structure | 0.63 | --> | 0.63 | 0 | 0 | Constrained, otherwise capacity available =582 kVA | --> | 0.598 | 0 | 0 | 0.5 | 0 |  | --> | C18 ex ROSEHILL | Rosehill [T41,T42] | KILKENNY |  | 52.6543 | -7.2532
MV/LV Substation MA***949 |  | 10 kV | _ | LV | 50 kVA :Pole Substation | 0.05 | --> | 0.05 | 0.037 | 0.04 | Constrained, otherwise capacity available =38 kVA | --> | 0.048 | 0 | 0 | 0.049 | 0 |  | --> | C18 ex CALLAN | Callan [T41,T42] | KILKENNY |  | 52.5262 | -7.3532
MV/LV Substation MA***950 |  | 10 kV | _ | LV | 50 kVA :Pole Substation | 0.05 | --> | 0.05 | 0.034 | 0.04 |  | --> | 0.048 | 0 | 0 | 0.05 | 0 |  | --> | C18 ex CALLAN | Callan [T41,T42] | KILKENNY |  | 52.5308 | -7.3506
MV/LV Substation BA***950X |  | 10 kV | _ | LV | 50 kVA :Pole Substation | 0.05 | --> | 0.05 | 0.035 | 5.05 |  | --> | 0.048 | 0 | 0.011 | 0.041 | 0 |  | --> | C20 ex MCDONAGH | Mcdonagh [T41,T42] | KILKENNY |  | 52.6843 | -7.1678
MV/LV Substation CA***953Y |  | 10 kV | _ | LV | 200 kVA :Kiosk Substation | 0.2 | --> | 0.2 | 0 | 0 | Constrained, otherwise capacity available =116 kVA | --> | 0.19 | 0 | 0.007 | 0.196 | 0 |  | --> | C19 ex ROSEHILL | Rosehill [T41,T42] | KILKENNY |  | 52.6442 | -7.2516
MV/LV Substation JO***953Z |  | 10 kV | _ | LV | 630 kVA :Kiosk Substation | 0.63 | --> | 0.63 | 0.5 | 2.8 |  | --> | 0.598 | 0 | 0 | 0.5 | 0 |  | --> | C13 ex PURCELLS INCH | Purcells Inch [T41,T42] | KILKENNY |  | 52.6326 | -7.2341
MV/LV Substation EN***954Y |  | 10 kV | _ | LV | 100 kVA :Pole Substation | 0.1 | --> | 0.1 | 0.037 | 0.04 | Constrained, otherwise capacity available =89 kVA | --> | 0.095 | 0 | 0 | 0.096 | 0 |  | --> | C16 ex CALLAN | Callan [T41,T42] | KILKENNY |  | 52.5433 | -7.228
MV/LV Substation PA***955 |  | 10 kV | _ | LV | 400 kVA :Kiosk Substation | 0.4 | --> | 0.4 | 0 | 0 | Constrained, otherwise capacity available =357 kVA | --> | 0.38 | 0 | 0 | 0.386 | 0 |  | --> | C11 ex ROSEHILL | Rosehill [T41,T42] | KILKENNY |  | 52.6589 | -7.274
MV/LV Substation BO***957Y |  | 10 kV | _ | LV | 1000 kVA :Building Structure | 1 | --> | 1 | 0.5 | 2.8 |  | --> | 0.95 | 0 | 0 | 0.5 | 0 |  | --> | C13 ex PURCELLS INCH | Purcells Inch [T41,T42] | KILKENNY |  | 52.6338 | -7.235
MV/LV Substation KI***957Z |  | 10 kV | _ | LV | 50 kVA :Pole Substation | 0.05 | --> | 0.05 | 0.05 | 5.05 |  | --> | 0.048 | 0 | 0 | 0.048 | 0 |  | --> | C20 ex MCDONAGH | Mcdonagh [T41,T42] | KILKENNY |  | 52.687 | -7.1413
MV/LV Substation JE***959X |  | 10 kV | _ | LV | 50 kVA :Pole Substation | 0.05 | --> | 0.05 | 0.05 | 2.78 |  | --> | 0.048 | 0 | 0 | 0.048 | 0 |  | --> | E13 ex BALLYRAGGET | Ballyragget [T421,T422] | BALLYRAGGET |  | 52.735 | -7.3076
MV/LV Substation NE***963 |  | 10 kV | _ | LV | 100 kVA :Pole Substation | 0.1 | --> | 0.1 | 0.037 | 0.04 | Constrained, otherwise capacity available =89 kVA | --> | 0.095 | 0 | 0 | 0.096 | 0 |  | --> | C16 ex CALLAN | Callan [T41,T42] | KILKENNY |  | 52.5458 | -7.3029
MV/LV Substation AR***969X |  | 10 kV | _ | LV | 50 kVA :Pole Substation | 0.05 | --> | 0.05 | 0 | 0 | Constrained, otherwise capacity available =49 kVA | --> | 0.048 | 0 | 0 | 0.048 | 0 |  | --> | C19 ex ROSEHILL | Rosehill [T41,T42] | KILKENNY |  | 52.6399 | -7.2601
MV/LV Substation KI***970Y |  | 10 kV | _ | LV | 400 kVA :Building Structure | 0.4 | --> | 0.4 | 0.397 | 2.8 |  | --> | 0.38 | 0 | 0 | 0.38 | 0 |  | --> | C18 ex PURCELLS INCH | Purcells Inch [T41,T42] | KILKENNY |  | 52.6444 | -7.2106
MV/LV Substation MO***972 |  | 10 kV | _ | LV | 50 kVA :Pole Substation | 0.05 | --> | 0.05 | 0.037 | 0.04 | Constrained, otherwise capacity available =43 kVA | --> | 0.048 | 0 | 0.002 | 0.047 | 0 |  | --> | C16 ex CALLAN | Callan [T41,T42] | KILKENNY |  | 52.5441 | -7.3665
MV/LV Substation TE***972X |  | 10 kV | _ | LV | 200 kVA :Building Structure | 0.2 | --> | 0.2 | 0.166 | 2.8 |  | --> | 0.19 | 0 | 0 | 0.195 | 0 |  | --> | C13 ex PURCELLS INCH | Purcells Inch [T41,T42] | KILKENNY |  | 52.6444 | -7.2138
MV/LV Substation LA***973Y |  | 10 kV | _ | LV | 200 kVA :Kiosk Substation | 0.2 | --> | 0.2 | 0.037 | 0.04 | Constrained, otherwise capacity available =150 kVA | --> | 0.19 | 0 | 0.024 | 0.179 | 0 |  | --> | C16 ex CALLAN | Callan [T41,T42] | KILKENNY |  | 52.5365 | -7.2317
MV/LV Substation HE***976X |  | 10 kV | _ | LV | 400 kVA :Kiosk Substation | 0.4 | --> | 0.4 | 0.308 | 5.05 |  | --> | 0.38 | 0 | 0.118 | 0.305 | 0 |  | --> | C14 ex MCDONAGH | Mcdonagh [T41,T42] | KILKENNY |  | 52.6547 | -7.2268
MV/LV Substation CL***978 |  | 10 kV | _ | LV | 200 kVA :Pole Substation | 0.2 | --> | 0.2 | 0.037 | 0.04 | Constrained, otherwise capacity available =198 kVA | --> | 0.19 | 0 | 0 | 0.19 | 0 |  | --> | C11 ex CALLAN | Callan [T41,T42] | KILKENNY |  | 52.6111 | -7.3797
MV/LV Substation NO***980Y |  | 10 kV | _ | LV | 400 kVA :Kiosk Substation | 0.4 | --> | 0.4 | 0 | 0 | Constrained, otherwise capacity available =361 kVA | --> | 0.38 | 0 | 0.011 | 0 | 0 | Constrained, otherwise capacity available =377 kW | --> | C16 ex TALBOTS INCH | Talbots Inch [T41,T42] | KILKENNY |  | 52.6649 | -7.2539
MV/LV Substation PE***981Y |  | 10 kV | _ | LV | 1000 kVA :Building Structure | 1 | --> | 1 | 0 | 0 | Constrained, otherwise capacity available =942 kVA | --> | 0.95 | 0 | 0 | 0.5 | 0 |  | --> | C14 ex ROSEHILL | Rosehill [T41,T42] | KILKENNY |  | 52.6506 | -7.2532
MV/LV Substation KE***984Y |  | 10 kV | _ | LV | 400 kVA :Building Structure | 0.4 | --> | 0.4 | 0.33 | 2.83 |  | --> | 0.38 | 0 | 0 | 0 | 0 | Constrained, otherwise capacity available =389 kW | --> | E12 ex BAGENALSTOWN | Bagenalstown [T421,T422] | CARLOW |  | 52.6914 | -7.0461
MV/LV Substation BE***989Y |  | 10 kV | _ | LV | 200 kVA :Kiosk Substation | 0.2 | --> | 0.2 | 0.037 | 0.04 | Constrained, otherwise capacity available =154 kVA | --> | 0.19 | 0 | 0.041 | 0.166 | 0 |  | --> | C16 ex CALLAN | Callan [T41,T42] | KILKENNY |  | 52.537 | -7.2726
MV/LV Substation RE***993X |  | 10 kV | _ | LV | 50 kVA :Pole Substation | 0.05 | --> | 0.05 | 0 | 0 | Constrained, otherwise capacity available =46 kVA | --> | 0.048 | 0 | 0.005 | 0.044 | 0 |  | --> | C24 ex GORESBRIDGE | Goresbridge [T41,T42] | KILKENNY |  | 52.6331 | -7.0597
MV/LV Substation DU***995Y |  | 10 kV | _ | LV | 50 kVA :Pole Substation | 0.05 | --> | 0.05 | 0 | 0 | Constrained, otherwise capacity available =48 kVA | --> | 0.048 | 0 | 0 | 0.048 | 0 |  | --> | C23 ex GORESBRIDGE | Goresbridge [T41,T42] | KILKENNY |  | 52.6452 | -7.002
MV/LV Substation DU***996X |  | 10 kV | _ | LV | 50 kVA :Pole Substation | 0.05 | --> | 0.05 | 0 | 0 | Constrained, otherwise capacity available =48 kVA | --> | 0.048 | 0 | 0 | 0 | 0 | Constrained, otherwise capacity available =48 kW | --> | C21 ex TALBOTS INCH | Talbots Inch [T41,T42] | KILKENNY |  | 52.6933 | -7.2679
MV/LV Substation SI***997Y |  | 10 kV | _ | LV | 400 kVA :Kiosk Substation | 0.4 | --> | 0.4 | 0.377 | 2.8 |  | --> | 0.38 | 0 | 0 | 0.383 | 0 |  | --> | C13 ex PURCELLS INCH | Purcells Inch [T41,T42] | KILKENNY |  | 52.6365 | -7.2382
MV/LV Substation LE***004 |  | 10 kV | _ | LV | 400 kVA :Building Structure | 0.4 | --> | 0.4 | 0.319 | 1.99 |  | --> | 0.38 | 0 | 0 | 0 | 0 | Constrained, otherwise capacity available =391 kW | --> | C11 ex GRAIGUE | Graigue [T41,T42] | CARLOW |  | 52.8343 | -6.9391
MV/LV Substation BU***006 |  | 10 kV | _ | LV | 630 kVA :Kiosk Substation | 0.63 | --> | 0.63 | 0.434 | 1.99 |  | --> | 0.598 | 0 | 0 | 0 | 0 | Constrained, otherwise capacity available =625 kW | --> | C11 ex GRAIGUE | Graigue [T41,T42] | CARLOW |  | 52.8354 | -6.9329
MV/LV Substation CO***008 |  | 10 kV | _ | LV | 630 kVA :Kiosk Substation | 0.63 | --> | 0.63 | 0.445 | 1.99 |  | --> | 0.598 | 0 | 0 | 0 | 0 | Constrained, otherwise capacity available =623 kW | --> | C14 ex GRAIGUE | Graigue [T41,T42] | CARLOW |  | 52.8391 | -6.9295
MV/LV Substation BA***009 |  | 10 kV | _ | LV | 400 kVA :Kiosk Substation | 0.4 | --> | 0.4 | 0.282 | 1.99 |  | --> | 0.38 | 0 | 0.008 | 0 | 0 | Constrained, otherwise capacity available =390 kW | --> | C11 ex GRAIGUE | Graigue [T41,T42] | CARLOW |  | 52.8328 | -6.9362
MV/LV Substation P ***010 |  | 10 kV | _ | LV | 630 kVA :Building Structure | 0.63 | --> | 0.63 | 0 | 0 | Constrained, otherwise capacity available =534 kVA | --> | 0.598 | 0 | 0.027 | 0 | 0 | Constrained, otherwise capacity available =592 kW | --> | C17 ex POLLERTON | Pollerton [T41,T42] | CARLOW |  | 52.8451 | -6.9235
MV/LV Substation FR***011 |  | 10 kV | _ | LV | 400 kVA :Kiosk Substation | 0.4 | --> | 0.4 | 0.344 | 1.99 |  | --> | 0.38 | 0 | 0.023 | 0 | 0 | Constrained, otherwise capacity available =370 kW | --> | C20 ex GRAIGUE | Graigue [T41,T42] | CARLOW |  | 52.837 | -6.9518
MV/LV Substation PO***013 |  | 10 kV | _ | LV | 200 kVA :Pole Substation | 0.2 | --> | 0.2 | 0 | 0 | Constrained, otherwise capacity available =104 kVA | --> | 0.19 | 0 | 0.101 | 0 | 0 | Constrained, otherwise capacity available =128 kW | --> | C11 ex POLLERTON | Pollerton [T41,T42] | CARLOW |  | 52.8396 | -6.8953
MV/LV Substation BE***014Y |  | 20 kV | _ | LV | 200 kVA :Kiosk Substation | 0.2 | --> | 0.2 | 0.173 | 2.83 |  | --> | 0.19 | 0 | 0.017 | 0 | 0 | Constrained, otherwise capacity available =181 kW | --> | E12 ex BAGENALSTOWN | Bagenalstown [T421,T422] | CARLOW |  | 52.7017 | -6.9664
MV/LV Substation SL***015 |  | 10 kV | _ | LV | 400 kVA :Kiosk Substation | 0.4 | --> | 0.4 | 0.244 | 1.99 |  | --> | 0.38 | 0 | 0.01 | 0 | 0 | Constrained, otherwise capacity available =393 kW | --> | C18 ex GRAIGUE | Graigue [T41,T42] | CARLOW |  | 52.841 | -6.9385
MV/LV Substation KI***016 |  | 10 kV | _ | LV | 400 kVA :Kiosk Substation | 0.4 | --> | 0.4 | 0.312 | 1.99 |  | --> | 0.38 | 0 | 0 | 0 | 0 | Constrained, otherwise capacity available =392 kW | --> | C17 ex GRAIGUE | Graigue [T41,T42] | CARLOW |  | 52.8271 | -6.9377
MV/LV Substation SH***017 |  | 10 kV | _ | LV | 200 kVA :Pole Substation | 0.2 | --> | 0.2 | 0 | 0 | Constrained, otherwise capacity available =103 kVA | --> | 0.19 | 0 | 0.016 | 0 | 0 | Constrained, otherwise capacity available =191 kW | --> | C11 ex POLLERTON | Pollerton [T41,T42] | CARLOW |  | 52.8411 | -6.8984
MV/LV Substation ME***018 |  | 10 kV | _ | LV | 200 kVA :Kiosk Substation | 0.2 | --> | 0.2 | 0 | 0 | Constrained, otherwise capacity available =5 kVA | --> | 0.19 | 0 | 0 | 0 | 0 | Constrained, otherwise capacity available =215 kW | --> | C17 ex POLLERTON | Pollerton [T41,T42] | CARLOW |  | 52.8431 | -6.9261
MV/LV Substation HA***021Y |  | 10 kV | _ | LV | 400 kVA :Kiosk Substation | 0.4 | --> | 0.4 | 0 | 0 | Constrained, otherwise capacity available =394 kVA | --> | 0.38 | 0 | 0.015 | 0 | 0 | Constrained, otherwise capacity available =370 kW | --> | C20 ex POLLERTON | Pollerton [T41,T42] | CARLOW |  | 52.8407 | -6.8803
MV/LV Substation CA***029Y |  | 10 kV | _ | LV | 400 kVA :Kiosk Substation | 0.4 | --> | 0.4 | 0 | 0 | Constrained, otherwise capacity available =363 kVA | --> | 0.38 | 0 | 0 | 0 | 0 | Constrained, otherwise capacity available =385 kW | --> | C17 ex POLLERTON | Pollerton [T41,T42] | CARLOW |  | 52.841 | -6.9232
MV/LV Substation CA***031Y |  | 20 kV | _ | LV | 400 kVA :Kiosk Substation | 0.4 | --> | 0.4 | 0.338 | 1.99 |  | --> | 0.38 | 0 | 0 | 0 | 0 | Constrained, otherwise capacity available =388 kW | --> | C19 ex GRAIGUE | Graigue [T41,T42] | CARLOW |  | 52.8257 | -6.9378
MV/LV Substation FE***047Y |  | 10 kV | _ | LV | 400 kVA :Kiosk Substation | 0.4 | --> | 0.4 | 0.333 | 1.99 |  | --> | 0.38 | 0 | 0.021 | 0 | 0 | Constrained, otherwise capacity available =374 kW | --> | C17 ex GRAIGUE | Graigue [T41,T42] | CARLOW |  | 52.8287 | -6.9272
MV/LV Substation AL***048Y |  | 10 kV | _ | LV | 200 kVA :Kiosk Substation | 0.2 | --> | 0.2 | 0 | 1.99 |  | --> | 0.19 | 0 | 0 | 0 | 0 | Constrained, otherwise capacity available =210 kW | --> | C11 ex GRAIGUE | Graigue [T41,T42] | CARLOW |  | 52.8332 | -6.9278
MV/LV Substation RO***049Y |  | 20 kV | _ | LV | 50 kVA :Pole Substation | 0.05 | --> | 0.05 | 0.035 | 1.99 |  | --> | 0.048 | 0 | 0.003 | 0 | 0 | Constrained, otherwise capacity available =47 kW | --> | C19 ex GRAIGUE | Graigue [T41,T42] | CARLOW |  | 52.8106 | -7.0077
MV/LV Substation ST***051Y |  | 10 kV | _ | LV | 100 kVA :Pole Substation | 0.1 | --> | 0.1 | 0 | 0 | Constrained, otherwise capacity available =91 kVA | --> | 0.095 | 0 | 0 | 0 | 0 | Constrained, otherwise capacity available =96 kW | --> | C20 ex POLLERTON | Pollerton [T41,T42] | CARLOW |  | 52.8389 | -6.9102
MV/LV Substation PO***057Y |  | 10 kV | _ | LV | 200 kVA :Kiosk Substation | 0.2 | --> | 0.2 | 0.199 | 1.99 |  | --> | 0.19 | 0 | 0 | 0 | 0 | Constrained, otherwise capacity available =190 kW | --> | C18 ex GRAIGUE | Graigue [T41,T42] | CARLOW |  | 52.8411 | -6.9484
MV/LV Substation SP***058Y |  | 20 kV | _ | LV | 200 kVA :Kiosk Substation | 0.2 | --> | 0.2 | 0.153 | 1.99 |  | --> | 0.19 | 0 | 0.008 | 0 | 0 | Constrained, otherwise capacity available =190 kW | --> | C19 ex GRAIGUE | Graigue [T41,T42] | CARLOW |  | 52.8338 | -6.9446
MV/LV Substation MI***059 |  | 10 kV | _ | LV | 630 kVA :Building Structure | 0.63 | --> | 0.63 | 0.454 | 1.99 |  | --> | 0.598 | 0 | 0 | 0 | 0 | Constrained, otherwise capacity available =622 kW | --> | C11 ex GRAIGUE | Graigue [T41,T42] | CARLOW |  | 52.8361 | -6.9355
MV/LV Substation KE***063 |  | 10 kV | _ | LV | 400 kVA :Kiosk Substation | 0.4 | --> | 0.4 | 0 | 0 | Constrained, otherwise capacity available =248 kVA | --> | 0.38 | 0 | 0.011 | 0 | 0 | Constrained, otherwise capacity available =392 kW | --> | C19 ex POLLERTON | Pollerton [T41,T42] | CARLOW |  | 52.8343 | -6.9274
MV/LV Substation RO***063Y |  | 10 kV | _ | LV | 400 kVA :Kiosk Substation | 0.4 | --> | 0.4 | 0.264 | 1.99 |  | --> | 0.38 | 0 | 0.037 | 0 | 0 | Constrained, otherwise capacity available =371 kW | --> | C17 ex GRAIGUE | Graigue [T41,T42] | CARLOW |  | 52.8315 | -6.943
MV/LV Substation MO***064Y |  | 20 kV | _ | LV | 50 kVA :Pole Substation | 0.05 | --> | 0.05 | 0.036 | 2.83 |  | --> | 0.048 | 0 | 0 | 0 | 0 | Constrained, otherwise capacity available =49 kW | --> | E12 ex BAGENALSTOWN | Bagenalstown [T421,T422] | CARLOW |  | 52.7108 | -7.0266
MV/LV Substation BE***081 |  | 10 kV | _ | LV | 100 kVA :Pole Substation | 0.1 | --> | 0.1 | 0 | 0 | Constrained, otherwise capacity available =49 kVA | --> | 0.095 | 0 | 0.013 | 0 | 0 | Constrained, otherwise capacity available =92 kW | --> | C11 ex POLLERTON | Pollerton [T41,T42] | CARLOW |  | 52.8438 | -6.9026
MV/LV Substation DU***081Y |  | 10 kV | _ | LV | 630 kVA :Kiosk Substation | 0.63 | --> | 0.63 | 0.5 | 1.99 |  | --> | 0.598 | 0 | 0 | 0 | 0 | Constrained, otherwise capacity available =607 kW | --> | C11 ex GRAIGUE | Graigue [T41,T42] | CARLOW |  | 52.8364 | -6.932
MV/LV Substation GR***082 |  | 10 kV | _ | LV | 400 kVA :Kiosk Substation | 0.4 | --> | 0.4 | 0.31 | 1.99 |  | --> | 0.38 | 0 | 0.028 | 0 | 0 | Constrained, otherwise capacity available =371 kW | --> | C11 ex GRAIGUE | Graigue [T41,T42] | CARLOW |  | 52.8313 | -6.9314
MV/LV Substation CO***083 |  | 10 kV | _ | LV | 630 kVA :Building Structure | 0.63 | --> | 0.63 | 0.5 | 1.99 |  | --> | 0.598 | 0 | 0.016 | 0 | 0 | Constrained, otherwise capacity available =591 kW | --> | C18 ex GRAIGUE | Graigue [T41,T42] | CARLOW |  | 52.8374 | -6.9443
MV/LV Substation JO***084 |  | 10 kV | _ | LV | 200 kVA :Kiosk Substation | 0.2 | --> | 0.2 | 0 | 0 | Constrained, otherwise capacity available =104 kVA | --> | 0.19 | 0 | 0 | 0 | 0 | Constrained, otherwise capacity available =203 kW | --> | C23 ex POLLERTON | Pollerton [T41,T42] | CARLOW |  | 52.8289 | -6.9079
MV/LV Substation CH***087 |  | 10 kV | _ | LV | 400 kVA :Kiosk Substation | 0.4 | --> | 0.4 | 0 | 0 | Constrained, otherwise capacity available =93 kVA | --> | 0.38 | 0 | 0 | 0 | 0 | Constrained, otherwise capacity available =420 kW | --> | C22 ex POLLERTON | Pollerton [T41,T42] | CARLOW |  | 52.8365 | -6.9301
MV/LV Substation MO***088 |  | 10 kV | _ | LV | 200 kVA :Pole Substation | 0.2 | --> | 0.2 | 0.164 | 1.99 |  | --> | 0.19 | 0 | 0 | 0 | 0 | Constrained, otherwise capacity available =195 kW | --> | C18 ex GRAIGUE | Graigue [T41,T42] | CARLOW |  | 52.8411 | -6.9329
MV/LV Substation TH***088Y |  | 10 kV | _ | LV | 400 kVA :Kiosk Substation | 0.4 | --> | 0.4 | 0 | 0 | Constrained, otherwise capacity available =350 kVA | --> | 0.38 | 0 | 0.008 | 0 | 0 | Constrained, otherwise capacity available =381 kW | --> | C20 ex POLLERTON | Pollerton [T41,T42] | CARLOW |  | 52.8327 | -6.9035
MV/LV Substation RA***089 |  | 10 kV | _ | LV | 200 kVA :Pole Substation | 0.2 | --> | 0.2 | 0 | 0 | Constrained, otherwise capacity available =123 kVA | --> | 0.19 | 0 | 0.029 | 0 | 0 | Constrained, otherwise capacity available =179 kW | --> | C17 ex POLLERTON | Pollerton [T41,T42] | CARLOW |  | 52.843 | -6.9145
MV/LV Substation CA***091 |  | 10 kV | _ | LV | 400 kVA :Kiosk Substation | 0.4 | --> | 0.4 | 0 | 0 | Constrained, otherwise capacity available =346 kVA | --> | 0.38 | 0 | 0.012 | 0 | 0 | Constrained, otherwise capacity available =378 kW | --> | C17 ex POLLERTON | Pollerton [T41,T42] | CARLOW |  | 52.8472 | -6.9185
MV/LV Substation NE***097 |  | 10 kV | _ | LV | 400 kVA :Kiosk Substation | 0.4 | --> | 0.4 | 0.319 | 1.99 |  | --> | 0.38 | 0 | 0.023 | 0 | 0 | Constrained, otherwise capacity available =374 kW | --> | C17 ex GRAIGUE | Graigue [T41,T42] | CARLOW |  | 52.8296 | -6.9315
MV/LV Substation CA***097Y |  | 10 kV | _ | LV | 400 kVA :Kiosk Substation | 0.4 | --> | 0.4 | 0 | 0 | Constrained, otherwise capacity available =356 kVA | --> | 0.38 | 0 | 0 | 0 | 0 | Constrained, otherwise capacity available =386 kW | --> | C19 ex POLLERTON | Pollerton [T41,T42] | CARLOW |  | 52.8349 | -6.9158
MV/LV Substation ST***098 |  | 10 kV | _ | LV | 200 kVA :Pole Substation | 0.2 | --> | 0.2 | 0 | 0 | Constrained, otherwise capacity available =130 kVA | --> | 0.19 | 0 | 0 | 0 | 0 | Constrained, otherwise capacity available =199 kW | --> | C19 ex POLLERTON | Pollerton [T41,T42] | CARLOW |  | 52.8381 | -6.9158
MV/LV Substation PO***100 |  | 10 kV | _ | LV | 630 kVA :Building Structure | 0.63 | --> | 0.63 | 0.327 | 1.99 |  | --> | 0.598 | 0 | 0.044 | 0 | 0 | Constrained, otherwise capacity available =606 kW | --> | C11 ex GRAIGUE | Graigue [T41,T42] | CARLOW |  | 52.8357 | -6.931
MV/LV Substation OA***101 |  | 10 kV | _ | LV | 100 kVA :Pole Substation | 0.1 | --> | 0.1 | 0 | 0 | Constrained, otherwise capacity available =73 kVA | --> | 0.095 | 0 | 0.038 | 0 | 0 | Constrained, otherwise capacity available =70 kW | --> | C17 ex POLLERTON | Pollerton [T41,T42] | CARLOW |  | 52.8476 | -6.9155
MV/LV Substation HA***102 |  | 10 kV | _ | LV | 200 kVA :Kiosk Substation | 0.2 | --> | 0.2 | 0.078 | 1.99 |  | --> | 0.19 | 0 | 0.027 | 0 | 0 | Constrained, otherwise capacity available =186 kW | --> | C11 ex GRAIGUE | Graigue [T41,T42] | CARLOW |  | 52.833 | -6.9288
MV/LV Substation CA***105Y |  | 10 kV | _ | LV | 630 kVA :Kiosk Substation | 0.63 | --> | 0.63 | 0 | 0 | Constrained, otherwise capacity available =464 kVA | --> | 0.598 | 0 | 0.009 | 0 | 0 | Constrained, otherwise capacity available =614 kW | --> | C19 ex POLLERTON | Pollerton [T41,T42] | CARLOW |  | 52.8267 | -6.9231
MV/LV Substation LA***107 |  | 10 kV | _ | LV | 200 kVA :Kiosk Substation | 0.2 | --> | 0.2 | 0 | 0 | Constrained, otherwise capacity available =135 kVA | --> | 0.19 | 0 | 0.031 | 0 | 0 | Constrained, otherwise capacity available =176 kW | --> | C17 ex POLLERTON | Pollerton [T41,T42] | CARLOW |  | 52.8442 | -6.9214
MV/LV Substation BL***109 |  | 10 kV | _ | LV | 200 kVA :Kiosk Substation | 0.2 | --> | 0.2 | 0.125 | 1.99 |  | --> | 0.19 | 0 | 0.036 | 0 | 0 | Constrained, otherwise capacity available =173 kW | --> | C17 ex GRAIGUE | Graigue [T41,T42] | CARLOW |  | 52.8278 | -6.9292
MV/LV Substation TE***109Y |  | 10 kV | _ | LV | 200 kVA :Building Structure | 0.2 | --> | 0.2 | 0 | 0 | Constrained, otherwise capacity available =78 kVA | --> | 0.19 | 0 | 0 | 0 | 0 | Constrained, otherwise capacity available =206 kW | --> | C22 ex POLLERTON | Pollerton [T41,T42] | CARLOW |  | 52.8354 | -6.9217
MV/LV Substation MO***110 |  | 10 kV | _ | LV | 100 kVA :Pole Substation | 0.1 | --> | 0.1 | 0.072 | 1.99 |  | --> | 0.095 | 0 | 0 | 0 | 0 | Constrained, otherwise capacity available =99 kW | --> | C17 ex GRAIGUE | Graigue [T41,T42] | CARLOW |  | 52.8256 | -6.9271
MV/LV Substation FA***110Y |  | 10 kV | _ | LV | 630 kVA :Kiosk Substation | 0.63 | --> | 0.63 | 0 | 0 | Constrained, otherwise capacity available =514 kVA | --> | 0.598 | 0 | 0.011 | 0 | 0 | Constrained, otherwise capacity available =606 kW | --> | C22 ex POLLERTON | Pollerton [T41,T42] | CARLOW |  | 52.835 | -6.9243
MV/LV Substation AV***111 |  | 10 kV | _ | LV | 630 kVA :Building Structure | 0.63 | --> | 0.63 | 0.5 | 1.99 |  | --> | 0.598 | 0 | 0 | 0 | 0 | Constrained, otherwise capacity available =606 kW | --> | C18 ex GRAIGUE | Graigue [T41,T42] | CARLOW |  | 52.8408 | -6.9479
MV/LV Substation FA***111Y |  | 10 kV | _ | LV | 630 kVA :Building Structure | 0.63 | --> | 0.63 | 0 | 0 | Constrained, otherwise capacity available =630 kVA | --> | 0.598 | 0 | 0 | 0 | 0 | Constrained, otherwise capacity available =598 kW | --> | C22 ex POLLERTON | Pollerton [T41,T42] | CARLOW |  | 52.8351 | -6.9243
MV/LV Substation BA***114Y |  | 10 kV | _ | LV | 400 kVA :Kiosk Substation | 0.4 | --> | 0.4 | 0.361 | 1.99 |  | --> | 0.38 | 0 | 0.049 | 0 | 0 | Constrained, otherwise capacity available =349 kW | --> | C18 ex GRAIGUE | Graigue [T41,T42] | CARLOW |  | 52.843 | -6.9374
MV/LV Substation NA***116 |  | 10 kV | _ | LV | 400 kVA :Kiosk Substation | 0.4 | --> | 0.4 | 0 | 0 | Constrained, otherwise capacity available =255 kVA | --> | 0.38 | 0 | 0 | 0 | 0 | Constrained, otherwise capacity available =399 kW | --> | C22 ex POLLERTON | Pollerton [T41,T42] | CARLOW |  | 52.8356 | -6.9274
MV/LV Substation PO***116Y |  | 10 kV | _ | LV | 630 kVA :Building Structure | 0.63 | --> | 0.63 | 0 | 0 | Constrained, otherwise capacity available =532 kVA | --> | 0.598 | 0 | 0.05 | 0 | 0 | Constrained, otherwise capacity available =575 kW | --> | C22 ex POLLERTON | Pollerton [T41,T42] | CARLOW |  | 52.8365 | -6.919
MV/LV Substation RI***117Y |  | 20 kV | _ | LV | 400 kVA :Kiosk Substation | 0.4 | --> | 0.4 | 0.373 | 2.83 |  | --> | 0.38 | 0 | 0 | 0 | 0 | Constrained, otherwise capacity available =384 kW | --> | E11 ex BAGENALSTOWN | Bagenalstown [T421,T422] | CARLOW |  | 52.703 | -6.9597
MV/LV Substation RO***119 |  | 10 kV | _ | LV | 400 kVA :Kiosk Substation | 0.4 | --> | 0.4 | 0 | 0 | Constrained, otherwise capacity available =207 kVA | --> | 0.38 | 0 | 0.009 | 0 | 0 | Constrained, otherwise capacity available =399 kW | --> | C19 ex POLLERTON | Pollerton [T41,T42] | CARLOW |  | 52.8395 | -6.9181
MV/LV Substation PO***120 |  | 10 kV | _ | LV | 200 kVA :Pole Substation | 0.2 | --> | 0.2 | 0 | 0 | Constrained, otherwise capacity available =156 kVA | --> | 0.19 | 0 | 0.004 | 0 | 0 | Constrained, otherwise capacity available =193 kW | --> | C20 ex POLLERTON | Pollerton [T41,T42] | CARLOW |  | 52.8365 | -6.9098
MV/LV Substation RE***121 |  | 10 kV | _ | LV | 400 kVA :Building Structure | 0.4 | --> | 0.4 | 0.369 | 1.99 |  | --> | 0.38 | 0 | 0 | 0 | 0 | Constrained, otherwise capacity available =384 kW | --> | C17 ex GRAIGUE | Graigue [T41,T42] | CARLOW |  | 52.8283 | -6.9343
MV/LV Substation GR***122 |  | 10 kV | _ | LV | 400 kVA :Kiosk Substation | 0.4 | --> | 0.4 | 0 | 0 | Constrained, otherwise capacity available =303 kVA | --> | 0.38 | 0 | 0.023 | 0 | 0 | Constrained, otherwise capacity available =376 kW | --> | C23 ex POLLERTON | Pollerton [T41,T42] | CARLOW |  | 52.8259 | -6.9322
MV/LV Substation ST***128 |  | 10 kV | _ | LV | 400 kVA :Kiosk Substation | 0.4 | --> | 0.4 | 0 | 0 | Constrained, otherwise capacity available =271 kVA | --> | 0.38 | 0 | 0.029 | 0 | 0 | Constrained, otherwise capacity available =376 kW | --> | C17 ex POLLERTON | Pollerton [T41,T42] | CARLOW |  | 52.841 | -6.9256
MV/LV Substation BA***130Y |  | 10 kV | _ | LV | 200 kVA :Kiosk Substation | 0.2 | --> | 0.2 | 0 | 1.99 |  | --> | 0.19 | 0 | 0.023 | 0 | 0 | Constrained, otherwise capacity available =201 kW | --> | C18 ex GRAIGUE | Graigue [T41,T42] | CARLOW |  | 52.8421 | -6.9473
MV/LV Substation TH***131Y |  | 10 kV | _ | LV | 200 kVA :Kiosk Substation | 0.2 | --> | 0.2 | 0.066 | 1.99 |  | --> | 0.19 | 0 | 0.039 | 0 | 0 | Constrained, otherwise capacity available =179 kW | --> | C18 ex GRAIGUE | Graigue [T41,T42] | CARLOW |  | 52.8436 | -6.9476
MV/LV Substation DO***132Y |  | 20 kV | _ | LV | 200 kVA :Kiosk Substation | 0.2 | --> | 0.2 | 0.182 | 1.99 |  | --> | 0.19 | 0 | 0 | 0 | 0 | Constrained, otherwise capacity available =192 kW | --> | C19 ex GRAIGUE | Graigue [T41,T42] | CARLOW |  | 52.8129 | -6.9523
MV/LV Substation TH***138Y |  | 10 kV | _ | LV | 400 kVA :Kiosk Substation | 0.4 | --> | 0.4 | 0.327 | 1.99 |  | --> | 0.38 | 0 | 0 | 0 | 0 | Constrained, otherwise capacity available =390 kW | --> | C11 ex GRAIGUE | Graigue [T41,T42] | CARLOW |  | 52.8311 | -6.9246
MV/LV Substation NE***140 |  | 10 kV | _ | LV | 200 kVA :Kiosk Substation | 0.2 | --> | 0.2 | 0 | 0 | Constrained, otherwise capacity available =147 kVA | --> | 0.19 | 0 | 0.006 | 0 | 0 | Constrained, otherwise capacity available =193 kW | --> | C19 ex POLLERTON | Pollerton [T41,T42] | CARLOW |  | 52.8329 | -6.9211
MV/LV Substation PA***141 |  | 10 kV | _ | LV | 200 kVA :Kiosk Substation | 0.2 | --> | 0.2 | 0 | 0 | Constrained, otherwise capacity available =128 kVA | --> | 0.19 | 0 | 0.006 | 0 | 0 | Constrained, otherwise capacity available =195 kW | --> | C19 ex POLLERTON | Pollerton [T41,T42] | CARLOW |  | 52.8354 | -6.9216
MV/LV Substation NE***141Y |  | 10 kV | _ | LV | 400 kVA :Kiosk Substation | 0.4 | --> | 0.4 | 0.073 | 1.99 |  | --> | 0.38 | 0 | 0.2 | 0 | 0 | Constrained, otherwise capacity available =236 kW | --> | C18 ex GRAIGUE | Graigue [T41,T42] | CARLOW |  | 52.8768 | -6.9328
MV/LV Substation CE***147Y |  | 10 kV | _ | LV | 200 kVA :Kiosk Substation | 0.2 | --> | 0.2 | 0.166 | 1.99 |  | --> | 0.19 | 0 | 0 | 0 | 0 | Constrained, otherwise capacity available =195 kW | --> | C14 ex GRAIGUE | Graigue [T41,T42] | CARLOW |  | 52.837 | -6.9355
MV/LV Substation CL***152 |  | 10 kV | _ | LV | 400 kVA :Kiosk Substation | 0.4 | --> | 0.4 | 0 | 0 | Constrained, otherwise capacity available =296 kVA | --> | 0.38 | 0 | 0.039 | 0 | 0 | Constrained, otherwise capacity available =365 kW | --> | C19 ex POLLERTON | Pollerton [T41,T42] | CARLOW |  | 52.8346 | -6.9181
MV/LV Substation MU***152Y |  | 20 kV | _ | LV | 400 kVA :Kiosk Substation | 0.4 | --> | 0.4 | 0.36 | 2.83 |  | --> | 0.38 | 0 | 0 | 0 | 0 | Constrained, otherwise capacity available =385 kW | --> | E11 ex BAGENALSTOWN | Bagenalstown [T421,T422] | CARLOW |  | 52.698 | -6.9803
MV/LV Substation LA***157 |  | 10 kV | _ | LV | 200 kVA :Kiosk Substation | 0.2 | --> | 0.2 | 0 | 0 |  | --> | 0.19 | 0 | 0.021 | 0 | 0 | Constrained, otherwise capacity available =202 kW | --> | C23 ex POLLERTON | Pollerton [T41,T42] | CARLOW |  | 52.8322 | -6.9073
MV/LV Substation ID***158 |  | 10 kV | _ | LV | 400 kVA :Kiosk Substation | 0.4 | --> | 0.4 | 0 | 0 | Constrained, otherwise capacity available =252 kVA | --> | 0.38 | 0 | 0.07 | 0 | 0 | Constrained, otherwise capacity available =348 kW | --> | C23 ex POLLERTON | Pollerton [T41,T42] | CARLOW |  | 52.8328 | -6.914
MV/LV Substation TI***158Y |  | 10 kV | _ | LV | 400 kVA :Kiosk Substation | 0.4 | --> | 0.4 | 0 | 0 | Constrained, otherwise capacity available =380 kVA | --> | 0.38 | 0 | 0 | 0 | 0 | Constrained, otherwise capacity available =383 kW | --> | C20 ex POLLERTON | Pollerton [T41,T42] | CARLOW |  | 52.7985 | -6.8942
MV/LV Substation AS***159 |  | 10 kV | _ | LV | 200 kVA :Kiosk Substation | 0.2 | --> | 0.2 | 0 | 0 | Constrained, otherwise capacity available =138 kVA | --> | 0.19 | 0 | 0.013 | 0 | 0 | Constrained, otherwise capacity available =189 kW | --> | C23 ex POLLERTON | Pollerton [T41,T42] | CARLOW |  | 52.8313 | -6.911
MV/LV Substation BE***160 |  | 10 kV | _ | LV | 200 kVA :Kiosk Substation | 0.2 | --> | 0.2 | 0 | 0 | Constrained, otherwise capacity available =62 kVA | --> | 0.19 | 0 | 0.025 | 0 | 0 | Constrained, otherwise capacity available =189 kW | --> | C11 ex POLLERTON | Pollerton [T41,T42] | CARLOW |  | 52.8471 | -6.901
MV/LV Substation CE***160Y |  | 10 kV | _ | LV | 400 kVA :Kiosk Substation | 0.4 | --> | 0.4 | 0 | 0 | Constrained, otherwise capacity available =327 kVA | --> | 0.38 | 0 | 0 | 0 | 0 | Constrained, otherwise capacity available =390 kW | --> | C19 ex POLLERTON | Pollerton [T41,T42] | CARLOW |  | 52.8356 | -6.9288
MV/LV Substation AS***161 |  | 10 kV | _ | LV | 400 kVA :Kiosk Substation | 0.4 | --> | 0.4 | 0 | 0 | Constrained, otherwise capacity available =306 kVA | --> | 0.38 | 0 | 0.023 | 0 | 0 | Constrained, otherwise capacity available =376 kW | --> | C23 ex POLLERTON | Pollerton [T41,T42] | CARLOW |  | 52.8312 | -6.9149
MV/LV Substation FI***162Y |  | 20 kV | _ | LV | 630 kVA :Kiosk Substation | 0.63 | --> | 0.63 | 0.5 | 2.83 |  | --> | 0.598 | 0 | 0.004 | 0 | 0 | Constrained, otherwise capacity available =601 kW | --> | E17 ex BAGENALSTOWN | Bagenalstown [T421,T422] | CARLOW |  | 52.735 | -6.9796
MV/LV Substation HY***163 |  | 10 kV | _ | LV | 630 kVA :Building Structure | 0.63 | --> | 0.63 | 0 | 0 | Constrained, otherwise capacity available =460 kVA | --> | 0.598 | 0 | 0.035 | 0 | 0 | Constrained, otherwise capacity available =595 kW | --> | C11 ex POLLERTON | Pollerton [T41,T42] | CARLOW |  | 52.8413 | -6.9073
MV/LV Substation AS***164 |  | 10 kV | _ | LV | 400 kVA :Kiosk Substation | 0.4 | --> | 0.4 | 0 | 0 | Constrained, otherwise capacity available =154 kVA | --> | 0.38 | 0 | 0.04 | 0 | 0 | Constrained, otherwise capacity available =383 kW | --> | C19 ex POLLERTON | Pollerton [T41,T42] | CARLOW |  | 52.8359 | -6.9155
MV/LV Substation BA***164Y |  | 20 kV | _ | LV | 400 kVA :Kiosk Substation | 0.4 | --> | 0.4 | 0.348 | 2.83 |  | --> | 0.38 | 0 | 0.045 | 0 | 0 | Constrained, otherwise capacity available =354 kW | --> | E11 ex BAGENALSTOWN | Bagenalstown [T421,T422] | CARLOW |  | 52.6978 | -6.9748
MV/LV Substation TU***165 |  | 10 kV | _ | LV | 200 kVA :Building Structure | 0.2 | --> | 0.2 | 0 | 0 | Constrained, otherwise capacity available =115 kVA | --> | 0.19 | 0 | 0.005 | 0 | 0 | Constrained, otherwise capacity available =198 kW | --> | C23 ex POLLERTON | Pollerton [T41,T42] | CARLOW |  | 52.8322 | -6.9111
MV/LV Substation MI***165Y |  | 10 kV | _ | LV | 200 kVA :Kiosk Substation | 0.2 | --> | 0.2 | 0 | 0 | Constrained, otherwise capacity available =177 kVA | --> | 0.19 | 0 | 0 | 0 | 0 | Constrained, otherwise capacity available =193 kW | --> | C19 ex POLLERTON | Pollerton [T41,T42] | CARLOW |  | 52.826 | -6.9207
MV/LV Substation PE***171 |  | 10 kV | _ | LV | 200 kVA :Kiosk Substation | 0.2 | --> | 0.2 | 0.115 | 1.99 |  | --> | 0.19 | 0 | 0.025 | 0 | 0 | Constrained, otherwise capacity available =183 kW | --> | C11 ex GRAIGUE | Graigue [T41,T42] | CARLOW |  | 52.8345 | -6.9349
MV/LV Substation QU***175 |  | 10 kV | _ | LV | 630 kVA :Building Structure | 0.63 | --> | 0.63 | 0 | 0 | Constrained, otherwise capacity available =400 kVA | --> | 0.598 | 0 | 0 | 0 | 0 | Constrained, otherwise capacity available =615 kW | --> | C19 ex POLLERTON | Pollerton [T41,T42] | CARLOW |  | 52.8346 | -6.9319
MV/LV Substation HI***176 |  | 10 kV | _ | LV | 200 kVA :Pole Substation | 0.2 | --> | 0.2 | 0 | 0 | Constrained, otherwise capacity available =118 kVA | --> | 0.19 | 0 | 0.036 | 0 | 0 | Constrained, otherwise capacity available =174 kW | --> | C17 ex POLLERTON | Pollerton [T41,T42] | CARLOW |  | 52.8467 | -6.9117
MV/LV Substation BA***176Y |  | 10 kV | _ | LV | 200 kVA :Kiosk Substation | 0.2 | --> | 0.2 | 0.2 | 1.99 |  | --> | 0.19 | 0 | 0 | 0 | 0 | Constrained, otherwise capacity available =190 kW | --> | C11 ex GRAIGUE | Graigue [T41,T42] | CARLOW |  | 52.8345 | -6.9363
MV/LV Substation GR***180Y |  | 10 kV | _ | LV | 630 kVA :Building Structure | 0.63 | --> | 0.63 | 0.5 | 1.99 |  | --> | 0.598 | 0 | 0.03 | 0 | 0 | Constrained, otherwise capacity available =589 kW | --> | C18 ex GRAIGUE | Graigue [T41,T42] | CARLOW |  | 52.8409 | -6.9521
MV/LV Substation HA***182Y |  | 10 kV | _ | LV | 200 kVA :Kiosk Substation | 0.2 | --> | 0.2 | 0.2 | 1.99 |  | --> | 0.19 | 0 | 0 | 0 | 0 | Constrained, otherwise capacity available =190 kW | --> | C11 ex GRAIGUE | Graigue [T41,T42] | CARLOW |  | 52.8334 | -6.9319
MV/LV Substation DE***191Y |  | 10 kV | _ | LV | 400 kVA :Building Structure | 0.4 | --> | 0.4 | 0.376 | 1.99 |  | --> | 0.38 | 0 | 0.011 | 0 | 0 | Constrained, otherwise capacity available =375 kW | --> | C18 ex GRAIGUE | Graigue [T41,T42] | CARLOW |  | 52.8422 | -6.9359
MV/LV Substation TI***196Y |  | 10 kV | _ | LV | 50 kVA :Pole Substation | 0.05 | --> | 0.05 | 0 | 0 | Constrained, otherwise capacity available =46 kVA | --> | 0.048 | 0 | 0 | 0 | 0 | Constrained, otherwise capacity available =48 kW | --> | C20 ex POLLERTON | Pollerton [T41,T42] | CARLOW |  | 52.7986 | -6.8915
MV/LV Substation KI***197Y |  | 10 kV | _ | LV | 400 kVA :Kiosk Substation | 0.4 | --> | 0.4 | 0.39 | 1.99 |  | --> | 0.38 | 0 | 0.004 | 0 | 0 | Constrained, otherwise capacity available =378 kW | --> | C11 ex GRAIGUE | Graigue [T41,T42] | CARLOW |  | 52.8316 | -6.9325
MV/LV Substation KI***200Y |  | 20 kV | _ | LV | 200 kVA :Pole Substation | 0.2 | --> | 0.2 | 0.2 | 1.99 |  | --> | 0.19 | 0 | 0 | 0 | 0 | Constrained, otherwise capacity available =190 kW | --> | C19 ex GRAIGUE | Graigue [T41,T42] | CARLOW |  | 52.7634 | -6.9554
MV/LV Substation ME***201Y |  | 10 kV | _ | LV | 200 kVA :Pole Substation | 0.2 | --> | 0.2 | 0 | 0 | Constrained, otherwise capacity available =169 kVA | --> | 0.19 | 0 | 0.017 | 0 | 0 | Constrained, otherwise capacity available =182 kW | --> | C24 ex POLLERTON | Pollerton [T41,T42] | CARLOW |  | 52.8671 | -6.864
MV/LV Substation MI***205Y |  | 20 kV | _ | LV | 200 kVA :Kiosk Substation | 0.2 | --> | 0.2 | 0.135 | 1.99 |  | --> | 0.19 | 0 | 0.03 | 0 | 0 | Constrained, otherwise capacity available =176 kW | --> | C19 ex GRAIGUE | Graigue [T41,T42] | CARLOW |  | 52.784 | -6.9805
MV/LV Substation SA***207Y |  | 10 kV | _ | LV | 400 kVA :Kiosk Substation | 0.4 | --> | 0.4 | 0 | 0 | Constrained, otherwise capacity available =392 kVA | --> | 0.38 | 0 | 0 | 0 | 0 | Constrained, otherwise capacity available =381 kW | --> | C20 ex POLLERTON | Pollerton [T41,T42] | CARLOW |  | 52.8379 | -6.9045
MV/LV Substation WI***211Y |  | 10 kV | _ | LV | 400 kVA :Kiosk Substation | 0.4 | --> | 0.4 | 0 | 0 | Constrained, otherwise capacity available =265 kVA | --> | 0.38 | 0 | 0.026 | 0 | 0 | Constrained, otherwise capacity available =379 kW | --> | C23 ex POLLERTON | Pollerton [T41,T42] | CARLOW |  | 52.8268 | -6.9067
MV/LV Substation JO***213Y |  | 10 kV | _ | LV | 50 kVA :Pole Substation | 0.05 | --> | 0.05 | 0 | 0 | Constrained, otherwise capacity available =35 kVA | --> | 0.048 | 0 | 0 | 0 | 0 | Constrained, otherwise capacity available =50 kW | --> | C20 ex POLLERTON | Pollerton [T41,T42] | CARLOW |  | 52.8329 | -6.843
MV/LV Substation LO***214Y |  | 20 kV | _ | LV | 400 kVA :Building Structure | 0.4 | --> | 0.4 | 0.314 | 2.83 |  | --> | 0.38 | 0 | 0.048 | 0 | 0 | Constrained, otherwise capacity available =356 kW | --> | E17 ex BAGENALSTOWN | Bagenalstown [T421,T422] | CARLOW |  | 52.7371 | -6.9761
MV/LV Substation OA***215Y |  | 20 kV | _ | LV | 400 kVA :Kiosk Substation | 0.4 | --> | 0.4 | 0.369 | 2.83 |  | --> | 0.38 | 0 | 0 | 0 | 0 | Constrained, otherwise capacity available =384 kW | --> | E11 ex BAGENALSTOWN | Bagenalstown [T421,T422] | CARLOW |  | 52.6987 | -6.9797
MV/LV Substation LA***217Y |  | 10 kV | _ | LV | 50 kVA :Pole Substation | 0.05 | --> | 0.05 | 0.049 | 1.99 |  | --> | 0.048 | 0 | 0 | 0 | 0 | Constrained, otherwise capacity available =48 kW | --> | C20 ex GRAIGUE | Graigue [T41,T42] | CARLOW |  | 52.8415 | -6.9548
MV/LV Substation OV***227Y |  | 20 kV | _ | LV | 630 kVA :Building Structure | 0.63 | --> | 0.63 | 0.5 | 2.83 |  | --> | 0.598 | 0 | 0 | 0 | 0 | Constrained, otherwise capacity available =600 kW | --> | E17 ex BAGENALSTOWN | Bagenalstown [T421,T422] | CARLOW |  | 52.7586 | -6.9504
MV/LV Substation RO***230Y |  | 20 kV | _ | LV | 400 kVA :Kiosk Substation | 0.4 | --> | 0.4 | 0.33 | 2.83 |  | --> | 0.38 | 0 | 0.014 | 0 | 0 | Constrained, otherwise capacity available =379 kW | --> | E12 ex BAGENALSTOWN | Bagenalstown [T421,T422] | CARLOW |  | 52.6965 | -6.9699
MV/LV Substation RI***231Y |  | 10 kV | _ | LV | 1000 kVA :Building Structure | 1 | --> | 1 | 0.5 | 1.99 |  | --> | 0.95 | 0 | 0 | 0 | 0 | Constrained, otherwise capacity available =968 kW | --> | C14 ex GRAIGUE | Graigue [T41,T42] | CARLOW |  | 52.8379 | -6.934
MV/LV Substation OL***232Y |  | 20 kV | _ | LV | 50 kVA :Pole Substation | 0.05 | --> | 0.05 | 0 | 2.83 |  | --> | 0.048 | 0 | 0.025 | 0 | 0 | Constrained, otherwise capacity available =36 kW | --> | E17 ex BAGENALSTOWN | Bagenalstown [T421,T422] | CARLOW |  | 52.7373 | -7.024
MV/LV Substation CA***236Y |  | 10 kV | _ | LV | 400 kVA :Kiosk Substation | 0.4 | --> | 0.4 | 0 | 0 | Constrained, otherwise capacity available =312 kVA | --> | 0.38 | 0 | 0.029 | 0 | 0 | Constrained, otherwise capacity available =370 kW | --> | C11 ex POLLERTON | Pollerton [T41,T42] | CARLOW |  | 52.8401 | -6.9103
MV/LV Substation BA***238Y |  | 10 kV | _ | LV | 50 kVA :Pole Substation | 0.05 | --> | 0.05 | 0 | 0 | Constrained, otherwise capacity available =49 kVA | --> | 0.048 | 0 | 0 | 0 | 0 | Constrained, otherwise capacity available =48 kW | --> | C20 ex POLLERTON | Pollerton [T41,T42] | CARLOW |  | 52.8086 | -6.8614
MV/LV Substation TA***244Y |  | 10 kV | _ | LV | 400 kVA :Kiosk Substation | 0.4 | --> | 0.4 | 0 | 0 | Constrained, otherwise capacity available =387 kVA | --> | 0.38 | 0 | 0.005 | 0 | 0 | Constrained, otherwise capacity available =378 kW | --> | C17 ex POLLERTON | Pollerton [T41,T42] | CARLOW |  | 52.8454 | -6.9294
MV/LV Substation CA***258Y |  | 20 kV | _ | LV | 50 kVA :Pole Substation | 0.05 | --> | 0.05 | 0.043 | 1.99 |  | --> | 0.048 | 0 | 0 | 0 | 0 | Constrained, otherwise capacity available =48 kW | --> | C19 ex GRAIGUE | Graigue [T41,T42] | CARLOW |  | 52.7855 | -6.971
MV/LV Substation SE***262Y |  | 10 kV | _ | LV | 630 kVA :Building Structure | 0.63 | --> | 0.63 | 0 | 0 | Constrained, otherwise capacity available =516 kVA | --> | 0.598 | 0 | 0 | 0 | 0 | Constrained, otherwise capacity available =614 kW | --> | C17 ex POLLERTON | Pollerton [T41,T42] | CARLOW |  | 52.841 | -6.928
MV/LV Substation DO***264Y |  | 10 kV | _ | LV | 630 kVA :Building Structure | 0.63 | --> | 0.63 | 0.5 | 1.99 |  | --> | 0.598 | 0 | 0.036 | 0 | 0 | Constrained, otherwise capacity available =583 kW | --> | C18 ex GRAIGUE | Graigue [T41,T42] | CARLOW |  | 52.8456 | -6.9424
MV/LV Substation RE***265Y |  | 10 kV | _ | LV | 630 kVA :Building Structure | 0.63 | --> | 0.63 | 0.5 | 1.99 |  | --> | 0.598 | 0 | 0 | 0 | 0 | Constrained, otherwise capacity available =614 kW | --> | C18 ex GRAIGUE | Graigue [T41,T42] | CARLOW |  | 52.846 | -6.9443
MV/LV Substation HE***267Y |  | 10 kV | _ | LV | 400 kVA :Kiosk Substation | 0.4 | --> | 0.4 | 0.363 | 1.99 |  | --> | 0.38 | 0 | 0.009 | 0 | 0 | Constrained, otherwise capacity available =378 kW | --> | C18 ex GRAIGUE | Graigue [T41,T42] | CARLOW |  | 52.8451 | -6.9481
MV/LV Substation HE***268Y |  | 10 kV | _ | LV | 400 kVA :Kiosk Substation | 0.4 | --> | 0.4 | 0.38 | 1.99 |  | --> | 0.38 | 0 | 0 | 0 | 0 | Constrained, otherwise capacity available =383 kW | --> | C18 ex GRAIGUE | Graigue [T41,T42] | CARLOW |  | 52.8442 | -6.9442
MV/LV Substation HE***269Y |  | 10 kV | _ | LV | 400 kVA :Kiosk Substation | 0.4 | --> | 0.4 | 0.4 | 1.99 |  | --> | 0.38 | 0 | 0 | 0 | 0 | Constrained, otherwise capacity available =380 kW | --> | C18 ex GRAIGUE | Graigue [T41,T42] | CARLOW |  | 52.8439 | -6.9412
MV/LV Substation RA***278Y |  | 10 kV | _ | LV | 50 kVA :Pole Substation | 0.05 | --> | 0.05 | 0 | 0 | Constrained, otherwise capacity available =48 kVA | --> | 0.048 | 0 | 0 | 0 | 0 | Constrained, otherwise capacity available =48 kW | --> | C20 ex POLLERTON | Pollerton [T41,T42] | CARLOW |  | 52.8041 | -6.8821
MV/LV Substation CE***279Y |  | 10 kV | _ | LV | 630 kVA :Building Structure | 0.63 | --> | 0.63 | 0.5 | 1.99 |  | --> | 0.598 | 0 | 0 | 0 | 0 | Constrained, otherwise capacity available =603 kW | --> | C14 ex GRAIGUE | Graigue [T41,T42] | CARLOW |  | 52.8371 | -6.9341
MV/LV Substation OM***283Y |  | 10 kV | _ | LV | 1000 kVA :Building Structure | 1 | --> | 1 | 0 | 0 | Constrained, otherwise capacity available =830 kVA | --> | 0.95 | 0 | 0 | 0 | 0 | Constrained, otherwise capacity available =973 kW | --> | C19 ex POLLERTON | Pollerton [T41,T42] | CARLOW |  | 52.8334 | -6.9243
MV/LV Substation RA***290Y |  | 20 kV | _ | LV | 400 kVA :Kiosk Substation | 0.4 | --> | 0.4 | 0.387 | 1.99 |  | --> | 0.38 | 0 | 0 | 0 | 0 | Constrained, otherwise capacity available =382 kW | --> | C19 ex GRAIGUE | Graigue [T41,T42] | CARLOW |  | 52.822 | -6.9397
MV/LV Substation CA***297Y |  | 10 kV | _ | LV | 400 kVA :Kiosk Substation | 0.4 | --> | 0.4 | 0.396 | 1.99 |  | --> | 0.38 | 0 | 0 | 0 | 0 | Constrained, otherwise capacity available =380 kW | --> | C14 ex GRAIGUE | Graigue [T41,T42] | CARLOW |  | 52.8377 | -6.9286
MV/LV Substation TH***299Y |  | 10 kV | _ | LV | 630 kVA :Kiosk Substation | 0.63 | --> | 0.63 | 0 | 0 | Constrained, otherwise capacity available =586 kVA | --> | 0.598 | 0 | 0.009 | 0 | 0 | Constrained, otherwise capacity available =598 kW | --> | C20 ex POLLERTON | Pollerton [T41,T42] | CARLOW |  | 52.8311 | -6.9023
MV/LV Substation TH***300Y |  | 10 kV | _ | LV | 630 kVA :Kiosk Substation | 0.63 | --> | 0.63 | 0 | 0 | Constrained, otherwise capacity available =508 kVA | --> | 0.598 | 0 | 0.009 | 0 | 0 | Constrained, otherwise capacity available =608 kW | --> | C20 ex POLLERTON | Pollerton [T41,T42] | CARLOW |  | 52.8303 | -6.9019
MV/LV Substation ST***303Y |  | 20 kV | _ | LV | 630 kVA :Kiosk Substation | 0.63 | --> | 0.63 | 0.426 | 2.83 |  | --> | 0.598 | 0 | 0.015 | 0 | 0 | Constrained, otherwise capacity available =615 kW | --> | E12 ex BAGENALSTOWN | Bagenalstown [T421,T422] | CARLOW |  | 52.6958 | -6.9799
MV/LV Substation WO***304 |  | 10 kV | _ | LV | 630 kVA :Building Structure | 0.63 | --> | 0.63 | 0.5 | 1.99 |  | --> | 0.598 | 0 | 0 | 0 | 0 | Constrained, otherwise capacity available =615 kW | --> | C11 ex GRAIGUE | Graigue [T41,T42] | CARLOW |  | 52.8307 | -6.9272
MV/LV Substation RA***304Y |  | 20 kV | _ | LV | 50 kVA :Pole Substation | 0.05 | --> | 0.05 | 0.044 | 1.99 |  | --> | 0.048 | 0 | 0 | 0 | 0 | Constrained, otherwise capacity available =48 kW | --> | C19 ex GRAIGUE | Graigue [T41,T42] | CARLOW |  | 52.7988 | -6.967
MV/LV Substation BR***310Y |  | 10 kV | _ | LV | 200 kVA :Kiosk Substation | 0.2 | --> | 0.2 | 0.144 | 1.99 |  | --> | 0.19 | 0 | 0.004 | 0 | 0 | Constrained, otherwise capacity available =195 kW | --> | C18 ex GRAIGUE | Graigue [T41,T42] | CARLOW |  | 52.8434 | -6.9413
MV/LV Substation TH***311Y |  | 10 kV | _ | LV | 630 kVA :Building Structure | 0.63 | --> | 0.63 | 0.5 | 1.99 |  | --> | 0.598 | 0 | 0 | 0 | 0 | Constrained, otherwise capacity available =607 kW | --> | C14 ex GRAIGUE | Graigue [T41,T42] | CARLOW |  | 52.837 | -6.9315
MV/LV Substation CA***312Y |  | 10 kV | _ | LV | 200 kVA :Pole Substation | 0.2 | --> | 0.2 | 0 | 0 | Constrained, otherwise capacity available =200 kVA | --> | 0.19 | 0 | 0 | 0 | 0 | Constrained, otherwise capacity available =190 kW | --> | C20 ex POLLERTON | Pollerton [T41,T42] | CARLOW |  | 52.8394 | -6.8095
MV/LV Substation MC***322Y |  | 10 kV | _ | LV | 400 kVA :Kiosk Substation | 0.4 | --> | 0.4 | 0 | 0 | Constrained, otherwise capacity available =400 kVA | --> | 0.38 | 0 | 0 | 0 | 0 | Constrained, otherwise capacity available =380 kW | --> | C20 ex POLLERTON | Pollerton [T41,T42] | CARLOW |  | 52.822 | -6.8954
MV/LV Substation CL***326Y |  | 10 kV | _ | LV | 200 kVA :Kiosk Substation | 0.2 | --> | 0.2 | 0 | 0 | Constrained, otherwise capacity available =178 kVA | --> | 0.19 | 0 | 0 | 0 | 0 | Constrained, otherwise capacity available =193 kW | --> | C19 ex POLLERTON | Pollerton [T41,T42] | CARLOW |  | 52.8362 | -6.9143
MV/LV Substation HI***328Y |  | 10 kV | _ | LV | 400 kVA :Kiosk Substation | 0.4 | --> | 0.4 | 0.319 | 1.99 |  | --> | 0.38 | 0 | 0.027 | 0 | 0 | Constrained, otherwise capacity available =371 kW | --> | C17 ex GRAIGUE | Graigue [T41,T42] | CARLOW |  | 52.8277 | -6.9479
MV/LV Substation AU***329Y |  | 10 kV | _ | LV | 100 kVA :Pole Substation | 0.1 | --> | 0.1 | 0 | 0 | Constrained, otherwise capacity available =87 kVA | --> | 0.095 | 0 | 0 | 0 | 0 | Constrained, otherwise capacity available =97 kW | --> | C20 ex POLLERTON | Pollerton [T41,T42] | CARLOW |  | 52.8402 | -6.8796
MV/LV Substation MO***330Y |  | 20 kV | _ | LV | 50 kVA :Pole Substation | 0.05 | --> | 0.05 | 0.05 | 2.83 |  | --> | 0.048 | 0 | 0 | 0 | 0 | Constrained, otherwise capacity available =48 kW | --> | E12 ex BAGENALSTOWN | Bagenalstown [T421,T422] | CARLOW |  | 52.6845 | -6.9767
MV/LV Substation TO***332Y |  | 10 kV | _ | LV | 400 kVA :Kiosk Substation | 0.4 | --> | 0.4 | 0.263 | 1.99 |  | --> | 0.38 | 0 | 0.012 | 0 | 0 | Constrained, otherwise capacity available =389 kW | --> | C20 ex GRAIGUE | Graigue [T41,T42] | CARLOW |  | 52.8357 | -6.9473
MV/LV Substation GL***335Y |  | 20 kV | _ | LV | 400 kVA :Kiosk Substation | 0.4 | --> | 0.4 | 0.289 | 2.83 |  | --> | 0.38 | 0 | 0.006 | 0 | 0 | Constrained, otherwise capacity available =390 kW | --> | E12 ex BAGENALSTOWN | Bagenalstown [T421,T422] | CARLOW |  | 52.6982 | -6.9676
MV/LV Substation SA***336Y |  | 10 kV | _ | LV | 400 kVA :Kiosk Substation | 0.4 | --> | 0.4 | 0 | 0 | Constrained, otherwise capacity available =326 kVA | --> | 0.38 | 0 | 0.039 | 0 | 0 | Constrained, otherwise capacity available =361 kW | --> | C20 ex POLLERTON | Pollerton [T41,T42] | CARLOW |  | 52.8363 | -6.9041
MV/LV Substation GR***343Y |  | 10 kV | _ | LV | 400 kVA :Kiosk Substation | 0.4 | --> | 0.4 | 0.107 | 1.99 |  | --> | 0.38 | 0 | 0.028 | 0 | 0 | Constrained, otherwise capacity available =397 kW | --> | C18 ex GRAIGUE | Graigue [T41,T42] | CARLOW |  | 52.8397 | -6.9436
MV/LV Substation IN***345Y |  | 20 kV | _ | LV | 200 kVA :Pole Substation | 0.2 | --> | 0.2 | 0.169 | 2.83 |  | --> | 0.19 | 0 | 0.005 | 0 | 0 | Constrained, otherwise capacity available =191 kW | --> | E17 ex BAGENALSTOWN | Bagenalstown [T421,T422] | CARLOW |  | 52.7369 | -6.9807
MV/LV Substation SH***347Y |  | 10 kV | _ | LV | 630 kVA :Building Structure | 0.63 | --> | 0.63 | 0.5 | 1.99 |  | --> | 0.598 | 0 | 0 | 0 | 0 | Constrained, otherwise capacity available =598 kW | --> | C11 ex GRAIGUE | Graigue [T41,T42] | CARLOW |  | 52.836 | -6.9312
MV/LV Substation G ***356Y |  | 10 kV | _ | LV | 50 kVA :Pole Substation | 0.05 | --> | 0.05 | 0.049 | 1.99 |  | --> | 0.048 | 0 | 0 | 0 | 0 | Constrained, otherwise capacity available =48 kW | --> | C18 ex GRAIGUE | Graigue [T41,T42] | CARLOW |  | 52.8422 | -6.9433
MV/LV Substation RI***358Y |  | 10 kV | _ | LV | 400 kVA :Kiosk Substation | 0.4 | --> | 0.4 | 0 | 0 | Constrained, otherwise capacity available =333 kVA | --> | 0.38 | 0 | 0.048 | 0 | 0 | Constrained, otherwise capacity available =354 kW | --> | C23 ex POLLERTON | Pollerton [T41,T42] | CARLOW |  | 52.826 | -6.9182
MV/LV Substation CI***359Y |  | 10 kV | _ | LV | 400 kVA :Kiosk Substation | 0.4 | --> | 0.4 | 0.38 | 1.99 |  | --> | 0.38 | 0 | 0.003 | 0 | 0 | Constrained, otherwise capacity available =381 kW | --> | C18 ex GRAIGUE | Graigue [T41,T42] | CARLOW |  | 52.8393 | -6.9462
MV/LV Substation NE***361Y |  | 10 kV | _ | LV | 200 kVA :Kiosk Substation | 0.2 | --> | 0.2 | 0 | 0 | Constrained, otherwise capacity available =199 kVA | --> | 0.19 | 0 | 0 | 0 | 0 | Constrained, otherwise capacity available =190 kW | --> | C19 ex POLLERTON | Pollerton [T41,T42] | CARLOW |  | 52.8309 | -6.9234
MV/LV Substation MI***362Y |  | 20 kV | _ | LV | 400 kVA :Building Structure | 0.4 | --> | 0.4 | 0.339 | 2.83 |  | --> | 0.38 | 0 | 0 | 0 | 0 | Constrained, otherwise capacity available =388 kW | --> | E17 ex BAGENALSTOWN | Bagenalstown [T421,T422] | CARLOW |  | 52.7614 | -6.9486
MV/LV Substation CA***364Y |  | 10 kV | _ | LV | 630 kVA :Building Structure | 0.63 | --> | 0.63 | 0.5 | 1.99 |  | --> | 0.598 | 0 | 0 | 0 | 0 | Constrained, otherwise capacity available =603 kW | --> | C11 ex GRAIGUE | Graigue [T41,T42] | CARLOW |  | 52.8359 | -6.9331
MV/LV Substation BT***365Y |  | 20 kV | _ | LV | 630 kVA :Kiosk Substation | 0.63 | --> | 0.63 | 0.427 | 2.83 |  | --> | 0.598 | 0 | 0.03 | 0 | 0 | Constrained, otherwise capacity available =603 kW | --> | E11 ex BAGENALSTOWN | Bagenalstown [T421,T422] | CARLOW |  | 52.7025 | -6.9578
MV/LV Substation TO***368Y |  | 10 kV | _ | LV | 400 kVA :Kiosk Substation | 0.4 | --> | 0.4 | 0.169 | 1.99 |  | --> | 0.38 | 0 | 0.005 | 0 | 0 | Constrained, otherwise capacity available =407 kW | --> | C14 ex GRAIGUE | Graigue [T41,T42] | CARLOW |  | 52.8379 | -6.9335
MV/LV Substation SR***375Y |  | 10 kV | _ | LV | 200 kVA :Pole Substation | 0.2 | --> | 0.2 | 0 | 0 | Constrained, otherwise capacity available =200 kVA | --> | 0.19 | 0 | 0 | 0 | 0 | Constrained, otherwise capacity available =190 kW | --> | C20 ex POLLERTON | Pollerton [T41,T42] | CARLOW |  | 52.822 | -6.8721
MV/LV Substation PR***381Y |  | 10 kV | _ | LV | 400 kVA :Building Structure | 0.4 | --> | 0.4 | 0 | 0 | Constrained, otherwise capacity available =388 kVA | --> | 0.38 | 0 | 0.006 | 0 | 0 | Constrained, otherwise capacity available =377 kW | --> | C20 ex POLLERTON | Pollerton [T41,T42] | CARLOW |  | 52.8373 | -6.9074
MV/LV Substation RE***382Y |  | 10 kV | _ | LV | 400 kVA :Kiosk Substation | 0.4 | --> | 0.4 | 0.324 | 1.99 |  | --> | 0.38 | 0 | 0 | 0 | 0 | Constrained, otherwise capacity available =390 kW | --> | C18 ex GRAIGUE | Graigue [T41,T42] | CARLOW |  | 52.8448 | -6.9437
MV/LV Substation RE***383Y |  | 10 kV | _ | LV | 400 kVA :Kiosk Substation | 0.4 | --> | 0.4 | 0.378 | 1.99 |  | --> | 0.38 | 0 | 0 | 0 | 0 | Constrained, otherwise capacity available =383 kW | --> | C18 ex GRAIGUE | Graigue [T41,T42] | CARLOW |  | 52.8459 | -6.9472
MV/LV Substation MO***386Y |  | 20 kV | _ | LV | 200 kVA :Building Structure | 0.2 | --> | 0.2 | 0.131 | 2.83 |  | --> | 0.19 | 0 | 0 | 0 | 0 | Constrained, otherwise capacity available =199 kW | --> | E12 ex BAGENALSTOWN | Bagenalstown [T421,T422] | CARLOW |  | 52.686 | -6.9734
MV/LV Substation RT***388Y |  | 10 kV | _ | LV | 200 kVA :Kiosk Substation | 0.2 | --> | 0.2 | 0.17 | 1.99 |  | --> | 0.19 | 0 | 0 | 0 | 0 | Constrained, otherwise capacity available =194 kW | --> | C17 ex GRAIGUE | Graigue [T41,T42] | CARLOW |  | 52.8282 | -6.9325
MV/LV Substation KI***389Y |  | 10 kV | _ | LV | 400 kVA :Kiosk Substation | 0.4 | --> | 0.4 | 0.388 | 1.99 |  | --> | 0.38 | 0 | 0.001 | 0 | 0 | Constrained, otherwise capacity available =381 kW | --> | C11 ex GRAIGUE | Graigue [T41,T42] | CARLOW |  | 52.8321 | -6.9339
MV/LV Substation FR***392Y |  | 20 kV | _ | LV | 400 kVA :Kiosk Substation | 0.4 | --> | 0.4 | 0.365 | 2.83 |  | --> | 0.38 | 0 | 0.012 | 0 | 0 | Constrained, otherwise capacity available =376 kW | --> | E17 ex BAGENALSTOWN | Bagenalstown [T421,T422] | CARLOW |  | 52.733 | -6.9841
MV/LV Substation FR***393Y |  | 20 kV | _ | LV | 400 kVA :Kiosk Substation | 0.4 | --> | 0.4 | 0.4 | 2.83 |  | --> | 0.38 | 0 | 0 | 0 | 0 | Constrained, otherwise capacity available =380 kW | --> | E17 ex BAGENALSTOWN | Bagenalstown [T421,T422] | CARLOW |  | 52.732 | -6.9838
MV/LV Substation HA***395Y |  | 10 kV | _ | LV | 200 kVA :Kiosk Substation | 0.2 | --> | 0.2 | 0.178 | 1.99 |  | --> | 0.19 | 0 | 0 | 0 | 0 | Constrained, otherwise capacity available =193 kW | --> | C11 ex GRAIGUE | Graigue [T41,T42] | CARLOW |  | 52.8326 | -6.9275
MV/LV Substation LI***398Y |  | 10 kV | _ | LV | 400 kVA :Kiosk Substation | 0.4 | --> | 0.4 | 0 | 0 | Constrained, otherwise capacity available =359 kVA | --> | 0.38 | 0 | 0.01 | 0 | 0 | Constrained, otherwise capacity available =378 kW | --> | C24 ex POLLERTON | Pollerton [T41,T42] | CARLOW |  | 52.8604 | -6.8627
MV/LV Substation CA***399Y |  | 10 kV | _ | LV | 200 kVA :Kiosk Substation | 0.2 | --> | 0.2 | 0 | 0 | Constrained, otherwise capacity available =80 kVA | --> | 0.19 | 0 | 0.035 | 0 | 0 | Constrained, otherwise capacity available =180 kW | --> | C11 ex POLLERTON | Pollerton [T41,T42] | CARLOW |  | 52.8482 | -6.9053
MV/LV Substation CA***400Y |  | 10 kV | _ | LV | 200 kVA :Kiosk Substation | 0.2 | --> | 0.2 | 0 | 0 | Constrained, otherwise capacity available =46 kVA | --> | 0.19 | 0 | 0.069 | 0 | 0 | Constrained, otherwise capacity available =159 kW | --> | C11 ex POLLERTON | Pollerton [T41,T42] | CARLOW |  | 52.8494 | -6.9053
MV/LV Substation GA***401Y |  | 10 kV | _ | LV | 100 kVA :Pole Substation | 0.1 | --> | 0.1 | 0 | 0 | Constrained, otherwise capacity available =89 kVA | --> | 0.095 | 0 | 0.011 | 0 | 0 | Constrained, otherwise capacity available =88 kW | --> | C20 ex POLLERTON | Pollerton [T41,T42] | CARLOW |  | 52.8367 | -6.9102
MV/LV Substation LE***4022 |  | 10 kV | _ | LV | 200 kVA :Kiosk Substation | 0.2 | --> | 0.2 | 0.199 | 1.99 |  | --> | 0.19 | 0 | 0 | 0 | 0 | Constrained, otherwise capacity available =190 kW | --> | C11 ex GRAIGUE | Graigue [T41,T42] | CARLOW |  | 52.83 | -6.9366
MV/LV Substation AL***4027 |  | 20 kV | _ | LV | 400 kVA :Kiosk Substation | 0.4 | --> | 0.4 | 0.317 | 2.83 |  | --> | 0.38 | 0 | 0 | 0 | 0 | Constrained, otherwise capacity available =386 kW | --> | E11 ex BAGENALSTOWN | Bagenalstown [T421,T422] | CARLOW |  | 52.7032 | -6.956
MV/LV Substation IR***4034 |  | 10 kV | _ | LV | 100 kVA :Pole Substation | 0.1 | --> | 0.1 | 0 | 0 | Constrained, otherwise capacity available =95 kVA | --> | 0.095 | 0 | 0 | 0 | 0 | Constrained, otherwise capacity available =96 kW | --> | C17 ex POLLERTON | Pollerton [T41,T42] | CARLOW |  | 52.8468 | -6.9257
MV/LV Substation PO***4039 |  | 10 kV | _ | LV | 200 kVA :Kiosk Substation | 0.2 | --> | 0.2 | 0 | 0 | Constrained, otherwise capacity available =179 kVA | --> | 0.19 | 0 | 0 | 0 | 0 | Constrained, otherwise capacity available =193 kW | --> | C11 ex POLLERTON | Pollerton [T41,T42] | CARLOW |  | 52.843 | -6.8883
MV/LV Substation BU***403Y |  | 10 kV | _ | LV | 50 kVA :Pole Substation | 0.05 | --> | 0.05 | 0 | 0 | Constrained, otherwise capacity available =50 kVA | --> | 0.048 | 0 | 0 | 0 | 0 | Constrained, otherwise capacity available =48 kW | --> | C20 ex POLLERTON | Pollerton [T41,T42] | CARLOW |  | 52.8182 | -6.865
MV/LV Substation CA***4044 |  | 10 kV | _ | LV | 50 kVA :Pole Substation | 0.05 | --> | 0.05 | 0.046 | 1.99 |  | --> | 0.048 | 0 | 0.027 | 0 | 0 | Constrained, otherwise capacity available =28 kW | --> | C20 ex GRAIGUE | Graigue [T41,T42] | CARLOW |  | 52.8517 | -6.9678
MV/LV Substation DU***405Y |  | 20 kV | _ | LV | 50 kVA :Pole Substation | 0.05 | --> | 0.05 | 0.041 | 2.83 |  | --> | 0.048 | 0 | 0.005 | 0 | 0 | Constrained, otherwise capacity available =45 kW | --> | E17 ex BAGENALSTOWN | Bagenalstown [T421,T422] | CARLOW |  | 52.7108 | -6.9532
MV/LV Substation LA***4065 |  | 10 kV | _ | LV | 200 kVA :Pole Substation | 0.2 | --> | 0.2 | 0.2 | 1.99 |  | --> | 0.19 | 0 | 0 | 0 | 0 | Constrained, otherwise capacity available =190 kW | --> | C20 ex GRAIGUE | Graigue [T41,T42] | CARLOW |  | 52.8457 | -6.9571
MV/LV Substation DI***4067 |  | 10 kV | _ | LV | 400 kVA :Building Structure | 0.4 | --> | 0.4 | 0.399 | 1.99 |  | --> | 0.38 | 0 | 0 | 0 | 0 | Constrained, otherwise capacity available =380 kW | --> | C11 ex GRAIGUE | Graigue [T41,T42] | CARLOW |  | 52.8356 | -6.9303
MV/LV Substation CA***4068 |  | 10 kV | _ | LV | 400 kVA :Kiosk Substation | 0.4 | --> | 0.4 | 0 | 0 | Constrained, otherwise capacity available =316 kVA | --> | 0.38 | 0 | 0.003 | 0 | 0 | Constrained, otherwise capacity available =389 kW | --> | C23 ex POLLERTON | Pollerton [T41,T42] | CARLOW |  | 52.8232 | -6.9043
MV/LV Substation PO***406X |  | 20 kV | _ | LV | 100 kVA :Pole Substation | 0.1 | --> | 0.1 | 0.089 | 1.99 |  | --> | 0.095 | 0 | 0 | 0 | 0 | Constrained, otherwise capacity available =96 kW | --> | C19 ex GRAIGUE | Graigue [T41,T42] | CARLOW |  | 52.7643 | -6.9491
MV/LV Substation DU***4073 |  | 10 kV | _ | LV | 100 kVA :Pole Substation | 0.1 | --> | 0.1 | 0 | 0 | Constrained, otherwise capacity available =100 kVA | --> | 0.095 | 0 | 0 | 0 | 0 | Constrained, otherwise capacity available =95 kW | --> | C20 ex POLLERTON | Pollerton [T41,T42] | CARLOW |  | 52.8571 | -6.8093
MV/LV Substation KN***4074 |  | 10 kV | _ | LV | 50 kVA :Pole Substation | 0.05 | --> | 0.05 | 0.047 | 1.99 |  | --> | 0.048 | 0 | 0 | 0 | 0 | Constrained, otherwise capacity available =48 kW | --> | C18 ex GRAIGUE | Graigue [T41,T42] | CARLOW |  | 52.8674 | -6.9357
MV/LV Substation EI***407Y |  | 10 kV | _ | LV | 200 kVA :Building Structure | 0.2 | --> | 0.2 | 0 | 0 | Constrained, otherwise capacity available =115 kVA | --> | 0.19 | 0 | 0.05 | 0 | 0 | Constrained, otherwise capacity available =164 kW | --> | C23 ex POLLERTON | Pollerton [T41,T42] | CARLOW |  | 52.8297 | -6.9166
MV/LV Substation PO***408 |  | 10 kV | _ | LV | 400 kVA :Kiosk Substation | 0.4 | --> | 0.4 | 0 | 0 | Constrained, otherwise capacity available =318 kVA | --> | 0.38 | 0 | 0.03 | 0 | 0 | Constrained, otherwise capacity available =369 kW | --> | C11 ex POLLERTON | Pollerton [T41,T42] | CARLOW |  | 52.8535 | -6.8834
MV/LV Substation PO***408X |  | 20 kV | _ | LV | 50 kVA :Pole Substation | 0.05 | --> | 0.05 | 0.049 | 1.99 |  | --> | 0.048 | 0 | 0 | 0 | 0 | Constrained, otherwise capacity available =48 kW | --> | C19 ex GRAIGUE | Graigue [T41,T42] | CARLOW |  | 52.7655 | -6.9542
MV/LV Substation ST***408Y |  | 10 kV | _ | LV | 200 kVA :Kiosk Substation | 0.2 | --> | 0.2 | 0 | 0 | Constrained, otherwise capacity available =131 kVA | --> | 0.19 | 0 | 0.03 | 0 | 0 | Constrained, otherwise capacity available =177 kW | --> | C17 ex POLLERTON | Pollerton [T41,T42] | CARLOW |  | 52.8463 | -6.9261
MV/LV Substation KI***4091 |  | 20 kV | _ | LV | 400 kVA :Kiosk Substation | 0.4 | --> | 0.4 | 0.304 | 2.83 |  | --> | 0.38 | 0 | 0.025 | 0 | 0 | Constrained, otherwise capacity available =374 kW | --> | E12 ex BAGENALSTOWN | Bagenalstown [T421,T422] | CARLOW |  | 52.7 | -6.9581
MV/LV Substation SW***4104 |  | 10 kV | _ | LV | 400 kVA :Kiosk Substation | 0.4 | --> | 0.4 | 0.351 | 1.99 |  | --> | 0.38 | 0 | 0 | 0 | 0 | Constrained, otherwise capacity available =387 kW | --> | C14 ex GRAIGUE | Graigue [T41,T42] | CARLOW |  | 52.8359 | -6.9398
MV/LV Substation CA***410X |  | 20 kV | _ | LV | 50 kVA :Pole Substation | 0.05 | --> | 0.05 | 0.03 | 1.99 |  | --> | 0.048 | 0 | 0.009 | 0 | 0 | Constrained, otherwise capacity available =44 kW | --> | C19 ex GRAIGUE | Graigue [T41,T42] | CARLOW |  | 52.772 | -6.9537
MV/LV Substation ST***4110 |  | 10 kV | _ | LV | 50 kVA :Pole Substation | 0.05 | --> | 0.05 | 0.034 | 1.99 |  | --> | 0.048 | 0 | 0.007 | 0 | 0 | Constrained, otherwise capacity available =44 kW | --> | C18 ex GRAIGUE | Graigue [T41,T42] | CARLOW |  | 52.8552 | -6.9287
MV/LV Substation PU***4113 |  | 10 kV | _ | LV | 400 kVA :Kiosk Substation | 0.4 | --> | 0.4 | 0.394 | 1.99 |  | --> | 0.38 | 0 | 0 | 0 | 0 | Constrained, otherwise capacity available =381 kW | --> | C14 ex GRAIGUE | Graigue [T41,T42] | CARLOW |  | 52.837 | -6.9383
MV/LV Substation QU***411X |  | 20 kV | _ | LV | 200 kVA :Kiosk Substation | 0.2 | --> | 0.2 | 0.188 | 1.99 |  | --> | 0.19 | 0 | 0 | 0 | 0 | Constrained, otherwise capacity available =192 kW | --> | C19 ex GRAIGUE | Graigue [T41,T42] | CARLOW |  | 52.778 | -6.9633
MV/LV Substation KI***4127 |  | 20 kV | _ | LV | 200 kVA :Kiosk Substation | 0.2 | --> | 0.2 | 0.2 | 2.83 |  | --> | 0.19 | 0 | 0 | 0 | 0 | Constrained, otherwise capacity available =190 kW | --> | E12 ex BAGENALSTOWN | Bagenalstown [T421,T422] | CARLOW |  | 52.6985 | -6.9342
MV/LV Substation KI***4128 |  | 20 kV | _ | LV | 50 kVA :Pole Substation | 0.05 | --> | 0.05 | 0.028 | 2.83 |  | --> | 0.048 | 0 | 0 | 0 | 0 | Constrained, otherwise capacity available =50 kW | --> | E17 ex BAGENALSTOWN | Bagenalstown [T421,T422] | CARLOW |  | 52.7 | -6.9347
MV/LV Substation MI***412X |  | 20 kV | _ | LV | 200 kVA :Building Structure | 0.2 | --> | 0.2 | 0.2 | 1.99 |  | --> | 0.19 | 0 | 0 | 0 | 0 | Constrained, otherwise capacity available =190 kW | --> | C19 ex GRAIGUE | Graigue [T41,T42] | CARLOW |  | 52.7816 | -6.9632
MV/LV Substation FB***412Y |  | 10 kV | _ | LV | 400 kVA :Kiosk Substation | 0.4 | --> | 0.4 | 0 | 0 | Constrained, otherwise capacity available =300 kVA | --> | 0.38 | 0 | 0 | 0 | 0 | Constrained, otherwise capacity available =393 kW | --> | C11 ex POLLERTON | Pollerton [T41,T42] | CARLOW |  | 52.8422 | -6.9082
MV/LV Substation M***4130 |  | 10 kV | _ | LV | 50 kVA :Pole Substation | 0.05 | --> | 0.05 | 0.05 | 1.99 |  | --> | 0.048 | 0 | 0 | 0 | 0 | Constrained, otherwise capacity available =48 kW | --> | C20 ex GRAIGUE | Graigue [T41,T42] | CARLOW |  | 52.8465 | -7.0173
MV/LV Substation DO***4140 |  | 10 kV | _ | LV | 200 kVA :Kiosk Substation | 0.2 | --> | 0.2 | 0 | 0 | Constrained, otherwise capacity available =148 kVA | --> | 0.19 | 0 | 0 | 0 | 0 | Constrained, otherwise capacity available =197 kW | --> | C24 ex POLLERTON | Pollerton [T41,T42] | CARLOW |  | 52.84 | -6.8964
MV/LV Substation WA***4142 |  | 20 kV | _ | LV | 630 kVA :Building Structure | 0.63 | --> | 0.63 | 0.372 | 2.83 |  | --> | 0.598 | 0 | 0 | 0 | 0 | Constrained, otherwise capacity available =633 kW | --> | E11 ex BAGENALSTOWN | Bagenalstown [T421,T422] | CARLOW |  | 52.7019 | -6.9805
MV/LV Substation PL***4145 |  | 10 kV | _ | LV | 50 kVA :Pole Substation | 0.05 | --> | 0.05 | 0 | 0 | Constrained, otherwise capacity available =40 kVA | --> | 0.048 | 0 | 0 | 0 | 0 | Constrained, otherwise capacity available =49 kW | --> | C20 ex POLLERTON | Pollerton [T41,T42] | CARLOW |  | 52.8018 | -6.8828
MV/LV Substation DE***4148 |  | 20 kV | _ | LV | 200 kVA :Pole Substation | 0.2 | --> | 0.2 | 0.2 | 1.99 |  | --> | 0.19 | 0 | 0 | 0 | 0 | Constrained, otherwise capacity available =190 kW | --> | C19 ex GRAIGUE | Graigue [T41,T42] | CARLOW |  | 52.8194 | -6.9443
MV/LV Substation GL***4149 |  | 20 kV | _ | LV | 400 kVA :Kiosk Substation | 0.4 | --> | 0.4 | 0.317 | 2.83 |  | --> | 0.38 | 0 | 0.002 | 0 | 0 | Constrained, otherwise capacity available =390 kW | --> | E12 ex BAGENALSTOWN | Bagenalstown [T421,T422] | CARLOW |  | 52.6962 | -6.9657
MV/LV Substation QU***414Y |  | 10 kV | _ | LV | 200 kVA :Pole Substation | 0.2 | --> | 0.2 | 0 | 0 | Constrained, otherwise capacity available =197 kVA | --> | 0.19 | 0 | 0 | 0 | 0 | Constrained, otherwise capacity available =190 kW | --> | C23 ex POLLERTON | Pollerton [T41,T42] | CARLOW |  | 52.8105 | -6.919
MV/LV Substation FL***4150 |  | 10 kV | _ | LV | 50 kVA :Pole Substation | 0.05 | --> | 0.05 | 0 | 0 | Constrained, otherwise capacity available =50 kVA | --> | 0.048 | 0 | 0 | 0 | 0 | Constrained, otherwise capacity available =48 kW | --> | C20 ex POLLERTON | Pollerton [T41,T42] | CARLOW |  | 52.8194 | -6.8694
MV/LV Substation TH***4154 |  | 20 kV | _ | LV | 50 kVA :Pole Substation | 0.05 | --> | 0.05 | 0.05 | 2.83 |  | --> | 0.048 | 0 | 0 | 0 | 0 | Constrained, otherwise capacity available =48 kW | --> | E17 ex BAGENALSTOWN | Bagenalstown [T421,T422] | CARLOW |  | 52.7554 | -7.0733
MV/LV Substation MI***415Y |  | 20 kV | _ | LV | 400 kVA :Kiosk Substation | 0.4 | --> | 0.4 | 0.354 | 1.99 |  | --> | 0.38 | 0 | 0.015 | 0 | 0 | Constrained, otherwise capacity available =375 kW | --> | C19 ex GRAIGUE | Graigue [T41,T42] | CARLOW |  | 52.7828 | -6.9833
MV/LV Substation DE***4163 |  | 10 kV | _ | LV | 100 kVA :Pole Substation | 0.1 | --> | 0.1 | 0 | 0 | Constrained, otherwise capacity available =95 kVA | --> | 0.095 | 0 | 0 | 0 | 0 | Constrained, otherwise capacity available =96 kW | --> | C11 ex POLLERTON | Pollerton [T41,T42] | CARLOW |  | 52.8523 | -6.8854
MV/LV Substation RA***4169 |  | 10 kV | _ | LV | 400 kVA :Building Structure | 0.4 | --> | 0.4 | 0 | 0 | Constrained, otherwise capacity available =203 kVA | --> | 0.38 | 0 | 0 | 0 | 0 | Constrained, otherwise capacity available =406 kW | --> | C20 ex POLLERTON | Pollerton [T41,T42] | CARLOW |  | 52.8028 | -6.884
MV/LV Substation WE***416Y |  | 10 kV | _ | LV | 400 kVA :Kiosk Substation | 0.4 | --> | 0.4 | 0 | 0 | Constrained, otherwise capacity available =371 kVA | --> | 0.38 | 0 | 0.01 | 0 | 0 | Constrained, otherwise capacity available =376 kW | --> | C20 ex POLLERTON | Pollerton [T41,T42] | CARLOW |  | 52.8214 | -6.8946
MV/LV Substation CR***4174 |  | 20 kV | _ | LV | 50 kVA :Pole Substation | 0.05 | --> | 0.05 | 0.05 | 1.99 |  | --> | 0.048 | 0 | 0 | 0 | 0 | Constrained, otherwise capacity available =48 kW | --> | C19 ex GRAIGUE | Graigue [T41,T42] | CARLOW |  | 52.7597 | -6.9815
MV/LV Substation PO***4177 |  | 10 kV | _ | LV | 400 kVA :Kiosk Substation | 0.4 | --> | 0.4 | 0 | 0 | Constrained, otherwise capacity available =391 kVA | --> | 0.38 | 0 | 0 | 0 | 0 | Constrained, otherwise capacity available =381 kW | --> | C19 ex POLLERTON | Pollerton [T41,T42] | CARLOW |  | 52.8386 | -6.9117
MV/LV Substation CA***4178 |  | 20 kV | _ | LV | 630 kVA :Building Structure | 0.63 | --> | 0.63 | 0.5 | 1.99 |  | --> | 0.598 | 0 | 0.008 | 0 | 0 | Constrained, otherwise capacity available =608 kW | --> | C19 ex GRAIGUE | Graigue [T41,T42] | CARLOW |  | 52.8187 | -6.9433
MV/LV Substation EU***417Y |  | 10 kV | _ | LV | 200 kVA :Kiosk Substation | 0.2 | --> | 0.2 | 0 | 0 | Constrained, otherwise capacity available =200 kVA | --> | 0.19 | 0 | 0 | 0 | 0 | Constrained, otherwise capacity available =190 kW | --> | C24 ex POLLERTON | Pollerton [T41,T42] | CARLOW |  | 52.8553 | -6.8799
MV/LV Substation LE***4186 |  | 20 kV | _ | LV | 400 kVA :Kiosk Substation | 0.4 | --> | 0.4 | 0.321 | 2.83 |  | --> | 0.38 | 0 | 0 | 0 | 0 | Constrained, otherwise capacity available =384 kW | --> | E12 ex BAGENALSTOWN | Bagenalstown [T421,T422] | CARLOW |  | 52.7012 | -6.9523
MV/LV Substation KE***4193 |  | 20 kV | _ | LV | 50 kVA :Pole Substation | 0.05 | --> | 0.05 | 0.045 | 1.99 |  | --> | 0.048 | 0 | 0 | 0 | 0 | Constrained, otherwise capacity available =48 kW | --> | C19 ex GRAIGUE | Graigue [T41,T42] | CARLOW |  | 52.7832 | -6.95
MV/LV Substation BR***4207 |  | 10 kV | _ | LV | 400 kVA :Kiosk Substation | 0.4 | --> | 0.4 | 0 | 0 | Constrained, otherwise capacity available =357 kVA | --> | 0.38 | 0 | 0 | 0 | 0 | Constrained, otherwise capacity available =386 kW | --> | C20 ex POLLERTON | Pollerton [T41,T42] | CARLOW |  | 52.8353 | -6.9004
MV/LV Substation IT***4214 |  | 20 kV | _ | LV | 630 kVA :Building Structure | 0.63 | --> | 0.63 | 0.191 | 1.99 |  | --> | 0.598 | 0 | 0 | 0 | 0 | Constrained, otherwise capacity available =618 kW | --> | C19 ex GRAIGUE | Graigue [T41,T42] | CARLOW |  | 52.8152 | -6.9433
MV/LV Substation KI***4222 |  | 10 kV | _ | LV | 50 kVA :Pole Substation | 0.05 | --> | 0.05 | 0.045 | 1.99 |  | --> | 0.048 | 0 | 0 | 0 | 0 | Constrained, otherwise capacity available =48 kW | --> | C20 ex GRAIGUE | Graigue [T41,T42] | CARLOW |  | 52.853 | -6.9975
MV/LV Substation DE***423Y |  | 10 kV | _ | LV | 200 kVA :Kiosk Substation | 0.2 | --> | 0.2 | 0 | 0 | Constrained, otherwise capacity available =160 kVA | --> | 0.19 | 0 | 0 | 0 | 0 | Constrained, otherwise capacity available =195 kW | --> | C17 ex POLLERTON | Pollerton [T41,T42] | CARLOW |  | 52.8449 | -6.9256
MV/LV Substation JO***4247 |  | 20 kV | _ | LV | 630 kVA :Building Structure | 0.63 | --> | 0.63 | 0.5 | 2.83 |  | --> | 0.598 | 0 | 0 | 0 | 0 | Constrained, otherwise capacity available =598 kW | --> | E12 ex BAGENALSTOWN | Bagenalstown [T421,T422] | CARLOW |  | 52.6941 | -6.9768
MV/LV Substation CO***4252 |  | 10 kV | _ | LV | 400 kVA :Kiosk Substation | 0.4 | --> | 0.4 | 0 | 0 | Constrained, otherwise capacity available =355 kVA | --> | 0.38 | 0 | 0.005 | 0 | 0 | Constrained, otherwise capacity available =382 kW | --> | C20 ex POLLERTON | Pollerton [T41,T42] | CARLOW |  | 52.8309 | -6.9001
MV/LV Substation CA***4259 |  | 10 kV | _ | LV | 400 kVA :Kiosk Substation | 0.4 | --> | 0.4 | 0 | 0 | Constrained, otherwise capacity available =368 kVA | --> | 0.38 | 0 | 0 | 0 | 0 | Constrained, otherwise capacity available =384 kW | --> | C23 ex POLLERTON | Pollerton [T41,T42] | CARLOW |  | 52.8245 | -6.9065
MV/LV Substation HI***426 |  | 10 kV | _ | LV | 200 kVA :Pole Substation | 0.2 | --> | 0.2 | 0 | 0 | Constrained, otherwise capacity available =184 kVA | --> | 0.19 | 0 | 0 | 0 | 0 | Constrained, otherwise capacity available =192 kW | --> | C20 ex POLLERTON | Pollerton [T41,T42] | CARLOW |  | 52.8437 | -6.7894
MV/LV Substation CO***4260 |  | 10 kV | _ | LV | 50 kVA :Pole Substation | 0.05 | --> | 0.05 | 0.05 | 5.05 |  | --> | 0.048 | 0 | 0 | 0.048 | 0 |  | --> | C20 ex MCDONAGH | Mcdonagh [T41,T42] | KILKENNY |  | 52.7332 | -7.1097
MV/LV Substation LI***4265 |  | 20 kV | _ | LV | 400 kVA :Building Structure | 0.4 | --> | 0.4 | 0.303 | 2.83 |  | --> | 0.38 | 0 | 0 | 0 | 0 | Constrained, otherwise capacity available =391 kW | --> | E12 ex BAGENALSTOWN | Bagenalstown [T421,T422] | CARLOW |  | 52.6996 | -6.9651
MV/LV Substation CO***426X |  | 20 kV | _ | LV | 200 kVA :Pole Substation | 0.2 | --> | 0.2 | 0.2 | 1.99 |  | --> | 0.19 | 0 | 0 | 0 | 0 | Constrained, otherwise capacity available =190 kW | --> | C19 ex GRAIGUE | Graigue [T41,T42] | CARLOW |  | 52.8097 | -7.013
MV/LV Substation TU***426Y |  | 10 kV | _ | LV | 200 kVA :Kiosk Substation | 0.2 | --> | 0.2 | 0 | 0 | Constrained, otherwise capacity available =103 kVA | --> | 0.19 | 0 | 0 | 0 | 0 | Constrained, otherwise capacity available =203 kW | --> | C23 ex POLLERTON | Pollerton [T41,T42] | CARLOW |  | 52.8333 | -6.9113
MV/LV Substation GL***4272 |  | 10 kV | _ | LV | 400 kVA :Kiosk Substation | 0.4 | --> | 0.4 | 0.338 | 1.99 |  | --> | 0.38 | 0 | 0.005 | 0 | 0 | Constrained, otherwise capacity available =385 kW | --> | C20 ex GRAIGUE | Graigue [T41,T42] | CARLOW |  | 52.8484 | -6.9876
MV/LV Substation KI***4277 |  | 20 kV | _ | LV | 50 kVA :Pole Substation | 0.05 | --> | 0.05 | 0.039 | 2.83 |  | --> | 0.048 | 0 | 0.025 | 0 | 0 | Constrained, otherwise capacity available =30 kW | --> | E12 ex BAGENALSTOWN | Bagenalstown [T421,T422] | CARLOW |  | 52.6738 | -6.9563
MV/LV Substation ID***4278 |  | 10 kV | _ | LV | 630 kVA :Building Structure | 0.63 | --> | 0.63 | 0 | 0 | Constrained, otherwise capacity available =596 kVA | --> | 0.598 | 0 | 0 | 0 | 0 | Constrained, otherwise capacity available =603 kW | --> | C11 ex POLLERTON | Pollerton [T41,T42] | CARLOW |  | 52.8474 | -6.9076
MV/LV Substation MB***4280 |  | 20 kV | _ | LV | 630 kVA :Building Structure | 0.63 | --> | 0.63 | 0.5 | 2.83 |  | --> | 0.598 | 0 | 0.526 | 0 | 0 | Constrained, otherwise capacity available =209 kW | --> | E12 ex BAGENALSTOWN | Bagenalstown [T421,T422] | CARLOW |  | 52.6945 | -6.9463
MV/LV Substation MA***4283 |  | 10 kV | _ | LV | 50 kVA :Pole Substation | 0.05 | --> | 0.05 | 0.04 | 1.99 |  | --> | 0.048 | 0 | 0 | 0 | 0 | Constrained, otherwise capacity available =49 kW | --> | C20 ex GRAIGUE | Graigue [T41,T42] | CARLOW |  | 52.8437 | -6.9817
MV/LV Substation BR***4284 |  | 10 kV | _ | LV | 400 kVA :Kiosk Substation | 0.4 | --> | 0.4 | 0 | 0 | Constrained, otherwise capacity available =339 kVA | --> | 0.38 | 0 | 0.016 | 0 | 0 | Constrained, otherwise capacity available =376 kW | --> | C20 ex POLLERTON | Pollerton [T41,T42] | CARLOW |  | 52.835 | -6.9047
MV/LV Substation CW***4289 |  | 20 kV | _ | LV | 630 kVA :Building Structure | 0.63 | --> | 0.63 | 0.5 | 2.83 |  | --> | 0.598 | 0 | 0.2 | 0 | 0 | Constrained, otherwise capacity available =457 kW | --> | E12 ex BAGENALSTOWN | Bagenalstown [T421,T422] | CARLOW |  | 52.6934 | -6.9757
MV/LV Substation HA***4292 |  | 10 kV | _ | LV | 400 kVA :Kiosk Substation | 0.4 | --> | 0.4 | 0 | 0 | Constrained, otherwise capacity available =400 kVA | --> | 0.38 | 0 | 0 | 0 | 0 | Constrained, otherwise capacity available =380 kW | --> | C19 ex POLLERTON | Pollerton [T41,T42] | CARLOW |  | 52.8337 | -6.9267
MV/LV Substation PA***4296 |  | 10 kV | _ | LV | 400 kVA :Building Structure | 0.4 | --> | 0.4 | 0 | 0 | Constrained, otherwise capacity available =291 kVA | --> | 0.38 | 0 | 0 | 0 | 0 | Constrained, otherwise capacity available =395 kW | --> | C23 ex POLLERTON | Pollerton [T41,T42] | CARLOW |  | 52.8101 | -6.92
MV/LV Substation CO***4307 |  | 20 kV | _ | LV | 50 kVA :Pole Substation | 0.05 | --> | 0.05 | 0.05 | 2.83 |  | --> | 0.048 | 0 | 0 | 0 | 0 | Constrained, otherwise capacity available =48 kW | --> | E17 ex BAGENALSTOWN | Bagenalstown [T421,T422] | CARLOW |  | 52.7665 | -7.023
MV/LV Substation TH***4314 |  | 10 kV | _ | LV | 630 kVA :Building Structure | 0.63 | --> | 0.63 | 0.5 | 1.99 |  | --> | 0.598 | 0 | 0 | 0 | 0 | Constrained, otherwise capacity available =598 kW | --> | C18 ex GRAIGUE | Graigue [T41,T42] | CARLOW |  | 52.8765 | -6.9338
MV/LV Substation GL***431Y |  | 20 kV | _ | LV | 200 kVA :Kiosk Substation | 0.2 | --> | 0.2 | 0.144 | 2.83 |  | --> | 0.19 | 0 | 0.011 | 0 | 0 | Constrained, otherwise capacity available =189 kW | --> | E12 ex BAGENALSTOWN | Bagenalstown [T421,T422] | CARLOW |  | 52.6972 | -6.9675
MV/LV Substation CO***4336 |  | 20 kV | _ | LV | 50 kVA :Pole Substation | 0.05 | --> | 0.05 | 0.05 | 2.83 |  | --> | 0.048 | 0 | 0 | 0 | 0 | Constrained, otherwise capacity available =48 kW | --> | E17 ex BAGENALSTOWN | Bagenalstown [T421,T422] | CARLOW |  | 52.7789 | -7.0976
MV/LV Substation FO***434Y |  | 20 kV | _ | LV | 100 kVA :Pole Substation | 0.1 | --> | 0.1 | 0.084 | 1.99 |  | --> | 0.095 | 0 | 0 | 0 | 0 | Constrained, otherwise capacity available =97 kW | --> | C19 ex GRAIGUE | Graigue [T41,T42] | CARLOW |  | 52.7928 | -6.9684
MV/LV Substation SL***435Y |  | 20 kV | _ | LV | 400 kVA :Kiosk Substation | 0.4 | --> | 0.4 | 0.381 | 2.83 |  | --> | 0.38 | 0 | 0 | 0 | 0 | Constrained, otherwise capacity available =383 kW | --> | E12 ex BAGENALSTOWN | Bagenalstown [T421,T422] | CARLOW |  | 52.7026 | -6.9678
MV/LV Substation GR***436Y |  | 10 kV | _ | LV | 400 kVA :Building Structure | 0.4 | --> | 0.4 | 0.345 | 1.99 |  | --> | 0.38 | 0 | 0 | 0 | 0 | Constrained, otherwise capacity available =388 kW | --> | C18 ex GRAIGUE | Graigue [T41,T42] | CARLOW |  | 52.8399 | -6.9538
MV/LV Substation ME***440Y |  | 10 kV | _ | LV | 400 kVA :Kiosk Substation | 0.4 | --> | 0.4 | 0.318 | 1.99 |  | --> | 0.38 | 0 | 0.005 | 0 | 0 | Constrained, otherwise capacity available =387 kW | --> | C17 ex GRAIGUE | Graigue [T41,T42] | CARLOW |  | 52.8326 | -6.9481
MV/LV Substation TU***443Y |  | 10 kV | _ | LV | 400 kVA :Kiosk Substation | 0.4 | --> | 0.4 | 0 | 0 | Constrained, otherwise capacity available =383 kVA | --> | 0.38 | 0 | 0.01 | 0 | 0 | Constrained, otherwise capacity available =375 kW | --> | C20 ex POLLERTON | Pollerton [T41,T42] | CARLOW |  | 52.8235 | -6.894
MV/LV Substation CL***452X |  | 20 kV | _ | LV | 50 kVA :Pole Substation | 0.05 | --> | 0.05 | 0.049 | 1.99 |  | --> | 0.048 | 0 | 0 | 0 | 0 | Constrained, otherwise capacity available =48 kW | --> | C19 ex GRAIGUE | Graigue [T41,T42] | CARLOW |  | 52.8055 | -6.9988
MV/LV Substation RA***454Y |  | 10 kV | _ | LV | 200 kVA :Kiosk Substation | 0.2 | --> | 0.2 | 0.179 | 1.99 |  | --> | 0.19 | 0 | 0.005 | 0 | 0 | Constrained, otherwise capacity available =189 kW | --> | C20 ex GRAIGUE | Graigue [T41,T42] | CARLOW |  | 52.849 | -6.9911
MV/LV Substation RA***455Y |  | 10 kV | _ | LV | 400 kVA :Kiosk Substation | 0.4 | --> | 0.4 | 0.284 | 1.99 |  | --> | 0.38 | 0 | 0.046 | 0 | 0 | Constrained, otherwise capacity available =361 kW | --> | C20 ex GRAIGUE | Graigue [T41,T42] | CARLOW |  | 52.8489 | -6.9933
MV/LV Substation CL***457X |  | 20 kV | _ | LV | 50 kVA :Pole Substation | 0.05 | --> | 0.05 | 0.047 | 1.99 |  | --> | 0.048 | 0 | 0.005 | 0 | 0 | Constrained, otherwise capacity available =44 kW | --> | C19 ex GRAIGUE | Graigue [T41,T42] | CARLOW |  | 52.8081 | -6.9687
MV/LV Substation RA***458Y |  | 10 kV | _ | LV | 50 kVA :Pole Substation | 0.05 | --> | 0.05 | 0.049 | 1.99 |  | --> | 0.048 | 0 | 0 | 0 | 0 | Constrained, otherwise capacity available =48 kW | --> | C20 ex GRAIGUE | Graigue [T41,T42] | CARLOW |  | 52.8479 | -6.984
MV/LV Substation SH***461Y |  | 10 kV | _ | LV | 1000 kVA :Building Structure | 1 | --> | 1 | 0 | 0 | Constrained, otherwise capacity available =370 kVA | --> | 0.95 | 0 | 0.045 | 0 | 0 | Constrained, otherwise capacity available =999 kW | --> | C22 ex POLLERTON | Pollerton [T41,T42] | CARLOW |  | 52.8363 | -6.9246
MV/LV Substation GO***465Y |  | 20 kV | _ | LV | 400 kVA :Kiosk Substation | 0.4 | --> | 0.4 | 0.389 | 1.99 |  | --> | 0.38 | 0 | 0 | 0 | 0 | Constrained, otherwise capacity available =381 kW | --> | C19 ex GRAIGUE | Graigue [T41,T42] | CARLOW |  | 52.7873 | -6.9837
MV/LV Substation GO***466Y |  | 20 kV | _ | LV | 200 kVA :Kiosk Substation | 0.2 | --> | 0.2 | 0.17 | 1.99 |  | --> | 0.19 | 0 | 0 | 0 | 0 | Constrained, otherwise capacity available =194 kW | --> | C19 ex GRAIGUE | Graigue [T41,T42] | CARLOW |  | 52.7867 | -6.9844
MV/LV Substation CA***467Y |  | 10 kV | _ | LV | 100 kVA :Pole Substation | 0.1 | --> | 0.1 | 0.1 | 1.99 |  | --> | 0.095 | 0 | 0 | 0 | 0 | Constrained, otherwise capacity available =95 kW | --> | C17 ex GRAIGUE | Graigue [T41,T42] | CARLOW |  | 52.8275 | -6.9319
MV/LV Substation WA***468Y |  | 10 kV | _ | LV | 630 kVA :Building Structure | 0.63 | --> | 0.63 | 0.5 | 1.99 |  | --> | 0.598 | 0 | 0 | 0 | 0 | Constrained, otherwise capacity available =610 kW | --> | C11 ex GRAIGUE | Graigue [T41,T42] | CARLOW |  | 52.8358 | -6.9371
MV/LV Substation PB***469Y |  | 20 kV | _ | LV | 400 kVA :Building Structure | 0.4 | --> | 0.4 | 0.307 | 2.83 |  | --> | 0.38 | 0 | 0 | 0 | 0 | Constrained, otherwise capacity available =392 kW | --> | E12 ex BAGENALSTOWN | Bagenalstown [T421,T422] | CARLOW |  | 52.6961 | -6.9737
MV/LV Substation DO***474 |  | 10 kV | _ | LV | 400 kVA :Kiosk Substation | 0.4 | --> | 0.4 | 0 | 0 | Constrained, otherwise capacity available =296 kVA | --> | 0.38 | 0 | 0.064 | 0 | 0 | Constrained, otherwise capacity available =347 kW | --> | C23 ex POLLERTON | Pollerton [T41,T42] | CARLOW |  | 52.8334 | -6.9061
MV/LV Substation DU***474X |  | 20 kV | _ | LV | 50 kVA :Pole Substation | 0.05 | --> | 0.05 | 0.035 | 2.83 |  | --> | 0.048 | 0 | 0 | 0 | 0 | Constrained, otherwise capacity available =50 kW | --> | E17 ex BAGENALSTOWN | Bagenalstown [T421,T422] | CARLOW |  | 52.7132 | -6.9374
MV/LV Substation BA***474Y |  | 20 kV | _ | LV | 400 kVA :Kiosk Substation | 0.4 | --> | 0.4 | 0.362 | 2.83 |  | --> | 0.38 | 0 | 0 | 0 | 0 | Constrained, otherwise capacity available =385 kW | --> | E17 ex BAGENALSTOWN | Bagenalstown [T421,T422] | CARLOW |  | 52.7335 | -6.9845
MV/LV Substation DE***475 |  | 10 kV | _ | LV | 200 kVA :Kiosk Substation | 0.2 | --> | 0.2 | 0 | 0 | Constrained, otherwise capacity available =98 kVA | --> | 0.19 | 0 | 0.011 | 0 | 0 | Constrained, otherwise capacity available =195 kW | --> | C23 ex POLLERTON | Pollerton [T41,T42] | CARLOW |  | 52.8292 | -6.9129
MV/LV Substation TU***475X |  | 20 kV | _ | LV | 200 kVA :Pole Substation | 0.2 | --> | 0.2 | 0.181 | 2.83 |  | --> | 0.19 | 0 | 0 | 0 | 0 | Constrained, otherwise capacity available =193 kW | --> | E17 ex BAGENALSTOWN | Bagenalstown [T421,T422] | CARLOW |  | 52.7099 | -6.9359
MV/LV Substation SH***476 |  | 10 kV | _ | LV | 200 kVA :Pole Substation | 0.2 | --> | 0.2 | 0 | 0 | Constrained, otherwise capacity available =121 kVA | --> | 0.19 | 0 | 0.055 | 0 | 0 | Constrained, otherwise capacity available =160 kW | --> | C20 ex POLLERTON | Pollerton [T41,T42] | CARLOW |  | 52.8334 | -6.8982
MV/LV Substation WA***479 |  | 10 kV | _ | LV | 200 kVA :Pole Substation | 0.2 | --> | 0.2 | 0 | 0 | Constrained, otherwise capacity available =157 kVA | --> | 0.19 | 0 | 0.001 | 0 | 0 | Constrained, otherwise capacity available =195 kW | --> | C20 ex POLLERTON | Pollerton [T41,T42] | CARLOW |  | 52.8268 | -6.8987
MV/LV Substation WE***480 |  | 10 kV | _ | LV | 400 kVA :Kiosk Substation | 0.4 | --> | 0.4 | 0 | 0 | Constrained, otherwise capacity available =314 kVA | --> | 0.38 | 0 | 0.02 | 0 | 0 | Constrained, otherwise capacity available =377 kW | --> | C20 ex POLLERTON | Pollerton [T41,T42] | CARLOW |  | 52.8212 | -6.8964
MV/LV Substation CL***481Y |  | 10 kV | _ | LV | 200 kVA :Kiosk Substation | 0.2 | --> | 0.2 | 0.18 | 1.99 |  | --> | 0.19 | 0 | 0 | 0 | 0 | Constrained, otherwise capacity available =193 kW | --> | C11 ex GRAIGUE | Graigue [T41,T42] | CARLOW |  | 52.8305 | -6.9345
MV/LV Substation CL***482Y |  | 20 kV | _ | LV | 400 kVA :Kiosk Substation | 0.4 | --> | 0.4 | 0.318 | 1.99 |  | --> | 0.38 | 0 | 0.053 | 0 | 0 | Constrained, otherwise capacity available =352 kW | --> | C19 ex GRAIGUE | Graigue [T41,T42] | CARLOW |  | 52.8187 | -6.9353
MV/LV Substation KI***489 |  | 10 kV | _ | LV | 50 kVA :Pole Substation | 0.05 | --> | 0.05 | 0 | 0 | Constrained, otherwise capacity available =32 kVA | --> | 0.048 | 0 | 0 | 0 | 0 | Constrained, otherwise capacity available =50 kW | --> | C20 ex POLLERTON | Pollerton [T41,T42] | CARLOW |  | 52.8075 | -6.8989
MV/LV Substation TI***490 |  | 10 kV | _ | LV | 100 kVA :Pole Substation | 0.1 | --> | 0.1 | 0 | 0 | Constrained, otherwise capacity available =77 kVA | --> | 0.095 | 0 | 0.023 | 0 | 0 | Constrained, otherwise capacity available =81 kW | --> | C20 ex POLLERTON | Pollerton [T41,T42] | CARLOW |  | 52.7986 | -6.8993
MV/LV Substation PR***491Y |  | 10 kV | _ | LV | 400 kVA :Kiosk Substation | 0.4 | --> | 0.4 | 0 | 0 | Constrained, otherwise capacity available =385 kVA | --> | 0.38 | 0 | 0.017 | 0 | 0 | Constrained, otherwise capacity available =369 kW | --> | C19 ex POLLERTON | Pollerton [T41,T42] | CARLOW |  | 52.8377 | -6.9137
MV/LV Substation OR***493X |  | 20 kV | _ | LV | 50 kVA :Pole Substation | 0.05 | --> | 0.05 | 0.05 | 2.83 |  | --> | 0.048 | 0 | 0 | 0 | 0 | Constrained, otherwise capacity available =48 kW | --> | E17 ex BAGENALSTOWN | Bagenalstown [T421,T422] | CARLOW |  | 52.7545 | -6.9531
MV/LV Substation 4 ***494Y |  | 10 kV | _ | LV | 400 kVA :Building Structure | 0.4 | --> | 0.4 | 0 | 0 | Constrained, otherwise capacity available =339 kVA | --> | 0.38 | 0 | 0 | 0 | 0 | Constrained, otherwise capacity available =388 kW | --> | C11 ex POLLERTON | Pollerton [T41,T42] | CARLOW |  | 52.8456 | -6.9012
MV/LV Substation 4 ***495Y |  | 10 kV | _ | LV | 400 kVA :Building Structure | 0.4 | --> | 0.4 | 0 | 0 | Constrained, otherwise capacity available =328 kVA | --> | 0.38 | 0 | 0 | 0 | 0 | Constrained, otherwise capacity available =390 kW | --> | C11 ex POLLERTON | Pollerton [T41,T42] | CARLOW |  | 52.8453 | -6.9029
MV/LV Substation BA***497 |  | 10 kV | _ | LV | 100 kVA :Pole Substation | 0.1 | --> | 0.1 | 0 | 0 | Constrained, otherwise capacity available =76 kVA | --> | 0.095 | 0 | 0 | 0 | 0 | Constrained, otherwise capacity available =98 kW | --> | C20 ex POLLERTON | Pollerton [T41,T42] | CARLOW |  | 52.7721 | -6.9026
MV/LV Substation RA***500 |  | 10 kV | _ | LV | 100 kVA :Pole Substation | 0.1 | --> | 0.1 | 0 | 0 | Constrained, otherwise capacity available =97 kVA | --> | 0.095 | 0 | 0 | 0 | 0 | Constrained, otherwise capacity available =95 kW | --> | C20 ex POLLERTON | Pollerton [T41,T42] | CARLOW |  | 52.8043 | -6.8794
MV/LV Substation BA***500X |  | 20 kV | _ | LV | 100 kVA :Pole Substation | 0.1 | --> | 0.1 | 0.098 | 2.83 |  | --> | 0.095 | 0 | 0 | 0 | 0 | Constrained, otherwise capacity available =95 kW | --> | E17 ex BAGENALSTOWN | Bagenalstown [T421,T422] | CARLOW |  | 52.7396 | -6.9625
MV/LV Substation LE***501X |  | 20 kV | _ | LV | 200 kVA :Pole Substation | 0.2 | --> | 0.2 | 0.121 | 2.83 |  | --> | 0.19 | 0 | 0.01 | 0 | 0 | Constrained, otherwise capacity available =193 kW | --> | E17 ex BAGENALSTOWN | Bagenalstown [T421,T422] | CARLOW |  | 52.7372 | -6.9743
MV/LV Substation TA***501Y |  | 10 kV | _ | LV | 400 kVA :Kiosk Substation | 0.4 | --> | 0.4 | 0 | 0 | Constrained, otherwise capacity available =400 kVA | --> | 0.38 | 0 | 0 | 0 | 0 | Constrained, otherwise capacity available =380 kW | --> | C17 ex POLLERTON | Pollerton [T41,T42] | CARLOW |  | 52.8457 | -6.9261
MV/LV Substation CA***502 |  | 10 kV | _ | LV | 100 kVA :Pole Substation | 0.1 | --> | 0.1 | 0 | 0 | Constrained, otherwise capacity available =84 kVA | --> | 0.095 | 0 | 0.011 | 0 | 0 | Constrained, otherwise capacity available =89 kW | --> | C20 ex POLLERTON | Pollerton [T41,T42] | CARLOW |  | 52.7942 | -6.8715
MV/LV Substation CA***503 |  | 10 kV | _ | LV | 50 kVA :Pole Substation | 0.05 | --> | 0.05 | 0 | 0 | Constrained, otherwise capacity available =44 kVA | --> | 0.048 | 0 | 0 | 0 | 0 | Constrained, otherwise capacity available =48 kW | --> | C20 ex POLLERTON | Pollerton [T41,T42] | CARLOW |  | 52.7916 | -6.8786
MV/LV Substation KI***505X |  | 20 kV | _ | LV | 50 kVA :Pole Substation | 0.05 | --> | 0.05 | 0.048 | 2.83 |  | --> | 0.048 | 0 | 0 | 0 | 0 | Constrained, otherwise capacity available =48 kW | --> | E17 ex BAGENALSTOWN | Bagenalstown [T421,T422] | CARLOW |  | 52.7189 | -6.9736
MV/LV Substation PR***506Y |  | 10 kV | _ | LV | 50 kVA :Pole Substation | 0.05 | --> | 0.05 | 0 | 0 | Constrained, otherwise capacity available =50 kVA | --> | 0.048 | 0 | 0 | 0 | 0 | Constrained, otherwise capacity available =48 kW | --> | C24 ex POLLERTON | Pollerton [T41,T42] | CARLOW |  | 52.8905 | -6.8592
MV/LV Substation CC***515Y |  | 10 kV | _ | LV | 200 kVA :Kiosk Substation | 0.2 | --> | 0.2 | 0 | 0 | Constrained, otherwise capacity available =200 kVA | --> | 0.19 | 0 | 0 | 0 | 0 | Constrained, otherwise capacity available =190 kW | --> | C17 ex POLLERTON | Pollerton [T41,T42] | CARLOW |  | 52.8499 | -6.9184
MV/LV Substation RO***517Y |  | 20 kV | _ | LV | 100 kVA :Pole Substation | 0.1 | --> | 0.1 | 0.091 | 2.83 |  | --> | 0.095 | 0 | 0 | 0 | 0 | Constrained, otherwise capacity available =96 kW | --> | E12 ex BAGENALSTOWN | Bagenalstown [T421,T422] | CARLOW |  | 52.7002 | -6.9873
MV/LV Substation LE***518X |  | 20 kV | _ | LV | 200 kVA :Kiosk Substation | 0.2 | --> | 0.2 | 0.111 | 2.83 |  | --> | 0.19 | 0 | 0.01 | 0 | 0 | Constrained, otherwise capacity available =194 kW | --> | E17 ex BAGENALSTOWN | Bagenalstown [T421,T422] | CARLOW |  | 52.7351 | -6.9811
MV/LV Substation CL***518Y |  | 20 kV | _ | LV | 50 kVA :Pole Substation | 0.05 | --> | 0.05 | 0.05 | 1.99 |  | --> | 0.048 | 0 | 0 | 0 | 0 | Constrained, otherwise capacity available =48 kW | --> | C19 ex GRAIGUE | Graigue [T41,T42] | CARLOW |  | 52.779 | -6.941
MV/LV Substation M ***519X |  | 20 kV | _ | LV | 100 kVA :Pole Substation | 0.1 | --> | 0.1 | 0.095 | 2.83 |  | --> | 0.095 | 0 | 0 | 0 | 0 | Constrained, otherwise capacity available =96 kW | --> | E17 ex BAGENALSTOWN | Bagenalstown [T421,T422] | CARLOW |  | 52.7346 | -6.9897
MV/LV Substation BA***520X |  | 20 kV | _ | LV | 100 kVA :Pole Substation | 0.1 | --> | 0.1 | 0.043 | 2.83 |  | --> | 0.095 | 0 | 0 | 0 | 0 | Constrained, otherwise capacity available =102 kW | --> | E17 ex BAGENALSTOWN | Bagenalstown [T421,T422] | CARLOW |  | 52.7379 | -6.9852
MV/LV Substation HA***520Y |  | 10 kV | _ | LV | 400 kVA :Building Structure | 0.4 | --> | 0.4 | 0 | 0 | Constrained, otherwise capacity available =263 kVA | --> | 0.38 | 0 | 0 | 0 | 0 | Constrained, otherwise capacity available =398 kW | --> | C24 ex POLLERTON | Pollerton [T41,T42] | CARLOW |  | 52.8395 | -6.9046
MV/LV Substation KI***521 |  | 10 kV | _ | LV | 50 kVA :Pole Substation | 0.05 | --> | 0.05 | 0 | 0 | Constrained, otherwise capacity available =46 kVA | --> | 0.048 | 0 | 0.005 | 0 | 0 | Constrained, otherwise capacity available =44 kW | --> | C20 ex POLLERTON | Pollerton [T41,T42] | CARLOW |  | 52.8128 | -6.8886
MV/LV Substation RA***521Y |  | 20 kV | _ | LV | 50 kVA :Pole Substation | 0.05 | --> | 0.05 | 0.044 | 1.99 |  | --> | 0.048 | 0 | 0 | 0 | 0 | Constrained, otherwise capacity available =48 kW | --> | C19 ex GRAIGUE | Graigue [T41,T42] | CARLOW |  | 52.7547 | -6.9756
MV/LV Substation SI***522 |  | 10 kV | _ | LV | 100 kVA :Pole Substation | 0.1 | --> | 0.1 | 0 | 0 | Constrained, otherwise capacity available =38 kVA | --> | 0.095 | 0 | 0 | 0 | 0 | Constrained, otherwise capacity available =103 kW | --> | C20 ex POLLERTON | Pollerton [T41,T42] | CARLOW |  | 52.8219 | -6.8862
MV/LV Substation BE***524 |  | 10 kV | _ | LV | 400 kVA :Building Structure | 0.4 | --> | 0.4 | 0 | 0 | Constrained, otherwise capacity available =274 kVA | --> | 0.38 | 0 | 0.045 | 0 | 0 | Constrained, otherwise capacity available =364 kW | --> | C20 ex POLLERTON | Pollerton [T41,T42] | CARLOW |  | 52.817 | -6.877
MV/LV Substation CA***528Y |  | 10 kV | _ | LV | 400 kVA :Building Structure | 0.4 | --> | 0.4 | 0.362 | 1.99 |  | --> | 0.38 | 0 | 0 | 0 | 0 | Constrained, otherwise capacity available =385 kW | --> | C14 ex GRAIGUE | Graigue [T41,T42] | CARLOW |  | 52.8384 | -6.9283
MV/LV Substation BU***529 |  | 10 kV | _ | LV | 50 kVA :Pole Substation | 0.05 | --> | 0.05 | 0 | 0 | Constrained, otherwise capacity available =50 kVA | --> | 0.048 | 0 | 0 | 0 | 0 | Constrained, otherwise capacity available =48 kW | --> | C20 ex POLLERTON | Pollerton [T41,T42] | CARLOW |  | 52.8162 | -6.837
MV/LV Substation SU***530Y |  | 10 kV | _ | LV | 400 kVA :Kiosk Substation | 0.4 | --> | 0.4 | 0 | 0 | Constrained, otherwise capacity available =323 kVA | --> | 0.38 | 0 | 0 | 0 | 0 | Constrained, otherwise capacity available =390 kW | --> | C11 ex POLLERTON | Pollerton [T41,T42] | CARLOW |  | 52.8484 | -6.9033
MV/LV Substation CL***531Y |  | 20 kV | _ | LV | 50 kVA :Pole Substation | 0.05 | --> | 0.05 | 0.042 | 2.83 |  | --> | 0.048 | 0 | 0 | 0 | 0 | Constrained, otherwise capacity available =49 kW | --> | E12 ex BAGENALSTOWN | Bagenalstown [T421,T422] | CARLOW |  | 52.7065 | -6.9855
MV/LV Substation FA***532 |  | 10 kV | _ | LV | 50 kVA :Pole Substation | 0.05 | --> | 0.05 | 0 | 0 | Constrained, otherwise capacity available =49 kVA | --> | 0.048 | 0 | 0 | 0 | 0 | Constrained, otherwise capacity available =48 kW | --> | C20 ex POLLERTON | Pollerton [T41,T42] | CARLOW |  | 52.8067 | -6.8231
MV/LV Substation 43***532Y |  | 10 kV | _ | LV | 400 kVA :Kiosk Substation | 0.4 | --> | 0.4 | 0 | 0 | Constrained, otherwise capacity available =377 kVA | --> | 0.38 | 0 | 0 | 0 | 0 | Constrained, otherwise capacity available =383 kW | --> | C22 ex POLLERTON | Pollerton [T41,T42] | CARLOW |  | 52.8357 | -6.928
MV/LV Substation JO***538 |  | 10 kV | _ | LV | 100 kVA :Pole Substation | 0.1 | --> | 0.1 | 0 | 0 | Constrained, otherwise capacity available =74 kVA | --> | 0.095 | 0 | 0.059 | 0 | 0 | Constrained, otherwise capacity available =55 kW | --> | C20 ex POLLERTON | Pollerton [T41,T42] | CARLOW |  | 52.8341 | -6.8507
MV/LV Substation CO***540Y |  | 10 kV | _ | LV | 50 kVA :Pole Substation | 0.05 | --> | 0.05 | 0 | 0 | Constrained, otherwise capacity available =34 kVA | --> | 0.048 | 0 | 0.025 | 0 | 0 | Constrained, otherwise capacity available =31 kW | --> | C20 ex POLLERTON | Pollerton [T41,T42] | CARLOW |  | 52.7925 | -6.8954
MV/LV Substation PO***541Y |  | 10 kV | _ | LV | 200 kVA :Kiosk Substation | 0.2 | --> | 0.2 | 0 | 0 | Constrained, otherwise capacity available =176 kVA | --> | 0.19 | 0 | 0 | 0 | 0 | Constrained, otherwise capacity available =193 kW | --> | C11 ex POLLERTON | Pollerton [T41,T42] | CARLOW |  | 52.8547 | -6.8827
MV/LV Substation AR***542 |  | 10 kV | _ | LV | 50 kVA :Pole Substation | 0.05 | --> | 0.05 | 0 | 0 | Constrained, otherwise capacity available =47 kVA | --> | 0.048 | 0 | 0.015 | 0 | 0 | Constrained, otherwise capacity available =37 kW | --> | C20 ex POLLERTON | Pollerton [T41,T42] | CARLOW |  | 52.8371 | -6.8412
MV/LV Substation SB***545Y |  | 10 kV | _ | LV | 200 kVA :Pole Substation | 0.2 | --> | 0.2 | 0.198 | 1.99 |  | --> | 0.19 | 0 | 0.01 | 0 | 0 | Constrained, otherwise capacity available =183 kW | --> | C20 ex GRAIGUE | Graigue [T41,T42] | CARLOW |  | 52.8666 | -6.997
MV/LV Substation RA***550Y |  | 20 kV | _ | LV | 50 kVA :Pole Substation | 0.05 | --> | 0.05 | 0.046 | 2.83 |  | --> | 0.048 | 0 | 0 | 0 | 0 | Constrained, otherwise capacity available =48 kW | --> | E17 ex BAGENALSTOWN | Bagenalstown [T421,T422] | CARLOW |  | 52.7338 | -6.9672
MV/LV Substation BU***554 |  | 20 kV | _ | LV | 200 kVA :Pole Substation | 0.2 | --> | 0.2 | 0.14 | 1.99 |  | --> | 0.19 | 0 | 0.026 | 0 | 0 | Constrained, otherwise capacity available =179 kW | --> | C19 ex GRAIGUE | Graigue [T41,T42] | CARLOW |  | 52.8219 | -6.9375
MV/LV Substation GL***557X |  | 20 kV | _ | LV | 100 kVA :Pole Substation | 0.1 | --> | 0.1 | 0.076 | 2.83 |  | --> | 0.095 | 0 | 0 | 0 | 0 | Constrained, otherwise capacity available =98 kW | --> | E17 ex BAGENALSTOWN | Bagenalstown [T421,T422] | CARLOW |  | 52.7748 | -7.1183
MV/LV Substation BA***557Y |  | 20 kV | _ | LV | 50 kVA :Pole Substation | 0.05 | --> | 0.05 | 0.05 | 2.83 |  | --> | 0.048 | 0 | 0 | 0 | 0 | Constrained, otherwise capacity available =48 kW | --> | E17 ex BAGENALSTOWN | Bagenalstown [T421,T422] | CARLOW |  | 52.7204 | -7.0163
MV/LV Substation BE***558Y |  | 10 kV | _ | LV | 100 kVA :Pole Substation | 0.1 | --> | 0.1 | 0 | 0 | Constrained, otherwise capacity available =91 kVA | --> | 0.095 | 0 | 0 | 0 | 0 | Constrained, otherwise capacity available =96 kW | --> | C20 ex POLLERTON | Pollerton [T41,T42] | CARLOW |  | 52.8307 | -6.8685
MV/LV Substation FR***560 |  | 10 kV | _ | LV | 400 kVA :Kiosk Substation | 0.4 | --> | 0.4 | 0.297 | 1.99 |  | --> | 0.38 | 0 | 0.011 | 0 | 0 | Constrained, otherwise capacity available =386 kW | --> | C20 ex GRAIGUE | Graigue [T41,T42] | CARLOW |  | 52.8383 | -6.9535
MV/LV Substation OL***561 |  | 10 kV | _ | LV | 100 kVA :Pole Substation | 0.1 | --> | 0.1 | 0.095 | 1.99 |  | --> | 0.095 | 0 | 0 | 0 | 0 | Constrained, otherwise capacity available =96 kW | --> | C20 ex GRAIGUE | Graigue [T41,T42] | CARLOW |  | 52.8401 | -6.9581
MV/LV Substation CU***565 |  | 10 kV | _ | LV | 50 kVA :Pole Substation | 0.05 | --> | 0.05 | 0.046 | 1.99 |  | --> | 0.048 | 0 | 0 | 0 | 0 | Constrained, otherwise capacity available =48 kW | --> | C20 ex GRAIGUE | Graigue [T41,T42] | CARLOW |  | 52.8535 | -6.9779
MV/LV Substation MO***566Y |  | 20 kV | _ | LV | 50 kVA :Pole Substation | 0.05 | --> | 0.05 | 0.05 | 1.99 |  | --> | 0.048 | 0 | 0 | 0 | 0 | Constrained, otherwise capacity available =48 kW | --> | C19 ex GRAIGUE | Graigue [T41,T42] | CARLOW |  | 52.7714 | -6.9534
MV/LV Substation BR***568Y |  | 10 kV | _ | LV | 400 kVA :Kiosk Substation | 0.4 | --> | 0.4 | 0 | 0 | Constrained, otherwise capacity available =247 kVA | --> | 0.38 | 0 | 0.018 | 0 | 0 | Constrained, otherwise capacity available =387 kW | --> | C20 ex POLLERTON | Pollerton [T41,T42] | CARLOW |  | 52.835 | -6.9023
MV/LV Substation CO***571X |  | 20 kV | _ | LV | 50 kVA :Pole Substation | 0.05 | --> | 0.05 | 0.044 | 2.83 |  | --> | 0.048 | 0 | 0 | 0 | 0 | Constrained, otherwise capacity available =48 kW | --> | E17 ex BAGENALSTOWN | Bagenalstown [T421,T422] | CARLOW |  | 52.7855 | -7.0694
MV/LV Substation CL***579 |  | 10 kV | _ | LV | 400 kVA :Kiosk Substation | 0.4 | --> | 0.4 | 0.282 | 1.99 |  | --> | 0.38 | 0 | 0.005 | 0 | 0 | Constrained, otherwise capacity available =392 kW | --> | C20 ex GRAIGUE | Graigue [T41,T42] | CARLOW |  | 52.8499 | -6.9804
MV/LV Substation KI***583 |  | 10 kV | _ | LV | 50 kVA :Pole Substation | 0.05 | --> | 0.05 | 0.038 | 1.99 |  | --> | 0.048 | 0 | 0.005 | 0 | 0 | Constrained, otherwise capacity available =46 kW | --> | C20 ex GRAIGUE | Graigue [T41,T42] | CARLOW |  | 52.8435 | -7.0098
MV/LV Substation CL***584 |  | 10 kV | _ | LV | 50 kVA :Pole Substation | 0.05 | --> | 0.05 | 0.044 | 1.99 |  | --> | 0.048 | 0 | 0 | 0 | 0 | Constrained, otherwise capacity available =48 kW | --> | C20 ex GRAIGUE | Graigue [T41,T42] | CARLOW |  | 52.8506 | -7.0181
MV/LV Substation OL***613X |  | 20 kV | _ | LV | 50 kVA :Pole Substation | 0.05 | --> | 0.05 | 0.045 | 2.83 |  | --> | 0.048 | 0 | 0 | 0 | 0 | Constrained, otherwise capacity available =48 kW | --> | E17 ex BAGENALSTOWN | Bagenalstown [T421,T422] | CARLOW |  | 52.7352 | -7.017
MV/LV Substation DU***620 |  | 10 kV | _ | LV | 100 kVA :Pole Substation | 0.1 | --> | 0.1 | 0.094 | 1.99 |  | --> | 0.095 | 0 | 0 | 0 | 0 | Constrained, otherwise capacity available =96 kW | --> | C18 ex GRAIGUE | Graigue [T41,T42] | CARLOW |  | 52.8641 | -6.9292
MV/LV Substation OA***623 |  | 10 kV | _ | LV | 400 kVA :Building Structure | 0.4 | --> | 0.4 | 0.267 | 1.99 |  | --> | 0.38 | 0 | 0 | 0 | 0 | Constrained, otherwise capacity available =398 kW | --> | C18 ex GRAIGUE | Graigue [T41,T42] | CARLOW |  | 52.8656 | -6.9125
MV/LV Substation OA***624 |  | 10 kV | _ | LV | 50 kVA :Pole Substation | 0.05 | --> | 0.05 | 0.037 | 1.99 |  | --> | 0.048 | 0 | 0 | 0 | 0 | Constrained, otherwise capacity available =49 kW | --> | C18 ex GRAIGUE | Graigue [T41,T42] | CARLOW |  | 52.8606 | -6.9107
MV/LV Substation NE***630 |  | 10 kV | _ | LV | 50 kVA :Pole Substation | 0.05 | --> | 0.05 | 0.044 | 1.99 |  | --> | 0.048 | 0 | 0 | 0 | 0 | Constrained, otherwise capacity available =48 kW | --> | C18 ex GRAIGUE | Graigue [T41,T42] | CARLOW |  | 52.8801 | -6.9305
MV/LV Substation BU***635X |  | 20 kV | _ | LV | 50 kVA :Pole Substation | 0.05 | --> | 0.05 | 0.041 | 2.83 |  | --> | 0.048 | 0 | 0.016 | 0 | 0 | Constrained, otherwise capacity available =37 kW | --> | E17 ex BAGENALSTOWN | Bagenalstown [T421,T422] | CARLOW |  | 52.7237 | -6.9779
MV/LV Substation JE***641 |  | 10 kV | _ | LV | 50 kVA :Pole Substation | 0.05 | --> | 0.05 | 0.041 | 1.99 |  | --> | 0.048 | 0 | 0 | 0 | 0 | Constrained, otherwise capacity available =49 kW | --> | C18 ex GRAIGUE | Graigue [T41,T42] | CARLOW |  | 52.8899 | -6.9351
MV/LV Substation GO***643 |  | 10 kV | _ | LV | 100 kVA :Pole Substation | 0.1 | --> | 0.1 | 0 | 0 | Constrained, otherwise capacity available =60 kVA | --> | 0.095 | 0 | 0.031 | 0 | 0 | Constrained, otherwise capacity available =77 kW | --> | C11 ex POLLERTON | Pollerton [T41,T42] | CARLOW |  | 52.8503 | -6.8921
MV/LV Substation ST***656 |  | 10 kV | _ | LV | 200 kVA :Pole Substation | 0.2 | --> | 0.2 | 0 | 0 | Constrained, otherwise capacity available =161 kVA | --> | 0.19 | 0 | 0.006 | 0 | 0 | Constrained, otherwise capacity available =191 kW | --> | C17 ex POLLERTON | Pollerton [T41,T42] | CARLOW |  | 52.8485 | -6.9258
MV/LV Substation BU***659 |  | 10 kV | _ | LV | 200 kVA :Kiosk Substation | 0.2 | --> | 0.2 | 0 | 0 | Constrained, otherwise capacity available =111 kVA | --> | 0.19 | 0 | 0.023 | 0 | 0 | Constrained, otherwise capacity available =185 kW | --> | C19 ex POLLERTON | Pollerton [T41,T42] | CARLOW |  | 52.8286 | -6.9218
MV/LV Substation BE***672 |  | 10 kV | _ | LV | 50 kVA :Pole Substation | 0.05 | --> | 0.05 | 0 | 0 | Constrained, otherwise capacity available =47 kVA | --> | 0.048 | 0 | 0 | 0 | 0 | Constrained, otherwise capacity available =48 kW | --> | C20 ex POLLERTON | Pollerton [T41,T42] | CARLOW |  | 52.8281 | -6.8731
MV/LV Substation BA***673 |  | 10 kV | _ | LV | 50 kVA :Pole Substation | 0.05 | --> | 0.05 | 0 | 0 | Constrained, otherwise capacity available =45 kVA | --> | 0.048 | 0 | 0 | 0 | 0 | Constrained, otherwise capacity available =48 kW | --> | C20 ex POLLERTON | Pollerton [T41,T42] | CARLOW |  | 52.837 | -6.8661
MV/LV Substation KE***674 |  | 10 kV | _ | LV | 100 kVA :Pole Substation | 0.1 | --> | 0.1 | 0 | 0 | Constrained, otherwise capacity available =99 kVA | --> | 0.095 | 0 | 0 | 0 | 0 | Constrained, otherwise capacity available =95 kW | --> | C20 ex POLLERTON | Pollerton [T41,T42] | CARLOW |  | 52.8013 | -6.8323
MV/LV Substation PA***678 |  | 10 kV | _ | LV | 100 kVA :Pole Substation | 0.1 | --> | 0.1 | 0 | 0 | Constrained, otherwise capacity available =60 kVA | --> | 0.095 | 0 | 0.014 | 0 | 0 | Constrained, otherwise capacity available =90 kW | --> | C24 ex POLLERTON | Pollerton [T41,T42] | CARLOW |  | 52.8631 | -6.8615
MV/LV Substation KN***680 |  | 10 kV | _ | LV | 200 kVA :Pole Substation | 0.2 | --> | 0.2 | 0.154 | 1.99 |  | --> | 0.19 | 0 | 0.006 | 0 | 0 | Constrained, otherwise capacity available =192 kW | --> | C18 ex GRAIGUE | Graigue [T41,T42] | CARLOW |  | 52.8668 | -6.9376
MV/LV Substation BE***683 |  | 10 kV | _ | LV | 200 kVA :Building Structure | 0.2 | --> | 0.2 | 0 | 0 | Constrained, otherwise capacity available =177 kVA | --> | 0.19 | 0 | 0.015 | 0 | 0 | Constrained, otherwise capacity available =182 kW | --> | C20 ex POLLERTON | Pollerton [T41,T42] | CARLOW |  | 52.8184 | -6.876
MV/LV Substation TH***687X |  | 20 kV | _ | LV | 100 kVA :Pole Substation | 0.1 | --> | 0.1 | 0.091 | 2.83 |  | --> | 0.095 | 0 | 0 | 0 | 0 | Constrained, otherwise capacity available =96 kW | --> | E17 ex BAGENALSTOWN | Bagenalstown [T421,T422] | CARLOW |  | 52.708 | -6.9531
MV/LV Substation JO***688 |  | 10 kV | _ | LV | 50 kVA :Pole Substation | 0.05 | --> | 0.05 | 0 | 0 | Constrained, otherwise capacity available =50 kVA | --> | 0.048 | 0 | 0 | 0 | 0 | Constrained, otherwise capacity available =48 kW | --> | C20 ex POLLERTON | Pollerton [T41,T42] | CARLOW |  | 52.8319 | -6.8449
MV/LV Substation MI***688X |  | 20 kV | _ | LV | 400 kVA :Kiosk Substation | 0.4 | --> | 0.4 | 0.399 | 2.83 |  | --> | 0.38 | 0 | 0 | 0 | 0 | Constrained, otherwise capacity available =380 kW | --> | E17 ex BAGENALSTOWN | Bagenalstown [T421,T422] | CARLOW |  | 52.7096 | -6.9501
MV/LV Substation GA***689X |  | 20 kV | _ | LV | 400 kVA :Kiosk Substation | 0.4 | --> | 0.4 | 0.396 | 2.83 |  | --> | 0.38 | 0 | 0.015 | 0 | 0 | Constrained, otherwise capacity available =369 kW | --> | E17 ex BAGENALSTOWN | Bagenalstown [T421,T422] | CARLOW |  | 52.7098 | -6.949
MV/LV Substation PU***691X |  | 20 kV | _ | LV | 50 kVA :Pole Substation | 0.05 | --> | 0.05 | 0.025 | 2.83 |  | --> | 0.048 | 0 | 0 | 0 | 0 | Constrained, otherwise capacity available =51 kW | --> | E11 ex BAGENALSTOWN | Bagenalstown [T421,T422] | CARLOW |  | 52.7045 | -6.951
MV/LV Substation CA***692X |  | 20 kV | _ | LV | 100 kVA :Pole Substation | 0.1 | --> | 0.1 | 0.075 | 2.83 |  | --> | 0.095 | 0 | 0.096 | 0 | 0 | Constrained, otherwise capacity available =28 kW | --> | E11 ex BAGENALSTOWN | Bagenalstown [T421,T422] | CARLOW |  | 52.7038 | -6.9443
MV/LV Substation KI***694X |  | 20 kV | _ | LV | 400 kVA :Kiosk Substation | 0.4 | --> | 0.4 | 0.28 | 2.83 |  | --> | 0.38 | 0 | 0.032 | 0 | 0 | Constrained, otherwise capacity available =372 kW | --> | E12 ex BAGENALSTOWN | Bagenalstown [T421,T422] | CARLOW |  | 52.7019 | -6.9502
MV/LV Substation CH***695X |  | 20 kV | _ | LV | 400 kVA :Kiosk Substation | 0.4 | --> | 0.4 | 0.245 | 2.83 |  | --> | 0.38 | 0 | 0.061 | 0 | 0 | Constrained, otherwise capacity available =355 kW | --> | E12 ex BAGENALSTOWN | Bagenalstown [T421,T422] | CARLOW |  | 52.7008 | -6.9585
MV/LV Substation QU***696 |  | 10 kV | _ | LV | 200 kVA :Kiosk Substation | 0.2 | --> | 0.2 | 0 | 0 | Constrained, otherwise capacity available =103 kVA | --> | 0.19 | 0 | 0.018 | 0 | 0 | Constrained, otherwise capacity available =190 kW | --> | C23 ex POLLERTON | Pollerton [T41,T42] | CARLOW |  | 52.8197 | -6.9251
MV/LV Substation MO***696X |  | 20 kV | _ | LV | 100 kVA :Pole Substation | 0.1 | --> | 0.1 | 0.076 | 2.83 |  | --> | 0.095 | 0 | 0.019 | 0 | 0 | Constrained, otherwise capacity available =84 kW | --> | E12 ex BAGENALSTOWN | Bagenalstown [T421,T422] | CARLOW |  | 52.695 | -6.959
MV/LV Substation KN***698 |  | 10 kV | _ | LV | 200 kVA :Pole Substation | 0.2 | --> | 0.2 | 0 | 0 | Constrained, otherwise capacity available =99 kVA | --> | 0.19 | 0 | 0 | 0 | 0 | Constrained, otherwise capacity available =203 kW | --> | C24 ex POLLERTON | Pollerton [T41,T42] | CARLOW |  | 52.8589 | -6.8777
MV/LV Substation CH***700 |  | 10 kV | _ | LV | 50 kVA :Pole Substation | 0.05 | --> | 0.05 | 0 | 0 | Constrained, otherwise capacity available =31 kVA | --> | 0.048 | 0 | 0.005 | 0 | 0 | Constrained, otherwise capacity available =46 kW | --> | C20 ex POLLERTON | Pollerton [T41,T42] | CARLOW |  | 52.8321 | -6.8972
MV/LV Substation FE***700X |  | 20 kV | _ | LV | 100 kVA :Pole Substation | 0.1 | --> | 0.1 | 0.099 | 2.83 |  | --> | 0.095 | 0 | 0 | 0 | 0 | Constrained, otherwise capacity available =95 kW | --> | E12 ex BAGENALSTOWN | Bagenalstown [T421,T422] | CARLOW |  | 52.684 | -6.9707
MV/LV Substation RA***701 |  | 10 kV | _ | LV | 100 kVA :Pole Substation | 0.1 | --> | 0.1 | 0 | 0 | Constrained, otherwise capacity available =89 kVA | --> | 0.095 | 0 | 0 | 0 | 0 | Constrained, otherwise capacity available =96 kW | --> | C20 ex POLLERTON | Pollerton [T41,T42] | CARLOW |  | 52.8 | -6.8821
MV/LV Substation OA***707 |  | 10 kV | _ | LV | 200 kVA :Pole Substation | 0.2 | --> | 0.2 | 0 | 0 | Constrained, otherwise capacity available =119 kVA | --> | 0.19 | 0 | 0.021 | 0 | 0 | Constrained, otherwise capacity available =185 kW | --> | C17 ex POLLERTON | Pollerton [T41,T42] | CARLOW |  | 52.8461 | -6.9172
MV/LV Substation BA***713 |  | 10 kV | _ | LV | 200 kVA :Pole Substation | 0.2 | --> | 0.2 | 0 | 0 | Constrained, otherwise capacity available =179 kVA | --> | 0.19 | 0 | 0 | 0 | 0 | Constrained, otherwise capacity available =193 kW | --> | C20 ex POLLERTON | Pollerton [T41,T42] | CARLOW |  | 52.8385 | -6.8761
MV/LV Substation BE***718 |  | 10 kV | _ | LV | 100 kVA :Pole Substation | 0.1 | --> | 0.1 | 0.062 | 1.99 |  | --> | 0.095 | 0 | 0 | 0 | 0 | Constrained, otherwise capacity available =100 kW | --> | C18 ex GRAIGUE | Graigue [T41,T42] | CARLOW |  | 52.8535 | -6.9268
MV/LV Substation KI***720X |  | 20 kV | _ | LV | 50 kVA :Pole Substation | 0.05 | --> | 0.05 | 0.033 | 2.83 |  | --> | 0.048 | 0 | 0.025 | 0 | 0 | Constrained, otherwise capacity available =31 kW | --> | E12 ex BAGENALSTOWN | Bagenalstown [T421,T422] | CARLOW |  | 52.6889 | -6.9639
MV/LV Substation BE***721 |  | 10 kV | _ | LV | 100 kVA :Pole Substation | 0.1 | --> | 0.1 | 0 | 0 | Constrained, otherwise capacity available =81 kVA | --> | 0.095 | 0 | 0.017 | 0 | 0 | Constrained, otherwise capacity available =85 kW | --> | C20 ex POLLERTON | Pollerton [T41,T42] | CARLOW |  | 52.83 | -6.8705
MV/LV Substation QU***722 |  | 10 kV | _ | LV | 200 kVA :Pole Substation | 0.2 | --> | 0.2 | 0 | 0 | Constrained, otherwise capacity available =160 kVA | --> | 0.19 | 0 | 0.034 | 0 | 0 | Constrained, otherwise capacity available =170 kW | --> | C23 ex POLLERTON | Pollerton [T41,T42] | CARLOW |  | 52.8213 | -6.9173
MV/LV Substation RI***724 |  | 20 kV | _ | LV | 200 kVA :Pole Substation | 0.2 | --> | 0.2 | 0.077 | 1.99 |  | --> | 0.19 | 0 | 0.002 | 0 | 0 | Constrained, otherwise capacity available =205 kW | --> | C19 ex GRAIGUE | Graigue [T41,T42] | CARLOW |  | 52.814 | -6.9504
MV/LV Substation BU***725 |  | 10 kV | _ | LV | 30 kVA :Pole Substation | 0.03 | --> | 0.03 | 0 | 0 | Constrained, otherwise capacity available =30 kVA | --> | 0.028 | 0 | 0 | 0 | 0 | Constrained, otherwise capacity available =29 kW | --> | C20 ex POLLERTON | Pollerton [T41,T42] | CARLOW |  | 52.8153 | -6.8452
MV/LV Substation RE***733X |  | 20 kV | _ | LV | 200 kVA :Pole Substation | 0.2 | --> | 0.2 | 0.2 | 2.83 |  | --> | 0.19 | 0 | 0.196 | 0 | 0 | Constrained, otherwise capacity available =45 kW | --> | E12 ex BAGENALSTOWN | Bagenalstown [T421,T422] | CARLOW |  | 52.7093 | -7.0267
MV/LV Substation CL***741X |  | 20 kV | _ | LV | 100 kVA :Pole Substation | 0.1 | --> | 0.1 | 0.098 | 2.83 |  | --> | 0.095 | 0 | 0 | 0 | 0 | Constrained, otherwise capacity available =95 kW | --> | E12 ex BAGENALSTOWN | Bagenalstown [T421,T422] | CARLOW |  | 52.704 | -6.9841
MV/LV Substation CL***742X |  | 20 kV | _ | LV | 100 kVA :Pole Substation | 0.1 | --> | 0.1 | 0.048 | 2.83 |  | --> | 0.095 | 0 | 0.045 | 0 | 0 | Constrained, otherwise capacity available =68 kW | --> | E12 ex BAGENALSTOWN | Bagenalstown [T421,T422] | CARLOW |  | 52.7021 | -6.9855
MV/LV Substation WE***743X |  | 20 kV | _ | LV | 50 kVA :Pole Substation | 0.05 | --> | 0.05 | 0.043 | 2.83 |  | --> | 0.048 | 0 | 0 | 0 | 0 | Constrained, otherwise capacity available =48 kW | --> | E12 ex BAGENALSTOWN | Bagenalstown [T421,T422] | CARLOW |  | 52.6956 | -6.9874
MV/LV Substation MO***745X |  | 20 kV | _ | LV | 30 kVA :Pole Substation | 0.03 | --> | 0.03 | 0.03 | 2.83 |  | --> | 0.028 | 0 | 0 | 0 | 0 | Constrained, otherwise capacity available =28 kW | --> | E11 ex BAGENALSTOWN | Bagenalstown [T421,T422] | CARLOW |  | 52.6992 | -6.9756
MV/LV Substation BA***747X |  | 20 kV | _ | LV | 100 kVA :Pole Substation | 0.1 | --> | 0.1 | 0 | 2.83 |  | --> | 0.095 | 0 | 0.016 | 0 | 0 | Constrained, otherwise capacity available =98 kW | --> | E11 ex BAGENALSTOWN | Bagenalstown [T421,T422] | CARLOW |  | 52.7006 | -6.972
MV/LV Substation BA***748X |  | 20 kV | _ | LV | 400 kVA :Kiosk Substation | 0.4 | --> | 0.4 | 0.291 | 2.83 |  | --> | 0.38 | 0 | 0 | 0 | 0 | Constrained, otherwise capacity available =395 kW | --> | E11 ex BAGENALSTOWN | Bagenalstown [T421,T422] | CARLOW |  | 52.7031 | -6.9611
MV/LV Substation TA***749X |  | 20 kV | _ | LV | 400 kVA :Kiosk Substation | 0.4 | --> | 0.4 | 0.287 | 2.83 |  | --> | 0.38 | 0 | 0 | 0 | 0 | Constrained, otherwise capacity available =382 kW | --> | E12 ex BAGENALSTOWN | Bagenalstown [T421,T422] | CARLOW |  | 52.6973 | -6.9733
MV/LV Substation CL***750 |  | 10 kV | _ | LV | 200 kVA :Kiosk Substation | 0.2 | --> | 0.2 | 0 | 0 | Constrained, otherwise capacity available =171 kVA | --> | 0.19 | 0 | 0.01 | 0 | 0 | Constrained, otherwise capacity available =186 kW | --> | C11 ex POLLERTON | Pollerton [T41,T42] | CARLOW |  | 52.8381 | -6.8948
MV/LV Substation ST***750X |  | 20 kV | _ | LV | 200 kVA :Pole Substation | 0.2 | --> | 0.2 | 0.16 | 2.83 |  | --> | 0.19 | 0 | 0.018 | 0 | 0 | Constrained, otherwise capacity available =182 kW | --> | E12 ex BAGENALSTOWN | Bagenalstown [T421,T422] | CARLOW |  | 52.6995 | -6.9663
MV/LV Substation BE***751 |  | 10 kV | _ | LV | 50 kVA :Pole Substation | 0.05 | --> | 0.05 | 0 | 0 | Constrained, otherwise capacity available =48 kVA | --> | 0.048 | 0 | 0 | 0 | 0 | Constrained, otherwise capacity available =48 kW | --> | C20 ex POLLERTON | Pollerton [T41,T42] | CARLOW |  | 52.8183 | -6.8541
MV/LV Substation LO***751X |  | 20 kV | _ | LV | 630 kVA :Building Structure | 0.63 | --> | 0.63 | 0.5 | 2.83 |  | --> | 0.598 | 0 | 0.13 | 0 | 0 | Constrained, otherwise capacity available =505 kW | --> | E12 ex BAGENALSTOWN | Bagenalstown [T421,T422] | CARLOW |  | 52.7031 | -6.9671
MV/LV Substation WO***752 |  | 10 kV | _ | LV | 100 kVA :Pole Substation | 0.1 | --> | 0.1 | 0.095 | 1.99 |  | --> | 0.095 | 0 | 0.01 | 0 | 0 | Constrained, otherwise capacity available =88 kW | --> | C20 ex GRAIGUE | Graigue [T41,T42] | CARLOW |  | 52.8327 | -6.9711
MV/LV Substation EA***752X |  | 20 kV | _ | LV | 400 kVA :Kiosk Substation | 0.4 | --> | 0.4 | 0.361 | 2.83 |  | --> | 0.38 | 0 | 0.009 | 0 | 0 | Constrained, otherwise capacity available =379 kW | --> | E12 ex BAGENALSTOWN | Bagenalstown [T421,T422] | CARLOW |  | 52.7022 | -6.9656
MV/LV Substation P.***753X |  | 20 kV | _ | LV | 400 kVA :Building Structure | 0.4 | --> | 0.4 | 0.224 | 2.83 |  | --> | 0.38 | 0 | 0.005 | 0 | 0 | Constrained, otherwise capacity available =400 kW | --> | E12 ex BAGENALSTOWN | Bagenalstown [T421,T422] | CARLOW |  | 52.7008 | -6.9625
MV/LV Substation CO***755X |  | 20 kV | _ | LV | 400 kVA :Kiosk Substation | 0.4 | --> | 0.4 | 0.361 | 2.83 |  | --> | 0.38 | 0 | 0.005 | 0 | 0 | Constrained, otherwise capacity available =382 kW | --> | E12 ex BAGENALSTOWN | Bagenalstown [T421,T422] | CARLOW |  | 52.6994 | -6.9655
MV/LV Substation RO***758X |  | 20 kV | _ | LV | 100 kVA :Pole Substation | 0.1 | --> | 0.1 | 0.053 | 2.83 |  | --> | 0.095 | 0 | 0.008 | 0 | 0 | Constrained, otherwise capacity available =95 kW | --> | E12 ex BAGENALSTOWN | Bagenalstown [T421,T422] | CARLOW |  | 52.6974 | -6.9617
MV/LV Substation KE***759X |  | 20 kV | _ | LV | 400 kVA :Building Structure | 0.4 | --> | 0.4 | 0.344 | 2.83 |  | --> | 0.38 | 0 | 0.015 | 0 | 0 | Constrained, otherwise capacity available =376 kW | --> | E12 ex BAGENALSTOWN | Bagenalstown [T421,T422] | CARLOW |  | 52.7015 | -6.955
MV/LV Substation KI***760X |  | 20 kV | _ | LV | 630 kVA :Kiosk Substation | 0.63 | --> | 0.63 | 0.5 | 2.83 |  | --> | 0.598 | 0 | 0 | 0 | 0 | Constrained, otherwise capacity available =601 kW | --> | E12 ex BAGENALSTOWN | Bagenalstown [T421,T422] | CARLOW |  | 52.6988 | -6.9391
MV/LV Substation PA***771X |  | 10 kV | _ | LV | 200 kVA :Kiosk Substation | 0.2 | --> | 0.2 | 0 | 0 | Constrained, otherwise capacity available =114 kVA | --> | 0.19 | 0 | 0.004 | 0 | 0 | Constrained, otherwise capacity available =198 kW | --> | C19 ex POLLERTON | Pollerton [T41,T42] | CARLOW |  | 52.8327 | -6.9236
MV/LV Substation CL***772X |  | 20 kV | _ | LV | 50 kVA :Pole Substation | 0.05 | --> | 0.05 | 0.049 | 1.99 |  | --> | 0.048 | 0 | 0 | 0 | 0 | Constrained, otherwise capacity available =48 kW | --> | C19 ex GRAIGUE | Graigue [T41,T42] | CARLOW |  | 52.7927 | -6.9487
MV/LV Substation BU***774X |  | 10 kV | _ | LV | 400 kVA :Building Structure | 0.4 | --> | 0.4 | 0 | 0 | Constrained, otherwise capacity available =366 kVA | --> | 0.38 | 0 | 0 | 0 | 0 | Constrained, otherwise capacity available =385 kW | --> | C11 ex POLLERTON | Pollerton [T41,T42] | CARLOW |  | 52.8428 | -6.9073
MV/LV Substation TI***780X |  | 10 kV | _ | LV | 50 kVA :Pole Substation | 0.05 | --> | 0.05 | 0 | 0 | Constrained, otherwise capacity available =48 kVA | --> | 0.048 | 0 | 0.004 | 0 | 0 | Constrained, otherwise capacity available =45 kW | --> | C20 ex POLLERTON | Pollerton [T41,T42] | CARLOW |  | 52.8011 | -6.8969
MV/LV Substation GR***785X |  | 10 kV | _ | LV | 400 kVA :Kiosk Substation | 0.4 | --> | 0.4 | 0.372 | 1.99 |  | --> | 0.38 | 0 | 0.035 | 0 | 0 | Constrained, otherwise capacity available =358 kW | --> | C18 ex GRAIGUE | Graigue [T41,T42] | CARLOW |  | 52.8421 | -6.937
MV/LV Substation CH***789 |  | 10 kV | _ | LV | 400 kVA :Kiosk Substation | 0.4 | --> | 0.4 | 0 | 0 | Constrained, otherwise capacity available =324 kVA | --> | 0.38 | 0 | 0.009 | 0 | 0 | Constrained, otherwise capacity available =384 kW | --> | C20 ex POLLERTON | Pollerton [T41,T42] | CARLOW |  | 52.8249 | -6.8956
MV/LV Substation BU***790 |  | 10 kV | _ | LV | 200 kVA :Kiosk Substation | 0.2 | --> | 0.2 | 0 | 0 | Constrained, otherwise capacity available =54 kVA | --> | 0.19 | 0 | 0.049 | 0 | 0 | Constrained, otherwise capacity available =173 kW | --> | C11 ex POLLERTON | Pollerton [T41,T42] | CARLOW |  | 52.8417 | -6.9014
MV/LV Substation MO***790X |  | 10 kV | _ | LV | 200 kVA :Kiosk Substation | 0.2 | --> | 0.2 | 0.168 | 1.99 |  | --> | 0.19 | 0 | 0.013 | 0 | 0 | Constrained, otherwise capacity available =185 kW | --> | C20 ex GRAIGUE | Graigue [T41,T42] | CARLOW |  | 52.8363 | -6.9458
MV/LV Substation SP***791 |  | 10 kV | _ | LV | 400 kVA :Kiosk Substation | 0.4 | --> | 0.4 | 0.308 | 1.99 |  | --> | 0.38 | 0 | 0.013 | 0 | 0 | Constrained, otherwise capacity available =383 kW | --> | C11 ex GRAIGUE | Graigue [T41,T42] | CARLOW |  | 52.8337 | -6.9423
MV/LV Substation TI***797 |  | 10 kV | _ | LV | 100 kVA :Pole Substation | 0.1 | --> | 0.1 | 0 | 0 | Constrained, otherwise capacity available =83 kVA | --> | 0.095 | 0 | 0.02 | 0 | 0 | Constrained, otherwise capacity available =82 kW | --> | C20 ex POLLERTON | Pollerton [T41,T42] | CARLOW |  | 52.8007 | -6.901
MV/LV Substation ST***800X |  | 10 kV | _ | LV | 630 kVA :Kiosk Substation | 0.63 | --> | 0.63 | 0 | 0 | Constrained, otherwise capacity available =604 kVA | --> | 0.598 | 0 | 0.004 | 0 | 0 | Constrained, otherwise capacity available =599 kW | --> | C22 ex POLLERTON | Pollerton [T41,T42] | CARLOW |  | 52.8367 | -6.9215
MV/LV Substation TR***802X |  | 10 kV | _ | LV | 200 kVA :Building Structure | 0.2 | --> | 0.2 | 0 | 0 | Constrained, otherwise capacity available =178 kVA | --> | 0.19 | 0 | 0 | 0 | 0 | Constrained, otherwise capacity available =193 kW | --> | C11 ex POLLERTON | Pollerton [T41,T42] | CARLOW |  | 52.8427 | -6.9083
MV/LV Substation CR***803 |  | 10 kV | _ | LV | 630 kVA :Kiosk Substation | 0.63 | --> | 0.63 | 0.5 | 1.99 |  | --> | 0.598 | 0 | 0.014 | 0 | 0 | Constrained, otherwise capacity available =597 kW | --> | C17 ex GRAIGUE | Graigue [T41,T42] | CARLOW |  | 52.8269 | -6.9443
MV/LV Substation KE***803X |  | 10 kV | _ | LV | 100 kVA :Pole Substation | 0.1 | --> | 0.1 | 0 | 0 | Constrained, otherwise capacity available =73 kVA | --> | 0.095 | 0 | 0 | 0 | 0 | Constrained, otherwise capacity available =99 kW | --> | C11 ex POLLERTON | Pollerton [T41,T42] | CARLOW |  | 52.8382 | -6.8966
MV/LV Substation BE***805 |  | 10 kV | _ | LV | 50 kVA :Pole Substation | 0.05 | --> | 0.05 | 0.049 | 1.99 |  | --> | 0.048 | 0 | 0 | 0 | 0 | Constrained, otherwise capacity available =48 kW | --> | C18 ex GRAIGUE | Graigue [T41,T42] | CARLOW |  | 52.8563 | -6.9298
MV/LV Substation DU***805X |  | 10 kV | _ | LV | 200 kVA :Pole Substation | 0.2 | --> | 0.2 | 0 | 0 | Constrained, otherwise capacity available =158 kVA | --> | 0.19 | 0 | 0 | 0 | 0 | Constrained, otherwise capacity available =196 kW | --> | C17 ex POLLERTON | Pollerton [T41,T42] | CARLOW |  | 52.844 | -6.9222
MV/LV Substation FE***806X |  | 10 kV | _ | LV | 630 kVA :Kiosk Substation | 0.63 | --> | 0.63 | 0.5 | 1.99 |  | --> | 0.598 | 0 | 0.005 | 0 | 0 | Constrained, otherwise capacity available =605 kW | --> | C11 ex GRAIGUE | Graigue [T41,T42] | CARLOW |  | 52.8335 | -6.9385
MV/LV Substation OL***807X |  | 10 kV | _ | LV | 200 kVA :Kiosk Substation | 0.2 | --> | 0.2 | 0 | 0 | Constrained, otherwise capacity available =123 kVA | --> | 0.19 | 0 | 0.009 | 0 | 0 | Constrained, otherwise capacity available =194 kW | --> | C19 ex POLLERTON | Pollerton [T41,T42] | CARLOW |  | 52.8312 | -6.9221
MV/LV Substation GR***808 |  | 10 kV | _ | LV | 50 kVA :Pole Substation | 0.05 | --> | 0.05 | 0 | 0 | Constrained, otherwise capacity available =50 kVA | --> | 0.048 | 0 | 0 | 0 | 0 | Constrained, otherwise capacity available =48 kW | --> | C24 ex POLLERTON | Pollerton [T41,T42] | CARLOW |  | 52.8558 | -6.8774
MV/LV Substation TH***812X |  | 20 kV | _ | LV | 200 kVA :Kiosk Substation | 0.2 | --> | 0.2 | 0.176 | 1.99 |  | --> | 0.19 | 0 | 0.014 | 0 | 0 | Constrained, otherwise capacity available =183 kW | --> | C19 ex GRAIGUE | Graigue [T41,T42] | CARLOW |  | 52.8214 | -6.9387
MV/LV Substation SP***814X |  | 10 kV | _ | LV | 400 kVA :Building Structure | 0.4 | --> | 0.4 | 0 | 0 | Constrained, otherwise capacity available =352 kVA | --> | 0.38 | 0 | 0.015 | 0 | 0 | Constrained, otherwise capacity available =375 kW | --> | C11 ex POLLERTON | Pollerton [T41,T42] | CARLOW |  | 52.8382 | -6.8988
MV/LV Substation BA***817X |  | 20 kV | _ | LV | 400 kVA :Kiosk Substation | 0.4 | --> | 0.4 | 0.293 | 2.83 |  | --> | 0.38 | 0 | 0 | 0 | 0 | Constrained, otherwise capacity available =394 kW | --> | E11 ex BAGENALSTOWN | Bagenalstown [T421,T422] | CARLOW |  | 52.6971 | -6.976
MV/LV Substation PA***818 |  | 10 kV | _ | LV | 100 kVA :Pole Substation | 0.1 | --> | 0.1 | 0 | 0 | Constrained, otherwise capacity available =73 kVA | --> | 0.095 | 0 | 0 | 0 | 0 | Constrained, otherwise capacity available =99 kW | --> | C24 ex POLLERTON | Pollerton [T41,T42] | CARLOW |  | 52.8663 | -6.8619
MV/LV Substation BE***818X |  | 10 kV | _ | LV | 50 kVA :Pole Substation | 0.05 | --> | 0.05 | 0 | 0 | Constrained, otherwise capacity available =43 kVA | --> | 0.048 | 0 | 0 | 0 | 0 | Constrained, otherwise capacity available =48 kW | --> | C20 ex POLLERTON | Pollerton [T41,T42] | CARLOW |  | 52.8197 | -6.8688
MV/LV Substation BE***828 |  | 10 kV | _ | LV | 50 kVA :Pole Substation | 0.05 | --> | 0.05 | 0.045 | 1.99 |  | --> | 0.048 | 0 | 0 | 0 | 0 | Constrained, otherwise capacity available =48 kW | --> | C18 ex GRAIGUE | Graigue [T41,T42] | CARLOW |  | 52.8659 | -6.9322
MV/LV Substation AS***830X |  | 20 kV | _ | LV | 400 kVA :Kiosk Substation | 0.4 | --> | 0.4 | 0.34 | 1.99 |  | --> | 0.38 | 0 | 0 | 0 | 0 | Constrained, otherwise capacity available =388 kW | --> | C19 ex GRAIGUE | Graigue [T41,T42] | CARLOW |  | 52.8193 | -6.9325
MV/LV Substation FR***833X |  | 10 kV | _ | LV | 200 kVA :Kiosk Substation | 0.2 | --> | 0.2 | 0 | 0 | Constrained, otherwise capacity available =96 kVA | --> | 0.19 | 0 | 0.031 | 0 | 0 | Constrained, otherwise capacity available =181 kW | --> | C23 ex POLLERTON | Pollerton [T41,T42] | CARLOW |  | 52.8294 | -6.9067
MV/LV Substation WA***837 |  | 10 kV | _ | LV | 400 kVA :Building Structure | 0.4 | --> | 0.4 | 0 | 0 | Constrained, otherwise capacity available =303 kVA | --> | 0.38 | 0 | 0.05 | 0 | 0 | Constrained, otherwise capacity available =356 kW | --> | C20 ex POLLERTON | Pollerton [T41,T42] | CARLOW |  | 52.8283 | -6.8991
MV/LV Substation BA***839X |  | 20 kV | _ | LV | 50 kVA :Pole Substation | 0.05 | --> | 0.05 | 0.035 | 2.83 |  | --> | 0.048 | 0 | 0 | 0 | 0 | Constrained, otherwise capacity available =50 kW | --> | E17 ex BAGENALSTOWN | Bagenalstown [T421,T422] | CARLOW |  | 52.7344 | -6.9875
MV/LV Substation TU***844X |  | 10 kV | _ | LV | 400 kVA :Kiosk Substation | 0.4 | --> | 0.4 | 0 | 0 | Constrained, otherwise capacity available =280 kVA | --> | 0.38 | 0 | 0.011 | 0 | 0 | Constrained, otherwise capacity available =388 kW | --> | C23 ex POLLERTON | Pollerton [T41,T42] | CARLOW |  | 52.8249 | -6.9094
MV/LV Substation OL***854 |  | 10 kV | _ | LV | 400 kVA :Kiosk Substation | 0.4 | --> | 0.4 | 0 | 0 | Constrained, otherwise capacity available =344 kVA | --> | 0.38 | 0 | 0 | 0 | 0 | Constrained, otherwise capacity available =388 kW | --> | C14 ex POLLERTON | Pollerton [T41,T42] | CARLOW |  | 52.8412 | -6.9101
MV/LV Substation TH***855X |  | 10 kV | _ | LV | 400 kVA :Kiosk Substation | 0.4 | --> | 0.4 | 0 | 0 | Constrained, otherwise capacity available =293 kVA | --> | 0.38 | 0 | 0.036 | 0 | 0 | Constrained, otherwise capacity available =368 kW | --> | C11 ex POLLERTON | Pollerton [T41,T42] | CARLOW |  | 52.8419 | -6.9054
MV/LV Substation WE***857 |  | 20 kV | _ | LV | 50 kVA :Pole Substation | 0.05 | --> | 0.05 | 0.04 | 2.83 |  | --> | 0.048 | 0 | 0.01 | 0 | 0 | Constrained, otherwise capacity available =41 kW | --> | E12 ex BAGENALSTOWN | Bagenalstown [T421,T422] | CARLOW |  | 52.6856 | -6.9943
MV/LV Substation BA***860 |  | 10 kV | _ | LV | 50 kVA :Pole Substation | 0.05 | --> | 0.05 | 0 | 0 | Constrained, otherwise capacity available =31 kVA | --> | 0.048 | 0 | 0 | 0 | 0 | Constrained, otherwise capacity available =50 kW | --> | C20 ex POLLERTON | Pollerton [T41,T42] | CARLOW |  | 52.8374 | -6.874
MV/LV Substation CA***862 |  | 10 kV | _ | LV | 630 kVA :Kiosk Substation | 0.63 | --> | 0.63 | 0 | 0 | Constrained, otherwise capacity available =474 kVA | --> | 0.598 | 0 | 0.01 | 0 | 0 | Constrained, otherwise capacity available =612 kW | --> | C11 ex POLLERTON | Pollerton [T41,T42] | CARLOW |  | 52.8396 | -6.9103
MV/LV Substation CA***864 |  | 10 kV | _ | LV | 100 kVA :Pole Substation | 0.1 | --> | 0.1 | 0 | 0 | Constrained, otherwise capacity available =40 kVA | --> | 0.095 | 0 | 0.033 | 0 | 0 | Constrained, otherwise capacity available =78 kW | --> | C17 ex POLLERTON | Pollerton [T41,T42] | CARLOW |  | 52.8391 | -6.9116
MV/LV Substation TH***865 |  | 10 kV | _ | LV | 200 kVA :Kiosk Substation | 0.2 | --> | 0.2 | 0 | 0 | Constrained, otherwise capacity available =157 kVA | --> | 0.19 | 0 | 0.041 | 0 | 0 | Constrained, otherwise capacity available =165 kW | --> | C20 ex POLLERTON | Pollerton [T41,T42] | CARLOW |  | 52.8299 | -6.9036
MV/LV Substation CL***866 |  | 20 kV | _ | LV | 100 kVA :Pole Substation | 0.1 | --> | 0.1 | 0.078 | 2.83 |  | --> | 0.095 | 0 | 0 | 0 | 0 | Constrained, otherwise capacity available =98 kW | --> | E17 ex BAGENALSTOWN | Bagenalstown [T421,T422] | CARLOW |  | 52.7191 | -6.995
MV/LV Substation MO***880 |  | 10 kV | _ | LV | 400 kVA :Kiosk Substation | 0.4 | --> | 0.4 | 0 | 0 | Constrained, otherwise capacity available =327 kVA | --> | 0.38 | 0 | 0.027 | 0 | 0 | Constrained, otherwise capacity available =370 kW | --> | C11 ex POLLERTON | Pollerton [T41,T42] | CARLOW |  | 52.8441 | -6.8983
MV/LV Substation TH***880X |  | 10 kV | _ | LV | 200 kVA :Kiosk Substation | 0.2 | --> | 0.2 | 0 | 0 | Constrained, otherwise capacity available =146 kVA | --> | 0.19 | 0 | 0.029 | 0 | 0 | Constrained, otherwise capacity available =176 kW | --> | C11 ex POLLERTON | Pollerton [T41,T42] | CARLOW |  | 52.8477 | -6.8974
MV/LV Substation TH***885 |  | 10 kV | _ | LV | 400 kVA :Kiosk Substation | 0.4 | --> | 0.4 | 0 | 0 | Constrained, otherwise capacity available =307 kVA | --> | 0.38 | 0 | 0.034 | 0 | 0 | Constrained, otherwise capacity available =367 kW | --> | C17 ex POLLERTON | Pollerton [T41,T42] | CARLOW |  | 52.847 | -6.9302
MV/LV Substation CO***886X |  | 20 kV | _ | LV | 400 kVA :Building Structure | 0.4 | --> | 0.4 | 0.218 | 2.83 |  | --> | 0.38 | 0 | 0.003 | 0 | 0 | Constrained, otherwise capacity available =402 kW | --> | E11 ex BAGENALSTOWN | Bagenalstown [T421,T422] | CARLOW |  | 52.7025 | -6.9616
MV/LV Substation CA***888 |  | 10 kV | _ | LV | 100 kVA :Pole Substation | 0.1 | --> | 0.1 | 0 | 0 | Constrained, otherwise capacity available =98 kVA | --> | 0.095 | 0 | 0.004 | 0 | 0 | Constrained, otherwise capacity available =92 kW | --> | C17 ex POLLERTON | Pollerton [T41,T42] | CARLOW |  | 52.8407 | -6.9127
MV/LV Substation ST***890X |  | 10 kV | _ | LV | 100 kVA :Pole Substation | 0.1 | --> | 0.1 | 0 | 0 | Constrained, otherwise capacity available =85 kVA | --> | 0.095 | 0 | 0 | 0 | 0 | Constrained, otherwise capacity available =97 kW | --> | C17 ex POLLERTON | Pollerton [T41,T42] | CARLOW |  | 52.8482 | -6.9266
MV/LV Substation KI***891X |  | 20 kV | _ | LV | 100 kVA :Pole Substation | 0.1 | --> | 0.1 | 0.089 | 2.83 |  | --> | 0.095 | 0 | 0 | 0 | 0 | Constrained, otherwise capacity available =96 kW | --> | E12 ex BAGENALSTOWN | Bagenalstown [T421,T422] | CARLOW |  | 52.708 | -6.9821
MV/LV Substation GR***892 |  | 10 kV | _ | LV | 50 kVA :Pole Substation | 0.05 | --> | 0.05 | 0.03 | 1.99 |  | --> | 0.048 | 0 | 0 | 0 | 0 | Constrained, otherwise capacity available =50 kW | --> | C18 ex GRAIGUE | Graigue [T41,T42] | CARLOW |  | 52.8423 | -6.9334
MV/LV Substation BO***896X |  | 10 kV | _ | LV | 200 kVA :Kiosk Substation | 0.2 | --> | 0.2 | 0 | 0 | Constrained, otherwise capacity available =165 kVA | --> | 0.19 | 0 | 0.026 | 0 | 0 | Constrained, otherwise capacity available =176 kW | --> | C23 ex POLLERTON | Pollerton [T41,T42] | CARLOW |  | 52.8224 | -6.9343
MV/LV Substation GI***905X |  | 10 kV | _ | LV | 400 kVA :Kiosk Substation | 0.4 | --> | 0.4 | 0 | 0 | Constrained, otherwise capacity available =289 kVA | --> | 0.38 | 0 | 0 | 0 | 0 | Constrained, otherwise capacity available =395 kW | --> | C19 ex POLLERTON | Pollerton [T41,T42] | CARLOW |  | 52.8344 | -6.9293
MV/LV Substation RO***909 |  | 20 kV | _ | LV | 100 kVA :Pole Substation | 0.1 | --> | 0.1 | 0.051 | 2.83 |  | --> | 0.095 | 0 | 0 | 0 | 0 | Constrained, otherwise capacity available =102 kW | --> | E11 ex BAGENALSTOWN | Bagenalstown [T421,T422] | CARLOW |  | 52.6973 | -6.9763
MV/LV Substation CA***912 |  | 10 kV | _ | LV | 400 kVA :Kiosk Substation | 0.4 | --> | 0.4 | 0 | 0 | Constrained, otherwise capacity available =263 kVA | --> | 0.38 | 0 | 0.011 | 0 | 0 | Constrained, otherwise capacity available =390 kW | --> | C22 ex POLLERTON | Pollerton [T41,T42] | CARLOW |  | 52.8364 | -6.9269
MV/LV Substation NC***914X |  | 10 kV | _ | LV | 50 kVA :Pole Substation | 0.05 | --> | 0.05 | 0 | 0 | Constrained, otherwise capacity available =11 kVA | --> | 0.048 | 0 | 0.02 | 0 | 0 | Constrained, otherwise capacity available =38 kW | --> | C11 ex POLLERTON | Pollerton [T41,T42] | CARLOW |  | 52.8427 | -6.9051
MV/LV Substation ES***915X |  | 10 kV | _ | LV | 400 kVA :Kiosk Substation | 0.4 | --> | 0.4 | 0 | 0 | Constrained, otherwise capacity available =331 kVA | --> | 0.38 | 0 | 0.047 | 0 | 0 | Constrained, otherwise capacity available =354 kW | --> | C19 ex POLLERTON | Pollerton [T41,T42] | CARLOW |  | 52.8392 | -6.92
MV/LV Substation RA***916 |  | 20 kV | _ | LV | 100 kVA :Pole Substation | 0.1 | --> | 0.1 | 0.074 | 2.83 |  | --> | 0.095 | 0 | 0 | 0 | 0 | Constrained, otherwise capacity available =98 kW | --> | E17 ex BAGENALSTOWN | Bagenalstown [T421,T422] | CARLOW |  | 52.7416 | -6.9799
MV/LV Substation AR***916X |  | 20 kV | _ | LV | 400 kVA :Kiosk Substation | 0.4 | --> | 0.4 | 0.296 | 2.83 |  | --> | 0.38 | 0 | 0.112 | 0 | 0 | Constrained, otherwise capacity available =311 kW | --> | E17 ex BAGENALSTOWN | Bagenalstown [T421,T422] | CARLOW |  | 52.7421 | -6.9748
MV/LV Substation PO***917X |  | 10 kV | _ | LV | 200 kVA :Kiosk Substation | 0.2 | --> | 0.2 | 0 | 0 | Constrained, otherwise capacity available =180 kVA | --> | 0.19 | 0 | 0 | 0 | 0 | Constrained, otherwise capacity available =193 kW | --> | C11 ex POLLERTON | Pollerton [T41,T42] | CARLOW |  | 52.8474 | -6.8943
MV/LV Substation OL***924X |  | 20 kV | _ | LV | 200 kVA :Kiosk Substation | 0.2 | --> | 0.2 | 0.189 | 2.83 |  | --> | 0.19 | 0 | 0.011 | 0 | 0 | Constrained, otherwise capacity available =183 kW | --> | E17 ex BAGENALSTOWN | Bagenalstown [T421,T422] | CARLOW |  | 52.7372 | -7.0211
MV/LV Substation KI***929 |  | 20 kV | _ | LV | 100 kVA :Pole Substation | 0.1 | --> | 0.1 | 0.1 | 2.83 |  | --> | 0.095 | 0 | 0 | 0 | 0 | Constrained, otherwise capacity available =95 kW | --> | E12 ex BAGENALSTOWN | Bagenalstown [T421,T422] | CARLOW |  | 52.6541 | -6.9576
MV/LV Substation JO***929X |  | 10 kV | _ | LV | 50 kVA :Pole Substation | 0.05 | --> | 0.05 | 0 | 0 | Constrained, otherwise capacity available =49 kVA | --> | 0.048 | 0 | 0 | 0 | 0 | Constrained, otherwise capacity available =48 kW | --> | C20 ex POLLERTON | Pollerton [T41,T42] | CARLOW |  | 52.83 | -6.8563
MV/LV Substation SU***930 |  | 10 kV | _ | LV | 1000 kVA :Building Structure | 1 | --> | 1 | 0 | 0 | Constrained, otherwise capacity available =866 kVA | --> | 0.95 | 0 | 0 | 0 | 0 | Constrained, otherwise capacity available =964 kW | --> | C19 ex POLLERTON | Pollerton [T41,T42] | CARLOW |  | 52.8352 | -6.9289
MV/LV Substation TI***932 |  | 10 kV | _ | LV | 100 kVA :Pole Substation | 0.1 | --> | 0.1 | 0 | 0 | Constrained, otherwise capacity available =83 kVA | --> | 0.095 | 0 | 0 | 0 | 0 | Constrained, otherwise capacity available =97 kW | --> | C20 ex POLLERTON | Pollerton [T41,T42] | CARLOW |  | 52.7952 | -6.895
MV/LV Substation AN***932X |  | 10 kV | _ | LV | 200 kVA :Kiosk Substation | 0.2 | --> | 0.2 | 0 | 0 | Constrained, otherwise capacity available =177 kVA | --> | 0.19 | 0 | 0 | 0 | 0 | Constrained, otherwise capacity available =193 kW | --> | C19 ex POLLERTON | Pollerton [T41,T42] | CARLOW |  | 52.8314 | -6.9188
MV/LV Substation CO***935X |  | 10 kV | _ | LV | 200 kVA :Kiosk Substation | 0.2 | --> | 0.2 | 0 | 0 | Constrained, otherwise capacity available =135 kVA | --> | 0.19 | 0 | 0.005 | 0 | 0 | Constrained, otherwise capacity available =195 kW | --> | C19 ex POLLERTON | Pollerton [T41,T42] | CARLOW |  | 52.8278 | -6.9208
MV/LV Substation EA***939 |  | 20 kV | _ | LV | 200 kVA :Pole Substation | 0.2 | --> | 0.2 | 0.139 | 2.83 |  | --> | 0.19 | 0 | 0 | 0 | 0 | Constrained, otherwise capacity available =198 kW | --> | E11 ex BAGENALSTOWN | Bagenalstown [T421,T422] | CARLOW |  | 52.702 | -6.9745
MV/LV Substation FI***940 |  | 10 kV | _ | LV | 200 kVA :Kiosk Substation | 0.2 | --> | 0.2 | 0 | 0 | Constrained, otherwise capacity available =160 kVA | --> | 0.19 | 0 | 0.058 | 0 | 0 | Constrained, otherwise capacity available =152 kW | --> | C11 ex POLLERTON | Pollerton [T41,T42] | CARLOW |  | 52.8471 | -6.8992
MV/LV Substation OA***941 |  | 10 kV | _ | LV | 200 kVA :Kiosk Substation | 0.2 | --> | 0.2 | 0.138 | 1.99 |  | --> | 0.19 | 0 | 0.009 | 0 | 0 | Constrained, otherwise capacity available =192 kW | --> | C18 ex GRAIGUE | Graigue [T41,T42] | CARLOW |  | 52.8416 | -6.9439
MV/LV Substation HE***941X |  | 10 kV | _ | LV | 200 kVA :Pole Substation | 0.2 | --> | 0.2 | 0 | 0 | Constrained, otherwise capacity available =121 kVA | --> | 0.19 | 0 | 0.115 | 0 | 0 | Constrained, otherwise capacity available =115 kW | --> | C20 ex POLLERTON | Pollerton [T41,T42] | CARLOW |  | 52.799 | -6.8968
MV/LV Substation RI***944 |  | 20 kV | _ | LV | 50 kVA :Pole Substation | 0.05 | --> | 0.05 | 0.048 | 2.83 |  | --> | 0.048 | 0 | 0.004 | 0 | 0 | Constrained, otherwise capacity available =45 kW | --> | E17 ex BAGENALSTOWN | Bagenalstown [T421,T422] | CARLOW |  | 52.7491 | -7.0543
MV/LV Substation SP***955 |  | 10 kV | _ | LV | 200 kVA :Pole Substation | 0.2 | --> | 0.2 | 0.198 | 1.99 |  | --> | 0.19 | 0 | 0 | 0 | 0 | Constrained, otherwise capacity available =190 kW | --> | C20 ex GRAIGUE | Graigue [T41,T42] | CARLOW |  | 52.8352 | -7.0003
MV/LV Substation DO***956 |  | 10 kV | _ | LV | 400 kVA :Kiosk Substation | 0.4 | --> | 0.4 | 0 | 0 | Constrained, otherwise capacity available =254 kVA | --> | 0.38 | 0 | 0.019 | 0 | 0 | Constrained, otherwise capacity available =385 kW | --> | C20 ex POLLERTON | Pollerton [T41,T42] | CARLOW |  | 52.8382 | -6.9024
MV/LV Substation OA***957X |  | 10 kV | _ | LV | 200 kVA :Kiosk Substation | 0.2 | --> | 0.2 | 0 | 0 | Constrained, otherwise capacity available =117 kVA | --> | 0.19 | 0 | 0.006 | 0 | 0 | Constrained, otherwise capacity available =197 kW | --> | C11 ex POLLERTON | Pollerton [T41,T42] | CARLOW |  | 52.8463 | -6.8947
MV/LV Substation LI***961X |  | 10 kV | _ | LV | 100 kVA :Pole Substation | 0.1 | --> | 0.1 | 0.044 | 1.99 |  | --> | 0.095 | 0 | 0 | 0 | 0 | Constrained, otherwise capacity available =102 kW | --> | C20 ex GRAIGUE | Graigue [T41,T42] | CARLOW |  | 52.8409 | -6.9598
MV/LV Substation BU***962 |  | 10 kV | _ | LV | 400 kVA :Kiosk Substation | 0.4 | --> | 0.4 | 0 | 0 | Constrained, otherwise capacity available =304 kVA | --> | 0.38 | 0 | 0.01 | 0 | 0 | Constrained, otherwise capacity available =386 kW | --> | C23 ex POLLERTON | Pollerton [T41,T42] | CARLOW |  | 52.8262 | -6.9104
MV/LV Substation HU***966 |  | 10 kV | _ | LV | 400 kVA :Kiosk Substation | 0.4 | --> | 0.4 | 0 | 0 | Constrained, otherwise capacity available =264 kVA | --> | 0.38 | 0 | 0.003 | 0 | 0 | Constrained, otherwise capacity available =396 kW | --> | C17 ex POLLERTON | Pollerton [T41,T42] | CARLOW |  | 52.8405 | -6.9288
MV/LV Substation MO***968 |  | 20 kV | _ | LV | 50 kVA :Pole Substation | 0.05 | --> | 0.05 | 0.035 | 1.99 |  | --> | 0.048 | 0 | 0.015 | 0 | 0 | Constrained, otherwise capacity available =38 kW | --> | C19 ex GRAIGUE | Graigue [T41,T42] | CARLOW |  | 52.8166 | -6.9401
MV/LV Substation BA***968X |  | 20 kV | _ | LV | 200 kVA :Kiosk Substation | 0.2 | --> | 0.2 | 0.161 | 2.83 |  | --> | 0.19 | 0 | 0.01 | 0 | 0 | Constrained, otherwise capacity available =188 kW | --> | E17 ex BAGENALSTOWN | Bagenalstown [T421,T422] | CARLOW |  | 52.7344 | -6.9843
MV/LV Substation CL***974 |  | 20 kV | _ | LV | 100 kVA :Pole Substation | 0.1 | --> | 0.1 | 0.091 | 1.99 |  | --> | 0.095 | 0 | 0 | 0 | 0 | Constrained, otherwise capacity available =96 kW | --> | C19 ex GRAIGUE | Graigue [T41,T42] | CARLOW |  | 52.774 | -6.9494
MV/LV Substation L/***976 |  | 20 kV | _ | LV | 400 kVA :Kiosk Substation | 0.4 | --> | 0.4 | 0.37 | 2.83 |  | --> | 0.38 | 0 | 0 | 0 | 0 | Constrained, otherwise capacity available =384 kW | --> | E17 ex BAGENALSTOWN | Bagenalstown [T421,T422] | CARLOW |  | 52.7381 | -6.9831
MV/LV Substation SO***978 |  | 20 kV | _ | LV | 400 kVA :Kiosk Substation | 0.4 | --> | 0.4 | 0.341 | 1.99 |  | --> | 0.38 | 0 | 0.019 | 0 | 0 | Constrained, otherwise capacity available =374 kW | --> | C19 ex GRAIGUE | Graigue [T41,T42] | CARLOW |  | 52.8238 | -6.9388
MV/LV Substation FL***978X |  | 10 kV | _ | LV | 100 kVA :Pole Substation | 0.1 | --> | 0.1 | 0 | 0 | Constrained, otherwise capacity available =98 kVA | --> | 0.095 | 0 | 0 | 0 | 0 | Constrained, otherwise capacity available =95 kW | --> | C23 ex POLLERTON | Pollerton [T41,T42] | CARLOW |  | 52.8104 | -6.9218
MV/LV Substation KI***979 |  | 20 kV | _ | LV | 200 kVA :Kiosk Substation | 0.2 | --> | 0.2 | 0.166 | 2.83 |  | --> | 0.19 | 0 | 0 | 0 | 0 | Constrained, otherwise capacity available =195 kW | --> | E11 ex BAGENALSTOWN | Bagenalstown [T421,T422] | CARLOW |  | 52.699 | -6.9358
MV/LV Substation BU***980 |  | 10 kV | _ | LV | 50 kVA :Pole Substation | 0.05 | --> | 0.05 | 0 | 0 | Constrained, otherwise capacity available =22 kVA | --> | 0.048 | 0 | 0.004 | 0 | 0 | Constrained, otherwise capacity available =48 kW | --> | C23 ex POLLERTON | Pollerton [T41,T42] | CARLOW |  | 52.8212 | -6.9313
MV/LV Substation CO***988 |  | 20 kV | _ | LV | 200 kVA :Kiosk Substation | 0.2 | --> | 0.2 | 0.132 | 1.99 |  | --> | 0.19 | 0 | 0.005 | 0 | 0 | Constrained, otherwise capacity available =195 kW | --> | C19 ex GRAIGUE | Graigue [T41,T42] | CARLOW |  | 52.8204 | -6.9351
MV/LV Substation M ***991 |  | 10 kV | _ | LV | 100 kVA :Pole Substation | 0.1 | --> | 0.1 | 0 | 0 | Constrained, otherwise capacity available =91 kVA | --> | 0.095 | 0 | 0 | 0 | 0 | Constrained, otherwise capacity available =96 kW | --> | C11 ex POLLERTON | Pollerton [T41,T42] | CARLOW |  | 52.8379 | -6.8981
MV/LV Substation BR***992 |  | 10 kV | _ | LV | 400 kVA :Kiosk Substation | 0.4 | --> | 0.4 | 0.148 | 1.99 |  | --> | 0.38 | 0 | 0.021 | 0 | 0 | Constrained, otherwise capacity available =397 kW | --> | C14 ex GRAIGUE | Graigue [T41,T42] | CARLOW |  | 52.8366 | -6.939
MV/LV Substation BA***997X |  | 20 kV | _ | LV | 100 kVA :Pole Substation | 0.1 | --> | 0.1 | 0.086 | 2.83 |  | --> | 0.095 | 0 | 0.01 | 0 | 0 | Constrained, otherwise capacity available =90 kW | --> | E17 ex BAGENALSTOWN | Bagenalstown [T421,T422] | CARLOW |  | 52.7414 | -6.9639
MV/LV Substation BA***002 |  | 10 kV | _ | LV | 400 kVA :Kiosk Substation | 0.4 | --> | 0.4 | 0.121 | 0.12 | Constrained, otherwise capacity available =201 kVA | --> | 0.38 | 0 | 0.006 | 0.402 | 0 |  | --> | C19 ex ATHY | Athy [T101,T102] | ATHY |  | 52.9919 | -6.9843
MV/LV Substation CA***004 |  | 10 kV | _ | LV | 400 kVA :Kiosk Substation | 0.4 | --> | 0.4 | 0.121 | 0.12 | Constrained, otherwise capacity available =400 kVA | --> | 0.38 | 0 | 0 | 0.38 | 0 |  | --> | C20 ex ATHY | Athy [T101,T102] | ATHY |  | 52.9996 | -6.9972
MV/LV Substation CL***007 |  | 10 kV | _ | LV | 200 kVA :Kiosk Substation | 0.2 | --> | 0.2 | 0.121 | 0.12 | Constrained, otherwise capacity available =166 kVA | --> | 0.19 | 0 | 0 | 0.195 | 0 |  | --> | C20 ex ATHY | Athy [T101,T102] | ATHY |  | 52.995 | -6.9792
MV/LV Substation MI***009 |  | 10 kV | _ | LV | 400 kVA :Kiosk Substation | 0.4 | --> | 0.4 | 0.121 | 0.12 | Constrained, otherwise capacity available =314 kVA | --> | 0.38 | 0 | 0.002 | 0.39 | 0 |  | --> | C18 ex ATHY | Athy [T101,T102] | ATHY |  | 52.9892 | -6.9952
MV/LV Substation WH***010 |  | 10 kV | _ | LV | 200 kVA :Kiosk Substation | 0.2 | --> | 0.2 | 0.121 | 0.12 | Constrained, otherwise capacity available =135 kVA | --> | 0.19 | 0 | 0.027 | 0.179 | 0 |  | --> | C20 ex ATHY | Athy [T101,T102] | ATHY |  | 52.9984 | -6.985
MV/LV Substation MO***011 |  | 10 kV | _ | LV | 200 kVA :Pole Substation | 0.2 | --> | 0.2 | 0.101 | 0.12 |  | --> | 0.19 | 0 | 0.018 | 0.19 | 0 |  | --> | C20 ex ATHY | Athy [T101,T102] | ATHY |  | 52.9932 | -6.9734
MV/LV Substation BE***012Z |  | 10 kV | _ | LV | 200 kVA :Kiosk Substation | 0.2 | --> | 0.2 | 0.121 | 0.12 | Constrained, otherwise capacity available =197 kVA | --> | 0.19 | 0 | 0 | 0.19 | 0 |  | --> | C20 ex ATHY | Athy [T101,T102] | ATHY |  | 53.0004 | -6.9857
MV/LV Substation HI***013 |  | 10 kV | _ | LV | 630 kVA :Building Structure | 0.63 | --> | 0.63 | 0.121 | 0.12 | Constrained, otherwise capacity available =619 kVA | --> | 0.598 | 0 | 0 | 0.5 | 0 |  | --> | C19 ex ATHY | Athy [T101,T102] | ATHY |  | 52.9925 | -6.9943
MV/LV Substation PE***014 |  | 10 kV | _ | LV | 200 kVA :Pole Substation | 0.2 | --> | 0.2 | 0.111 | 0.12 |  | --> | 0.19 | 0 | 0 | 0.202 | 0 |  | --> | C19 ex ATHY | Athy [T101,T102] | ATHY |  | 52.9935 | -6.9857
MV/LV Substation PR***015Z |  | 20 kV | _ | LV | 400 kVA :Kiosk Substation | 0.4 | --> | 0.4 | 0.121 | 0.12 | Constrained, otherwise capacity available =387 kVA | --> | 0.38 | 0 | 0 | 0.382 | 0 |  | --> | E62 ex ATHY | Athy [T101,T102] | ATHY |  | 53.0057 | -6.9654
MV/LV Substation ST***017 |  | 10 kV | _ | LV | 400 kVA :Kiosk Substation | 0.4 | --> | 0.4 | 0.121 | 0.12 | Constrained, otherwise capacity available =274 kVA | --> | 0.38 | 0 | 0.025 | 0.378 | 0 |  | --> | C18 ex ATHY | Athy [T101,T102] | ATHY |  | 52.9887 | -6.9819
MV/LV Substation GR***018Z |  | 10 kV | _ | LV | 200 kVA :Kiosk Substation | 0.2 | --> | 0.2 | 0.121 | 0.12 | Constrained, otherwise capacity available =124 kVA | --> | 0.19 | 0 | 0.009 | 0.193 | 0 |  | --> | C21 ex ATHY | Athy [T101,T102] | ATHY |  | 52.9447 | -7.0427
MV/LV Substation KI***019 |  | 20 kV | _ | LV | 50 kVA :Pole Substation | 0.05 | --> | 0.05 | 0.043 | 0.12 |  | --> | 0.048 | 0 | 0.006 | 0.044 | 0 |  | --> | C12 ex ATHY | Athy [T101,T102] | ATHY |  | 52.9445 | -6.8973
MV/LV Substation KI***021 |  | 20 kV | _ | LV | 50 kVA :Pole Substation | 0.05 | --> | 0.05 | 0.045 | 0.12 |  | --> | 0.048 | 0 | 0 | 0.048 | 0 |  | --> | C12 ex ATHY | Athy [T101,T102] | ATHY |  | 52.9491 | -6.8815
MV/LV Substation MI***022 |  | 20 kV | _ | LV | 50 kVA :Pole Substation | 0.05 | --> | 0.05 | 0.045 | 0.12 |  | --> | 0.048 | 0 | 0 | 0.048 | 0 |  | --> | C12 ex ATHY | Athy [T101,T102] | ATHY |  | 52.9385 | -6.9045
MV/LV Substation ST***023 |  | 10 kV | _ | LV | 200 kVA :Pole Substation | 0.2 | --> | 0.2 | 0.121 | 0.12 | Constrained, otherwise capacity available =134 kVA | --> | 0.19 | 0 | 0 | 0.199 | 0 |  | --> | C20 ex ATHY | Athy [T101,T102] | ATHY |  | 52.9993 | -6.9961
MV/LV Substation CL***024Z |  | 10 kV | _ | LV | 200 kVA :Kiosk Substation | 0.2 | --> | 0.2 | 0.121 | 0.12 | Constrained, otherwise capacity available =148 kVA | --> | 0.19 | 0 | 0 | 0.197 | 0 |  | --> | C20 ex ATHY | Athy [T101,T102] | ATHY |  | 52.9985 | -6.9808
MV/LV Substation CU***026 |  | 10 kV | _ | LV | 100 kVA :Pole Substation | 0.1 | --> | 0.1 | 0.011 | 0.12 |  | --> | 0.095 | 0 | 0 | 0.106 | 0 |  | --> | C26 ex ATHY | Athy [T101,T102] | ATHY |  | 53.0058 | -7.0047
MV/LV Substation WA***027 |  | 10 kV | _ | LV | 200 kVA :Building Structure | 0.2 | --> | 0.2 | 0.121 | 0.12 | Constrained, otherwise capacity available =195 kVA | --> | 0.19 | 0 | 0 | 0.191 | 0 |  | --> | C26 ex ATHY | Athy [T101,T102] | ATHY |  | 53.0089 | -6.9919
MV/LV Substation RI***027Z |  | 20 kV | _ | LV | 200 kVA :Kiosk Substation | 0.2 | --> | 0.2 | 0.121 | 0.12 | Constrained, otherwise capacity available =178 kVA | --> | 0.19 | 0 | 0.007 | 0.188 | 0 |  | --> | C12 ex ATHY | Athy [T101,T102] | ATHY |  | 52.992 | -6.9645
MV/LV Substation FO***029 |  | 10 kV | _ | LV | 200 kVA :Pole Substation | 0.2 | --> | 0.2 | 0.121 | 0.12 | Constrained, otherwise capacity available =124 kVA | --> | 0.19 | 0 | 0.01 | 0.193 | 0 |  | --> | C23 ex ATHY | Athy [T101,T102] | ATHY |  | 52.9864 | -6.9909
MV/LV Substation KI***030 |  | 10 kV | _ | LV | 400 kVA :Building Structure | 0.4 | --> | 0.4 | 0.121 | 0.12 | Constrained, otherwise capacity available =263 kVA | --> | 0.38 | 0 | 0.014 | 0.388 | 0 |  | --> | C19 ex ATHY | Athy [T101,T102] | ATHY |  | 52.9932 | -6.9793
MV/LV Substation KI***031 |  | 10 kV | _ | LV | 400 kVA :Kiosk Substation | 0.4 | --> | 0.4 | 0.121 | 0.12 | Constrained, otherwise capacity available =218 kVA | --> | 0.38 | 0 | 0.065 | 0.356 | 0 |  | --> | C20 ex ATHY | Athy [T101,T102] | ATHY |  | 52.9955 | -6.9718
MV/LV Substation BA***032 |  | 10 kV | _ | LV | 400 kVA :Kiosk Substation | 0.4 | --> | 0.4 | 0.121 | 0.12 | Constrained, otherwise capacity available =223 kVA | --> | 0.38 | 0 | 0.012 | 0.395 | 0 |  | --> | C19 ex ATHY | Athy [T101,T102] | ATHY |  | 52.9945 | -6.9908
MV/LV Substation PR***033Z |  | 20 kV | _ | LV | 50 kVA :Pole Substation | 0.05 | --> | 0.05 | 0.037 | 0.12 |  | --> | 0.048 | 0 | 0.006 | 0.045 | 0 |  | --> | E62 ex ATHY | Athy [T101,T102] | ATHY |  | 53.0107 | -6.9346
MV/LV Substation BA***034 |  | 10 kV | _ | LV | 400 kVA :Building Structure | 0.4 | --> | 0.4 | 0.121 | 0.12 | Constrained, otherwise capacity available =275 kVA | --> | 0.38 | 0 | 0.016 | 0.385 | 0 |  | --> | C20 ex ATHY | Athy [T101,T102] | ATHY |  | 52.9964 | -6.9854
MV/LV Substation SP***035 |  | 20 kV | _ | LV | 50 kVA :Pole Substation | 0.05 | --> | 0.05 | 0 | 0.12 |  | --> | 0.048 | 0 | 0.011 | 0.052 | 0 |  | --> | C12 ex ATHY | Athy [T101,T102] | ATHY |  | 52.9932 | -6.965
MV/LV Substation NE***036Z |  | 10 kV | _ | LV | 400 kVA :Kiosk Substation | 0.4 | --> | 0.4 | 0.121 | 0.12 | Constrained, otherwise capacity available =305 kVA | --> | 0.38 | 0 | 0 | 0.393 | 0 |  | --> | C13 ex ATHY | Athy [T101,T102] | ATHY |  | 52.9924 | -6.9917
MV/LV Substation GR***037 |  | 10 kV | _ | LV | 200 kVA :Pole Substation | 0.2 | --> | 0.2 | 0.121 | 0.12 | Constrained, otherwise capacity available =138 kVA | --> | 0.19 | 0 | 0.027 | 0.178 | 0 |  | --> | C18 ex ATHY | Athy [T101,T102] | ATHY |  | 52.9846 | -6.9791
MV/LV Substation TO***041 |  | 10 kV | _ | LV | 200 kVA :Kiosk Substation | 0.2 | --> | 0.2 | 0.121 | 0.12 | Constrained, otherwise capacity available =166 kVA | --> | 0.19 | 0 | 0 | 0.195 | 0 |  | --> | C20 ex ATHY | Athy [T101,T102] | ATHY |  | 52.9955 | -6.9896
MV/LV Substation TE***047 |  | 10 kV | _ | LV | 200 kVA :Building Structure | 0.2 | --> | 0.2 | 0.121 | 0.12 | Constrained, otherwise capacity available =134 kVA | --> | 0.19 | 0 | 0 | 0.199 | 0 |  | --> | C18 ex ATHY | Athy [T101,T102] | ATHY |  | 52.9899 | -6.9881
MV/LV Substation CO***050 |  | 10 kV | _ | LV | 200 kVA :Kiosk Substation | 0.2 | --> | 0.2 | 0.107 | 0.12 |  | --> | 0.19 | 0 | 0 | 0.202 | 0 |  | --> | C20 ex ATHY | Athy [T101,T102] | ATHY |  | 52.9963 | -6.9811
MV/LV Substation BO***051 |  | 10 kV | _ | LV | 400 kVA :Kiosk Substation | 0.4 | --> | 0.4 | 0.106 | 0.12 |  | --> | 0.38 | 0 | 0 | 0.418 | 0 |  | --> | C19 ex ATHY | Athy [T101,T102] | ATHY |  | 52.993 | -6.9976
MV/LV Substation GR***055 |  | 10 kV | _ | LV | 400 kVA :Kiosk Substation | 0.4 | --> | 0.4 | 0.121 | 0.12 | Constrained, otherwise capacity available =353 kVA | --> | 0.38 | 0 | 0 | 0.386 | 0 |  | --> | C19 ex ATHY | Athy [T101,T102] | ATHY |  | 52.9942 | -6.9872
MV/LV Substation OA***057 |  | 10 kV | _ | LV | 200 kVA :Pole Substation | 0.2 | --> | 0.2 | 0.121 | 0.12 | Constrained, otherwise capacity available =129 kVA | --> | 0.19 | 0 | 0.019 | 0.185 | 0 |  | --> | C20 ex ATHY | Athy [T101,T102] | ATHY |  | 52.9851 | -6.9749
MV/LV Substation SH***059 |  | 10 kV | _ | LV | 200 kVA :Pole Substation | 0.2 | --> | 0.2 | 0.121 | 0.12 | Constrained, otherwise capacity available =162 kVA | --> | 0.19 | 0 | 0 | 0.195 | 0 |  | --> | C13 ex ATHY | Athy [T101,T102] | ATHY |  | 52.9917 | -6.9942
MV/LV Substation WO***059Z |  | 10 kV | _ | LV | 200 kVA :Kiosk Substation | 0.2 | --> | 0.2 | 0.121 | 0.12 | Constrained, otherwise capacity available =170 kVA | --> | 0.19 | 0 | 0 | 0.194 | 0 |  | --> | C19 ex ATHY | Athy [T101,T102] | ATHY |  | 52.9925 | -7.0013
MV/LV Substation TO***061 |  | 10 kV | _ | LV | 400 kVA :Kiosk Substation | 0.4 | --> | 0.4 | 0.121 | 0.12 | Constrained, otherwise capacity available =301 kVA | --> | 0.38 | 0 | 0.021 | 0.378 | 0 |  | --> | C21 ex ATHY | Athy [T101,T102] | ATHY |  | 52.9858 | -6.9956
MV/LV Substation MI***062Z |  | 10 kV | _ | LV | 50 kVA :Pole Substation | 0.05 | --> | 0.05 | 0.034 | 0.12 |  | --> | 0.048 | 0 | 0 | 0.05 | 0 |  | --> | C21 ex ATHY | Athy [T101,T102] | ATHY |  | 52.9408 | -7.0728
MV/LV Substation BA***063Z |  | 10 kV | _ | LV | 50 kVA :Pole Substation | 0.05 | --> | 0.05 | 0.047 | 0.12 |  | --> | 0.048 | 0 | 0.011 | 0.04 | 0 |  | --> | C21 ex ATHY | Athy [T101,T102] | ATHY |  | 52.9679 | -7.0793
MV/LV Substation AR***069Z |  | 20 kV | _ | LV | 50 kVA :Pole Substation | 0.05 | --> | 0.05 | 0.048 | 0.12 |  | --> | 0.048 | 0 | 0 | 0.048 | 0 |  | --> | E62 ex ATHY | Athy [T101,T102] | ATHY |  | 53.0281 | -6.9191
MV/LV Substation RU***070Z |  | 20 kV | _ | LV | 50 kVA :Pole Substation | 0.05 | --> | 0.05 | 0.048 | 0.12 |  | --> | 0.048 | 0 | 0 | 0.048 | 0 |  | --> | E62 ex ATHY | Athy [T101,T102] | ATHY |  | 53.0095 | -6.9377
MV/LV Substation AR***072Z |  | 10 kV | _ | LV | 400 kVA :Kiosk Substation | 0.4 | --> | 0.4 | 0.121 | 0.12 | Constrained, otherwise capacity available =332 kVA | --> | 0.38 | 0 | 0 | 0.389 | 0 |  | --> | C23 ex ATHY | Athy [T101,T102] | ATHY |  | 52.9818 | -6.992
MV/LV Substation CL***073Z |  | 20 kV | _ | LV | 400 kVA :Kiosk Substation | 0.4 | --> | 0.4 | 0.121 | 0.12 | Constrained, otherwise capacity available =363 kVA | --> | 0.38 | 0 | 0 | 0.385 | 0 |  | --> | E62 ex ATHY | Athy [T101,T102] | ATHY |  | 53.0023 | -6.9838
MV/LV Substation GL***087Z |  | 10 kV | _ | LV | 400 kVA :Kiosk Substation | 0.4 | --> | 0.4 | 0.121 | 0.12 | Constrained, otherwise capacity available =314 kVA | --> | 0.38 | 0 | 0.132 | 0.294 | 0 |  | --> | C20 ex ATHY | Athy [T101,T102] | ATHY |  | 52.9848 | -6.973
MV/LV Substation MO***091Z |  | 20 kV | _ | LV | 400 kVA :Kiosk Substation | 0.4 | --> | 0.4 | 0.121 | 0.12 | Constrained, otherwise capacity available =332 kVA | --> | 0.38 | 0 | 0.003 | 0.387 | 0 |  | --> | E62 ex ATHY | Athy [T101,T102] | ATHY |  | 53.0345 | -6.8982
MV/LV Substation TH***108Z |  | 20 kV | _ | LV | 50 kVA :Pole Substation | 0.05 | --> | 0.05 | 0.05 | 0.12 |  | --> | 0.048 | 0 | 0 | 0.048 | 0 |  | --> | E62 ex ATHY | Athy [T101,T102] | ATHY |  | 52.9992 | -6.954
MV/LV Substation AR***115Z |  | 20 kV | _ | LV | 100 kVA :Pole Substation | 0.1 | --> | 0.1 | 0.098 | 0.12 |  | --> | 0.095 | 0 | 0 | 0.095 | 0 |  | --> | E62 ex ATHY | Athy [T101,T102] | ATHY |  | 53.0545 | -6.9177
MV/LV Substation BA***254 |  | 10 kV | _ | LV | 50 kVA :Pole Substation | 0.05 | --> | 0.05 | 0.04 | 0.12 |  | --> | 0.048 | 0 | 0 | 0.049 | 0 |  | --> | C26 ex ATHY | Athy [T101,T102] | ATHY |  | 53.0075 | -6.994
MV/LV Substation KI***260 |  | 20 kV | _ | LV | 50 kVA :Pole Substation | 0.05 | --> | 0.05 | 0.045 | 0.12 |  | --> | 0.048 | 0 | 0 | 0.048 | 0 |  | --> | E62 ex ATHY | Athy [T101,T102] | ATHY |  | 53.0615 | -6.8707
MV/LV Substation KI***273 |  | 10 kV | _ | LV | 100 kVA :Pole Substation | 0.1 | --> | 0.1 | 0.056 | 0.12 |  | --> | 0.095 | 0 | 0 | 0.101 | 0 |  | --> | C26 ex ATHY | Athy [T101,T102] | ATHY |  | 53.0417 | -7.0176
MV/LV Substation KI***274 |  | 20 kV | _ | LV | 100 kVA :Pole Substation | 0.1 | --> | 0.1 | 0.058 | 0.12 |  | --> | 0.095 | 0 | 0 | 0.101 | 0 |  | --> | E62 ex ATHY | Athy [T101,T102] | ATHY |  | 53.036 | -6.8995
MV/LV Substation KI***275 |  | 20 kV | _ | LV | 50 kVA :Pole Substation | 0.05 | --> | 0.05 | 0.044 | 0.12 |  | --> | 0.048 | 0 | 0 | 0.048 | 0 |  | --> | E62 ex ATHY | Athy [T101,T102] | ATHY |  | 53.0347 | -6.9059
MV/LV Substation FO***291 |  | 20 kV | _ | LV | 50 kVA :Pole Substation | 0.05 | --> | 0.05 | 0.034 | 0.12 |  | --> | 0.048 | 0 | 0.02 | 0.035 | 0 |  | --> | E62 ex ATHY | Athy [T101,T102] | ATHY |  | 53.0138 | -6.9241
MV/LV Substation BE***298 |  | 10 kV | _ | LV | 50 kVA :Pole Substation | 0.05 | --> | 0.05 | 0.048 | 0.12 |  | --> | 0.048 | 0 | 0 | 0.048 | 0 |  | --> | C26 ex ATHY | Athy [T101,T102] | ATHY |  | 53.0122 | -6.9978
MV/LV Substation FA***307 |  | 10 kV | _ | LV | 200 kVA :Pole Substation | 0.2 | --> | 0.2 | 0.121 | 0.12 | Constrained, otherwise capacity available =160 kVA | --> | 0.19 | 0 | 0.03 | 0.173 | 0 |  | --> | C21 ex ATHY | Athy [T101,T102] | ATHY |  | 52.9559 | -7.082
MV/LV Substation MA***326 |  | 10 kV | _ | LV | 50 kVA :Pole Substation | 0.05 | --> | 0.05 | 0.025 | 0.12 |  | --> | 0.048 | 0 | 0 | 0.051 | 0 |  | --> | C23 ex ATHY | Athy [T101,T102] | ATHY |  | 52.9114 | -6.9147
MV/LV Substation MU***336 |  | 20 kV | _ | LV | 100 kVA :Pole Substation | 0.1 | --> | 0.1 | 0.08 | 0.12 |  | --> | 0.095 | 0 | 0.005 | 0.094 | 0 |  | --> | C12 ex ATHY | Athy [T101,T102] | ATHY |  | 52.9998 | -6.8498
MV/LV Substation SU***339 |  | 10 kV | _ | LV | 400 kVA :Kiosk Substation | 0.4 | --> | 0.4 | 0.121 | 0.12 | Constrained, otherwise capacity available =270 kVA | --> | 0.38 | 0 | 0 | 0.397 | 0 |  | --> | C19 ex ATHY | Athy [T101,T102] | ATHY |  | 52.9928 | -6.9847
MV/LV Substation JO***4002 |  | 20 kV | _ | LV | 200 kVA :Pole Substation | 0.2 | --> | 0.2 | 0.121 | 0.12 | Constrained, otherwise capacity available =126 kVA | --> | 0.19 | 0 | 0 | 0.2 | 0 |  | --> | C12 ex ATHY | Athy [T101,T102] | ATHY |  | 52.9137 | -6.8886
MV/LV Substation KI***4003 |  | 10 kV | _ | LV | 50 kVA :Pole Substation | 0.05 | --> | 0.05 | 0.049 | 0.12 |  | --> | 0.048 | 0 | 0.008 | 0.042 | 0 |  | --> | C26 ex ATHY | Athy [T101,T102] | ATHY |  | 53.0998 | -7.0024
MV/LV Substation CA***4011 |  | 10 kV | _ | LV | 200 kVA :Kiosk Substation | 0.2 | --> | 0.2 | 0.121 | 0.12 | Constrained, otherwise capacity available =156 kVA | --> | 0.19 | 0 | 0.007 | 0.191 | 0 |  | --> | C20 ex ATHY | Athy [T101,T102] | ATHY |  | 52.997 | -6.9908
MV/LV Substation AT***4015 |  | 20 kV | _ | LV | 400 kVA :Kiosk Substation | 0.4 | --> | 0.4 | 0.121 | 0.12 | Constrained, otherwise capacity available =325 kVA | --> | 0.38 | 0 | 0.017 | 0.378 | 0 |  | --> | E62 ex ATHY | Athy [T101,T102] | ATHY |  | 53.0017 | -6.9857
MV/LV Substation MU***4021 |  | 20 kV | _ | LV | 50 kVA :Pole Substation | 0.05 | --> | 0.05 | 0.05 | 0.12 |  | --> | 0.048 | 0 | 0 | 0.048 | 0 |  | --> | C12 ex ATHY | Athy [T101,T102] | ATHY |  | 52.9986 | -6.8471
MV/LV Substation R7***4028 |  | 20 kV | _ | LV | 50 kVA :Pole Substation | 0.05 | --> | 0.05 | 0.05 | 0.12 |  | --> | 0.048 | 0 | 0 | 0.048 | 0 |  | --> | E62 ex ATHY | Athy [T101,T102] | ATHY |  | 52.9945 | -6.9603
MV/LV Substation KI***402X |  | 10 kV | _ | LV | 630 kVA :Building Structure | 0.63 | --> | 0.63 | 0.121 | 0.12 | Constrained, otherwise capacity available =607 kVA | --> | 0.598 | 0 | 0 | 0.5 | 0 |  | --> | C26 ex ATHY | Athy [T101,T102] | ATHY |  | 53.0451 | -7.0119
MV/LV Substation BA***4032 |  | 10 kV | _ | LV | 50 kVA :Pole Substation | 0.05 | --> | 0.05 | 0.05 | 0.12 |  | --> | 0.048 | 0 | 0 | 0.048 | 0 |  | --> | C20 ex ATHY | Athy [T101,T102] | ATHY |  | 52.9961 | -6.9871
MV/LV Substation CA***403X |  | 10 kV | _ | LV | 100 kVA :Pole Substation | 0.1 | --> | 0.1 | 0.097 | 0.12 |  | --> | 0.095 | 0 | 0 | 0.095 | 0 |  | --> | C25 ex ATHY | Athy [T101,T102] | ATHY |  | 53.001 | -7
MV/LV Substation KI***404X |  | 20 kV | _ | LV | 400 kVA :Building Structure | 0.4 | --> | 0.4 | 0.121 | 0.12 | Constrained, otherwise capacity available =336 kVA | --> | 0.38 | 0 | 0 | 0.389 | 0 |  | --> | C12 ex ATHY | Athy [T101,T102] | ATHY |  | 52.9439 | -6.887
MV/LV Substation ME***4054 |  | 10 kV | _ | LV | 400 kVA :Kiosk Substation | 0.4 | --> | 0.4 | 0.121 | 0.12 | Constrained, otherwise capacity available =396 kVA | --> | 0.38 | 0 | 0 | 0.38 | 0 |  | --> | C19 ex ATHY | Athy [T101,T102] | ATHY |  | 52.9921 | -6.9818
MV/LV Substation UD***4055 |  | 10 kV | _ | LV | 50 kVA :Pole Substation | 0.05 | --> | 0.05 | 0.05 | 0.12 |  | --> | 0.048 | 0 | 0 | 0.048 | 0 |  | --> | C13 ex ATHY | Athy [T101,T102] | ATHY |  | 52.9927 | -6.9932
MV/LV Substation TH***4059 |  | 20 kV | _ | LV | 50 kVA :Pole Substation | 0.05 | --> | 0.05 | 0.05 | 0.12 |  | --> | 0.048 | 0 | 0 | 0.048 | 0 |  | --> | E62 ex ATHY | Athy [T101,T102] | ATHY |  | 53.0251 | -6.9131
MV/LV Substation KI***4060 |  | 20 kV | _ | LV | 50 kVA :Pole Substation | 0.05 | --> | 0.05 | 0.05 | 0.12 |  | --> | 0.048 | 0 | 0 | 0.048 | 0 |  | --> | E62 ex ATHY | Athy [T101,T102] | ATHY |  | 53.04 | -6.9012
MV/LV Substation FO***4061 |  | 20 kV | _ | LV | 50 kVA :Pole Substation | 0.05 | --> | 0.05 | 0.05 | 0.12 |  | --> | 0.048 | 0 | 0 | 0.048 | 0 |  | --> | E62 ex ATHY | Athy [T101,T102] | ATHY |  | 53.0518 | -6.8902
MV/LV Substation CL***4062 |  | 20 kV | _ | LV | 50 kVA :Pole Substation | 0.05 | --> | 0.05 | 0.05 | 0.12 |  | --> | 0.048 | 0 | 0 | 0.048 | 0 |  | --> | E62 ex ATHY | Athy [T101,T102] | ATHY |  | 53.0241 | -6.9638
MV/LV Substation RA***4063 |  | 20 kV | _ | LV | 50 kVA :Pole Substation | 0.05 | --> | 0.05 | 0.05 | 0.12 |  | --> | 0.048 | 0 | 0 | 0.048 | 0 |  | --> | E62 ex ATHY | Athy [T101,T102] | ATHY |  | 53.0585 | -6.877
MV/LV Substation WI***4064 |  | 10 kV | _ | LV | 50 kVA :Pole Substation | 0.05 | --> | 0.05 | 0.05 | 0.12 |  | --> | 0.048 | 0 | 0 | 0.048 | 0 |  | --> | C26 ex ATHY | Athy [T101,T102] | ATHY |  | 53.0174 | -6.9899
MV/LV Substation SH***4067 |  | 10 kV | _ | LV | 50 kVA :Pole Substation | 0.05 | --> | 0.05 | 0.05 | 0.12 |  | --> | 0.048 | 0 | 0 | 0.048 | 0 |  | --> | C26 ex ATHY | Athy [T101,T102] | ATHY |  | 53.017 | -6.9753
MV/LV Substation MA***4069 |  | 10 kV | _ | LV | 50 kVA :Pole Substation | 0.05 | --> | 0.05 | 0.049 | 0.12 |  | --> | 0.048 | 0 | 0 | 0.048 | 0 |  | --> | C23 ex ATHY | Athy [T101,T102] | ATHY |  | 52.9092 | -6.9213
MV/LV Substation NI***4070 |  | 20 kV | _ | LV | 50 kVA :Pole Substation | 0.05 | --> | 0.05 | 0.05 | 0.12 |  | --> | 0.048 | 0 | 0 | 0.048 | 0 |  | --> | C12 ex ATHY | Athy [T101,T102] | ATHY |  | 52.967 | -6.9149
MV/LV Substation RA***4071 |  | 10 kV | _ | LV | 50 kVA :Pole Substation | 0.05 | --> | 0.05 | 0.042 | 0.12 |  | --> | 0.048 | 0 | 0.006 | 0.044 | 0 |  | --> | C21 ex ATHY | Athy [T101,T102] | ATHY |  | 52.9465 | -7.0469
MV/LV Substation CO***4081 |  | 20 kV | _ | LV | 50 kVA :Pole Substation | 0.05 | --> | 0.05 | 0.041 | 0.12 |  | --> | 0.048 | 0 | 0 | 0.049 | 0 |  | --> | E64 ex ATHY | Athy [T101,T102] | ATHY |  | 53.0019 | -7.0318
MV/LV Substation BA***4087 |  | 20 kV | _ | LV | 50 kVA :Pole Substation | 0.05 | --> | 0.05 | 0.028 | 0.12 |  | --> | 0.048 | 0 | 0.025 | 0.032 | 0 |  | --> | E62 ex ATHY | Athy [T101,T102] | ATHY |  | 53.0107 | -6.8914
MV/LV Substation GA***4096 |  | 20 kV | _ | LV | 50 kVA :Pole Substation | 0.05 | --> | 0.05 | 0.047 | 0.12 |  | --> | 0.048 | 0 | 0 | 0.048 | 0 |  | --> | E62 ex ATHY | Athy [T101,T102] | ATHY |  | 52.992 | -6.9547
MV/LV Substation BE***4105 |  | 10 kV | _ | LV | 100 kVA :Pole Substation | 0.1 | --> | 0.1 | 0.1 | 0.12 |  | --> | 0.095 | 0 | 0 | 0.095 | 0 |  | --> | C21 ex ATHY | Athy [T101,T102] | ATHY |  | 52.9999 | -7.0959
MV/LV Substation TH***4110 |  | 10 kV | _ | LV | 50 kVA :Pole Substation | 0.05 | --> | 0.05 | 0.045 | 0.12 |  | --> | 0.048 | 0 | 0 | 0.048 | 0 |  | --> | C21 ex ATHY | Athy [T101,T102] | ATHY |  | 52.9742 | -7.0703
MV/LV Substation BA***4117 |  | 10 kV | _ | LV | 50 kVA :Pole Substation | 0.05 | --> | 0.05 | 0.05 | 0.12 |  | --> | 0.048 | 0 | 0 | 0.048 | 0 |  | --> | C23 ex ATHY | Athy [T101,T102] | ATHY |  | 52.9242 | -6.9536
MV/LV Substation KI***4141 |  | 10 kV | _ | LV | 50 kVA :Pole Substation | 0.05 | --> | 0.05 | 0.05 | 0.12 |  | --> | 0.048 | 0 | 0 | 0.048 | 0 |  | --> | C23 ex ATHY | Athy [T101,T102] | ATHY |  | 52.9085 | -6.9623
MV/LV Substation RE***414X |  | 10 kV | _ | LV | 200 kVA :Pole Substation | 0.2 | --> | 0.2 | 0.121 | 0.12 | Constrained, otherwise capacity available =199 kVA | --> | 0.19 | 0 | 0.004 | 0.187 | 0 |  | --> | C21 ex ATHY | Athy [T101,T102] | ATHY |  | 52.933 | -7.0803
MV/LV Substation TU***415X |  | 10 kV | _ | LV | 50 kVA :Pole Substation | 0.05 | --> | 0.05 | 0.044 | 0.12 |  | --> | 0.048 | 0 | 0.02 | 0.034 | 0 |  | --> | C21 ex ATHY | Athy [T101,T102] | ATHY |  | 52.9701 | -7.101
MV/LV Substation GR***4161 |  | 10 kV | _ | LV | 50 kVA :Pole Substation | 0.05 | --> | 0.05 | 0.048 | 0.12 |  | --> | 0.048 | 0 | 0 | 0.048 | 0 |  | --> | C23 ex ATHY | Athy [T101,T102] | ATHY |  | 52.909 | -6.94
MV/LV Substation MA***4166 |  | 10 kV | _ | LV | 50 kVA :Pole Substation | 0.05 | --> | 0.05 | 0.05 | 0.12 |  | --> | 0.048 | 0 | 0 | 0.048 | 0 |  | --> | C23 ex ATHY | Athy [T101,T102] | ATHY |  | 52.9081 | -6.9263
MV/LV Substation HO***4174 |  | 10 kV | _ | LV | 200 kVA :Kiosk Substation | 0.2 | --> | 0.2 | 0.121 | 0.12 | Constrained, otherwise capacity available =200 kVA | --> | 0.19 | 0 | 0 | 0.19 | 0 |  | --> | C12 ex ATHY | Athy [T101,T102] | ATHY |  | 52.9934 | -6.9994
MV/LV Substation KI***4180 |  | 20 kV | _ | LV | 50 kVA :Pole Substation | 0.05 | --> | 0.05 | 0.05 | 0.12 |  | --> | 0.048 | 0 | 0 | 0.048 | 0 |  | --> | C12 ex ATHY | Athy [T101,T102] | ATHY |  | 52.951 | -6.8963
MV/LV Substation AT***4181 |  | 20 kV | _ | LV | 400 kVA :Kiosk Substation | 0.4 | --> | 0.4 | 0.121 | 0.12 | Constrained, otherwise capacity available =400 kVA | --> | 0.38 | 0 | 0 | 0.38 | 0 |  | --> | C12 ex ATHY | Athy [T101,T102] | ATHY |  | 52.9919 | -6.9619
MV/LV Substation ST***4195 |  | 10 kV | _ | LV | 630 kVA :Kiosk Substation | 0.63 | --> | 0.63 | 0.121 | 0.12 | Constrained, otherwise capacity available =574 kVA | --> | 0.598 | 0 | 0.03 | 0.5 | 0 |  | --> | C20 ex ATHY | Athy [T101,T102] | ATHY |  | 52.9944 | -6.9802
MV/LV Substation CO***4199 |  | 20 kV | _ | LV | 200 kVA :Kiosk Substation | 0.2 | --> | 0.2 | 0.121 | 0.12 | Constrained, otherwise capacity available =200 kVA | --> | 0.19 | 0 | 0 | 0.19 | 0 |  | --> | E62 ex ATHY | Athy [T101,T102] | ATHY |  | 52.9963 | -6.9605
MV/LV Substation FO***421 |  | 20 kV | _ | LV | 200 kVA :Pole Substation | 0.2 | --> | 0.2 | 0.118 | 0.12 |  | --> | 0.19 | 0 | 0 | 0.201 | 0 |  | --> | E62 ex ATHY | Athy [T101,T102] | ATHY |  | 53.0536 | -6.8972
MV/LV Substation EM***4218 |  | 10 kV | _ | LV | 400 kVA :Kiosk Substation | 0.4 | --> | 0.4 | 0.121 | 0.12 | Constrained, otherwise capacity available =400 kVA | --> | 0.38 | 0 | 0 | 0.38 | 0 |  | --> | C19 ex ATHY | Athy [T101,T102] | ATHY |  | 52.9915 | -6.9827
MV/LV Substation ME***4223 |  | 10 kV | _ | LV | 630 kVA :Kiosk Substation | 0.63 | --> | 0.63 | 0.121 | 0.12 | Constrained, otherwise capacity available =630 kVA | --> | 0.598 | 0 | 0 | 0.5 | 0 |  | --> | C20 ex ATHY | Athy [T101,T102] | ATHY |  | 52.9975 | -6.9709
MV/LV Substation ME***4224 |  | 10 kV | _ | LV | 630 kVA :Kiosk Substation | 0.63 | --> | 0.63 | 0.121 | 0.12 | Constrained, otherwise capacity available =630 kVA | --> | 0.598 | 0 | 0 | 0.5 | 0 |  | --> | C20 ex ATHY | Athy [T101,T102] | ATHY |  | 52.9984 | -6.9728
MV/LV Substation ST***4227 |  | 10 kV | _ | LV | 400 kVA :Kiosk Substation | 0.4 | --> | 0.4 | 0.121 | 0.12 | Constrained, otherwise capacity available =400 kVA | --> | 0.38 | 0 | 0 | 0.38 | 0 |  | --> | C21 ex ATHY | Athy [T101,T102] | ATHY |  | 52.9843 | -6.9917
MV/LV Substation ST***4228 |  | 10 kV | _ | LV | 400 kVA :Kiosk Substation | 0.4 | --> | 0.4 | 0.121 | 0.12 | Constrained, otherwise capacity available =400 kVA | --> | 0.38 | 0 | 0 | 0.38 | 0 |  | --> | C21 ex ATHY | Athy [T101,T102] | ATHY |  | 52.9842 | -6.9951
MV/LV Substation BA***443 |  | 20 kV | _ | LV | 100 kVA :Pole Substation | 0.1 | --> | 0.1 | 0.097 | 0.12 |  | --> | 0.095 | 0 | 0 | 0.096 | 0 |  | --> | E62 ex ATHY | Athy [T101,T102] | ATHY |  | 53.0059 | -6.9434
MV/LV Substation BO***446X |  | 20 kV | _ | LV | 200 kVA :Pole Substation | 0.2 | --> | 0.2 | 0.119 | 0.12 |  | --> | 0.19 | 0 | 0.05 | 0.164 | 0 |  | --> | E62 ex ATHY | Athy [T101,T102] | ATHY |  | 53.0738 | -6.9371
MV/LV Substation RA***448X |  | 10 kV | _ | LV | 30 kVA :Pole Substation | 0.03 | --> | 0.03 | 0 | 0.12 |  | --> | 0.028 | 0 | 0.013 | 0.026 | 0 |  | --> | C20 ex ATHY | Athy [T101,T102] | ATHY |  | 52.9973 | -6.9886
MV/LV Substation AR***453X |  | 10 kV | _ | LV | 100 kVA :Pole Substation | 0.1 | --> | 0.1 | 0.056 | 0.12 |  | --> | 0.095 | 0 | 0.005 | 0.097 | 0 |  | --> | C23 ex ATHY | Athy [T101,T102] | ATHY |  | 52.8921 | -7.0191
MV/LV Substation NI***458 |  | 20 kV | _ | LV | 50 kVA :Pole Substation | 0.05 | --> | 0.05 | 0.045 | 0.12 |  | --> | 0.048 | 0 | 0 | 0.048 | 0 |  | --> | C12 ex ATHY | Athy [T101,T102] | ATHY |  | 52.9721 | -6.9156
MV/LV Substation RA***460X |  | 10 kV | _ | LV | 200 kVA :Kiosk Substation | 0.2 | --> | 0.2 | 0.121 | 0.12 | Constrained, otherwise capacity available =167 kVA | --> | 0.19 | 0 | 0.014 | 0.184 | 0 |  | --> | C23 ex ATHY | Athy [T101,T102] | ATHY |  | 52.9462 | -7.0411
MV/LV Substation A ***461X |  | 20 kV | _ | LV | 100 kVA :Pole Substation | 0.1 | --> | 0.1 | 0.095 | 0.12 |  | --> | 0.095 | 0 | 0.005 | 0.092 | 0 |  | --> | C12 ex ATHY | Athy [T101,T102] | ATHY |  | 52.9873 | -6.965
MV/LV Substation BA***463 |  | 20 kV | _ | LV | 200 kVA :Pole Substation | 0.2 | --> | 0.2 | 0.121 | 0.12 | Constrained, otherwise capacity available =135 kVA | --> | 0.19 | 0 | 0.005 | 0.195 | 0 |  | --> | C12 ex ATHY | Athy [T101,T102] | ATHY |  | 52.9622 | -6.9344
MV/LV Substation KI***465X |  | 10 kV | _ | LV | 50 kVA :Pole Substation | 0.05 | --> | 0.05 | 0.03 | 0.12 |  | --> | 0.048 | 0 | 0 | 0.05 | 0 |  | --> | C26 ex ATHY | Athy [T101,T102] | ATHY |  | 53.0428 | -7.0194
MV/LV Substation BU***470X |  | 20 kV | _ | LV | 50 kVA :Pole Substation | 0.05 | --> | 0.05 | 0.05 | 0.12 |  | --> | 0.048 | 0 | 0 | 0.048 | 0 |  | --> | C12 ex ATHY | Athy [T101,T102] | ATHY |  | 52.993 | -6.8941
MV/LV Substation BE***477 |  | 10 kV | _ | LV | 100 kVA :Pole Substation | 0.1 | --> | 0.1 | 0.07 | 0.12 |  | --> | 0.095 | 0 | 0 | 0.099 | 0 |  | --> | C26 ex ATHY | Athy [T101,T102] | ATHY |  | 53.0243 | -7.0228
MV/LV Substation SA***481 |  | 20 kV | _ | LV | 100 kVA :Pole Substation | 0.1 | --> | 0.1 | 0.083 | 0.12 |  | --> | 0.095 | 0 | 0.046 | 0.063 | 0 |  | --> | E62 ex ATHY | Athy [T101,T102] | ATHY |  | 53.016 | -6.968
MV/LV Substation HA***484X |  | 20 kV | _ | LV | 50 kVA :Pole Substation | 0.05 | --> | 0.05 | 0.027 | 0.12 |  | --> | 0.048 | 0 | 0 | 0.051 | 0 |  | --> | C12 ex ATHY | Athy [T101,T102] | ATHY |  | 52.9178 | -6.8699
MV/LV Substation AR***486X |  | 20 kV | _ | LV | 50 kVA :Pole Substation | 0.05 | --> | 0.05 | 0.044 | 0.12 |  | --> | 0.048 | 0 | 0 | 0.048 | 0 |  | --> | E62 ex ATHY | Athy [T101,T102] | ATHY |  | 53.0276 | -6.9116
MV/LV Substation CO***491 |  | 20 kV | _ | LV | 630 kVA :Kiosk Substation | 0.63 | --> | 0.63 | 0.121 | 0.12 | Constrained, otherwise capacity available =606 kVA | --> | 0.598 | 0 | 0.005 | 0.5 | 0 |  | --> | C12 ex ATHY | Athy [T101,T102] | ATHY |  | 52.9801 | -6.9733
MV/LV Substation TO***492 |  | 10 kV | _ | LV | 50 kVA :Pole Substation | 0.05 | --> | 0.05 | 0.043 | 0.12 |  | --> | 0.048 | 0 | 0 | 0.048 | 0 |  | --> | C23 ex ATHY | Athy [T101,T102] | ATHY |  | 52.9794 | -6.9886
MV/LV Substation MI***500X |  | 10 kV | _ | LV | 200 kVA :Kiosk Substation | 0.2 | --> | 0.2 | 0.121 | 0.12 | Constrained, otherwise capacity available =200 kVA | --> | 0.19 | 0 | 0 | 0.19 | 0 |  | --> | C13 ex ATHY | Athy [T101,T102] | ATHY |  | 52.9924 | -6.993
MV/LV Substation DO***538X |  | 10 kV | _ | LV | 100 kVA :Pole Substation | 0.1 | --> | 0.1 | 0.053 | 0.12 |  | --> | 0.095 | 0 | 0 | 0.101 | 0 |  | --> | C20 ex ATHY | Athy [T101,T102] | ATHY |  | 52.9991 | -6.9964
MV/LV Substation MO***546 |  | 10 kV | _ | LV | 200 kVA :Pole Substation | 0.2 | --> | 0.2 | 0.121 | 0.12 | Constrained, otherwise capacity available =177 kVA | --> | 0.19 | 0 | 0 | 0.193 | 0 |  | --> | C23 ex ATHY | Athy [T101,T102] | ATHY |  | 52.9067 | -6.9681
MV/LV Substation WI***548X |  | 10 kV | _ | LV | 100 kVA :Pole Substation | 0.1 | --> | 0.1 | 0.094 | 0.12 |  | --> | 0.095 | 0 | 0 | 0.096 | 0 |  | --> | C26 ex ATHY | Athy [T101,T102] | ATHY |  | 53.0219 | -6.994
MV/LV Substation BA***550X |  | 10 kV | _ | LV | 200 kVA :Pole Substation | 0.2 | --> | 0.2 | 0.121 | 0.12 | Constrained, otherwise capacity available =122 kVA | --> | 0.19 | 0 | 0 | 0.2 | 0 |  | --> | C23 ex ATHY | Athy [T101,T102] | ATHY |  | 52.8754 | -7.0699
MV/LV Substation KI***572X |  | 10 kV | _ | LV | 50 kVA :Pole Substation | 0.05 | --> | 0.05 | 0.041 | 0.12 |  | --> | 0.048 | 0 | 0 | 0.049 | 0 |  | --> | C26 ex ATHY | Athy [T101,T102] | ATHY |  | 53.0419 | -7.0236
MV/LV Substation MA***574X |  | 10 kV | _ | LV | 200 kVA :Pole Substation | 0.2 | --> | 0.2 | 0.121 | 0.12 | Constrained, otherwise capacity available =200 kVA | --> | 0.19 | 0 | 0 | 0.19 | 0 |  | --> | C23 ex ATHY | Athy [T101,T102] | ATHY |  | 52.9073 | -6.9324
MV/LV Substation MA***575 |  | 10 kV | _ | LV | 50 kVA :Pole Substation | 0.05 | --> | 0.05 | 0.019 | 0.12 |  | --> | 0.048 | 0 | 0 | 0.052 | 0 |  | --> | C21 ex ATHY | Athy [T101,T102] | ATHY |  | 52.9101 | -7.0462
MV/LV Substation MA***577X |  | 10 kV | _ | LV | 400 kVA :Kiosk Substation | 0.4 | --> | 0.4 | 0.121 | 0.12 | Constrained, otherwise capacity available =349 kVA | --> | 0.38 | 0 | 0.032 | 0.363 | 0 |  | --> | C20 ex ATHY | Athy [T101,T102] | ATHY |  | 52.991 | -6.9706
MV/LV Substation SK***579 |  | 10 kV | _ | LV | 50 kVA :Pole Substation | 0.05 | --> | 0.05 | 0.046 | 0.12 |  | --> | 0.048 | 0 | 0 | 0.048 | 0 |  | --> | C21 ex ATHY | Athy [T101,T102] | ATHY |  | 52.9261 | -7.0541
MV/LV Substation QU***584 |  | 10 kV | _ | LV | 50 kVA :Pole Substation | 0.05 | --> | 0.05 | 0.041 | 0.12 |  | --> | 0.048 | 0 | 0 | 0.049 | 0 |  | --> | C21 ex ATHY | Athy [T101,T102] | ATHY |  | 52.9888 | -7.0103
MV/LV Substation BE***591 |  | 10 kV | _ | LV | 50 kVA :Pole Substation | 0.05 | --> | 0.05 | 0.037 | 0.12 |  | --> | 0.048 | 0 | 0 | 0.049 | 0 |  | --> | C21 ex ATHY | Athy [T101,T102] | ATHY |  | 52.9794 | -7.0078
MV/LV Substation EI***591Y |  | 20 kV | _ | LV | 100 kVA :Pole Substation | 0.1 | --> | 0.1 | 0.083 | 0.12 |  | --> | 0.095 | 0 | 0 | 0.097 | 0 |  | --> | E62 ex ATHY | Athy [T101,T102] | ATHY |  | 53.0589 | -6.8726
MV/LV Substation GR***597Y |  | 10 kV | _ | LV | 630 kVA :Kiosk Substation | 0.63 | --> | 0.63 | 0.121 | 0.12 | Constrained, otherwise capacity available =388 kVA | --> | 0.598 | 0 | 0 | 0.5 | 0 |  | --> | C13 ex ATHY | Athy [T101,T102] | ATHY |  | 52.9911 | -6.9885
MV/LV Substation KI***602Y |  | 10 kV | _ | LV | 100 kVA :Pole Substation | 0.1 | --> | 0.1 | 0.092 | 0.12 |  | --> | 0.095 | 0 | 0 | 0.096 | 0 |  | --> | C21 ex ATHY | Athy [T101,T102] | ATHY |  | 52.9412 | -7.0453
MV/LV Substation HE***604X |  | 20 kV | _ | LV | 100 kVA :Pole Substation | 0.1 | --> | 0.1 | 0.086 | 0.12 |  | --> | 0.095 | 0 | 0 | 0.097 | 0 |  | --> | C12 ex ATHY | Athy [T101,T102] | ATHY |  | 52.9676 | -6.9431
MV/LV Substation OW***606Y |  | 20 kV | _ | LV | 400 kVA :Kiosk Substation | 0.4 | --> | 0.4 | 0.121 | 0.12 | Constrained, otherwise capacity available =341 kVA | --> | 0.38 | 0 | 0.2 | 0.232 | 0 |  | --> | C12 ex ATHY | Athy [T101,T102] | ATHY |  | 52.9774 | -6.901
MV/LV Substation KI***608Y |  | 20 kV | _ | LV | 400 kVA :Kiosk Substation | 0.4 | --> | 0.4 | 0.121 | 0.12 | Constrained, otherwise capacity available =250 kVA | --> | 0.38 | 0 | 0 | 0.4 | 0 |  | --> | C12 ex ATHY | Athy [T101,T102] | ATHY |  | 52.9445 | -6.8838
MV/LV Substation AR***613X |  | 20 kV | _ | LV | 200 kVA :Pole Substation | 0.2 | --> | 0.2 | 0.121 | 0.12 | Constrained, otherwise capacity available =130 kVA | --> | 0.19 | 0 | 0.1 | 0.125 | 0 |  | --> | C12 ex ATHY | Athy [T101,T102] | ATHY |  | 52.9824 | -6.9845
MV/LV Substation BA***626 |  | 10 kV | _ | LV | 50 kVA :Pole Substation | 0.05 | --> | 0.05 | 0.046 | 0.12 |  | --> | 0.048 | 0 | 0.004 | 0.045 | 0 |  | --> | C21 ex ATHY | Athy [T101,T102] | ATHY |  | 52.9797 | -7.0846
MV/LV Substation MO***628 |  | 10 kV | _ | LV | 630 kVA :Building Structure | 0.63 | --> | 0.63 | 0.121 | 0.12 | Constrained, otherwise capacity available =630 kVA | --> | 0.598 | 0 | 0 | 0.5 | 0 |  | --> | C21 ex ATHY | Athy [T101,T102] | ATHY |  | 52.9726 | -7.0756
MV/LV Substation KI***630Y |  | 20 kV | _ | LV | 50 kVA :Pole Substation | 0.05 | --> | 0.05 | 0.048 | 0.12 |  | --> | 0.048 | 0 | 0 | 0.048 | 0 |  | --> | E62 ex ATHY | Athy [T101,T102] | ATHY |  | 53.0647 | -6.8633
MV/LV Substation RH***637Y |  | 10 kV | _ | LV | 630 kVA :Kiosk Substation | 0.63 | --> | 0.63 | 0.121 | 0.12 | Constrained, otherwise capacity available =472 kVA | --> | 0.598 | 0 | 0.031 | 0.5 | 0 |  | --> | C20 ex ATHY | Athy [T101,T102] | ATHY |  | 52.9941 | -6.9742
MV/LV Substation SH***640Y |  | 10 kV | _ | LV | 50 kVA :Pole Substation | 0.05 | --> | 0.05 | 0.044 | 0.12 |  | --> | 0.048 | 0 | 0.01 | 0.041 | 0 |  | --> | C23 ex ATHY | Athy [T101,T102] | ATHY |  | 52.9538 | -6.993
MV/LV Substation BA***644 |  | 10 kV | _ | LV | 50 kVA :Pole Substation | 0.05 | --> | 0.05 | 0.046 | 0.12 |  | --> | 0.048 | 0 | 0 | 0.048 | 0 |  | --> | C21 ex ATHY | Athy [T101,T102] | ATHY |  | 52.9418 | -7.0453
MV/LV Substation RH***652Y |  | 10 kV | _ | LV | 400 kVA :Kiosk Substation | 0.4 | --> | 0.4 | 0.121 | 0.12 | Constrained, otherwise capacity available =357 kVA | --> | 0.38 | 0 | 0.021 | 0.37 | 0 |  | --> | C20 ex ATHY | Athy [T101,T102] | ATHY |  | 52.9979 | -6.9779
MV/LV Substation MU***675Y |  | 10 kV | _ | LV | 400 kVA :Kiosk Substation | 0.4 | --> | 0.4 | 0.121 | 0.12 | Constrained, otherwise capacity available =389 kVA | --> | 0.38 | 0 | 0 | 0.382 | 0 |  | --> | C20 ex ATHY | Athy [T101,T102] | ATHY |  | 52.9945 | -6.9924
MV/LV Substation TH***678 |  | 10 kV | _ | LV | 100 kVA :Pole Substation | 0.1 | --> | 0.1 | 0.076 | 0.12 |  | --> | 0.095 | 0 | 0.009 | 0.092 | 0 |  | --> | C21 ex ATHY | Athy [T101,T102] | ATHY |  | 52.9236 | -7.0619
MV/LV Substation CA***687Y |  | 10 kV | _ | LV | 50 kVA :Pole Substation | 0.05 | --> | 0.05 | 0.049 | 0.12 |  | --> | 0.048 | 0 | 0 | 0.048 | 0 |  | --> | C26 ex ATHY | Athy [T101,T102] | ATHY |  | 53.0002 | -7.003
MV/LV Substation CH***688Y |  | 10 kV | _ | LV | 400 kVA :Kiosk Substation | 0.4 | --> | 0.4 | 0.121 | 0.12 | Constrained, otherwise capacity available =371 kVA | --> | 0.38 | 0 | 0.021 | 0.368 | 0 |  | --> | C19 ex ATHY | Athy [T101,T102] | ATHY |  | 52.9901 | -6.977
MV/LV Substation LE***699Y |  | 10 kV | _ | LV | 1000 kVA :Building Structure | 1 | --> | 1 | 0.121 | 0.12 | Constrained, otherwise capacity available =972 kVA | --> | 0.95 | 0 | 0.049 | 0.5 | 0 |  | --> | C25 ex ATHY | Athy [T101,T102] | ATHY |  | 53.0081 | -6.9912
MV/LV Substation LO***710 |  | 20 kV | _ | LV | 50 kVA :Pole Substation | 0.05 | --> | 0.05 | 0.049 | 0.12 |  | --> | 0.048 | 0 | 0.012 | 0.039 | 0 |  | --> | C12 ex ATHY | Athy [T101,T102] | ATHY |  | 52.9524 | -6.904
MV/LV Substation JO***718 |  | 20 kV | _ | LV | 100 kVA :Pole Substation | 0.1 | --> | 0.1 | 0.048 | 0.12 |  | --> | 0.095 | 0 | 0 | 0.102 | 0 |  | --> | C12 ex ATHY | Athy [T101,T102] | ATHY |  | 52.914 | -6.8899
MV/LV Substation AD***721Y |  | 10 kV | _ | LV | 50 kVA :Pole Substation | 0.05 | --> | 0.05 | 0.029 | 0.12 |  | --> | 0.048 | 0 | 0 | 0.05 | 0 |  | --> | C19 ex ATHY | Athy [T101,T102] | ATHY |  | 52.9924 | -6.9978
MV/LV Substation BA***733Y |  | 10 kV | _ | LV | 50 kVA :Pole Substation | 0.05 | --> | 0.05 | 0.05 | 0.12 |  | --> | 0.048 | 0 | 0 | 0.048 | 0 |  | --> | C23 ex ATHY | Athy [T101,T102] | ATHY |  | 52.9653 | -6.99
MV/LV Substation BA***746 |  | 20 kV | _ | LV | 50 kVA :Pole Substation | 0.05 | --> | 0.05 | 0.047 | 0.12 |  | --> | 0.048 | 0 | 0.027 | 0.028 | 0 |  | --> | C12 ex ATHY | Athy [T101,T102] | ATHY |  | 52.9791 | -6.9069
MV/LV Substation CA***749Y |  | 10 kV | _ | LV | 200 kVA :Kiosk Substation | 0.2 | --> | 0.2 | 0.094 | 0.12 |  | --> | 0.19 | 0 | 0 | 0.204 | 0 |  | --> | C20 ex ATHY | Athy [T101,T102] | ATHY |  | 52.9951 | -6.9935
MV/LV Substation BU***752 |  | 20 kV | _ | LV | 50 kVA :Pole Substation | 0.05 | --> | 0.05 | 0.046 | 0.12 |  | --> | 0.048 | 0 | 0 | 0.048 | 0 |  | --> | C12 ex ATHY | Athy [T101,T102] | ATHY |  | 52.9986 | -6.8844
MV/LV Substation ST***776Y |  | 20 kV | _ | LV | 100 kVA :Pole Substation | 0.1 | --> | 0.1 | 0.085 | 0.12 |  | --> | 0.095 | 0 | 0 | 0.097 | 0 |  | --> | E62 ex ATHY | Athy [T101,T102] | ATHY |  | 53.0409 | -6.8592
MV/LV Substation BL***777Y |  | 20 kV | _ | LV | 50 kVA :Pole Substation | 0.05 | --> | 0.05 | 0.049 | 0.12 |  | --> | 0.048 | 0 | 0 | 0.048 | 0 |  | --> | E62 ex ATHY | Athy [T101,T102] | ATHY |  | 53.0292 | -6.9473
MV/LV Substation AT***778Y |  | 10 kV | _ | LV | 50 kVA :Pole Substation | 0.05 | --> | 0.05 | 0.05 | 0.12 |  | --> | 0.048 | 0 | 0 | 0.048 | 0 |  | --> | C18 ex ATHY | Athy [T101,T102] | ATHY |  | 52.9874 | -6.9857
MV/LV Substation PA***779Y |  | 10 kV | _ | LV | 200 kVA :Pole Substation | 0.2 | --> | 0.2 | 0.121 | 0.12 | Constrained, otherwise capacity available =159 kVA | --> | 0.19 | 0 | 0 | 0.196 | 0 |  | --> | C23 ex ATHY | Athy [T101,T102] | ATHY |  | 52.9881 | -6.9907
MV/LV Substation MA***784Y |  | 10 kV | _ | LV | 100 kVA :Pole Substation | 0.1 | --> | 0.1 | 0.067 | 0.12 |  | --> | 0.095 | 0 | 0 | 0.099 | 0 |  | --> | C23 ex ATHY | Athy [T101,T102] | ATHY |  | 52.908 | -6.933
MV/LV Substation RA***785Y |  | 10 kV | _ | LV | 400 kVA :Kiosk Substation | 0.4 | --> | 0.4 | 0.121 | 0.12 | Constrained, otherwise capacity available =278 kVA | --> | 0.38 | 0 | 0.019 | 0.382 | 0 |  | --> | C23 ex ATHY | Athy [T101,T102] | ATHY |  | 52.9842 | -6.9876
MV/LV Substation RE***802Y |  | 10 kV | _ | LV | 200 kVA :Kiosk Substation | 0.2 | --> | 0.2 | 0.114 | 0.12 |  | --> | 0.19 | 0 | 0.018 | 0.188 | 0 |  | --> | C20 ex ATHY | Athy [T101,T102] | ATHY |  | 52.9968 | -6.9764
MV/LV Substation GR***803Y |  | 10 kV | _ | LV | 50 kVA :Pole Substation | 0.05 | --> | 0.05 | 0.038 | 0.12 |  | --> | 0.048 | 0 | 0.015 | 0.038 | 0 |  | --> | C23 ex ATHY | Athy [T101,T102] | ATHY |  | 52.948 | -7.0143
MV/LV Substation LA***809Y |  | 10 kV | _ | LV | 50 kVA :Pole Substation | 0.05 | --> | 0.05 | 0.044 | 0.12 |  | --> | 0.048 | 0 | 0 | 0.048 | 0 |  | --> | C23 ex ATHY | Athy [T101,T102] | ATHY |  | 52.946 | -7.0193
MV/LV Substation TH***811Y |  | 10 kV | _ | LV | 200 kVA :Kiosk Substation | 0.2 | --> | 0.2 | 0.121 | 0.12 | Constrained, otherwise capacity available =151 kVA | --> | 0.19 | 0 | 0.005 | 0.193 | 0 |  | --> | C23 ex ATHY | Athy [T101,T102] | ATHY |  | 52.9449 | -7.0401
MV/LV Substation HA***816Y |  | 20 kV | _ | LV | 100 kVA :Pole Substation | 0.1 | --> | 0.1 | 0.099 | 0.12 |  | --> | 0.095 | 0 | 0 | 0.095 | 0 |  | --> | C12 ex ATHY | Athy [T101,T102] | ATHY |  | 52.913 | -6.8815
MV/LV Substation BA***820Y |  | 20 kV | _ | LV | 200 kVA :Pole Substation | 0.2 | --> | 0.2 | 0.121 | 0.12 | Constrained, otherwise capacity available =199 kVA | --> | 0.19 | 0 | 0.1 | 0.116 | 0 |  | --> | C12 ex ATHY | Athy [T101,T102] | ATHY |  | 52.986 | -6.904
MV/LV Substation PU***821Y |  | 10 kV | _ | LV | 50 kVA :Pole Substation | 0.05 | --> | 0.05 | 0.048 | 0.12 |  | --> | 0.048 | 0 | 0 | 0.048 | 0 |  | --> | C23 ex ATHY | Athy [T101,T102] | ATHY |  | 52.9795 | -6.9945
MV/LV Substation CL***822Y |  | 10 kV | _ | LV | 100 kVA :Pole Substation | 0.1 | --> | 0.1 | 0.074 | 0.12 |  | --> | 0.095 | 0 | 0 | 0.098 | 0 |  | --> | C20 ex ATHY | Athy [T101,T102] | ATHY |  | 52.9971 | -6.9817
MV/LV Substation AT***824Y |  | 10 kV | _ | LV | 50 kVA :Pole Substation | 0.05 | --> | 0.05 | 0.05 | 0.12 |  | --> | 0.048 | 0 | 0 | 0.048 | 0 |  | --> | C23 ex ATHY | Athy [T101,T102] | ATHY |  | 52.9799 | -6.9858
MV/LV Substation KI***831Y |  | 10 kV | _ | LV | 50 kVA :Pole Substation | 0.05 | --> | 0.05 | 0.034 | 0.12 |  | --> | 0.048 | 0 | 0 | 0.05 | 0 |  | --> | C26 ex ATHY | Athy [T101,T102] | ATHY |  | 53.0431 | -7.0157
MV/LV Substation DU***835Y |  | 10 kV | _ | LV | 200 kVA :Kiosk Substation | 0.2 | --> | 0.2 | 0.121 | 0.12 | Constrained, otherwise capacity available =128 kVA | --> | 0.19 | 0 | 0.011 | 0.192 | 0 |  | --> | C23 ex ATHY | Athy [T101,T102] | ATHY |  | 52.985 | -6.9867
MV/LV Substation DU***836Y |  | 10 kV | _ | LV | 400 kVA :Kiosk Substation | 0.4 | --> | 0.4 | 0.121 | 0.12 | Constrained, otherwise capacity available =304 kVA | --> | 0.38 | 0 | 0.005 | 0.389 | 0 |  | --> | C23 ex ATHY | Athy [T101,T102] | ATHY |  | 52.9837 | -6.9864
MV/LV Substation BA***845Y |  | 20 kV | _ | LV | 50 kVA :Pole Substation | 0.05 | --> | 0.05 | 0.044 | 0.12 |  | --> | 0.048 | 0 | 0 | 0.048 | 0 |  | --> | E64 ex ATHY | Athy [T101,T102] | ATHY |  | 53.0221 | -7.0772
MV/LV Substation KI***867Y |  | 10 kV | _ | LV | 50 kVA :Pole Substation | 0.05 | --> | 0.05 | 0.043 | 0.12 |  | --> | 0.048 | 0 | 0 | 0.048 | 0 |  | --> | C26 ex ATHY | Athy [T101,T102] | ATHY |  | 53.0389 | -7.0184
MV/LV Substation BA***868Y |  | 10 kV | _ | LV | 50 kVA :Pole Substation | 0.05 | --> | 0.05 | 0.047 | 0.12 |  | --> | 0.048 | 0 | 0 | 0.048 | 0 |  | --> | C23 ex ATHY | Athy [T101,T102] | ATHY |  | 52.9547 | -6.9831
MV/LV Substation BR***870Y |  | 20 kV | _ | LV | 400 kVA :Kiosk Substation | 0.4 | --> | 0.4 | 0.121 | 0.12 | Constrained, otherwise capacity available =369 kVA | --> | 0.38 | 0 | 0.01 | 0.377 | 0 |  | --> | C12 ex ATHY | Athy [T101,T102] | ATHY |  | 52.9842 | -6.9845
MV/LV Substation AT***873Y |  | 20 kV | _ | LV | 50 kVA :Pole Substation | 0.05 | --> | 0.05 | 0.026 | 0.12 |  | --> | 0.048 | 0 | 0 | 0.051 | 0 |  | --> | E62 ex ATHY | Athy [T101,T102] | ATHY |  | 53.0082 | -6.9632
MV/LV Substation EL***875Y |  | 20 kV | _ | LV | 400 kVA :Building Structure | 0.4 | --> | 0.4 | 0.121 | 0.12 | Constrained, otherwise capacity available =363 kVA | --> | 0.38 | 0 | 0 | 0.385 | 0 |  | --> | C12 ex ATHY | Athy [T101,T102] | ATHY |  | 52.9931 | -6.9606
MV/LV Substation TH***888Y |  | 10 kV | _ | LV | 200 kVA :Kiosk Substation | 0.2 | --> | 0.2 | 0.12 | 0.12 |  | --> | 0.19 | 0 | 0.02 | 0.186 | 0 |  | --> | C21 ex ATHY | Athy [T101,T102] | ATHY |  | 52.9431 | -7.0431
MV/LV Substation BU***891 |  | 20 kV | _ | LV | 50 kVA :Pole Substation | 0.05 | --> | 0.05 | 0.042 | 0.12 |  | --> | 0.048 | 0 | 0 | 0.049 | 0 |  | --> | C12 ex ATHY | Athy [T101,T102] | ATHY |  | 52.9954 | -6.8712
MV/LV Substation SU***894Y |  | 10 kV | _ | LV | 200 kVA :Kiosk Substation | 0.2 | --> | 0.2 | 0.121 | 0.12 | Constrained, otherwise capacity available =157 kVA | --> | 0.19 | 0 | 0 | 0.196 | 0 |  | --> | C13 ex ATHY | Athy [T101,T102] | ATHY |  | 52.9908 | -6.9864
MV/LV Substation TI***905 |  | 10 kV | _ | LV | 50 kVA :Pole Substation | 0.05 | --> | 0.05 | 0.039 | 0.12 |  | --> | 0.048 | 0 | 0.006 | 0.044 | 0 |  | --> | C23 ex ATHY | Athy [T101,T102] | ATHY |  | 52.9016 | -6.9931
MV/LV Substation CO***905Y |  | 10 kV | _ | LV | 200 kVA :Kiosk Substation | 0.2 | --> | 0.2 | 0.121 | 0.12 | Constrained, otherwise capacity available =146 kVA | --> | 0.19 | 0 | 0 | 0.197 | 0 |  | --> | C23 ex ATHY | Athy [T101,T102] | ATHY |  | 52.9834 | -6.9995
MV/LV Substation WY***908Y |  | 10 kV | _ | LV | 200 kVA :Kiosk Substation | 0.2 | --> | 0.2 | 0.121 | 0.12 | Constrained, otherwise capacity available =182 kVA | --> | 0.19 | 0 | 0 | 0.192 | 0 |  | --> | C20 ex ATHY | Athy [T101,T102] | ATHY |  | 52.9988 | -6.9885
MV/LV Substation WH***909Y |  | 10 kV | _ | LV | 200 kVA :Kiosk Substation | 0.2 | --> | 0.2 | 0.121 | 0.12 | Constrained, otherwise capacity available =157 kVA | --> | 0.19 | 0 | 0.004 | 0.193 | 0 |  | --> | C23 ex ATHY | Athy [T101,T102] | ATHY |  | 52.9459 | -7.0364
MV/LV Substation TH***910Y |  | 10 kV | _ | LV | 400 kVA :Kiosk Substation | 0.4 | --> | 0.4 | 0.121 | 0.12 | Constrained, otherwise capacity available =312 kVA | --> | 0.38 | 0 | 0.029 | 0.37 | 0 |  | --> | C20 ex ATHY | Athy [T101,T102] | ATHY |  | 52.9824 | -6.9753
MV/LV Substation LI***911Y |  | 10 kV | _ | LV | 200 kVA :Kiosk Substation | 0.2 | --> | 0.2 | 0.075 | 0.12 |  | --> | 0.19 | 0 | 0 | 0.199 | 0 |  | --> | C19 ex ATHY | Athy [T101,T102] | ATHY |  | 52.9932 | -6.9781
MV/LV Substation GA***912 |  | 20 kV | _ | LV | 100 kVA :Pole Substation | 0.1 | --> | 0.1 | 0.017 | 0.12 |  | --> | 0.095 | 0 | 0.055 | 0.065 | 0 |  | --> | E62 ex ATHY | Athy [T101,T102] | ATHY |  | 52.9956 | -6.9603
MV/LV Substation EI***914Y |  | 10 kV | _ | LV | 50 kVA :Pole Substation | 0.05 | --> | 0.05 | 0.047 | 0.12 |  | --> | 0.048 | 0 | 0 | 0.048 | 0 |  | --> | C23 ex ATHY | Athy [T101,T102] | ATHY |  | 52.9818 | -6.9857
MV/LV Substation CO***915Y |  | 20 kV | _ | LV | 400 kVA :Kiosk Substation | 0.4 | --> | 0.4 | 0.121 | 0.12 | Constrained, otherwise capacity available =303 kVA | --> | 0.38 | 0 | 0.005 | 0.389 | 0 |  | --> | C12 ex ATHY | Athy [T101,T102] | ATHY |  | 52.9813 | -6.9726
MV/LV Substation MA***917 |  | 10 kV | _ | LV | 50 kVA :Pole Substation | 0.05 | --> | 0.05 | 0.042 | 0.12 |  | --> | 0.048 | 0 | 0.003 | 0.046 | 0 |  | --> | C21 ex ATHY | Athy [T101,T102] | ATHY |  | 52.9778 | -7.0102
MV/LV Substation BA***918 |  | 20 kV | _ | LV | 50 kVA :Pole Substation | 0.05 | --> | 0.05 | 0.044 | 0.12 |  | --> | 0.048 | 0 | 0 | 0.048 | 0 |  | --> | E62 ex ATHY | Athy [T101,T102] | ATHY |  | 53.0013 | -6.95
MV/LV Substation EN***919Y |  | 10 kV | _ | LV | 200 kVA :Pole Substation | 0.2 | --> | 0.2 | 0.121 | 0.12 | Constrained, otherwise capacity available =180 kVA | --> | 0.19 | 0 | 0 | 0.193 | 0 |  | --> | C19 ex ATHY | Athy [T101,T102] | ATHY |  | 52.9925 | -6.9948
MV/LV Substation PE***920Y |  | 10 kV | _ | LV | 200 kVA :Pole Substation | 0.2 | --> | 0.2 | 0.104 | 0.12 |  | --> | 0.19 | 0 | 0 | 0.203 | 0 |  | --> | C20 ex ATHY | Athy [T101,T102] | ATHY |  | 53.001 | -6.9943
MV/LV Substation TH***923Y |  | 10 kV | _ | LV | 400 kVA :Kiosk Substation | 0.4 | --> | 0.4 | 0.121 | 0.12 | Constrained, otherwise capacity available =358 kVA | --> | 0.38 | 0 | 0.034 | 0.36 | 0 |  | --> | C21 ex ATHY | Athy [T101,T102] | ATHY |  | 52.9436 | -7.0461
MV/LV Substation CL***926Y |  | 10 kV | _ | LV | 50 kVA :Pole Substation | 0.05 | --> | 0.05 | 0.038 | 0.12 |  | --> | 0.048 | 0 | 0 | 0.049 | 0 |  | --> | C26 ex ATHY | Athy [T101,T102] | ATHY |  | 53.1005 | -7.0041
MV/LV Substation BA***930Y |  | 10 kV | _ | LV | 100 kVA :Pole Substation | 0.1 | --> | 0.1 | 0.1 | 0.12 |  | --> | 0.095 | 0 | 0 | 0.095 | 0 |  | --> | C21 ex ATHY | Athy [T101,T102] | ATHY |  | 52.9837 | -7.0859
MV/LV Substation WO***932Y |  | 10 kV | _ | LV | 400 kVA :Building Structure | 0.4 | --> | 0.4 | 0.121 | 0.12 | Constrained, otherwise capacity available =377 kVA | --> | 0.38 | 0 | 0.006 | 0.379 | 0 |  | --> | C19 ex ATHY | Athy [T101,T102] | ATHY |  | 52.9929 | -6.999
MV/LV Substation RA***933Y |  | 20 kV | _ | LV | 100 kVA :Pole Substation | 0.1 | --> | 0.1 | 0.073 | 0.12 |  | --> | 0.095 | 0 | 0 | 0.099 | 0 |  | --> | E62 ex ATHY | Athy [T101,T102] | ATHY |  | 53.0023 | -6.988
MV/LV Substation KC***939Y |  | 10 kV | _ | LV | 50 kVA :Pole Substation | 0.05 | --> | 0.05 | 0.048 | 0.12 |  | --> | 0.048 | 0 | 0 | 0.048 | 0 |  | --> | C26 ex ATHY | Athy [T101,T102] | ATHY |  | 53.0994 | -7.0103
MV/LV Substation CL***953Y |  | 20 kV | _ | LV | 200 kVA :Building Structure | 0.2 | --> | 0.2 | 0.121 | 0.12 | Constrained, otherwise capacity available =172 kVA | --> | 0.19 | 0 | 0.05 | 0.157 | 0 |  | --> | E62 ex ATHY | Athy [T101,T102] | ATHY |  | 52.9989 | -6.9602
MV/LV Substation CO***958Y |  | 10 kV | _ | LV | 200 kVA :Kiosk Substation | 0.2 | --> | 0.2 | 0.121 | 0.12 | Constrained, otherwise capacity available =125 kVA | --> | 0.19 | 0 | 0 | 0.2 | 0 |  | --> | C23 ex ATHY | Athy [T101,T102] | ATHY |  | 52.9808 | -6.9973
MV/LV Substation HO***959Y |  | 10 kV | _ | LV | 400 kVA :Kiosk Substation | 0.4 | --> | 0.4 | 0.121 | 0.12 | Constrained, otherwise capacity available =357 kVA | --> | 0.38 | 0 | 0.005 | 0.382 | 0 |  | --> | C20 ex ATHY | Athy [T101,T102] | ATHY |  | 52.998 | -6.9748
MV/LV Substation BR***960Y |  | 20 kV | _ | LV | 200 kVA :Kiosk Substation | 0.2 | --> | 0.2 | 0.121 | 0.12 | Constrained, otherwise capacity available =168 kVA | --> | 0.19 | 0 | 0.009 | 0.188 | 0 |  | --> | C12 ex ATHY | Athy [T101,T102] | ATHY |  | 52.9809 | -6.9673
MV/LV Substation CO***961Y |  | 10 kV | _ | LV | 200 kVA :Kiosk Substation | 0.2 | --> | 0.2 | 0.112 | 0.12 |  | --> | 0.19 | 0 | 0.055 | 0.161 | 0 |  | --> | C20 ex ATHY | Athy [T101,T102] | ATHY |  | 53 | -6.9867
MV/LV Substation CO***967Y |  | 20 kV | _ | LV | 400 kVA :Kiosk Substation | 0.4 | --> | 0.4 | 0.121 | 0.12 | Constrained, otherwise capacity available =255 kVA | --> | 0.38 | 0 | 0.015 | 0.388 | 0 |  | --> | C12 ex ATHY | Athy [T101,T102] | ATHY |  | 52.9826 | -6.9714
MV/LV Substation BR***973Y |  | 10 kV | _ | LV | 400 kVA :Kiosk Substation | 0.4 | --> | 0.4 | 0.121 | 0.12 | Constrained, otherwise capacity available =336 kVA | --> | 0.38 | 0 | 0.003 | 0.386 | 0 |  | --> | C21 ex ATHY | Athy [T101,T102] | ATHY |  | 52.9851 | -6.9975
MV/LV Substation BR***974Y |  | 10 kV | _ | LV | 200 kVA :Kiosk Substation | 0.2 | --> | 0.2 | 0.121 | 0.12 | Constrained, otherwise capacity available =128 kVA | --> | 0.19 | 0 | 0 | 0.2 | 0 |  | --> | C21 ex ATHY | Athy [T101,T102] | ATHY |  | 52.9835 | -6.9967
MV/LV Substation GA***984Y |  | 20 kV | _ | LV | 630 kVA :Kiosk Substation | 0.63 | --> | 0.63 | 0.121 | 0.12 | Constrained, otherwise capacity available =559 kVA | --> | 0.598 | 0 | 0.014 | 0.5 | 0 |  | --> | E62 ex ATHY | Athy [T101,T102] | ATHY |  | 52.9965 | -6.9636
MV/LV Substation ST***985Y |  | 10 kV | _ | LV | 100 kVA :Pole Substation | 0.1 | --> | 0.1 | 0.1 | 0.12 |  | --> | 0.095 | 0 | 0 | 0.095 | 0 |  | --> | C21 ex ATHY | Athy [T101,T102] | ATHY |  | 52.9896 | -7.092
MV/LV Substation CA***988Y |  | 20 kV | _ | LV | 200 kVA :Kiosk Substation | 0.2 | --> | 0.2 | 0.121 | 0.12 | Constrained, otherwise capacity available =165 kVA | --> | 0.19 | 0 | 0.016 | 0.183 | 0 |  | --> | C12 ex ATHY | Athy [T101,T102] | ATHY |  | 52.9484 | -6.8916
MV/LV Substation RA***989Y |  | 10 kV | _ | LV | 200 kVA :Pole Substation | 0.2 | --> | 0.2 | 0.121 | 0.12 | Constrained, otherwise capacity available =147 kVA | --> | 0.19 | 0 | 0.012 | 0.188 | 0 |  | --> | C21 ex ATHY | Athy [T101,T102] | ATHY |  | 52.9422 | -7.0475
MV/LV Substation CO***991Y |  | 10 kV | _ | LV | 630 kVA :Building Structure | 0.63 | --> | 0.63 | 0.121 | 0.12 | Constrained, otherwise capacity available =607 kVA | --> | 0.598 | 0 | 0 | 0.5 | 0 |  | --> | C19 ex ATHY | Athy [T101,T102] | ATHY |  | 52.9937 | -6.9822
MV/LV Substation BR***999Y |  | 10 kV | _ | LV | 200 kVA :Kiosk Substation | 0.2 | --> | 0.2 | 0.121 | 0.12 | Constrained, otherwise capacity available =150 kVA | --> | 0.19 | 0 | 0.018 | 0.183 | 0 |  | --> | C23 ex ATHY | Athy [T101,T102] | ATHY |  | 52.9065 | -6.9666
MV/LV Substation MI***001X |  | 10 kV | _ | LV | 100 kVA :Pole Substation | 0.1 | --> | 0.1 | 0 | 0 | Constrained, otherwise capacity available =39 kVA | --> | 0.095 | 0 | 0.005 | 0.099 | 0 |  | --> | C16 ex MORRISTOWN | Morristown [T41,T42] | NEWBRIDGE |  | 53.2057 | -6.8608
MV/LV Substation MA***003 |  | 10 kV | _ | LV | 630 kVA :Kiosk Substation | 0.63 | --> | 0.63 | 0 | 0 | Constrained, otherwise capacity available =241 kVA | --> | 0.598 | 0 | 0.033 | 0.5 | 0 |  | --> | C12 ex MORRISTOWN | Morristown [T41,T42] | NEWBRIDGE |  | 53.1817 | -6.7984
MV/LV Substation MA***004 |  | 10 kV | _ | LV | 630 kVA :Building Structure | 0.63 | --> | 0.63 | 0 | 0 | Constrained, otherwise capacity available =258 kVA | --> | 0.598 | 0 | 0.006 | 0.5 | 0 |  | --> | C12 ex KILDARE | Kildare [T41,T42] | NEWBRIDGE |  | 53.157 | -6.9104
MV/LV Substation WI***004Y |  | 10 kV | _ | LV | 50 kVA :Pole Substation | 0.05 | --> | 0.05 | 0 | 0 | Constrained, otherwise capacity available =50 kVA | --> | 0.048 | 0 | 0 | 0 | 0 | Constrained, otherwise capacity available =48 kW | --> | C18 ex ATHGARVAN |  |  |  | 53.2015 | -6.7537
MV/LV Substation LI***006 |  | 10 kV | _ | LV | 200 kVA :Kiosk Substation | 0.2 | --> | 0.2 | 0 | 0 | Constrained, otherwise capacity available =137 kVA | --> | 0.19 | 0 | 0.072 | 0 | 0 | Constrained, otherwise capacity available =145 kW | --> | C18 ex ATHGARVAN |  |  |  | 53.1807 | -6.7904
MV/LV Substation DE***006Y |  | 20 kV | _ | LV | 200 kVA :Pole Substation | 0.2 | --> | 0.2 | 0 | 0 | Constrained, otherwise capacity available =200 kVA | --> | 0.19 | 0 | 0 | 0.19 | 0 |  | --> | C11 ex KILDARE | Kildare [T41,T42] | NEWBRIDGE |  | 53.1591 | -7.0111
MV/LV Substation MO***007 |  | 10 kV | _ | LV | 400 kVA :Kiosk Substation | 0.4 | --> | 0.4 | 0 | 0 | Constrained, otherwise capacity available =246 kVA | --> | 0.38 | 0 | 0.086 | 0.337 | 0 |  | --> | C12 ex ATHGARVAN | Athgarvan [T41,T44] | NEWBRIDGE |  | 53.1718 | -6.802
MV/LV Substation MI***008Y |  | 20 kV | _ | LV | 400 kVA :Kiosk Substation | 0.4 | --> | 0.4 | 0.121 | 0.12 | Constrained, otherwise capacity available =315 kVA | --> | 0.38 | 0 | 0.018 | 0.378 | 0 |  | --> | C12 ex ATHY | Athy [T101,T102] | ATHY |  | 53.0119 | -6.8176
MV/LV Substation GI***009Z |  | 20 kV | _ | LV | 50 kVA :Pole Substation | 0.05 | --> | 0.05 | 0.031 | 0.63 |  | --> | 0.048 | 0 | 0 | 0 | 0 | Constrained, otherwise capacity available =50 kW | --> | E11 ex KILCULLEN | Kilcullen [T41,T42,T424] | STRATFORD |  | 53.1136 | -6.7373
MV/LV Substation NE***010 |  | 20 kV | _ | LV | 100 kVA :Pole Substation | 0.1 | --> | 0.1 | 0 | 0 | Constrained, otherwise capacity available =76 kVA | --> | 0.095 | 0 | 0 | 0.098 | 0 |  | --> | C14 ex KILDARE | Kildare [T41,T42] | NEWBRIDGE |  | 53.2235 | -6.99
MV/LV Substation TU***010Z |  | 10 kV | _ | LV | 200 kVA :Pole Substation | 0.2 | --> | 0.2 | 0 | 0 | Constrained, otherwise capacity available =182 kVA | --> | 0.19 | 0 | 0 | 0.192 | 0 |  | --> | C20 ex KILDARE | Kildare [T41,T42] | NEWBRIDGE |  | 53.1683 | -6.8391
MV/LV Substation KI***011X |  | 20 kV | _ | LV | 50 kVA :Pole Substation | 0.05 | --> | 0.05 | 0 | 0 | Constrained, otherwise capacity available =29 kVA | --> | 0.048 | 0 | 0.035 | 0.024 | 0 |  | --> | C11 ex KILDARE | Kildare [T41,T42] | NEWBRIDGE |  | 53.1585 | -6.9517
MV/LV Substation GR***012 |  | 10 kV | _ | LV | 400 kVA :Building Structure | 0.4 | --> | 0.4 | 0 | 0 | Constrained, otherwise capacity available =248 kVA | --> | 0.38 | 0 | 0.028 | 0 | 0 | Constrained, otherwise capacity available =380 kW | --> | C18 ex ATHGARVAN |  |  |  | 53.1818 | -6.7851
MV/LV Substation NE***013 |  | 10 kV | _ | LV | 400 kVA :Building Structure | 0.4 | --> | 0.4 | 0 | 0 | Constrained, otherwise capacity available =339 kVA | --> | 0.38 | 0 | 0 | 0.388 | 0 |  | --> | C17 ex ATHGARVAN | Athgarvan [T41,T44] | NEWBRIDGE |  | 53.1756 | -6.797
MV/LV Substation MA***013Z |  | 10 kV | _ | LV | 200 kVA :Kiosk Substation | 0.2 | --> | 0.2 | 0 | 0 | Constrained, otherwise capacity available =123 kVA | --> | 0.19 | 0 | 0.009 | 0.194 | 0 |  | --> | C20 ex KILDARE | Kildare [T41,T42] | NEWBRIDGE |  | 53.1679 | -6.9117
MV/LV Substation MO***014 |  | 10 kV | _ | LV | 400 kVA :Kiosk Substation | 0.4 | --> | 0.4 | 0 | 0 | Constrained, otherwise capacity available =137 kVA | --> | 0.38 | 0 | 0.044 | 0.382 | 0 |  | --> | C12 ex KILDARE | Kildare [T41,T42] | NEWBRIDGE |  | 53.1575 | -6.915
MV/LV Substation CO***014Y |  | 10 kV | _ | LV | 630 kVA :Building Structure | 0.63 | --> | 0.63 | 0 | 0 | Constrained, otherwise capacity available =420 kVA | --> | 0.598 | 0 | 0 | 0.5 | 0 |  | --> | C11 ex ATHGARVAN | Athgarvan [T41,T44] | NEWBRIDGE |  | 53.1664 | -6.8053
MV/LV Substation WH***015X |  | 10 kV | _ | LV | 50 kVA :Pole Substation | 0.05 | --> | 0.05 | 0 | 0 | Constrained, otherwise capacity available =43 kVA | --> | 0.048 | 0 | 0 | 0.048 | 0 |  | --> | C20 ex KILDARE | Kildare [T41,T42] | NEWBRIDGE |  | 53.1692 | -6.8948
MV/LV Substation WO***016 |  | 10 kV | _ | LV | 400 kVA :Kiosk Substation | 0.4 | --> | 0.4 | 0 | 0 | Constrained, otherwise capacity available =278 kVA | --> | 0.38 | 0 | 0.012 | 0.388 | 0 |  | --> | C17 ex KILDARE | Kildare [T41,T42] | NEWBRIDGE |  | 53.1625 | -6.903
MV/LV Substation LA***017 |  | 10 kV | _ | LV | 200 kVA :Kiosk Substation | 0.2 | --> | 0.2 | 0 | 0 | Constrained, otherwise capacity available =108 kVA | --> | 0.19 | 0 | 0.02 | 0.187 | 0 |  | --> | C17 ex MORRISTOWN | Morristown [T41,T42] | NEWBRIDGE |  | 53.1795 | -6.8141
MV/LV Substation KI***018 |  | 10 kV | _ | LV | 200 kVA :Pole Substation | 0.2 | --> | 0.2 | 0 | 0.63 |  | --> | 0.19 | 0 | 0 | 0 | 0 | Constrained, otherwise capacity available =221 kW | --> | C17 ex KILCULLEN | Kilcullen [T41,T42,T424] | STRATFORD |  | 53.132 | -6.7439
MV/LV Substation PI***018Y |  | 10 kV | _ | LV | 630 kVA :Kiosk Substation | 0.63 | --> | 0.63 | 0 | 0 | Constrained, otherwise capacity available =569 kVA | --> | 0.598 | 0 | 0 | 0.5 | 0 |  | --> | C15 ex MORRISTOWN | Morristown [T41,T42] | NEWBRIDGE |  | 53.1853 | -6.8117
MV/LV Substation KI***019 |  | 10 kV | _ | LV | 630 kVA :Building Structure | 0.63 | --> | 0.63 | 0 | 0 | Constrained, otherwise capacity available =558 kVA | --> | 0.598 | 0 | 0 | 0.5 | 0 |  | --> | C17 ex KILDARE | Kildare [T41,T42] | NEWBRIDGE |  | 53.1632 | -6.901
MV/LV Substation LA***020 |  | 10 kV | _ | LV | 400 kVA :Kiosk Substation | 0.4 | --> | 0.4 | 0 | 0 | Constrained, otherwise capacity available =326 kVA | --> | 0.38 | 0 | 0 | 0.39 | 0 |  | --> | C12 ex MORRISTOWN | Morristown [T41,T42] | NEWBRIDGE |  | 53.181 | -6.8128
MV/LV Substation GR***021 |  | 10 kV | _ | LV | 400 kVA :Kiosk Substation | 0.4 | --> | 0.4 | 0 | 0 | Constrained, otherwise capacity available =122 kVA | --> | 0.38 | 0 | 0.066 | 0.367 | 0 |  | --> | C12 ex MORRISTOWN | Morristown [T41,T42] | NEWBRIDGE |  | 53.1842 | -6.8063
MV/LV Substation BA***022 |  | 10 kV | _ | LV | 400 kVA :Kiosk Substation | 0.4 | --> | 0.4 | 0 | 0 | Constrained, otherwise capacity available =284 kVA | --> | 0.38 | 0 | 0.031 | 0.372 | 0 |  | --> | C12 ex MORRISTOWN | Morristown [T41,T42] | NEWBRIDGE |  | 53.192 | -6.7956
MV/LV Substation AB***022Y |  | 20 kV | _ | LV | 400 kVA :Kiosk Substation | 0.4 | --> | 0.4 | 0.121 | 0.12 | Constrained, otherwise capacity available =366 kVA | --> | 0.38 | 0 | 0.018 | 0.371 | 0 |  | --> | C12 ex ATHY | Athy [T101,T102] | ATHY |  | 53.011 | -6.8191
MV/LV Substation CU***023 |  | 10 kV | _ | LV | 630 kVA :Building Structure | 0.63 | --> | 0.63 | 0 | 0 | Constrained, otherwise capacity available =414 kVA | --> | 0.598 | 0 | 0.011 | 0.5 | 0 |  | --> | C17 ex ATHGARVAN | Athgarvan [T41,T44] | NEWBRIDGE |  | 53.1775 | -6.7963
MV/LV Substation QU***023X |  | 10 kV | _ | LV | 400 kVA :Kiosk Substation | 0.4 | --> | 0.4 | 0 | 0 | Constrained, otherwise capacity available =390 kVA | --> | 0.38 | 0 | 0 | 0.381 | 0 |  | --> | C18 ex NAAS | Naas [T41,T42] | KILTEEL |  | 53.1963 | -6.7407
MV/LV Substation SI***024 |  | 10 kV | _ | LV | 400 kVA :Kiosk Substation | 0.4 | --> | 0.4 | 0 | 0 | Constrained, otherwise capacity available =342 kVA | --> | 0.38 | 0 | 0 | 0.388 | 0 |  | --> | C12 ex ATHGARVAN | Athgarvan [T41,T44] | NEWBRIDGE |  | 53.1726 | -6.7961
MV/LV Substation ST***025 |  | 10 kV | _ | LV | 400 kVA :Kiosk Substation | 0.4 | --> | 0.4 | 0 | 0 | Constrained, otherwise capacity available =279 kVA | --> | 0.38 | 0 | 0.008 | 0.39 | 0 |  | --> | C11 ex MORRISTOWN | Morristown [T41,T42] | NEWBRIDGE |  | 53.1757 | -6.8166
MV/LV Substation L/***025X |  | 10 kV | _ | LV | 50 kVA :Pole Substation | 0.05 | --> | 0.05 | 0 | 0 | Constrained, otherwise capacity available =50 kVA | --> | 0.048 | 0 | 0 | 0 | 0 | Constrained, otherwise capacity available =48 kW | --> | C18 ex ATHGARVAN |  |  |  | 53.1885 | -6.7729
MV/LV Substation NO***025Z |  | 10 kV | _ | LV | 200 kVA :Kiosk Substation | 0.2 | --> | 0.2 | 0 | 0 | Constrained, otherwise capacity available =138 kVA | --> | 0.19 | 0 | 0.032 | 0.174 | 0 |  | --> | C17 ex KILDARE | Kildare [T41,T42] | NEWBRIDGE |  | 53.1646 | -6.9096
MV/LV Substation MI***026 |  | 10 kV | _ | LV | 200 kVA :Pole Substation | 0.2 | --> | 0.2 | 0 | 0 | Constrained, otherwise capacity available =200 kVA | --> | 0.19 | 0 | 0 | 0.19 | 0 |  | --> | C17 ex KILDARE | Kildare [T41,T42] | NEWBRIDGE |  | 53.1568 | -6.9003
MV/LV Substation ST***027 |  | 10 kV | _ | LV | 200 kVA :Pole Substation | 0.2 | --> | 0.2 | 0.168 | 0.63 |  | --> | 0.19 | 0 | 0.006 | 0 | 0 | Constrained, otherwise capacity available =190 kW | --> | C17 ex KILCULLEN | Kilcullen [T41,T42,T424] | STRATFORD |  | 53.1294 | -6.7503
MV/LV Substation DU***028 |  | 10 kV | _ | LV | 1000 kVA :Kiosk Substation | 1 | --> | 1 | 0 | 0 | Constrained, otherwise capacity available =926 kVA | --> | 0.95 | 0 | 0.02 | 0.5 | 0 |  | --> | C12 ex ATHGARVAN | Athgarvan [T41,T44] | NEWBRIDGE |  | 53.1748 | -6.8014
MV/LV Substation WA***028X |  | 10 kV | _ | LV | 50 kVA :Pole Substation | 0.05 | --> | 0.05 | 0 | 0 | Constrained, otherwise capacity available =37 kVA | --> | 0.048 | 0 | 0 | 0.049 | 0 |  | --> | C13 ex ATHGARVAN | Athgarvan [T41,T44] | NEWBRIDGE |  | 53.1588 | -6.7981
MV/LV Substation O ***028Y |  | 20 kV | _ | LV | 50 kVA :Pole Substation | 0.05 | --> | 0.05 | 0 | 0 | Constrained, otherwise capacity available =39 kVA | --> | 0.048 | 0 | 0.026 | 0.03 | 0 |  | --> | C11 ex KILDARE | Kildare [T41,T42] | NEWBRIDGE |  | 53.1719 | -6.9599
MV/LV Substation TH***029 |  | 10 kV | _ | LV | 400 kVA :Kiosk Substation | 0.4 | --> | 0.4 | 0 | 0 | Constrained, otherwise capacity available =260 kVA | --> | 0.38 | 0 | 0.043 | 0.367 | 0 |  | --> | C12 ex MORRISTOWN | Morristown [T41,T42] | NEWBRIDGE |  | 53.1859 | -6.7962
MV/LV Substation CO***030 |  | 10 kV | _ | LV | 400 kVA :Kiosk Substation | 0.4 | --> | 0.4 | 0 | 0 | Constrained, otherwise capacity available =363 kVA | --> | 0.38 | 0 | 0 | 0.385 | 0 |  | --> | C17 ex ATHGARVAN | Athgarvan [T41,T44] | NEWBRIDGE |  | 53.1759 | -6.7956
MV/LV Substation AT***030X |  | 10 kV | _ | LV | 400 kVA :Kiosk Substation | 0.4 | --> | 0.4 | 0 | 0 | Constrained, otherwise capacity available =352 kVA | --> | 0.38 | 0 | 0.012 | 0.378 | 0 |  | --> | C14 ex ATHGARVAN | Athgarvan [T41,T44] | NEWBRIDGE |  | 53.1504 | -6.7919
MV/LV Substation DU***031 |  | 20 kV | _ | LV | 200 kVA :Pole Substation | 0.2 | --> | 0.2 | 0.094 | 0.63 |  | --> | 0.19 | 0 | 0.017 | 0 | 0 | Constrained, otherwise capacity available =191 kW | --> | E11 ex KILCULLEN | Kilcullen [T41,T42,T424] | STRATFORD |  | 53.0581 | -6.7037
MV/LV Substation EA***031Y |  | 10 kV | _ | LV | 200 kVA :Kiosk Substation | 0.2 | --> | 0.2 | 0.164 | 0.63 |  | --> | 0.19 | 0 | 0.01 | 0 | 0 | Constrained, otherwise capacity available =187 kW | --> | C16 ex KILCULLEN | Kilcullen [T41,T42,T424] | STRATFORD |  | 53.1047 | -6.8572
MV/LV Substation SC***032 |  | 10 kV | _ | LV | 400 kVA :Building Structure | 0.4 | --> | 0.4 | 0 | 0 | Constrained, otherwise capacity available =288 kVA | --> | 0.38 | 0 | 0.025 | 0.376 | 0 |  | --> | C17 ex ATHGARVAN | Athgarvan [T41,T44] | NEWBRIDGE |  | 53.1749 | -6.7965
MV/LV Substation BA***033X |  | 10 kV | _ | LV | 100 kVA :Pole Substation | 0.1 | --> | 0.1 | 0.068 | 0.63 |  | --> | 0.095 | 0 | 0.005 | 0 | 0 | Constrained, otherwise capacity available =96 kW | --> | C16 ex KILCULLEN | Kilcullen [T41,T42,T424] | STRATFORD |  | 53.1251 | -6.8314
MV/LV Substation LI***033Y |  | 10 kV | _ | LV | 50 kVA :Pole Substation | 0.05 | --> | 0.05 | 0 | 0 | Constrained, otherwise capacity available =50 kVA | --> | 0.048 | 0 | 0 | 0 | 0 | Constrained, otherwise capacity available =48 kW | --> | C18 ex ATHGARVAN |  |  |  | 53.1859 | -6.7748
MV/LV Substation CA***035X |  | 10 kV | _ | LV | 200 kVA :Kiosk Substation | 0.2 | --> | 0.2 | 0 | 0 | Constrained, otherwise capacity available =167 kVA | --> | 0.19 | 0 | 0 | 0.194 | 0 |  | --> | C14 ex ATHGARVAN | Athgarvan [T41,T44] | NEWBRIDGE |  | 53.1357 | -6.7518
MV/LV Substation BE***039Z |  | 20 kV | _ | LV | 200 kVA :Kiosk Substation | 0.2 | --> | 0.2 | 0 | 0 | Constrained, otherwise capacity available =108 kVA | --> | 0.19 | 0 | 0.005 | 0.198 | 0 |  | --> | C14 ex KILDARE | Kildare [T41,T42] | NEWBRIDGE |  | 53.2179 | -6.9882
MV/LV Substation TR***040Y |  | 10 kV | _ | LV | 50 kVA :Pole Substation | 0.05 | --> | 0.05 | 0 | 0 | Constrained, otherwise capacity available =27 kVA | --> | 0.048 | 0 | 0 | 0.05 | 0 |  | --> | C20 ex KILDARE | Kildare [T41,T42] | NEWBRIDGE |  | 53.1679 | -6.8357
MV/LV Substation WH***040Z |  | 10 kV | _ | LV | 100 kVA :Pole Substation | 0.1 | --> | 0.1 | 0 | 0 | Constrained, otherwise capacity available =75 kVA | --> | 0.095 | 0 | 0.005 | 0.095 | 0 |  | --> | C13 ex KILDARE | Kildare [T41,T42] | NEWBRIDGE |  | 53.1611 | -6.9176
MV/LV Substation KE***043Z |  | 10 kV | _ | LV | 200 kVA :Kiosk Substation | 0.2 | --> | 0.2 | 0 | 0 | Constrained, otherwise capacity available =155 kVA | --> | 0.19 | 0 | 0 | 0.196 | 0 |  | --> | C12 ex ATHGARVAN | Athgarvan [T41,T44] | NEWBRIDGE |  | 53.1737 | -6.8003
MV/LV Substation TH***045X |  | 20 kV | _ | LV | 50 kVA :Pole Substation | 0.05 | --> | 0.05 | 0.049 | 0.63 |  | --> | 0.048 | 0 | 0 | 0 | 0 | Constrained, otherwise capacity available =48 kW | --> | E12 ex KILCULLEN | Kilcullen [T41,T42,T424] | STRATFORD |  | 53.099 | -6.8154
MV/LV Substation KI***047Y |  | 10 kV | _ | LV | 200 kVA :Kiosk Substation | 0.2 | --> | 0.2 | 0 | 0 | Constrained, otherwise capacity available =75 kVA | --> | 0.19 | 0 | 0.037 | 0.179 | 0 |  | --> | C14 ex ATHGARVAN | Athgarvan [T41,T44] | NEWBRIDGE |  | 53.167 | -6.7914
MV/LV Substation HY***051Y |  | 20 kV | _ | LV | 50 kVA :Pole Substation | 0.05 | --> | 0.05 | 0 | 0 | Constrained, otherwise capacity available =43 kVA | --> | 0.048 | 0 | 0 | 0.048 | 0 |  | --> | C11 ex KILDARE | Kildare [T41,T42] | NEWBRIDGE |  | 53.1465 | -7.0303
MV/LV Substation RA***053Z |  | 20 kV | _ | LV | 200 kVA :Kiosk Substation | 0.2 | --> | 0.2 | 0 | 0 | Constrained, otherwise capacity available =106 kVA | --> | 0.19 | 0 | 0.01 | 0.195 | 0 |  | --> | C14 ex KILDARE | Kildare [T41,T42] | NEWBRIDGE |  | 53.2218 | -6.9932
MV/LV Substation BA***054Y |  | 20 kV | _ | LV | 100 kVA :Pole Substation | 0.1 | --> | 0.1 | 0.1 | 0.12 |  | --> | 0.095 | 0 | 0 | 0.095 | 0 |  | --> | C26 ex ATHY | Athy [T101,T102] | ATHY |  | 53.1048 | -6.9679
MV/LV Substation TH***054Z |  | 10 kV | _ | LV | 200 kVA :Kiosk Substation | 0.2 | --> | 0.2 | 0 | 0 | Constrained, otherwise capacity available =101 kVA | --> | 0.19 | 0 | 0.049 | 0.167 | 0 |  | --> | C17 ex KILDARE | Kildare [T41,T42] | NEWBRIDGE |  | 53.1601 | -6.8946
MV/LV Substation PO***065Z |  | 10 kV | _ | LV | 200 kVA :Kiosk Substation | 0.2 | --> | 0.2 | 0 | 0 | Constrained, otherwise capacity available =164 kVA | --> | 0.19 | 0 | 0 | 0.195 | 0 |  | --> | C17 ex ATHGARVAN | Athgarvan [T41,T44] | NEWBRIDGE |  | 53.1822 | -6.7979
MV/LV Substation CU***067X |  | 10 kV | _ | LV | 200 kVA :Pole Substation | 0.2 | --> | 0.2 | 0 | 0 | Constrained, otherwise capacity available =166 kVA | --> | 0.19 | 0 | 0 | 0.195 | 0 |  | --> | C18 ex KILDARE | Kildare [T41,T42] | NEWBRIDGE |  | 53.1534 | -6.8887
MV/LV Substation TH***067Z |  | 10 kV | _ | LV | 400 kVA :Kiosk Substation | 0.4 | --> | 0.4 | 0 | 0 | Constrained, otherwise capacity available =230 kVA | --> | 0.38 | 0 | 0 | 0.403 | 0 |  | --> | C17 ex MORRISTOWN | Morristown [T41,T42] | NEWBRIDGE |  | 53.1771 | -6.8005
MV/LV Substation C ***068 |  | 10 kV | _ | LV | 200 kVA :Pole Substation | 0.2 | --> | 0.2 | 0 | 0.63 |  | --> | 0.19 | 0 | 0.015 | 0 | 0 | Constrained, otherwise capacity available =207 kW | --> | C17 ex KILCULLEN | Kilcullen [T41,T42,T424] | STRATFORD |  | 53.1312 | -6.7464
MV/LV Substation RO***068X |  | 10 kV | _ | LV | 200 kVA :Pole Substation | 0.2 | --> | 0.2 | 0 | 0 | Constrained, otherwise capacity available =98 kVA | --> | 0.19 | 0 | 0.021 | 0.188 | 0 |  | --> | C18 ex KILDARE | Kildare [T41,T42] | NEWBRIDGE |  | 53.1532 | -6.897
MV/LV Substation CA***068Z |  | 20 kV | _ | LV | 100 kVA :Pole Substation | 0.1 | --> | 0.1 | 0.062 | 0.63 |  | --> | 0.095 | 0 | 0.031 | 0 | 0 | Constrained, otherwise capacity available =77 kW | --> | E12 ex KILCULLEN | Kilcullen [T41,T42,T424] | STRATFORD |  | 53.0847 | -6.7994
MV/LV Substation KI***069X |  | 10 kV | _ | LV | 50 kVA :Pole Substation | 0.05 | --> | 0.05 | 0 | 0 | Constrained, otherwise capacity available =5 kVA | --> | 0.048 | 0 | 0.015 | 0.042 | 0 |  | --> | C18 ex KILDARE | Kildare [T41,T42] | NEWBRIDGE |  | 53.1529 | -6.8928
MV/LV Substation KC***069Y |  | 10 kV | _ | LV | 100 kVA :Pole Substation | 0.1 | --> | 0.1 | 0.09 | 0.63 |  | --> | 0.095 | 0 | 0 | 0 | 0 | Constrained, otherwise capacity available =96 kW | --> | C17 ex KILCULLEN | Kilcullen [T41,T42,T424] | STRATFORD |  | 53.1431 | -6.7326
MV/LV Substation MI***069Z |  | 20 kV | _ | LV | 50 kVA :Pole Substation | 0.05 | --> | 0.05 | 0.049 | 0.63 |  | --> | 0.048 | 0 | 0 | 0 | 0 | Constrained, otherwise capacity available =48 kW | --> | E11 ex KILCULLEN | Kilcullen [T41,T42,T424] | STRATFORD |  | 53.1206 | -6.7496
MV/LV Substation RA***070X |  | 20 kV | _ | LV | 50 kVA :Pole Substation | 0.05 | --> | 0.05 | 0 | 0 | Constrained, otherwise capacity available =43 kVA | --> | 0.048 | 0 | 0 | 0.048 | 0 |  | --> | C14 ex KILDARE | Kildare [T41,T42] | NEWBRIDGE |  | 53.1815 | -6.9439
MV/LV Substation WO***070Z |  | 20 kV | _ | LV | 200 kVA :Pole Substation | 0.2 | --> | 0.2 | 0 | 0 | Constrained, otherwise capacity available =130 kVA | --> | 0.19 | 0 | 0.05 | 0.162 | 0 |  | --> | C14 ex KILDARE | Kildare [T41,T42] | NEWBRIDGE |  | 53.2371 | -7.0115
MV/LV Substation TH***076 |  | 10 kV | _ | LV | 630 kVA :Kiosk Substation | 0.63 | --> | 0.63 | 0 | 0 | Constrained, otherwise capacity available =348 kVA | --> | 0.598 | 0 | 0.005 | 0.5 | 0 |  | --> | C17 ex MORRISTOWN | Morristown [T41,T42] | NEWBRIDGE |  | 53.177 | -6.8058
MV/LV Substation BE***076Z |  | 10 kV | _ | LV | 200 kVA :Kiosk Substation | 0.2 | --> | 0.2 | 0 | 0 | Constrained, otherwise capacity available =55 kVA | --> | 0.19 | 0 | 0.045 | 0.176 | 0 |  | --> | C11 ex MORRISTOWN | Morristown [T41,T42] | NEWBRIDGE |  | 53.1684 | -6.8057
MV/LV Substation MO***077 |  | 10 kV | _ | LV | 400 kVA :Kiosk Substation | 0.4 | --> | 0.4 | 0 | 0 | Constrained, otherwise capacity available =339 kVA | --> | 0.38 | 0 | 0.027 | 0.368 | 0 |  | --> | C11 ex MORRISTOWN | Morristown [T41,T42] | NEWBRIDGE |  | 53.1722 | -6.8061
MV/LV Substation MO***078X |  | 10 kV | _ | LV | 50 kVA :Pole Substation | 0.05 | --> | 0.05 | 0 | 0 | Constrained, otherwise capacity available =44 kVA | --> | 0.048 | 0 | 0 | 0.048 | 0 |  | --> | C12 ex MORRISTOWN | Morristown [T41,T42] | NEWBRIDGE |  | 53.1824 | -6.8192
MV/LV Substation OR***079X |  | 10 kV | _ | LV | 100 kVA :Pole Substation | 0.1 | --> | 0.1 | 0 | 0 | Constrained, otherwise capacity available =53 kVA | --> | 0.095 | 0 | 0.005 | 0.098 | 0 |  | --> | C18 ex KILDARE | Kildare [T41,T42] | NEWBRIDGE |  | 53.1453 | -6.8382
MV/LV Substation RA***080 |  | 10 kV | _ | LV | 100 kVA :Pole Substation | 0.1 | --> | 0.1 | 0 | 0 | Constrained, otherwise capacity available =29 kVA | --> | 0.095 | 0 | 0.014 | 0.094 | 0 |  | --> | C17 ex KILDARE | Kildare [T41,T42] | NEWBRIDGE |  | 53.1642 | -6.9032
MV/LV Substation BA***084Z |  | 10 kV | _ | LV | 200 kVA :Kiosk Substation | 0.2 | --> | 0.2 | 0 | 0 | Constrained, otherwise capacity available =22 kVA | --> | 0.19 | 0 | 0.028 | 0.191 | 0 |  | --> | C11 ex MORRISTOWN | Morristown [T41,T42] | NEWBRIDGE |  | 53.1672 | -6.8152
MV/LV Substation BA***085Z |  | 10 kV | _ | LV | 50 kVA :Pole Substation | 0.05 | --> | 0.05 | 0.049 | 0.63 |  | --> | 0.048 | 0 | 0 | 0 | 0 | Constrained, otherwise capacity available =48 kW | --> | C16 ex KILCULLEN | Kilcullen [T41,T42,T424] | STRATFORD |  | 53.12 | -6.7967
MV/LV Substation LI***089Z |  | 10 kV | _ | LV | 200 kVA :Kiosk Substation | 0.2 | --> | 0.2 | 0 | 0 | Constrained, otherwise capacity available =142 kVA | --> | 0.19 | 0 | 0.019 | 0.184 | 0 |  | --> | C17 ex ATHGARVAN | Athgarvan [T41,T44] | NEWBRIDGE |  | 53.1702 | -6.7912
MV/LV Substation LI***090Z |  | 10 kV | _ | LV | 200 kVA :Kiosk Substation | 0.2 | --> | 0.2 | 0 | 0 | Constrained, otherwise capacity available =105 kVA | --> | 0.19 | 0 | 0.027 | 0.183 | 0 |  | --> | C17 ex ATHGARVAN | Athgarvan [T41,T44] | NEWBRIDGE |  | 53.1689 | -6.7932
MV/LV Substation LO***094 |  | 10 kV | _ | LV | 400 kVA :Kiosk Substation | 0.4 | --> | 0.4 | 0 | 0 | Constrained, otherwise capacity available =276 kVA | --> | 0.38 | 0 | 0.016 | 0.385 | 0 |  | --> | C12 ex KILDARE | Kildare [T41,T42] | NEWBRIDGE |  | 53.1586 | -6.9146
MV/LV Substation SH***095X |  | 10 kV | _ | LV | 50 kVA :Pole Substation | 0.05 | --> | 0.05 | 0.044 | 0.63 |  | --> | 0.048 | 0 | 0 | 0 | 0 | Constrained, otherwise capacity available =48 kW | --> | C16 ex KILCULLEN | Kilcullen [T41,T42,T424] | STRATFORD |  | 53.131 | -6.8675
MV/LV Substation CO***096Z |  | 10 kV | _ | LV | 200 kVA :Kiosk Substation | 0.2 | --> | 0.2 | 0 | 0 | Constrained, otherwise capacity available =118 kVA | --> | 0.19 | 0 | 0.038 | 0.173 | 0 |  | --> | C12 ex MORRISTOWN | Morristown [T41,T42] | NEWBRIDGE |  | 53.1859 | -6.8012
MV/LV Substation NI***097 |  | 10 kV | _ | LV | 200 kVA :Pole Substation | 0.2 | --> | 0.2 | 0.095 | 0.63 |  | --> | 0.19 | 0 | 0.032 | 0 | 0 | Constrained, otherwise capacity available =180 kW | --> | C17 ex KILCULLEN | Kilcullen [T41,T42,T424] | STRATFORD |  | 53.1276 | -6.7489
MV/LV Substation KI***098Z |  | 20 kV | _ | LV | 50 kVA :Pole Substation | 0.05 | --> | 0.05 | 0.05 | 0.63 |  | --> | 0.048 | 0 | 0 | 0 | 0 | Constrained, otherwise capacity available =48 kW | --> | E12 ex KILCULLEN | Kilcullen [T41,T42,T424] | STRATFORD |  | 53.0802 | -6.7702
MV/LV Substation CO***100 |  | 10 kV | _ | LV | 400 kVA :Kiosk Substation | 0.4 | --> | 0.4 | 0 | 0 | Constrained, otherwise capacity available =42 kVA | --> | 0.38 | 0 | 0.163 | 0.305 | 0 |  | --> | C18 ex KILDARE | Kildare [T41,T42] | NEWBRIDGE |  | 53.1557 | -6.9064
MV/LV Substation LE***101 |  | 20 kV | _ | LV | 200 kVA :Pole Substation | 0.2 | --> | 0.2 | 0 | 0 | Constrained, otherwise capacity available =56 kVA | --> | 0.19 | 0 | 0.015 | 0.198 | 0 |  | --> | C14 ex KILDARE | Kildare [T41,T42] | NEWBRIDGE |  | 53.2223 | -6.9978
MV/LV Substation DA***102 |  | 10 kV | _ | LV | 400 kVA :Kiosk Substation | 0.4 | --> | 0.4 | 0 | 0 | Constrained, otherwise capacity available =144 kVA | --> | 0.38 | 0 | 0.013 | 0.404 | 0 |  | --> | C12 ex MORRISTOWN | Morristown [T41,T42] | NEWBRIDGE |  | 53.1803 | -6.809
MV/LV Substation ED***104 |  | 10 kV | _ | LV | 630 kVA :Kiosk Substation | 0.63 | --> | 0.63 | 0 | 0 | Constrained, otherwise capacity available =294 kVA | --> | 0.598 | 0 | 0 | 0.5 | 0 |  | --> | C17 ex ATHGARVAN | Athgarvan [T41,T44] | NEWBRIDGE |  | 53.1795 | -6.7982
MV/LV Substation HI***105 |  | 10 kV | _ | LV | 400 kVA :Kiosk Substation | 0.4 | --> | 0.4 | 0.196 | 0.63 |  | --> | 0.38 | 0 | 0.022 | 0 | 0 | Constrained, otherwise capacity available =391 kW | --> | C17 ex KILCULLEN | Kilcullen [T41,T42,T424] | STRATFORD |  | 53.1342 | -6.7405
MV/LV Substation ST***106 |  | 10 kV | _ | LV | 200 kVA :Pole Substation | 0.2 | --> | 0.2 | 0 | 0 | Constrained, otherwise capacity available =111 kVA | --> | 0.19 | 0 | 0.005 | 0.198 | 0 |  | --> | C13 ex KILDARE | Kildare [T41,T42] | NEWBRIDGE |  | 53.1554 | -6.9128
MV/LV Substation KA***107 |  | 10 kV | _ | LV | 630 kVA :Kiosk Substation | 0.63 | --> | 0.63 | 0.5 | 0.63 |  | --> | 0.598 | 0 | 0 | 0 | 0 | Constrained, otherwise capacity available =602 kW | --> | C17 ex KILCULLEN | Kilcullen [T41,T42,T424] | STRATFORD |  | 53.1374 | -6.7363
MV/LV Substation RE***107X |  | 10 kV | _ | LV | 50 kVA :Pole Substation | 0.05 | --> | 0.05 | 0 | 0 | Constrained, otherwise capacity available =38 kVA | --> | 0.048 | 0 | 0 | 0.049 | 0 |  | --> | C19 ex KILDARE | Kildare [T41,T42] | NEWBRIDGE |  | 53.1685 | -6.9369
MV/LV Substation TH***109Z |  | 10 kV | _ | LV | 400 kVA :Kiosk Substation | 0.4 | --> | 0.4 | 0 | 0 | Constrained, otherwise capacity available =350 kVA | --> | 0.38 | 0 | 0 | 0.387 | 0 |  | --> | C12 ex KILDARE | Kildare [T41,T42] | NEWBRIDGE |  | 53.1613 | -6.9077
MV/LV Substation HI***110 |  | 10 kV | _ | LV | 200 kVA :Building Structure | 0.2 | --> | 0.2 | 0 | 0 | Constrained, otherwise capacity available =51 kVA | --> | 0.19 | 0 | 0.026 | 0.19 | 0 |  | --> | C17 ex MORRISTOWN | Morristown [T41,T42] | NEWBRIDGE |  | 53.1773 | -6.8097
MV/LV Substation RI***112Z |  | 10 kV | _ | LV | 200 kVA :Kiosk Substation | 0.2 | --> | 0.2 | 0 | 0 | Constrained, otherwise capacity available =125 kVA | --> | 0.19 | 0 | 0.032 | 0.176 | 0 |  | --> | C12 ex MORRISTOWN | Morristown [T41,T42] | NEWBRIDGE |  | 53.1903 | -6.7931
MV/LV Substation GR***114Z |  | 10 kV | _ | LV | 200 kVA :Kiosk Substation | 0.2 | --> | 0.2 | 0 | 0 | Constrained, otherwise capacity available =154 kVA | --> | 0.19 | 0 | 0.021 | 0.181 | 0 |  | --> | C13 ex ATHGARVAN | Athgarvan [T41,T44] | NEWBRIDGE |  | 53.162 | -6.8112
MV/LV Substation CO***115Z |  | 10 kV | _ | LV | 400 kVA :Kiosk Substation | 0.4 | --> | 0.4 | 0 | 0 | Constrained, otherwise capacity available =242 kVA | --> | 0.38 | 0 | 0.059 | 0.357 | 0 |  | --> | C12 ex MORRISTOWN | Morristown [T41,T42] | NEWBRIDGE |  | 53.1868 | -6.8024
MV/LV Substation KI***118Z |  | 10 kV | _ | LV | 200 kVA :Pole Substation | 0.2 | --> | 0.2 | 0.174 | 0.63 |  | --> | 0.19 | 0 | 0 | 0 | 0 | Constrained, otherwise capacity available =194 kW | --> | C17 ex KILCULLEN | Kilcullen [T41,T42,T424] | STRATFORD |  | 53.1336 | -6.7445
MV/LV Substation CE***119Z |  | 10 kV | _ | LV | 630 kVA :Kiosk Substation | 0.63 | --> | 0.63 | 0 | 0 | Constrained, otherwise capacity available =526 kVA | --> | 0.598 | 0 | 0.005 | 0.5 | 0 |  | --> | C17 ex ATHGARVAN | Athgarvan [T41,T44] | NEWBRIDGE |  | 53.1823 | -6.7951
MV/LV Substation DU***120Z |  | 20 kV | _ | LV | 400 kVA :Building Structure | 0.4 | --> | 0.4 | 0.252 | 0.63 |  | --> | 0.38 | 0 | 0.015 | 0 | 0 | Constrained, otherwise capacity available =389 kW | --> | E11 ex KILCULLEN | Kilcullen [T41,T42,T424] | STRATFORD |  | 53.0554 | -6.6977
MV/LV Substation KI***136 |  | 10 kV | _ | LV | 200 kVA :Kiosk Substation | 0.2 | --> | 0.2 | 0 | 0 | Constrained, otherwise capacity available =162 kVA | --> | 0.19 | 0 | 0 | 0.195 | 0 |  | --> | C12 ex ATHGARVAN | Athgarvan [T41,T44] | NEWBRIDGE |  | 53.1741 | -6.7994
MV/LV Substation MA***140Z |  | 10 kV | _ | LV | 50 kVA :Pole Substation | 0.05 | --> | 0.05 | 0.036 | 0.63 |  | --> | 0.048 | 0 | 0.003 | 0 | 0 | Constrained, otherwise capacity available =47 kW | --> | C16 ex KILCULLEN | Kilcullen [T41,T42,T424] | STRATFORD |  | 53.1039 | -6.8558
MV/LV Substation RO***141 |  | 10 kV | _ | LV | 400 kVA :Building Structure | 0.4 | --> | 0.4 | 0 | 0 | Constrained, otherwise capacity available =299 kVA | --> | 0.38 | 0 | 0 | 0.394 | 0 |  | --> | C17 ex ATHGARVAN | Athgarvan [T41,T44] | NEWBRIDGE |  | 53.1771 | -6.7955
MV/LV Substation MC***141Z |  | 10 kV | _ | LV | 400 kVA :Kiosk Substation | 0.4 | --> | 0.4 | 0 | 0 | Constrained, otherwise capacity available =227 kVA | --> | 0.38 | 0 | 0 | 0.403 | 0 |  | --> | C11 ex MORRISTOWN | Morristown [T41,T42] | NEWBRIDGE |  | 53.1739 | -6.8071
MV/LV Substation KE***143 |  | 10 kV | _ | LV | 400 kVA :Kiosk Substation | 0.4 | --> | 0.4 | 0 | 0 | Constrained, otherwise capacity available =365 kVA | --> | 0.38 | 0 | 0 | 0.385 | 0 |  | --> | C11 ex MORRISTOWN | Morristown [T41,T42] | NEWBRIDGE |  | 53.1709 | -6.8148
MV/LV Substation KI***143X |  | 10 kV | _ | LV | 200 kVA :Pole Substation | 0.2 | --> | 0.2 | 0 | 0 | Constrained, otherwise capacity available =155 kVA | --> | 0.19 | 0 | 0.002 | 0.195 | 0 |  | --> | C18 ex BLAKE | Blake [T41,T42] | BLAKE |  | 53.2497 | -6.8442
MV/LV Substation CE***144 |  | 10 kV | _ | LV | 400 kVA :Kiosk Substation | 0.4 | --> | 0.4 | 0 | 0 | Constrained, otherwise capacity available =303 kVA | --> | 0.38 | 0 | 0.009 | 0.386 | 0 |  | --> | C11 ex MORRISTOWN | Morristown [T41,T42] | NEWBRIDGE |  | 53.1766 | -6.8135
MV/LV Substation LA***147 |  | 10 kV | _ | LV | 400 kVA :Kiosk Substation | 0.4 | --> | 0.4 | 0 | 0 | Constrained, otherwise capacity available =223 kVA | --> | 0.38 | 0 | 0.049 | 0.367 | 0 |  | --> | C11 ex MORRISTOWN | Morristown [T41,T42] | NEWBRIDGE |  | 53.1678 | -6.812
MV/LV Substation ST***147X |  | 10 kV | _ | LV | 50 kVA :Pole Substation | 0.05 | --> | 0.05 | 0 | 0 | Constrained, otherwise capacity available =50 kVA | --> | 0.048 | 0 | 0 | 0.048 | 0 |  | --> | C18 ex KILDARE | Kildare [T41,T42] | NEWBRIDGE |  | 53.1455 | -6.8646
MV/LV Substation FR***148 |  | 10 kV | _ | LV | 630 kVA :Kiosk Substation | 0.63 | --> | 0.63 | 0 | 0 | Constrained, otherwise capacity available =441 kVA | --> | 0.598 | 0 | 0 | 0.5 | 0 |  | --> | C17 ex ATHGARVAN | Athgarvan [T41,T44] | NEWBRIDGE |  | 53.183 | -6.795
MV/LV Substation BA***149 |  | 10 kV | _ | LV | 400 kVA :Building Structure | 0.4 | --> | 0.4 | 0 | 0 | Constrained, otherwise capacity available =232 kVA | --> | 0.38 | 0 | 0.011 | 0.394 | 0 |  | --> | C11 ex MORRISTOWN | Morristown [T41,T42] | NEWBRIDGE |  | 53.1708 | -6.8124
MV/LV Substation BR***151Z |  | 10 kV | _ | LV | 200 kVA :Pole Substation | 0.2 | --> | 0.2 | 0.2 | 0.63 |  | --> | 0.19 | 0 | 0 | 0 | 0 | Constrained, otherwise capacity available =190 kW | --> | C17 ex KILCULLEN | Kilcullen [T41,T42,T424] | STRATFORD |  | 53.1468 | -6.718
MV/LV Substation BR***152Z |  | 10 kV | _ | LV | 400 kVA :Kiosk Substation | 0.4 | --> | 0.4 | 0.388 | 0.63 |  | --> | 0.38 | 0 | 0 | 0 | 0 | Constrained, otherwise capacity available =382 kW | --> | C17 ex KILCULLEN | Kilcullen [T41,T42,T424] | STRATFORD |  | 53.1447 | -6.7218
MV/LV Substation T ***153X |  | 20 kV | _ | LV | 100 kVA :Pole Substation | 0.1 | --> | 0.1 | 0 | 0 | Constrained, otherwise capacity available =64 kVA | --> | 0.095 | 0 | 0 | 0.1 | 0 |  | --> | C14 ex KILDARE | Kildare [T41,T42] | NEWBRIDGE |  | 53.1987 | -6.9345
MV/LV Substation MO***154 |  | 10 kV | _ | LV | 400 kVA :Kiosk Substation | 0.4 | --> | 0.4 | 0 | 0 | Constrained, otherwise capacity available =246 kVA | --> | 0.38 | 0 | 0.029 | 0.379 | 0 |  | --> | C12 ex MORRISTOWN | Morristown [T41,T42] | NEWBRIDGE |  | 53.1889 | -6.7991
MV/LV Substation MO***155 |  | 10 kV | _ | LV | 400 kVA :Building Structure | 0.4 | --> | 0.4 | 0 | 0 | Constrained, otherwise capacity available =234 kVA | --> | 0.38 | 0 | 0.057 | 0.36 | 0 |  | --> | C17 ex MORRISTOWN | Morristown [T41,T42] | NEWBRIDGE |  | 53.1764 | -6.81
MV/LV Substation SA***155X |  | 10 kV | _ | LV | 200 kVA :Kiosk Substation | 0.2 | --> | 0.2 | 0 | 0 | Constrained, otherwise capacity available =144 kVA | --> | 0.19 | 0 | 0 | 0.197 | 0 |  | --> | C15 ex MORRISTOWN | Morristown [T41,T42] | NEWBRIDGE |  | 53.1888 | -6.814
MV/LV Substation GI***161 |  | 20 kV | _ | LV | 400 kVA :Building Structure | 0.4 | --> | 0.4 | 0.303 | 0.63 |  | --> | 0.38 | 0 | 0 | 0 | 0 | Constrained, otherwise capacity available =393 kW | --> | E11 ex KILCULLEN | Kilcullen [T41,T42,T424] | STRATFORD |  | 53.1116 | -6.7137
MV/LV Substation CA***161Z |  | 10 kV | _ | LV | 100 kVA :Pole Substation | 0.1 | --> | 0.1 | 0.074 | 0.63 |  | --> | 0.095 | 0 | 0 | 0 | 0 | Constrained, otherwise capacity available =98 kW | --> | C17 ex KILCULLEN | Kilcullen [T41,T42,T424] | STRATFORD |  | 53.1413 | -6.735
MV/LV Substation GI***162 |  | 20 kV | _ | LV | 100 kVA :Building Structure | 0.1 | --> | 0.1 | 0.1 | 0.63 |  | --> | 0.095 | 0 | 0 | 0 | 0 | Constrained, otherwise capacity available =95 kW | --> | E11 ex KILCULLEN | Kilcullen [T41,T42,T424] | STRATFORD |  | 53.111 | -6.7214
MV/LV Substation FI***163Z |  | 10 kV | _ | LV | 50 kVA :Pole Substation | 0.05 | --> | 0.05 | 0 | 0 | Constrained, otherwise capacity available =49 kVA | --> | 0.048 | 0 | 0 | 0 | 0 | Constrained, otherwise capacity available =48 kW | --> | C18 ex ATHGARVAN |  |  |  | 53.181 | -6.7517
MV/LV Substation BE***166 |  | 10 kV | _ | LV | 400 kVA :Kiosk Substation | 0.4 | --> | 0.4 | 0 | 0 | Constrained, otherwise capacity available =314 kVA | --> | 0.38 | 0 | 0 | 0.392 | 0 |  | --> | C11 ex MORRISTOWN | Morristown [T41,T42] | NEWBRIDGE |  | 53.1776 | -6.8166
MV/LV Substation GR***166Z |  | 10 kV | _ | LV | 400 kVA :Building Structure | 0.4 | --> | 0.4 | 0 | 0 | Constrained, otherwise capacity available =172 kVA | --> | 0.38 | 0 | 0 | 0.41 | 0 |  | --> | C11 ex ATHGARVAN | Athgarvan [T41,T44] | NEWBRIDGE |  | 53.1654 | -6.8051
MV/LV Substation ME***172 |  | 10 kV | _ | LV | 400 kVA :Kiosk Substation | 0.4 | --> | 0.4 | 0 | 0 | Constrained, otherwise capacity available =290 kVA | --> | 0.38 | 0 | 0.04 | 0.365 | 0 |  | --> | C17 ex KILDARE | Kildare [T41,T42] | NEWBRIDGE |  | 53.1612 | -6.8985
MV/LV Substation AB***174X |  | 10 kV | _ | LV | 50 kVA :Pole Substation | 0.05 | --> | 0.05 | 0 | 0 | Constrained, otherwise capacity available =50 kVA | --> | 0.048 | 0 | 0 | 0.048 | 0 |  | --> | C13 ex ATHGARVAN | Athgarvan [T41,T44] | NEWBRIDGE |  | 53.1502 | -6.8053
MV/LV Substation NE***179X |  | 10 kV | _ | LV | 50 kVA :Pole Substation | 0.05 | --> | 0.05 | 0 | 0 | Constrained, otherwise capacity available =48 kVA | --> | 0.048 | 0 | 0 | 0.048 | 0 |  | --> | C18 ex BLAKE | Blake [T41,T42] | BLAKE |  | 53.247 | -6.8647
MV/LV Substation GT***180Z |  | 20 kV | _ | LV | 50 kVA :Pole Substation | 0.05 | --> | 0.05 | 0.045 | 0.63 |  | --> | 0.048 | 0 | 0.011 | 0 | 0 | Constrained, otherwise capacity available =40 kW | --> | E11 ex KILCULLEN | Kilcullen [T41,T42,T424] | STRATFORD |  | 53.1088 | -6.7413
MV/LV Substation MI***181Z |  | 20 kV | _ | LV | 50 kVA :Pole Substation | 0.05 | --> | 0.05 | 0.04 | 0.63 |  | --> | 0.048 | 0 | 0.018 | 0 | 0 | Constrained, otherwise capacity available =36 kW | --> | E11 ex KILCULLEN | Kilcullen [T41,T42,T424] | STRATFORD |  | 53.0562 | -6.7085
MV/LV Substation PA***182 |  | 10 kV | _ | LV | 100 kVA :Pole Substation | 0.1 | --> | 0.1 | 0 | 0 | Constrained, otherwise capacity available =28 kVA | --> | 0.095 | 0 | 0.003 | 0.102 | 0 |  | --> | C17 ex ATHGARVAN | Athgarvan [T41,T44] | NEWBRIDGE |  | 53.1806 | -6.8033
MV/LV Substation ST***182Z |  | 10 kV | _ | LV | 200 kVA :Pole Substation | 0.2 | --> | 0.2 | 0 | 0 | Constrained, otherwise capacity available =182 kVA | --> | 0.19 | 0 | 0 | 0.192 | 0 |  | --> | C20 ex KILDARE | Kildare [T41,T42] | NEWBRIDGE |  | 53.169 | -6.8417
MV/LV Substation RU***183Z |  | 10 kV | _ | LV | 400 kVA :Kiosk Substation | 0.4 | --> | 0.4 | 0 | 0 | Constrained, otherwise capacity available =268 kVA | --> | 0.38 | 0 | 0.038 | 0.37 | 0 |  | --> | C17 ex KILDARE | Kildare [T41,T42] | NEWBRIDGE |  | 53.1557 | -6.8926
MV/LV Substation AL***185 |  | 10 kV | _ | LV | 200 kVA :Kiosk Substation | 0.2 | --> | 0.2 | 0 | 0 | Constrained, otherwise capacity available =51 kVA | --> | 0.19 | 0 | 0.042 | 0.178 | 0 |  | --> | C11 ex MORRISTOWN | Morristown [T41,T42] | NEWBRIDGE |  | 53.1781 | -6.8207
MV/LV Substation TH***186Z |  | 10 kV | _ | LV | 200 kVA :Kiosk Substation | 0.2 | --> | 0.2 | 0 | 0 | Constrained, otherwise capacity available =106 kVA | --> | 0.19 | 0 | 0.01 | 0.195 | 0 |  | --> | C11 ex MORRISTOWN | Morristown [T41,T42] | NEWBRIDGE |  | 53.1715 | -6.8159
MV/LV Substation CH***187X |  | 10 kV | _ | LV | 200 kVA :Kiosk Substation | 0.2 | --> | 0.2 | 0 | 0 | Constrained, otherwise capacity available =84 kVA | --> | 0.19 | 0 | 0 | 0.205 | 0 |  | --> | C18 ex BLAKE | Blake [T41,T42] | BLAKE |  | 53.2512 | -6.8422
MV/LV Substation RA***187Z |  | 10 kV | _ | LV | 200 kVA :Kiosk Substation | 0.2 | --> | 0.2 | 0 | 0 | Constrained, otherwise capacity available =78 kVA | --> | 0.19 | 0 | 0.037 | 0.179 | 0 |  | --> | C20 ex KILDARE | Kildare [T41,T42] | NEWBRIDGE |  | 53.1689 | -6.9055
MV/LV Substation CH***188 |  | 10 kV | _ | LV | 400 kVA :Kiosk Substation | 0.4 | --> | 0.4 | 0 | 0 | Constrained, otherwise capacity available =152 kVA | --> | 0.38 | 0 | 0.008 | 0.407 | 0 |  | --> | C17 ex ATHGARVAN | Athgarvan [T41,T44] | NEWBRIDGE |  | 53.1804 | -6.7985
MV/LV Substation CA***188Z |  | 20 kV | _ | LV | 50 kVA :Pole Substation | 0.05 | --> | 0.05 | 0.042 | 0.63 |  | --> | 0.048 | 0 | 0 | 0 | 0 | Constrained, otherwise capacity available =49 kW | --> | E12 ex KILCULLEN | Kilcullen [T41,T42,T424] | STRATFORD |  | 53.0841 | -6.8038
MV/LV Substation IN***189Z |  | 10 kV | _ | LV | 630 kVA :Kiosk Substation | 0.63 | --> | 0.63 | 0 | 0 | Constrained, otherwise capacity available =398 kVA | --> | 0.598 | 0 | 0 | 0.5 | 0 |  | --> | C12 ex ATHGARVAN | Athgarvan [T41,T44] | NEWBRIDGE |  | 53.1757 | -6.8023
MV/LV Substation BR***192 |  | 10 kV | _ | LV | 400 kVA :Kiosk Substation | 0.4 | --> | 0.4 | 0.366 | 0.63 |  | --> | 0.38 | 0 | 0 | 0 | 0 | Constrained, otherwise capacity available =384 kW | --> | C17 ex KILCULLEN | Kilcullen [T41,T42,T424] | STRATFORD |  | 53.1355 | -6.737
MV/LV Substation BR***193 |  | 10 kV | _ | LV | 400 kVA :Kiosk Substation | 0.4 | --> | 0.4 | 0.37 | 0.63 |  | --> | 0.38 | 0 | 0 | 0 | 0 | Constrained, otherwise capacity available =384 kW | --> | C17 ex KILCULLEN | Kilcullen [T41,T42,T424] | STRATFORD |  | 53.1355 | -6.736
MV/LV Substation MI***193Z |  | 10 kV | _ | LV | 200 kVA :Pole Substation | 0.2 | --> | 0.2 | 0 | 0 | Constrained, otherwise capacity available =151 kVA | --> | 0.19 | 0 | 0.025 | 0.178 | 0 |  | --> | C14 ex ATHGARVAN | Athgarvan [T41,T44] | NEWBRIDGE |  | 53.1502 | -6.7773
MV/LV Substation TH***195 |  | 10 kV | _ | LV | 400 kVA :Kiosk Substation | 0.4 | --> | 0.4 | 0 | 0 | Constrained, otherwise capacity available =267 kVA | --> | 0.38 | 0 | 0.038 | 0.37 | 0 |  | --> | C11 ex MORRISTOWN | Morristown [T41,T42] | NEWBRIDGE |  | 53.1745 | -6.8129
MV/LV Substation TE***197 |  | 10 kV | _ | LV | 400 kVA :Building Structure | 0.4 | --> | 0.4 | 0 | 0 | Constrained, otherwise capacity available =127 kVA | --> | 0.38 | 0 | 0.011 | 0.407 | 0 |  | --> | C11 ex MORRISTOWN | Morristown [T41,T42] | NEWBRIDGE |  | 53.1733 | -6.805
MV/LV Substation TR***197Z |  | 10 kV | _ | LV | 400 kVA :Kiosk Substation | 0.4 | --> | 0.4 | 0 | 0 | Constrained, otherwise capacity available =256 kVA | --> | 0.38 | 0 | 0 | 0.399 | 0 |  | --> | C18 ex KILDARE | Kildare [T41,T42] | NEWBRIDGE |  | 53.1532 | -6.9129
MV/LV Substation NE***198 |  | 10 kV | _ | LV | 200 kVA :Kiosk Substation | 0.2 | --> | 0.2 | 0 | 0 | Constrained, otherwise capacity available =170 kVA | --> | 0.19 | 0 | 0 | 0.194 | 0 |  | --> | C15 ex MORRISTOWN | Morristown [T41,T42] | NEWBRIDGE |  | 53.1862 | -6.8101
MV/LV Substation WE***211Z |  | 10 kV | _ | LV | 200 kVA :Kiosk Substation | 0.2 | --> | 0.2 | 0 | 0 | Constrained, otherwise capacity available =170 kVA | --> | 0.19 | 0 | 0 | 0.194 | 0 |  | --> | C17 ex MORRISTOWN | Morristown [T41,T42] | NEWBRIDGE |  | 53.1774 | -6.8028
MV/LV Substation CU***218X |  | 10 kV | _ | LV | 50 kVA :Pole Substation | 0.05 | --> | 0.05 | 0.037 | 0.12 |  | --> | 0.048 | 0 | 0 | 0.049 | 0 |  | --> | C26 ex ATHY | Athy [T101,T102] | ATHY |  | 53.0794 | -7.0201
MV/LV Substation KI***222X |  | 10 kV | _ | LV | 50 kVA :Pole Substation | 0.05 | --> | 0.05 | 0.022 | 0.12 |  | --> | 0.048 | 0 | 0.005 | 0.048 | 0 |  | --> | C26 ex ATHY | Athy [T101,T102] | ATHY |  | 53.1001 | -7.0167
MV/LV Substation TH***235Z |  | 20 kV | _ | LV | 50 kVA :Pole Substation | 0.05 | --> | 0.05 | 0.045 | 0.63 |  | --> | 0.048 | 0 | 0 | 0 | 0 | Constrained, otherwise capacity available =48 kW | --> | E12 ex KILCULLEN | Kilcullen [T41,T42,T424] | STRATFORD |  | 53.0905 | -6.8069
MV/LV Substation MO***237X |  | 10 kV | _ | LV | 50 kVA :Pole Substation | 0.05 | --> | 0.05 | 0.016 | 0.12 |  | --> | 0.048 | 0 | 0.003 | 0.05 | 0 |  | --> | C26 ex ATHY | Athy [T101,T102] | ATHY |  | 53.1172 | -7.0571
MV/LV Substation LI***237Z |  | 10 kV | _ | LV | 400 kVA :Kiosk Substation | 0.4 | --> | 0.4 | 0 | 0 | Constrained, otherwise capacity available =210 kVA | --> | 0.38 | 0 | 0.051 | 0.367 | 0 |  | --> | C17 ex ATHGARVAN | Athgarvan [T41,T44] | NEWBRIDGE |  | 53.1694 | -6.7948
MV/LV Substation KI***249X |  | 10 kV | _ | LV | 50 kVA :Pole Substation | 0.05 | --> | 0.05 | 0.032 | 0.12 |  | --> | 0.048 | 0 | 0.005 | 0.046 | 0 |  | --> | C26 ex ATHY | Athy [T101,T102] | ATHY |  | 53.1066 | -7.0084
MV/LV Substation SU***259Z |  | 10 kV | _ | LV | 200 kVA :Pole Substation | 0.2 | --> | 0.2 | 0.145 | 0.63 |  | --> | 0.19 | 0 | 0 | 0 | 0 | Constrained, otherwise capacity available =197 kW | --> | C16 ex KILCULLEN | Kilcullen [T41,T42,T424] | STRATFORD |  | 53.1075 | -6.8598
MV/LV Substation TA***262Z |  | 10 kV | _ | LV | 200 kVA :Kiosk Substation | 0.2 | --> | 0.2 | 0 | 0 | Constrained, otherwise capacity available =130 kVA | --> | 0.19 | 0 | 0.017 | 0.187 | 0 |  | --> | C14 ex KILDARE | Kildare [T41,T42] | NEWBRIDGE |  | 53.2187 | -6.9986
MV/LV Substation BR***263Z |  | 10 kV | _ | LV | 400 kVA :Kiosk Substation | 0.4 | --> | 0.4 | 0.265 | 0.63 |  | --> | 0.38 | 0 | 0.017 | 0 | 0 | Constrained, otherwise capacity available =386 kW | --> | C16 ex KILCULLEN | Kilcullen [T41,T42,T424] | STRATFORD |  | 53.138 | -6.8374
MV/LV Substation KI***266X |  | 10 kV | _ | LV | 200 kVA :Kiosk Substation | 0.2 | --> | 0.2 | 0.121 | 0.12 | Constrained, otherwise capacity available =176 kVA | --> | 0.19 | 0 | 0.027 | 0.173 | 0 |  | --> | C26 ex ATHY | Athy [T101,T102] | ATHY |  | 53.1037 | -6.9914
MV/LV Substation CR***267X |  | 20 kV | _ | LV | 100 kVA :Pole Substation | 0.1 | --> | 0.1 | 0.043 | 0.12 |  | --> | 0.095 | 0 | 0.01 | 0.095 | 0 |  | --> | C26 ex ATHY | Athy [T101,T102] | ATHY |  | 53.1053 | -7.0145
MV/LV Substation DU***271X |  | 20 kV | _ | LV | 50 kVA :Pole Substation | 0.05 | --> | 0.05 | 0.049 | 0.12 |  | --> | 0.048 | 0 | 0 | 0.048 | 0 |  | --> | C26 ex ATHY | Athy [T101,T102] | ATHY |  | 53.1196 | -6.9959
MV/LV Substation CE***271Z |  | 10 kV | _ | LV | 200 kVA :Kiosk Substation | 0.2 | --> | 0.2 | 0 | 0 | Constrained, otherwise capacity available =166 kVA | --> | 0.19 | 0 | 0 | 0.194 | 0 |  | --> | C17 ex ATHGARVAN | Athgarvan [T41,T44] | NEWBRIDGE |  | 53.174 | -6.7984
MV/LV Substation MC***276Z |  | 10 kV | _ | LV | 200 kVA :Pole Substation | 0.2 | --> | 0.2 | 0 | 0 | Constrained, otherwise capacity available =200 kVA | --> | 0.19 | 0 | 0 | 0.19 | 0 |  | --> | C17 ex KILDARE | Kildare [T41,T42] | NEWBRIDGE |  | 53.1569 | -6.9
MV/LV Substation RE***278Z |  | 10 kV | _ | LV | 50 kVA :Pole Substation | 0.05 | --> | 0.05 | 0.05 | 0.63 |  | --> | 0.048 | 0 | 0 | 0 | 0 | Constrained, otherwise capacity available =48 kW | --> | C16 ex KILCULLEN | Kilcullen [T41,T42,T424] | STRATFORD |  | 53.1334 | -6.8427
MV/LV Substation WA***287Z |  | 10 kV | _ | LV | 50 kVA :Pole Substation | 0.05 | --> | 0.05 | 0 | 0 | Constrained, otherwise capacity available =48 kVA | --> | 0.048 | 0 | 0 | 0.048 | 0 |  | --> | C14 ex ATHGARVAN | Athgarvan [T41,T44] | NEWBRIDGE |  | 53.1645 | -6.7857
MV/LV Substation SI***292Z |  | 10 kV | _ | LV | 200 kVA :Pole Substation | 0.2 | --> | 0.2 | 0.176 | 0.63 |  | --> | 0.19 | 0 | 0 | 0 | 0 | Constrained, otherwise capacity available =193 kW | --> | C17 ex KILCULLEN | Kilcullen [T41,T42,T424] | STRATFORD |  | 53.1494 | -6.7184
MV/LV Substation DU***293Z |  | 10 kV | _ | LV | 200 kVA :Kiosk Substation | 0.2 | --> | 0.2 | 0 | 0 | Constrained, otherwise capacity available =158 kVA | --> | 0.19 | 0 | 0.005 | 0.192 | 0 |  | --> | C17 ex KILDARE | Kildare [T41,T42] | NEWBRIDGE |  | 53.1641 | -6.9124
MV/LV Substation CH***298Z |  | 10 kV | _ | LV | 50 kVA :Pole Substation | 0.05 | --> | 0.05 | 0.049 | 0.63 |  | --> | 0.048 | 0 | 0 | 0 | 0 | Constrained, otherwise capacity available =48 kW | --> | C16 ex KILCULLEN | Kilcullen [T41,T42,T424] | STRATFORD |  | 53.1192 | -6.8487
MV/LV Substation NU***308X |  | 20 kV | _ | LV | 50 kVA :Pole Substation | 0.05 | --> | 0.05 | 0.039 | 0.12 |  | --> | 0.048 | 0 | 0 | 0.049 | 0 |  | --> | C26 ex ATHY | Athy [T101,T102] | ATHY |  | 53.0972 | -6.9489
MV/LV Substation NB***309X |  | 20 kV | _ | LV | 400 kVA :Kiosk Substation | 0.4 | --> | 0.4 | 0.121 | 0.12 | Constrained, otherwise capacity available =335 kVA | --> | 0.38 | 0 | 0.022 | 0.372 | 0 |  | --> | C26 ex ATHY | Athy [T101,T102] | ATHY |  | 53.0957 | -6.9449
MV/LV Substation RU***311Z |  | 10 kV | _ | LV | 200 kVA :Kiosk Substation | 0.2 | --> | 0.2 | 0 | 0 | Constrained, otherwise capacity available =159 kVA | --> | 0.19 | 0 | 0 | 0.196 | 0 |  | --> | C17 ex KILDARE | Kildare [T41,T42] | NEWBRIDGE |  | 53.157 | -6.8943
MV/LV Substation KI***314Z |  | 10 kV | _ | LV | 200 kVA :Kiosk Substation | 0.2 | --> | 0.2 | 0 | 0 | Constrained, otherwise capacity available =136 kVA | --> | 0.19 | 0 | 0.054 | 0.159 | 0 |  | --> | C17 ex ATHGARVAN | Athgarvan [T41,T44] | NEWBRIDGE |  | 53.1712 | -6.7923
MV/LV Substation SI***315Z |  | 10 kV | _ | LV | 100 kVA :Pole Substation | 0.1 | --> | 0.1 | 0 | 0 | Constrained, otherwise capacity available =100 kVA | --> | 0.095 | 0 | 0 | 0 | 0 | Constrained, otherwise capacity available =95 kW | --> | C18 ex ATHGARVAN |  |  |  | 53.1821 | -6.7783
MV/LV Substation AL***316Z |  | 10 kV | _ | LV | 50 kVA :Pole Substation | 0.05 | --> | 0.05 | 0 | 0 | Constrained, otherwise capacity available =34 kVA | --> | 0.048 | 0 | 0 | 0.05 | 0 |  | --> | C16 ex MORRISTOWN | Morristown [T41,T42] | NEWBRIDGE |  | 53.2285 | -6.8566
MV/LV Substation DU***319X |  | 20 kV | _ | LV | 50 kVA :Pole Substation | 0.05 | --> | 0.05 | 0.046 | 0.12 |  | --> | 0.048 | 0 | 0.005 | 0.044 | 0 |  | --> | C26 ex ATHY | Athy [T101,T102] | ATHY |  | 53.117 | -6.9722
MV/LV Substation KI***322X |  | 20 kV | _ | LV | 200 kVA :Building Structure | 0.2 | --> | 0.2 | 0.121 | 0.12 | Constrained, otherwise capacity available =200 kVA | --> | 0.19 | 0 | 0 | 0.19 | 0 |  | --> | C26 ex ATHY | Athy [T101,T102] | ATHY |  | 53.1113 | -7.0016
MV/LV Substation KI***330Z |  | 20 kV | _ | LV | 200 kVA :Pole Substation | 0.2 | --> | 0.2 | 0.084 | 0.12 |  | --> | 0.19 | 0 | 0.038 | 0.177 | 0 |  | --> | C26 ex ATHY | Athy [T101,T102] | ATHY |  | 53.0941 | -6.9476
MV/LV Substation BA***332Z |  | 20 kV | _ | LV | 50 kVA :Pole Substation | 0.05 | --> | 0.05 | 0.04 | 0.63 |  | --> | 0.048 | 0 | 0.006 | 0 | 0 | Constrained, otherwise capacity available =44 kW | --> | E12 ex KILCULLEN | Kilcullen [T41,T42,T424] | STRATFORD |  | 53.088 | -6.8205
MV/LV Substation CO***342Z |  | 10 kV | _ | LV | 100 kVA :Pole Substation | 0.1 | --> | 0.1 | 0 | 0 | Constrained, otherwise capacity available =92 kVA | --> | 0.095 | 0 | 0 | 0.096 | 0 |  | --> | C14 ex ATHGARVAN | Athgarvan [T41,T44] | NEWBRIDGE |  | 53.1604 | -6.7291
MV/LV Substation CR***348Z |  | 20 kV | _ | LV | 50 kVA :Pole Substation | 0.05 | --> | 0.05 | 0.013 | 0.63 |  | --> | 0.048 | 0 | 0 | 0 | 0 | Constrained, otherwise capacity available =52 kW | --> | E12 ex KILCULLEN | Kilcullen [T41,T42,T424] | STRATFORD |  | 53.0201 | -6.7978
MV/LV Substation CR***352X |  | 20 kV | _ | LV | 400 kVA :Kiosk Substation | 0.4 | --> | 0.4 | 0.27 | 0.63 |  | --> | 0.38 | 0 | 0 | 0 | 0 | Constrained, otherwise capacity available =397 kW | --> | E12 ex KILCULLEN | Kilcullen [T41,T42,T424] | STRATFORD |  | 53.0184 | -6.8032
MV/LV Substation CR***361X |  | 20 kV | _ | LV | 50 kVA :Pole Substation | 0.05 | --> | 0.05 | 0.041 | 0.63 |  | --> | 0.048 | 0 | 0 | 0 | 0 | Constrained, otherwise capacity available =49 kW | --> | E12 ex KILCULLEN | Kilcullen [T41,T42,T424] | STRATFORD |  | 53.0277 | -6.8117
MV/LV Substation WE***361Z |  | 10 kV | _ | LV | 400 kVA :Kiosk Substation | 0.4 | --> | 0.4 | 0 | 0 | Constrained, otherwise capacity available =318 kVA | --> | 0.38 | 0 | 0.018 | 0 | 0 | Constrained, otherwise capacity available =378 kW | --> | C18 ex ATHGARVAN |  |  |  | 53.1782 | -6.7808
MV/LV Substation OA***364Z |  | 20 kV | _ | LV | 200 kVA :Kiosk Substation | 0.2 | --> | 0.2 | 0.088 | 0.63 |  | --> | 0.19 | 0 | 0.024 | 0 | 0 | Constrained, otherwise capacity available =187 kW | --> | E12 ex KILCULLEN | Kilcullen [T41,T42,T424] | STRATFORD |  | 53.0475 | -6.8302
MV/LV Substation FU***375X |  | 20 kV | _ | LV | 50 kVA :Pole Substation | 0.05 | --> | 0.05 | 0.032 | 0.12 |  | --> | 0.048 | 0 | 0.02 | 0.035 | 0 |  | --> | C12 ex ATHY | Athy [T101,T102] | ATHY |  | 53.0062 | -6.8158
MV/LV Substation CO***381X |  | 20 kV | _ | LV | 50 kVA :Pole Substation | 0.05 | --> | 0.05 | 0.031 | 0.63 |  | --> | 0.048 | 0 | 0.01 | 0 | 0 | Constrained, otherwise capacity available =43 kW | --> | E12 ex KILCULLEN | Kilcullen [T41,T42,T424] | STRATFORD |  | 53.0336 | -6.8108
MV/LV Substation LI***384X |  | 20 kV | _ | LV | 400 kVA :Kiosk Substation | 0.4 | --> | 0.4 | 0.351 | 0.63 |  | --> | 0.38 | 0 | 0.02 | 0 | 0 | Constrained, otherwise capacity available =372 kW | --> | E12 ex KILCULLEN | Kilcullen [T41,T42,T424] | STRATFORD |  | 53.0485 | -6.8259
MV/LV Substation BA***385Z |  | 10 kV | _ | LV | 200 kVA :Kiosk Substation | 0.2 | --> | 0.2 | 0 | 0 | Constrained, otherwise capacity available =200 kVA | --> | 0.19 | 0 | 0 | 0 | 0 | Constrained, otherwise capacity available =190 kW | --> | C18 ex ATHGARVAN |  |  |  | 53.1812 | -6.7748
MV/LV Substation MO***389Z |  | 10 kV | _ | LV | 200 kVA :Pole Substation | 0.2 | --> | 0.2 | 0 | 0 | Constrained, otherwise capacity available =200 kVA | --> | 0.19 | 0 | 0 | 0.19 | 0 |  | --> | C18 ex KILDARE | Kildare [T41,T42] | NEWBRIDGE |  | 53.1537 | -6.932
MV/LV Substation BU***390Z |  | 20 kV | _ | LV | 200 kVA :Kiosk Substation | 0.2 | --> | 0.2 | 0.133 | 0.63 |  | --> | 0.19 | 0 | 0.032 | 0 | 0 | Constrained, otherwise capacity available =175 kW | --> | E12 ex KILCULLEN | Kilcullen [T41,T42,T424] | STRATFORD |  | 53.0838 | -6.7936
MV/LV Substation RA***391Z |  | 20 kV | _ | LV | 200 kVA :Kiosk Substation | 0.2 | --> | 0.2 | 0 | 0 | Constrained, otherwise capacity available =165 kVA | --> | 0.19 | 0 | 0 | 0.195 | 0 |  | --> | C14 ex KILDARE | Kildare [T41,T42] | NEWBRIDGE |  | 53.2174 | -6.9962
MV/LV Substation AT***395Z |  | 10 kV | _ | LV | 50 kVA :Pole Substation | 0.05 | --> | 0.05 | 0 | 0 | Constrained, otherwise capacity available =6 kVA | --> | 0.048 | 0 | 0.015 | 0.042 | 0 |  | --> | C14 ex ATHGARVAN | Athgarvan [T41,T44] | NEWBRIDGE |  | 53.1572 | -6.7793
MV/LV Substation RU***397Z |  | 10 kV | _ | LV | 400 kVA :Kiosk Substation | 0.4 | --> | 0.4 | 0 | 0 | Constrained, otherwise capacity available =283 kVA | --> | 0.38 | 0 | 0.008 | 0.39 | 0 |  | --> | C17 ex KILDARE | Kildare [T41,T42] | NEWBRIDGE |  | 53.1558 | -6.8956
MV/LV Substation CL***4005 |  | 20 kV | _ | LV | 50 kVA :Pole Substation | 0.05 | --> | 0.05 | 0.05 | 0.63 |  | --> | 0.048 | 0 | 0 | 0 | 0 | Constrained, otherwise capacity available =48 kW | --> | E12 ex KILCULLEN | Kilcullen [T41,T42,T424] | STRATFORD |  | 53.0813 | -6.7756
MV/LV Substation WH***4006 |  | 10 kV | _ | LV | 200 kVA :Kiosk Substation | 0.2 | --> | 0.2 | 0 | 0 | Constrained, otherwise capacity available =133 kVA | --> | 0.19 | 0 | 0.01 | 0.192 | 0 |  | --> | C14 ex ATHGARVAN | Athgarvan [T41,T44] | NEWBRIDGE |  | 53.151 | -6.7792
MV/LV Substation ST***4021 |  | 10 kV | _ | LV | 100 kVA :Pole Substation | 0.1 | --> | 0.1 | 0 | 0 | Constrained, otherwise capacity available =82 kVA | --> | 0.095 | 0 | 0 | 0.097 | 0 |  | --> | C14 ex ATHGARVAN | Athgarvan [T41,T44] | NEWBRIDGE |  | 53.1496 | -6.7971
MV/LV Substation MO***4024 |  | 10 kV | _ | LV | 400 kVA :Kiosk Substation | 0.4 | --> | 0.4 | 0 | 0 | Constrained, otherwise capacity available =295 kVA | --> | 0.38 | 0 | 0.036 | 0.367 | 0 |  | --> | C15 ex MORRISTOWN | Morristown [T41,T42] | NEWBRIDGE |  | 53.1864 | -6.8158
MV/LV Substation HI***4026 |  | 20 kV | _ | LV | 50 kVA :Pole Substation | 0.05 | --> | 0.05 | 0.05 | 0.63 |  | --> | 0.048 | 0 | 0 | 0 | 0 | Constrained, otherwise capacity available =48 kW | --> | E12 ex KILCULLEN | Kilcullen [T41,T42,T424] | STRATFORD |  | 53.0705 | -6.8386
MV/LV Substation KN***4028 |  | 10 kV | _ | LV | 50 kVA :Pole Substation | 0.05 | --> | 0.05 | 0.05 | 0.63 |  | --> | 0.048 | 0 | 0 | 0 | 0 | Constrained, otherwise capacity available =48 kW | --> | C16 ex KILCULLEN | Kilcullen [T41,T42,T424] | STRATFORD |  | 53.1245 | -6.7922
MV/LV Substation HO***4038 |  | 10 kV | _ | LV | 200 kVA :Kiosk Substation | 0.2 | --> | 0.2 | 0 | 0 | Constrained, otherwise capacity available =200 kVA | --> | 0.19 | 0 | 0 | 0.19 | 0 |  | --> | C12 ex ATHGARVAN | Athgarvan [T41,T44] | NEWBRIDGE |  | 53.1621 | -6.7956
MV/LV Substation KI***4040 |  | 20 kV | _ | LV | 50 kVA :Pole Substation | 0.05 | --> | 0.05 | 0.05 | 0.63 |  | --> | 0.048 | 0 | 0 | 0 | 0 | Constrained, otherwise capacity available =48 kW | --> | E11 ex KILCULLEN | Kilcullen [T41,T42,T424] | STRATFORD |  | 53.0714 | -6.7037
MV/LV Substation OL***4043 |  | 20 kV | _ | LV | 50 kVA :Pole Substation | 0.05 | --> | 0.05 | 0 | 0 | Constrained, otherwise capacity available =49 kVA | --> | 0.048 | 0 | 0 | 0.048 | 0 |  | --> | C11 ex KILDARE | Kildare [T41,T42] | NEWBRIDGE |  | 53.1685 | -6.9486
MV/LV Substation MO***4045 |  | 20 kV | _ | LV | 50 kVA :Pole Substation | 0.05 | --> | 0.05 | 0.049 | 0.63 |  | --> | 0.048 | 0 | 0 | 0 | 0 | Constrained, otherwise capacity available =48 kW | --> | E11 ex KILCULLEN | Kilcullen [T41,T42,T424] | STRATFORD |  | 53.1176 | -6.6681
MV/LV Substation DU***4049 |  | 20 kV | _ | LV | 200 kVA :Pole Substation | 0.2 | --> | 0.2 | 0.163 | 0.63 |  | --> | 0.19 | 0 | 0 | 0 | 0 | Constrained, otherwise capacity available =195 kW | --> | E11 ex KILCULLEN | Kilcullen [T41,T42,T424] | STRATFORD |  | 53.062 | -6.7014
MV/LV Substation DU***4053 |  | 20 kV | _ | LV | 50 kVA :Pole Substation | 0.05 | --> | 0.05 | 0.05 | 0.12 |  | --> | 0.048 | 0 | 0 | 0.048 | 0 |  | --> | C26 ex ATHY | Athy [T101,T102] | ATHY |  | 53.1162 | -6.9734
MV/LV Substation CR***4056 |  | 10 kV | _ | LV | 200 kVA :Building Structure | 0.2 | --> | 0.2 | 0 | 0 | Constrained, otherwise capacity available =131 kVA | --> | 0.19 | 0 | 0 | 0.199 | 0 |  | --> | C20 ex KILDARE | Kildare [T41,T42] | NEWBRIDGE |  | 53.1702 | -6.9133
MV/LV Substation PE***4059 |  | 20 kV | _ | LV | 630 kVA :Building Structure | 0.63 | --> | 0.63 | 0 | 0 | Constrained, otherwise capacity available =328 kVA | --> | 0.598 | 0 | 0 | 0.5 | 0 |  | --> | C11 ex KILDARE | Kildare [T41,T42] | NEWBRIDGE |  | 53.1453 | -7.0131
MV/LV Substation CA***405Z |  | 10 kV | _ | LV | 400 kVA :Kiosk Substation | 0.4 | --> | 0.4 | 0.244 | 0.63 |  | --> | 0.38 | 0 | 0.093 | 0 | 0 | Constrained, otherwise capacity available =332 kW | --> | C17 ex KILCULLEN | Kilcullen [T41,T42,T424] | STRATFORD |  | 53.1301 | -6.7552
MV/LV Substation KN***4071 |  | 20 kV | _ | LV | 50 kVA :Pole Substation | 0.05 | --> | 0.05 | 0.05 | 0.63 |  | --> | 0.048 | 0 | 0 | 0 | 0 | Constrained, otherwise capacity available =48 kW | --> | E11 ex KILCULLEN | Kilcullen [T41,T42,T424] | STRATFORD |  | 53.0425 | -6.7236
MV/LV Substation MU***407X |  | 10 kV | _ | LV | 100 kVA :Pole Substation | 0.1 | --> | 0.1 | 0 | 0 | Constrained, otherwise capacity available =88 kVA | --> | 0.095 | 0 | 0 | 0 | 0 | Constrained, otherwise capacity available =97 kW | --> | C18 ex ATHGARVAN |  |  |  | 53.1777 | -6.7785
MV/LV Substation CU***407Z |  | 10 kV | _ | LV | 200 kVA :Kiosk Substation | 0.2 | --> | 0.2 | 0 | 0 | Constrained, otherwise capacity available =126 kVA | --> | 0.19 | 0 | 0.039 | 0.171 | 0 |  | --> | C17 ex KILDARE | Kildare [T41,T42] | NEWBRIDGE |  | 53.1646 | -6.907
MV/LV Substation CH***4086 |  | 20 kV | _ | LV | 50 kVA :Pole Substation | 0.05 | --> | 0.05 | 0 | 0 | Constrained, otherwise capacity available =8 kVA | --> | 0.048 | 0 | 0 | 0.053 | 0 |  | --> | C11 ex KILDARE | Kildare [T41,T42] | NEWBRIDGE |  | 53.1554 | -6.9648
MV/LV Substation PU***4088 |  | 10 kV | _ | LV | 400 kVA :Building Structure | 0.4 | --> | 0.4 | 0 | 0 | Constrained, otherwise capacity available =316 kVA | --> | 0.38 | 0 | 0 | 0.391 | 0 |  | --> | C18 ex KILDARE | Kildare [T41,T42] | NEWBRIDGE |  | 53.1493 | -6.9025
MV/LV Substation TO***408X |  | 20 kV | _ | LV | 50 kVA :Pole Substation | 0.05 | --> | 0.05 | 0 | 0 | Constrained, otherwise capacity available =50 kVA | --> | 0.048 | 0 | 0 | 0.048 | 0 |  | --> | C11 ex KILDARE | Kildare [T41,T42] | NEWBRIDGE |  | 53.1617 | -7.0153
MV/LV Substation NA***4090 |  | 10 kV | _ | LV | 50 kVA :Pole Substation | 0.05 | --> | 0.05 | 0 | 0 | Constrained, otherwise capacity available =49 kVA | --> | 0.048 | 0 | 0 | 0.048 | 0 |  | --> | C18 ex KILDARE | Kildare [T41,T42] | NEWBRIDGE |  | 53.1473 | -6.8887
MV/LV Substation EN***4091 |  | 20 kV | _ | LV | 50 kVA :Pole Substation | 0.05 | --> | 0.05 | 0 | 0 | Constrained, otherwise capacity available =50 kVA | --> | 0.048 | 0 | 0 | 0.048 | 0 |  | --> | C14 ex KILDARE | Kildare [T41,T42] | NEWBRIDGE |  | 53.1975 | -6.9492
MV/LV Substation TE***4095 |  | 10 kV | _ | LV | 400 kVA :Building Structure | 0.4 | --> | 0.4 | 0 | 0 | Constrained, otherwise capacity available =366 kVA | --> | 0.38 | 0 | 0 | 0.384 | 0 |  | --> | C13 ex KILDARE | Kildare [T41,T42] | NEWBRIDGE |  | 53.1568 | -6.9187
MV/LV Substation PR***4099 |  | 10 kV | _ | LV | 200 kVA :Building Structure | 0.2 | --> | 0.2 | 0 | 0 | Constrained, otherwise capacity available =124 kVA | --> | 0.19 | 0 | 0 | 0.2 | 0 |  | --> | C17 ex ATHGARVAN | Athgarvan [T41,T44] | NEWBRIDGE |  | 53.1827 | -6.8026
MV/LV Substation KI***410 |  | 10 kV | _ | LV | 200 kVA :Kiosk Substation | 0.2 | --> | 0.2 | 0 | 0 | Constrained, otherwise capacity available =76 kVA | --> | 0.19 | 0 | 0.039 | 0.177 | 0 |  | --> | C17 ex ATHGARVAN | Athgarvan [T41,T44] | NEWBRIDGE |  | 53.1733 | -6.793
MV/LV Substation MO***4106 |  | 10 kV | _ | LV | 50 kVA :Pole Substation | 0.05 | --> | 0.05 | 0 | 0 | Constrained, otherwise capacity available =43 kVA | --> | 0.048 | 0 | 0 | 0.048 | 0 |  | --> | C20 ex KILDARE | Kildare [T41,T42] | NEWBRIDGE |  | 53.1722 | -6.8484
MV/LV Substation BA***410Z |  | 20 kV | _ | LV | 50 kVA :Pole Substation | 0.05 | --> | 0.05 | 0.029 | 0.63 |  | --> | 0.048 | 0 | 0.03 | 0 | 0 | Constrained, otherwise capacity available =28 kW | --> | E12 ex KILCULLEN | Kilcullen [T41,T42,T424] | STRATFORD |  | 53.0873 | -6.811
MV/LV Substation BA***4110 |  | 20 kV | _ | LV | 50 kVA :Pole Substation | 0.05 | --> | 0.05 | 0.05 | 0.63 |  | --> | 0.048 | 0 | 0 | 0 | 0 | Constrained, otherwise capacity available =48 kW | --> | E12 ex KILCULLEN | Kilcullen [T41,T42,T424] | STRATFORD |  | 53.0862 | -6.818
MV/LV Substation BO***4115 |  | 20 kV | _ | LV | 50 kVA :Pole Substation | 0.05 | --> | 0.05 | 0.05 | 0.63 |  | --> | 0.048 | 0 | 0 | 0 | 0 | Constrained, otherwise capacity available =48 kW | --> | E12 ex KILCULLEN | Kilcullen [T41,T42,T424] | STRATFORD |  | 53.0727 | -6.8468
MV/LV Substation EG***4116 |  | 20 kV | _ | LV | 50 kVA :Pole Substation | 0.05 | --> | 0.05 | 0 | 0 | Constrained, otherwise capacity available =50 kVA | --> | 0.048 | 0 | 0 | 0.048 | 0 |  | --> | C14 ex KILDARE | Kildare [T41,T42] | NEWBRIDGE |  | 53.1893 | -6.9049
MV/LV Substation BL***4122 |  | 20 kV | _ | LV | 200 kVA :Pole Substation | 0.2 | --> | 0.2 | 0.2 | 0.63 |  | --> | 0.19 | 0 | 0 | 0 | 0 | Constrained, otherwise capacity available =190 kW | --> | E11 ex KILCULLEN | Kilcullen [T41,T42,T424] | STRATFORD |  | 53.0545 | -6.7655
MV/LV Substation BR***4125 |  | 10 kV | _ | LV | 100 kVA :Pole Substation | 0.1 | --> | 0.1 | 0 | 0 | Constrained, otherwise capacity available =87 kVA | --> | 0.095 | 0 | 0 | 0.097 | 0 |  | --> | C18 ex KILDARE | Kildare [T41,T42] | NEWBRIDGE |  | 53.1485 | -6.9051
MV/LV Substation MA***4132 |  | 10 kV | _ | LV | 50 kVA :Pole Substation | 0.05 | --> | 0.05 | 0 | 0 | Constrained, otherwise capacity available =34 kVA | --> | 0.048 | 0 | 0.005 | 0.046 | 0 |  | --> | C19 ex KILDARE | Kildare [T41,T42] | NEWBRIDGE |  | 53.2189 | -7.0315
MV/LV Substation PR***4133 |  | 10 kV | _ | LV | 630 kVA :Building Structure | 0.63 | --> | 0.63 | 0 | 0 | Constrained, otherwise capacity available =551 kVA | --> | 0.598 | 0 | 0 | 0.5 | 0 |  | --> | C18 ex KILDARE | Kildare [T41,T42] | NEWBRIDGE |  | 53.1537 | -6.9022
MV/LV Substation ME***4136 |  | 10 kV | _ | LV | 400 kVA :Kiosk Substation | 0.4 | --> | 0.4 | 0 | 0 | Constrained, otherwise capacity available =205 kVA | --> | 0.38 | 0 | 0.032 | 0.382 | 0 |  | --> | C17 ex KILDARE | Kildare [T41,T42] | NEWBRIDGE |  | 53.1598 | -6.904
MV/LV Substation KI***4139 |  | 20 kV | _ | LV | 50 kVA :Pole Substation | 0.05 | --> | 0.05 | 0.05 | 0.63 |  | --> | 0.048 | 0 | 0 | 0 | 0 | Constrained, otherwise capacity available =48 kW | --> | E12 ex KILCULLEN | Kilcullen [T41,T42,T424] | STRATFORD |  | 53.0816 | -6.7669
MV/LV Substation KI***4140 |  | 10 kV | _ | LV | 630 kVA :Building Structure | 0.63 | --> | 0.63 | 0 | 0 | Constrained, otherwise capacity available =494 kVA | --> | 0.598 | 0 | 0 | 0.5 | 0 |  | --> | C13 ex KILDARE | Kildare [T41,T42] | NEWBRIDGE |  | 53.1549 | -6.9172
MV/LV Substation KI***4141 |  | 10 kV | _ | LV | 1000 kVA :Building Structure | 1 | --> | 1 | 0 | 0 | Constrained, otherwise capacity available =902 kVA | --> | 0.95 | 0 | 0 | 0.5 | 0 |  | --> | C18 ex KILDARE | Kildare [T41,T42] | NEWBRIDGE |  | 53.1549 | -6.9158
MV/LV Substation KI***4142 |  | 10 kV | _ | LV | 1000 kVA :Building Structure | 1 | --> | 1 | 0 | 0 | Constrained, otherwise capacity available =756 kVA | --> | 0.95 | 0 | 0 | 0.5 | 0 |  | --> | C13 ex KILDARE | Kildare [T41,T42] | NEWBRIDGE |  | 53.1549 | -6.9157
MV/LV Substation LU***4143 |  | 20 kV | _ | LV | 50 kVA :Pole Substation | 0.05 | --> | 0.05 | 0.048 | 0.63 |  | --> | 0.048 | 0 | 0.003 | 0 | 0 | Constrained, otherwise capacity available =46 kW | --> | E11 ex KILCULLEN | Kilcullen [T41,T42,T424] | STRATFORD |  | 53.0633 | -6.7038
MV/LV Substation SU***4146 |  | 10 kV | _ | LV | 50 kVA :Pole Substation | 0.05 | --> | 0.05 | 0.05 | 0.63 |  | --> | 0.048 | 0 | 0 | 0 | 0 | Constrained, otherwise capacity available =48 kW | --> | C16 ex KILCULLEN | Kilcullen [T41,T42,T424] | STRATFORD |  | 53.1064 | -6.8595
MV/LV Substation RO***414Z |  | 10 kV | _ | LV | 50 kVA :Pole Substation | 0.05 | --> | 0.05 | 0 | 0 | Constrained, otherwise capacity available =47 kVA | --> | 0.048 | 0 | 0 | 0.048 | 0 |  | --> | C16 ex MORRISTOWN | Morristown [T41,T42] | NEWBRIDGE |  | 53.1967 | -6.809
MV/LV Substation BR***4150 |  | 10 kV | _ | LV | 50 kVA :Pole Substation | 0.05 | --> | 0.05 | 0 | 0 | Constrained, otherwise capacity available =42 kVA | --> | 0.048 | 0 | 0 | 0.049 | 0 |  | --> | C19 ex KILDARE | Kildare [T41,T42] | NEWBRIDGE |  | 53.2198 | -7.0274
MV/LV Substation PU***4160 |  | 10 kV | _ | LV | 200 kVA :Pole Substation | 0.2 | --> | 0.2 | 0 | 0 | Constrained, otherwise capacity available =200 kVA | --> | 0.19 | 0 | 0 | 0.19 | 0 |  | --> | C18 ex KILDARE | Kildare [T41,T42] | NEWBRIDGE |  | 53.1529 | -6.8927
MV/LV Substation CU***4167 |  | 10 kV | _ | LV | 400 kVA :Kiosk Substation | 0.4 | --> | 0.4 | 0 | 0 | Constrained, otherwise capacity available =228 kVA | --> | 0.38 | 0 | 0.022 | 0.386 | 0 |  | --> | C18 ex KILDARE | Kildare [T41,T42] | NEWBRIDGE |  | 53.153 | -6.9078
MV/LV Substation SI***4168 |  | 10 kV | _ | LV | 50 kVA :Pole Substation | 0.05 | --> | 0.05 | 0 | 0 | Constrained, otherwise capacity available =46 kVA | --> | 0.048 | 0 | 0 | 0.048 | 0 |  | --> | C17 ex ATHGARVAN | Athgarvan [T41,T44] | NEWBRIDGE |  | 53.1624 | -6.7957
MV/LV Substation SH***416X |  | 10 kV | _ | LV | 50 kVA :Pole Substation | 0.05 | --> | 0.05 | 0 | 0 | Constrained, otherwise capacity available =30 kVA | --> | 0.048 | 0 | 0.02 | 0.035 | 0 |  | --> | C19 ex KILDARE | Kildare [T41,T42] | NEWBRIDGE |  | 53.2212 | -7.0101
MV/LV Substation MC***4176 |  | 20 kV | _ | LV | 50 kVA :Pole Substation | 0.05 | --> | 0.05 | 0 | 0 | Constrained, otherwise capacity available =39 kVA | --> | 0.048 | 0 | 0.02 | 0.034 | 0 |  | --> | C11 ex KILDARE | Kildare [T41,T42] | NEWBRIDGE |  | 53.1586 | -7.0213
MV/LV Substation GI***4181 |  | 20 kV | _ | LV | 200 kVA :Kiosk Substation | 0.2 | --> | 0.2 | 0.2 | 0.63 |  | --> | 0.19 | 0 | 0 | 0 | 0 | Constrained, otherwise capacity available =190 kW | --> | E11 ex KILCULLEN | Kilcullen [T41,T42,T424] | STRATFORD |  | 53.114 | -6.7131
MV/LV Substation HE***4183 |  | 20 kV | _ | LV | 50 kVA :Pole Substation | 0.05 | --> | 0.05 | 0 | 0 | Constrained, otherwise capacity available =50 kVA | --> | 0.048 | 0 | 0 | 0.048 | 0 |  | --> | C14 ex KILDARE | Kildare [T41,T42] | NEWBRIDGE |  | 53.1747 | -6.9401
MV/LV Substation GU***4189 |  | 20 kV | _ | LV | 50 kVA :Pole Substation | 0.05 | --> | 0.05 | 0.05 | 0.12 |  | --> | 0.048 | 0 | 0 | 0.048 | 0 |  | --> | C26 ex ATHY | Athy [T101,T102] | ATHY |  | 53.0805 | -6.9349
MV/LV Substation HI***419 |  | 10 kV | _ | LV | 50 kVA :Pole Substation | 0.05 | --> | 0.05 | 0 | 0 | Constrained, otherwise capacity available =45 kVA | --> | 0.048 | 0 | 0 | 0.048 | 0 |  | --> | C14 ex ATHGARVAN | Athgarvan [T41,T44] | NEWBRIDGE |  | 53.1628 | -6.7521
MV/LV Substation RI***4190 |  | 10 kV | _ | LV | 400 kVA :Kiosk Substation | 0.4 | --> | 0.4 | 0 | 0 | Constrained, otherwise capacity available =314 kVA | --> | 0.38 | 0 | 0.034 | 0.366 | 0 |  | --> | C17 ex KILDARE | Kildare [T41,T42] | NEWBRIDGE |  | 53.1638 | -6.895
MV/LV Substation PA***4192 |  | 10 kV | _ | LV | 400 kVA :Kiosk Substation | 0.4 | --> | 0.4 | 0 | 0 | Constrained, otherwise capacity available =258 kVA | --> | 0.38 | 0 | 0.028 | 0.378 | 0 |  | --> | C15 ex MORRISTOWN | Morristown [T41,T42] | NEWBRIDGE |  | 53.1834 | -6.8143
MV/LV Substation WH***4197 |  | 10 kV | _ | LV | 400 kVA :Kiosk Substation | 0.4 | --> | 0.4 | 0 | 0 | Constrained, otherwise capacity available =303 kVA | --> | 0.38 | 0 | 0 | 0.393 | 0 |  | --> | C15 ex MORRISTOWN | Morristown [T41,T42] | NEWBRIDGE |  | 53.1892 | -6.8112
MV/LV Substation GI***4205 |  | 20 kV | _ | LV | 50 kVA :Pole Substation | 0.05 | --> | 0.05 | 0.05 | 0.63 |  | --> | 0.048 | 0 | 0 | 0 | 0 | Constrained, otherwise capacity available =48 kW | --> | E11 ex KILCULLEN | Kilcullen [T41,T42,T424] | STRATFORD |  | 53.0964 | -6.7031
MV/LV Substation WA***4206 |  | 10 kV | _ | LV | 100 kVA :Pole Substation | 0.1 | --> | 0.1 | 0 | 0 | Constrained, otherwise capacity available =100 kVA | --> | 0.095 | 0 | 0 | 0.095 | 0 |  | --> | C14 ex ATHGARVAN | Athgarvan [T41,T44] | NEWBRIDGE |  | 53.1644 | -6.7859
MV/LV Substation RA***4207 |  | 10 kV | _ | LV | 100 kVA :Pole Substation | 0.1 | --> | 0.1 | 0 | 0 | Constrained, otherwise capacity available =87 kVA | --> | 0.095 | 0 | 0 | 0.097 | 0 |  | --> | C20 ex KILDARE | Kildare [T41,T42] | NEWBRIDGE |  | 53.17 | -6.8481
MV/LV Substation RA***4214 |  | 10 kV | _ | LV | 200 kVA :Kiosk Substation | 0.2 | --> | 0.2 | 0 | 0 | Constrained, otherwise capacity available =101 kVA | --> | 0.19 | 0 | 0.011 | 0.195 | 0 |  | --> | C14 ex KILDARE | Kildare [T41,T42] | NEWBRIDGE |  | 53.2199 | -7.0014
MV/LV Substation KI***4215 |  | 20 kV | _ | LV | 50 kVA :Pole Substation | 0.05 | --> | 0.05 | 0.05 | 0.63 |  | --> | 0.048 | 0 | 0 | 0 | 0 | Constrained, otherwise capacity available =48 kW | --> | E12 ex KILCULLEN | Kilcullen [T41,T42,T424] | STRATFORD |  | 53.0755 | -6.8428
MV/LV Substation MU***4219 |  | 10 kV | _ | LV | 50 kVA :Pole Substation | 0.05 | --> | 0.05 | 0 | 0 | Constrained, otherwise capacity available =50 kVA | --> | 0.048 | 0 | 0 | 0 | 0 | Constrained, otherwise capacity available =48 kW | --> | C18 ex ATHGARVAN |  |  |  | 53.1931 | -6.7612
MV/LV Substation GO***4228 |  | 10 kV | _ | LV | 50 kVA :Pole Substation | 0.05 | --> | 0.05 | 0 | 0 | Constrained, otherwise capacity available =50 kVA | --> | 0.048 | 0 | 0 | 0.048 | 0 |  | --> | C16 ex MORRISTOWN | Morristown [T41,T42] | NEWBRIDGE |  | 53.2078 | -6.7891
MV/LV Substation DE***4229 |  | 10 kV | _ | LV | 50 kVA :Pole Substation | 0.05 | --> | 0.05 | 0 | 0 | Constrained, otherwise capacity available =49 kVA | --> | 0.048 | 0 | 0 | 0.048 | 0 |  | --> | C12 ex KILDARE | Kildare [T41,T42] | NEWBRIDGE |  | 53.1602 | -6.9194
MV/LV Substation WA***4231 |  | 10 kV | _ | LV | 50 kVA :Pole Substation | 0.05 | --> | 0.05 | 0 | 0 | Constrained, otherwise capacity available =30 kVA | --> | 0.048 | 0 | 0.01 | 0.043 | 0 |  | --> | C18 ex KILDARE | Kildare [T41,T42] | NEWBRIDGE |  | 53.1447 | -6.9178
MV/LV Substation BL***4241 |  | 10 kV | _ | LV | 400 kVA :Kiosk Substation | 0.4 | --> | 0.4 | 0 | 0 | Constrained, otherwise capacity available =334 kVA | --> | 0.38 | 0 | 0.111 | 0.307 | 0 |  | --> | C20 ex KILDARE | Kildare [T41,T42] | NEWBRIDGE |  | 53.1709 | -6.904
MV/LV Substation LI***4247 |  | 10 kV | _ | LV | 200 kVA :Building Structure | 0.2 | --> | 0.2 | 0 | 0 | Constrained, otherwise capacity available =93 kVA | --> | 0.19 | 0 | 0.006 | 0.2 | 0 |  | --> | C18 ex KILDARE | Kildare [T41,T42] | NEWBRIDGE |  | 53.156 | -6.9035
MV/LV Substation LI***4249 |  | 10 kV | _ | LV | 400 kVA :Building Structure | 0.4 | --> | 0.4 | 0 | 0 | Constrained, otherwise capacity available =323 kVA | --> | 0.38 | 0 | 0 | 0 | 0 | Constrained, otherwise capacity available =390 kW | --> | C18 ex ATHGARVAN |  |  |  | 53.1948 | -6.7629
MV/LV Substation FA***4252 |  | 20 kV | _ | LV | 200 kVA :Kiosk Substation | 0.2 | --> | 0.2 | 0.2 | 0.63 |  | --> | 0.19 | 0 | 0 | 0 | 0 | Constrained, otherwise capacity available =190 kW | --> | E11 ex KILCULLEN | Kilcullen [T41,T42,T424] | STRATFORD |  | 53.053 | -6.6955
MV/LV Substation KI***4253 |  | 10 kV | _ | LV | 1000 kVA :Building Structure | 1 | --> | 1 | 0 | 0 | Constrained, otherwise capacity available =863 kVA | --> | 0.95 | 0 | 0 | 0.5 | 0 |  | --> | C13 ex KILDARE | Kildare [T41,T42] | NEWBRIDGE |  | 53.1557 | -6.9152
MV/LV Substation KI***4254 |  | 10 kV | _ | LV | 1000 kVA :Building Structure | 1 | --> | 1 | 0 | 0 | Constrained, otherwise capacity available =818 kVA | --> | 0.95 | 0 | 0 | 0.5 | 0 |  | --> | C13 ex KILDARE | Kildare [T41,T42] | NEWBRIDGE |  | 53.1557 | -6.9151
MV/LV Substation M9***4256 |  | 20 kV | _ | LV | 1000 kVA :Building Structure | 1 | --> | 1 | 0.5 | 0.63 | Constrained, otherwise capacity available =876 kVA | --> | 0.95 | 0 | 0 | 0 | 0 | Constrained, otherwise capacity available =967 kW | --> | E12 ex KILCULLEN | Kilcullen [T41,T42,T424] | STRATFORD |  | 53.0878 | -6.7545
MV/LV Substation RE***4258 |  | 10 kV | _ | LV | 1000 kVA :Building Structure | 1 | --> | 1 | 0 | 0 | Constrained, otherwise capacity available =1000 kVA | --> | 0.95 | 0 | 0 | 0.5 | 0 |  | --> | C13 ex KILDARE | Kildare [T41,T42] | NEWBRIDGE |  | 53.1549 | -6.9158
MV/LV Substation SI***4260 |  | 10 kV | _ | LV | 50 kVA :Pole Substation | 0.05 | --> | 0.05 | 0 | 0 | Constrained, otherwise capacity available =47 kVA | --> | 0.048 | 0 | 0 | 0.048 | 0 |  | --> | C19 ex KILDARE | Kildare [T41,T42] | NEWBRIDGE |  | 53.1642 | -6.9207
MV/LV Substation LO***4263 |  | 10 kV | _ | LV | 400 kVA :Kiosk Substation | 0.4 | --> | 0.4 | 0 | 0 | Constrained, otherwise capacity available =315 kVA | --> | 0.38 | 0 | 0.005 | 0.388 | 0 |  | --> | C18 ex KILDARE | Kildare [T41,T42] | NEWBRIDGE |  | 53.1565 | -6.9229
MV/LV Substation ST***4267 |  | 10 kV | _ | LV | 630 kVA :Kiosk Substation | 0.63 | --> | 0.63 | 0 | 0 | Constrained, otherwise capacity available =431 kVA | --> | 0.598 | 0 | 0.026 | 0.5 | 0 |  | --> | C15 ex MORRISTOWN | Morristown [T41,T42] | NEWBRIDGE |  | 53.1903 | -6.8145
MV/LV Substation LI***4268 |  | 10 kV | _ | LV | 400 kVA :Kiosk Substation | 0.4 | --> | 0.4 | 0 | 0 | Constrained, otherwise capacity available =382 kVA | --> | 0.38 | 0 | 0 | 0.382 | 0 |  | --> | C14 ex ATHGARVAN | Athgarvan [T41,T44] | NEWBRIDGE |  | 53.1526 | -6.7774
MV/LV Substation AC***4269 |  | 10 kV | _ | LV | 400 kVA :Kiosk Substation | 0.4 | --> | 0.4 | 0 | 0 | Constrained, otherwise capacity available =400 kVA | --> | 0.38 | 0 | 0 | 0.38 | 0 |  | --> | C12 ex KILDARE | Kildare [T41,T42] | NEWBRIDGE |  | 53.1562 | -6.9139
MV/LV Substation BR***4277 |  | 10 kV | _ | LV | 630 kVA :Kiosk Substation | 0.63 | --> | 0.63 | 0.5 | 0.63 |  | --> | 0.598 | 0 | 0.02 | 0 | 0 | Constrained, otherwise capacity available =594 kW | --> | C16 ex KILCULLEN | Kilcullen [T41,T42,T424] | STRATFORD |  | 53.1377 | -6.8411
MV/LV Substation MI***4282 |  | 20 kV | _ | LV | 50 kVA :Pole Substation | 0.05 | --> | 0.05 | 0 | 0 | Constrained, otherwise capacity available =47 kVA | --> | 0.048 | 0 | 0 | 0.048 | 0 |  | --> | C11 ex KILDARE | Kildare [T41,T42] | NEWBRIDGE |  | 53.1718 | -6.9613
MV/LV Substation IR***4287 |  | 20 kV | _ | LV | 200 kVA :Pole Substation | 0.2 | --> | 0.2 | 0.181 | 0.63 |  | --> | 0.19 | 0 | 0 | 0 | 0 | Constrained, otherwise capacity available =193 kW | --> | E11 ex KILCULLEN | Kilcullen [T41,T42,T424] | STRATFORD |  | 53.1182 | -6.6908
MV/LV Substation LO***428Z |  | 10 kV | _ | LV | 400 kVA :Kiosk Substation | 0.4 | --> | 0.4 | 0 | 0 | Constrained, otherwise capacity available =270 kVA | --> | 0.38 | 0 | 0.027 | 0.377 | 0 |  | --> | C18 ex KILDARE | Kildare [T41,T42] | NEWBRIDGE |  | 53.162 | -6.9244
MV/LV Substation AP***4292 |  | 10 kV | _ | LV | 630 kVA :Kiosk Substation | 0.63 | --> | 0.63 | 0 | 0 | Constrained, otherwise capacity available =448 kVA | --> | 0.598 | 0 | 0 | 0.5 | 0 |  | --> | C15 ex MORRISTOWN | Morristown [T41,T42] | NEWBRIDGE |  | 53.184 | -6.813
MV/LV Substation CU***4295 |  | 10 kV | _ | LV | 400 kVA :Kiosk Substation | 0.4 | --> | 0.4 | 0 | 0 | Constrained, otherwise capacity available =269 kVA | --> | 0.38 | 0 | 0.09 | 0.331 | 0 |  | --> | C11 ex MORRISTOWN | Morristown [T41,T42] | NEWBRIDGE |  | 53.1689 | -6.8169
MV/LV Substation OG***4297 |  | 20 kV | _ | LV | 50 kVA :Pole Substation | 0.05 | --> | 0.05 | 0.05 | 0.12 |  | --> | 0.048 | 0 | 0 | 0.048 | 0 |  | --> | C26 ex ATHY | Athy [T101,T102] | ATHY |  | 53.1259 | -7.0025
MV/LV Substation BE***4300 |  | 10 kV | _ | LV | 630 kVA :Kiosk Substation | 0.63 | --> | 0.63 | 0 | 0 | Constrained, otherwise capacity available =458 kVA | --> | 0.598 | 0 | 0.319 | 0 | 0 | Constrained, otherwise capacity available =385 kW | --> | C18 ex ATHGARVAN |  |  |  | 53.1706 | -6.7866
MV/LV Substation BE***4301 |  | 10 kV | _ | LV | 400 kVA :Kiosk Substation | 0.4 | --> | 0.4 | 0 | 0 | Constrained, otherwise capacity available =293 kVA | --> | 0.38 | 0 | 0.171 | 0 | 0 | Constrained, otherwise capacity available =268 kW | --> | C18 ex ATHGARVAN |  |  |  | 53.1724 | -6.7879
MV/LV Substation BE***4302 |  | 10 kV | _ | LV | 630 kVA :Kiosk Substation | 0.63 | --> | 0.63 | 0 | 0 | Constrained, otherwise capacity available =532 kVA | --> | 0.598 | 0 | 0.196 | 0 | 0 | Constrained, otherwise capacity available =467 kW | --> | C18 ex ATHGARVAN |  |  |  | 53.1724 | -6.7859
MV/LV Substation KI***4305 |  | 10 kV | _ | LV | 100 kVA :Pole Substation | 0.1 | --> | 0.1 | 0 | 0 | Constrained, otherwise capacity available =100 kVA | --> | 0.095 | 0 | 0 | 0.095 | 0 |  | --> | C18 ex KILDARE | Kildare [T41,T42] | NEWBRIDGE |  | 53.1365 | -6.9212
MV/LV Substation GA***4306 |  | 20 kV | _ | LV | 400 kVA :Building Structure | 0.4 | --> | 0.4 | 0 | 0 | Constrained, otherwise capacity available =340 kVA | --> | 0.38 | 0 | 0 | 0.388 | 0 |  | --> | C11 ex KILDARE | Kildare [T41,T42] | NEWBRIDGE |  | 53.143 | -7.0123
MV/LV Substation FA***4307 |  | 10 kV | _ | LV | 50 kVA :Pole Substation | 0.05 | --> | 0.05 | 0 | 0 | Constrained, otherwise capacity available =50 kVA | --> | 0.048 | 0 | 0 | 0.048 | 0 |  | --> | C19 ex KILDARE | Kildare [T41,T42] | NEWBRIDGE |  | 53.2016 | -6.9954
MV/LV Substation AV***430X |  | 10 kV | _ | LV | 200 kVA :Kiosk Substation | 0.2 | --> | 0.2 | 0.139 | 0.63 |  | --> | 0.19 | 0 | 0.01 | 0 | 0 | Constrained, otherwise capacity available =191 kW | --> | C17 ex KILCULLEN | Kilcullen [T41,T42,T424] | STRATFORD |  | 53.1259 | -6.7523
MV/LV Substation MI***4312 |  | 10 kV | _ | LV | 50 kVA :Pole Substation | 0.05 | --> | 0.05 | 0 | 0 | Constrained, otherwise capacity available =39 kVA | --> | 0.048 | 0 | 0.005 | 0.045 | 0 |  | --> | C14 ex ATHGARVAN | Athgarvan [T41,T44] | NEWBRIDGE |  | 53.1549 | -6.7712
MV/LV Substation KI***4327 |  | 10 kV | _ | LV | 200 kVA :Pole Substation | 0.2 | --> | 0.2 | 0.121 | 0.12 | Constrained, otherwise capacity available =196 kVA | --> | 0.19 | 0 | 0 | 0.19 | 0 |  | --> | C26 ex ATHY | Athy [T101,T102] | ATHY |  | 53.1041 | -7.0126
MV/LV Substation WA***4331 |  | 10 kV | _ | LV | 400 kVA :Kiosk Substation | 0.4 | --> | 0.4 | 0 | 0 | Constrained, otherwise capacity available =285 kVA | --> | 0.38 | 0 | 0.181 | 0.261 | 0 |  | --> | C19 ex KILDARE | Kildare [T41,T42] | NEWBRIDGE |  | 53.1635 | -6.9214
MV/LV Substation WA***4332 |  | 10 kV | _ | LV | 630 kVA :Kiosk Substation | 0.63 | --> | 0.63 | 0 | 0 | Constrained, otherwise capacity available =511 kVA | --> | 0.598 | 0 | 0.207 | 0.461 | 0 |  | --> | C19 ex KILDARE | Kildare [T41,T42] | NEWBRIDGE |  | 53.1645 | -6.9239
MV/LV Substation JN***4341 |  | 10 kV | _ | LV | 100 kVA :Pole Substation | 0.1 | --> | 0.1 | 0 | 0 | Constrained, otherwise capacity available =78 kVA | --> | 0.095 | 0 | 0.024 | 0.08 | 0 |  | --> | C18 ex KILDARE | Kildare [T41,T42] | NEWBRIDGE |  | 53.149 | -6.9192
MV/LV Substation RI***4348 |  | 20 kV | _ | LV | 630 kVA :Kiosk Substation | 0.63 | --> | 0.63 | 0.5 | 0.63 |  | --> | 0.598 | 0 | 0 | 0 | 0 | Constrained, otherwise capacity available =598 kW | --> | E11 ex KILCULLEN | Kilcullen [T41,T42,T424] | STRATFORD |  | 53.1315 | -6.7362
MV/LV Substation OA***4351 |  | 10 kV | _ | LV | 400 kVA :Kiosk Substation | 0.4 | --> | 0.4 | 0 | 0 | Constrained, otherwise capacity available =360 kVA | --> | 0.38 | 0 | 0.131 | 0.288 | 0 |  | --> | C20 ex KILDARE | Kildare [T41,T42] | NEWBRIDGE |  | 53.1668 | -6.9144
MV/LV Substation CA***4353 |  | 10 kV | _ | LV | 400 kVA :Kiosk Substation | 0.4 | --> | 0.4 | 0.366 | 0.63 |  | --> | 0.38 | 0 | 0.003 | 0 | 0 | Constrained, otherwise capacity available =382 kW | --> | C17 ex KILCULLEN | Kilcullen [T41,T42,T424] | STRATFORD |  | 53.1394 | -6.7387
MV/LV Substation MI***4354 |  | 20 kV | _ | LV | 400 kVA :Kiosk Substation | 0.4 | --> | 0.4 | 0 | 0 | Constrained, otherwise capacity available =330 kVA | --> | 0.38 | 0 | 0.025 | 0.371 | 0 |  | --> | C14 ex KILDARE | Kildare [T41,T42] | NEWBRIDGE |  | 53.2183 | -6.9917
MV/LV Substation ST***4361 |  | 20 kV | _ | LV | 400 kVA :Kiosk Substation | 0.4 | --> | 0.4 | 0.121 | 0.12 | Constrained, otherwise capacity available =358 kVA | --> | 0.38 | 0 | 0 | 0.386 | 0 |  | --> | C12 ex ATHY | Athy [T101,T102] | ATHY |  | 53.0083 | -6.8176
MV/LV Substation LI***4363 |  | 10 kV | _ | LV | 50 kVA :Pole Substation | 0.05 | --> | 0.05 | 0.05 | 0.63 |  | --> | 0.048 | 0 | 0 | 0 | 0 | Constrained, otherwise capacity available =48 kW | --> | C16 ex KILCULLEN | Kilcullen [T41,T42,T424] | STRATFORD |  | 53.1205 | -6.8342
MV/LV Substation IR***436X |  | 10 kV | _ | LV | 200 kVA :Kiosk Substation | 0.2 | --> | 0.2 | 0 | 0 | Constrained, otherwise capacity available =150 kVA | --> | 0.19 | 0 | 0 | 0.197 | 0 |  | --> | C17 ex ATHGARVAN | Athgarvan [T41,T44] | NEWBRIDGE |  | 53.1743 | -6.7976
MV/LV Substation BI***437X |  | 10 kV | _ | LV | 200 kVA :Kiosk Substation | 0.2 | --> | 0.2 | 0 | 0 | Constrained, otherwise capacity available =66 kVA | --> | 0.19 | 0 | 0 | 0.207 | 0 |  | --> | C20 ex KILDARE | Kildare [T41,T42] | NEWBRIDGE |  | 53.1656 | -6.9093
MV/LV Substation ST***4384 |  | 10 kV | _ | LV | 400 kVA :Kiosk Substation | 0.4 | --> | 0.4 | 0 | 0 | Constrained, otherwise capacity available =220 kVA | --> | 0.38 | 0 | 0.04 | 0.374 | 0 |  | --> | C15 ex MORRISTOWN | Morristown [T41,T42] | NEWBRIDGE |  | 53.1926 | -6.8123
MV/LV Substation ST***4385 |  | 10 kV | _ | LV | 630 kVA :Kiosk Substation | 0.63 | --> | 0.63 | 0 | 0 | Constrained, otherwise capacity available =630 kVA | --> | 0.598 | 0 | 0 | 0.5 | 0 |  | --> | C15 ex MORRISTOWN | Morristown [T41,T42] | NEWBRIDGE |  | 53.1936 | -6.8105
MV/LV Substation AT***438Z |  | 10 kV | _ | LV | 400 kVA :Kiosk Substation | 0.4 | --> | 0.4 | 0 | 0 | Constrained, otherwise capacity available =302 kVA | --> | 0.38 | 0 | 0.087 | 0.329 | 0 |  | --> | C14 ex ATHGARVAN | Athgarvan [T41,T44] | NEWBRIDGE |  | 53.1548 | -6.7744
MV/LV Substation GR***4390 |  | 10 kV | _ | LV | 630 kVA :Kiosk Substation | 0.63 | --> | 0.63 | 0 | 0 | Constrained, otherwise capacity available =406 kVA | --> | 0.598 | 0 | 0.39 | 0.339 | 0 |  | --> | C18 ex KILDARE | Kildare [T41,T42] | NEWBRIDGE |  | 53.1479 | -6.9206
MV/LV Substation GR***4391 |  | 10 kV | _ | LV | 630 kVA :Kiosk Substation | 0.63 | --> | 0.63 | 0 | 0 | Constrained, otherwise capacity available =630 kVA | --> | 0.598 | 0 | 0 | 0.5 | 0 |  | --> | C18 ex KILDARE | Kildare [T41,T42] | NEWBRIDGE |  | 53.1475 | -6.9244
MV/LV Substation CU***4395 |  | 10 kV | _ | LV | 400 kVA :Kiosk Substation | 0.4 | --> | 0.4 | 0.4 | 0.63 |  | --> | 0.38 | 0 | 0 | 0 | 0 | Constrained, otherwise capacity available =380 kW | --> | C16 ex KILCULLEN | Kilcullen [T41,T42,T424] | STRATFORD |  | 53.1227 | -6.8261
MV/LV Substation CH***4402 |  | 20 kV | _ | LV | 630 kVA :Kiosk Substation | 0.63 | --> | 0.63 | 0.5 | 0.63 |  | --> | 0.598 | 0 | 0 | 0 | 0 | Constrained, otherwise capacity available =607 kW | --> | E11 ex KILCULLEN | Kilcullen [T41,T42,T424] | STRATFORD |  | 53.0561 | -6.7018
MV/LV Substation OA***4403 |  | 10 kV | _ | LV | 630 kVA :Kiosk Substation | 0.63 | --> | 0.63 | 0 | 0 | Constrained, otherwise capacity available =603 kVA | --> | 0.598 | 0 | 0.105 | 0.5 | 0 |  | --> | C20 ex KILDARE | Kildare [T41,T42] | NEWBRIDGE |  | 53.166 | -6.9164
MV/LV Substation KT***4406 |  | 20 kV | _ | LV | 400 kVA :Building Structure | 0.4 | --> | 0.4 | 0 | 0 | Constrained, otherwise capacity available =400 kVA | --> | 0.38 | 0 | 0 | 0.38 | 0 |  | --> | C22 ex ATHGARVAN | Athgarvan [T41,T44] | NEWBRIDGE |  | 53.1466 | -6.7192
MV/LV Substation HO***4408 |  | 10 kV | _ | LV | 400 kVA :Kiosk Substation | 0.4 | --> | 0.4 | 0 | 0 | Constrained, otherwise capacity available =400 kVA | --> | 0.38 | 0 | 0 | 0.38 | 0 |  | --> | C17 ex ATHGARVAN | Athgarvan [T41,T44] | NEWBRIDGE |  | 53.1749 | -6.7976
MV/LV Substation MO***441 |  | 20 kV | _ | LV | 100 kVA :Pole Substation | 0.1 | --> | 0.1 | 0.094 | 0.63 |  | --> | 0.095 | 0 | 0 | 0 | 0 | Constrained, otherwise capacity available =96 kW | --> | E11 ex KILCULLEN | Kilcullen [T41,T42,T424] | STRATFORD |  | 53.1166 | -6.675
MV/LV Substation MA***4410 |  | 10 kV | _ | LV | 630 kVA :Kiosk Substation | 0.63 | --> | 0.63 | 0 | 0 | Constrained, otherwise capacity available =559 kVA | --> | 0.598 | 0 | 0.015 | 0.5 | 0 |  | --> | C18 ex KILDARE | Kildare [T41,T42] | NEWBRIDGE |  | 53.1563 | -6.9033
MV/LV Substation MA***4411 |  | 10 kV | _ | LV | 630 kVA :Kiosk Substation | 0.63 | --> | 0.63 | 0 | 0 | Constrained, otherwise capacity available =621 kVA | --> | 0.598 | 0 | 0.01 | 0.5 | 0 |  | --> | C18 ex KILDARE | Kildare [T41,T42] | NEWBRIDGE |  | 53.1572 | -6.9014
MV/LV Substation CU***4416 |  | 10 kV | _ | LV | 630 kVA :Kiosk Substation | 0.63 | --> | 0.63 | 0 | 0 | Constrained, otherwise capacity available =554 kVA | --> | 0.598 | 0 | 0 | 0.5 | 0 |  | --> | C11 ex MORRISTOWN | Morristown [T41,T42] | NEWBRIDGE |  | 53.171 | -6.8191
MV/LV Substation PA***4424 |  | 10 kV | _ | LV | 630 kVA :Kiosk Substation | 0.63 | --> | 0.63 | 0 | 0 | Constrained, otherwise capacity available =557 kVA | --> | 0.598 | 0 | 0 | 0.5 | 0 |  | --> | C11 ex MORRISTOWN | Morristown [T41,T42] | NEWBRIDGE |  | 53.1656 | -6.8167
MV/LV Substation PA***4425 |  | 10 kV | _ | LV | 630 kVA :Kiosk Substation | 0.63 | --> | 0.63 | 0 | 0 | Constrained, otherwise capacity available =629 kVA | --> | 0.598 | 0 | 0 | 0.5 | 0 |  | --> | C11 ex MORRISTOWN | Morristown [T41,T42] | NEWBRIDGE |  | 53.1648 | -6.8133
MV/LV Substation BL***4427 |  | 10 kV | _ | LV | 630 kVA :Kiosk Substation | 0.63 | --> | 0.63 | 0 | 0 | Constrained, otherwise capacity available =599 kVA | --> | 0.598 | 0 | 0 | 0.5 | 0 |  | --> | C14 ex ATHGARVAN | Athgarvan [T41,T44] | NEWBRIDGE |  | 53.1497 | -6.7887
MV/LV Substation CU***4431 |  | 10 kV | _ | LV | 630 kVA :Kiosk Substation | 0.63 | --> | 0.63 | 0 | 0 | Constrained, otherwise capacity available =630 kVA | --> | 0.598 | 0 | 0 | 0.5 | 0 |  | --> | C11 ex MORRISTOWN | Morristown [T41,T42] | NEWBRIDGE |  | 53.1721 | -6.82
MV/LV Substation RI***4452 |  | 20 kV | _ | LV | 630 kVA :Kiosk Substation | 0.63 | --> | 0.63 | 0.5 | 0.63 |  | --> | 0.598 | 0 | 0 | 0 | 0 | Constrained, otherwise capacity available =598 kW | --> | E11 ex KILCULLEN | Kilcullen [T41,T42,T424] | STRATFORD |  | 53.1315 | -6.7346
MV/LV Substation AR***4457 |  | 10 kV | _ | LV | 630 kVA :Kiosk Substation | 0.63 | --> | 0.63 | 0 | 0 | Constrained, otherwise capacity available =630 kVA | --> | 0.598 | 0 | 0 | 0.5 | 0 |  | --> | C13 ex KILDARE | Kildare [T41,T42] | NEWBRIDGE |  | 53.1618 | -6.9166
MV/LV Substation AR***4458 |  | 10 kV | _ | LV | 630 kVA :Kiosk Substation | 0.63 | --> | 0.63 | 0 | 0 | Constrained, otherwise capacity available =630 kVA | --> | 0.598 | 0 | 0 | 0.5 | 0 |  | --> | C13 ex KILDARE | Kildare [T41,T42] | NEWBRIDGE |  | 53.1629 | -6.9178
MV/LV Substation LA***4463 |  | 10 kV | _ | LV | 50 kVA :Pole Substation | 0.05 | --> | 0.05 | 0.05 | 0.63 |  | --> | 0.048 | 0 | 0 | 0 | 0 | Constrained, otherwise capacity available =48 kW | --> | C17 ex KILCULLEN | Kilcullen [T41,T42,T424] | STRATFORD |  | 53.1426 | -6.7342
MV/LV Substation TU***4464 |  | 10 kV | _ | LV | 400 kVA :Kiosk Substation | 0.4 | --> | 0.4 | 0.121 | 0.12 | Constrained, otherwise capacity available =400 kVA | --> | 0.38 | 0 | 0 | 0.38 | 0 |  | --> | C26 ex ATHY | Athy [T101,T102] | ATHY |  | 53.1022 | -7.0154
MV/LV Substation TA***4467 |  | 10 kV | _ | LV | 630 kVA :Kiosk Substation | 0.63 | --> | 0.63 | 0 | 0 | Constrained, otherwise capacity available =630 kVA | --> | 0.598 | 0 | 0 | 0.5 | 0 |  | --> | C20 ex KILDARE | Kildare [T41,T42] | NEWBRIDGE |  | 53.1651 | -6.9023
MV/LV Substation WI***446Z |  | 10 kV | _ | LV | 200 kVA :Kiosk Substation | 0.2 | --> | 0.2 | 0 | 0 | Constrained, otherwise capacity available =151 kVA | --> | 0.19 | 0 | 0 | 0.197 | 0 |  | --> | C20 ex KILDARE | Kildare [T41,T42] | NEWBRIDGE |  | 53.1688 | -6.9089
MV/LV Substation FA***448X |  | 10 kV | _ | LV | 400 kVA :Kiosk Substation | 0.4 | --> | 0.4 | 0 | 0 | Constrained, otherwise capacity available =156 kVA | --> | 0.38 | 0 | 0.004 | 0.409 | 0 |  | --> | C12 ex KILDARE | Kildare [T41,T42] | NEWBRIDGE |  | 53.1599 | -6.9085
MV/LV Substation BL***448Z |  | 20 kV | _ | LV | 100 kVA :Pole Substation | 0.1 | --> | 0.1 | 0.098 | 0.63 |  | --> | 0.095 | 0 | 0 | 0 | 0 | Constrained, otherwise capacity available =95 kW | --> | E12 ex KILCULLEN | Kilcullen [T41,T42,T424] | STRATFORD |  | 53.0402 | -6.7853
MV/LV Substation RA***453X |  | 20 kV | _ | LV | 100 kVA :Pole Substation | 0.1 | --> | 0.1 | 0 | 0 | Constrained, otherwise capacity available =58 kVA | --> | 0.095 | 0 | 0.005 | 0.097 | 0 |  | --> | C14 ex KILDARE | Kildare [T41,T42] | NEWBRIDGE |  | 53.2183 | -6.9951
MV/LV Substation TH***454Z |  | 10 kV | _ | LV | 200 kVA :Kiosk Substation | 0.2 | --> | 0.2 | 0 | 0 | Constrained, otherwise capacity available =67 kVA | --> | 0.19 | 0 | 0.037 | 0.18 | 0 |  | --> | C17 ex KILDARE | Kildare [T41,T42] | NEWBRIDGE |  | 53.1598 | -6.8916
MV/LV Substation RA***455X |  | 10 kV | _ | LV | 200 kVA :Pole Substation | 0.2 | --> | 0.2 | 0 | 0 | Constrained, otherwise capacity available =116 kVA | --> | 0.19 | 0 | 0 | 0.201 | 0 |  | --> | C19 ex KILDARE | Kildare [T41,T42] | NEWBRIDGE |  | 53.2165 | -7.0013
MV/LV Substation CO***455Z |  | 20 kV | _ | LV | 400 kVA :Kiosk Substation | 0.4 | --> | 0.4 | 0 | 0 | Constrained, otherwise capacity available =256 kVA | --> | 0.38 | 0 | 0 | 0.399 | 0 |  | --> | C14 ex KILDARE | Kildare [T41,T42] | NEWBRIDGE |  | 53.2195 | -6.99
MV/LV Substation KI***456Z |  | 10 kV | _ | LV | 400 kVA :Kiosk Substation | 0.4 | --> | 0.4 | 0 | 0 | Constrained, otherwise capacity available =256 kVA | --> | 0.38 | 0 | 0.005 | 0.396 | 0 |  | --> | C17 ex KILDARE | Kildare [T41,T42] | NEWBRIDGE |  | 53.1636 | -6.8977
MV/LV Substation GO***457 |  | 20 kV | _ | LV | 50 kVA :Pole Substation | 0.05 | --> | 0.05 | 0.043 | 0.63 |  | --> | 0.048 | 0 | 0.009 | 0 | 0 | Constrained, otherwise capacity available =42 kW | --> | E11 ex KILCULLEN | Kilcullen [T41,T42,T424] | STRATFORD |  | 53.0931 | -6.7241
MV/LV Substation PI***457Z |  | 10 kV | _ | LV | 50 kVA :Pole Substation | 0.05 | --> | 0.05 | 0 | 0 | Constrained, otherwise capacity available =8 kVA | --> | 0.048 | 0 | 0.014 | 0.042 | 0 |  | --> | C20 ex KILDARE | Kildare [T41,T42] | NEWBRIDGE |  | 53.1689 | -6.9003
MV/LV Substation CA***464Z |  | 10 kV | _ | LV | 400 kVA :Kiosk Substation | 0.4 | --> | 0.4 | 0 | 0 | Constrained, otherwise capacity available =333 kVA | --> | 0.38 | 0 | 0 | 0.389 | 0 |  | --> | C17 ex MORRISTOWN | Morristown [T41,T42] | NEWBRIDGE |  | 53.1767 | -6.7995
MV/LV Substation CN***470Z |  | 10 kV | _ | LV | 400 kVA :Kiosk Substation | 0.4 | --> | 0.4 | 0.288 | 0.63 |  | --> | 0.38 | 0 | 0.039 | 0 | 0 | Constrained, otherwise capacity available =366 kW | --> | C17 ex KILCULLEN | Kilcullen [T41,T42,T424] | STRATFORD |  | 53.1282 | -6.7608
MV/LV Substation PO***472X |  | 10 kV | _ | LV | 100 kVA :Pole Substation | 0.1 | --> | 0.1 | 0 | 0 | Constrained, otherwise capacity available =87 kVA | --> | 0.095 | 0 | 0 | 0.097 | 0 |  | --> | C20 ex KILDARE | Kildare [T41,T42] | NEWBRIDGE |  | 53.1719 | -6.8575
MV/LV Substation M ***472Z |  | 20 kV | _ | LV | 50 kVA :Pole Substation | 0.05 | --> | 0.05 | 0.05 | 0.63 |  | --> | 0.048 | 0 | 0 | 0 | 0 | Constrained, otherwise capacity available =48 kW | --> | E11 ex KILCULLEN | Kilcullen [T41,T42,T424] | STRATFORD |  | 53.1196 | -6.7513
MV/LV Substation TU***480Z |  | 10 kV | _ | LV | 50 kVA :Pole Substation | 0.05 | --> | 0.05 | 0 | 0 | Constrained, otherwise capacity available =36 kVA | --> | 0.048 | 0 | 0.025 | 0.031 | 0 |  | --> | C19 ex KILDARE | Kildare [T41,T42] | NEWBRIDGE |  | 53.2004 | -6.9892
MV/LV Substation LA***483Z |  | 10 kV | _ | LV | 200 kVA :Kiosk Substation | 0.2 | --> | 0.2 | 0.072 | 0.63 |  | --> | 0.19 | 0 | 0.015 | 0 | 0 | Constrained, otherwise capacity available =196 kW | --> | C17 ex KILCULLEN | Kilcullen [T41,T42,T424] | STRATFORD |  | 53.1371 | -6.7397
MV/LV Substation MI***490X |  | 20 kV | _ | LV | 100 kVA :Pole Substation | 0.1 | --> | 0.1 | 0.074 | 0.63 |  | --> | 0.095 | 0 | 0 | 0 | 0 | Constrained, otherwise capacity available =98 kW | --> | E11 ex KILCULLEN | Kilcullen [T41,T42,T424] | STRATFORD |  | 53.0552 | -6.7119
MV/LV Substation EL***497Z |  | 10 kV | _ | LV | 50 kVA :Pole Substation | 0.05 | --> | 0.05 | 0 | 0 | Constrained, otherwise capacity available =47 kVA | --> | 0.048 | 0 | 0.005 | 0.044 | 0 |  | --> | C19 ex KILDARE | Kildare [T41,T42] | NEWBRIDGE |  | 53.1856 | -6.9875
MV/LV Substation IN***499Z |  | 10 kV | _ | LV | 200 kVA :Kiosk Substation | 0.2 | --> | 0.2 | 0 | 0 | Constrained, otherwise capacity available =130 kVA | --> | 0.19 | 0 | 0.04 | 0.17 | 0 |  | --> | C17 ex ATHGARVAN | Athgarvan [T41,T44] | NEWBRIDGE |  | 53.1742 | -6.7953
MV/LV Substation CI***504Z |  | 10 kV | _ | LV | 50 kVA :Pole Substation | 0.05 | --> | 0.05 | 0 | 0 | Constrained, otherwise capacity available =30 kVA | --> | 0.048 | 0 | 0 | 0.05 | 0 |  | --> | C20 ex KILDARE | Kildare [T41,T42] | NEWBRIDGE |  | 53.1733 | -6.8966
MV/LV Substation MA***506 |  | 10 kV | _ | LV | 50 kVA :Pole Substation | 0.05 | --> | 0.05 | 0.022 | 0.63 |  | --> | 0.048 | 0 | 0 | 0 | 0 | Constrained, otherwise capacity available =51 kW | --> | C16 ex KILCULLEN | Kilcullen [T41,T42,T424] | STRATFORD |  | 53.1242 | -6.8808
MV/LV Substation CO***507X |  | 20 kV | _ | LV | 50 kVA :Pole Substation | 0.05 | --> | 0.05 | 0.04 | 0.63 |  | --> | 0.048 | 0 | 0 | 0 | 0 | Constrained, otherwise capacity available =49 kW | --> | E11 ex KILCULLEN | Kilcullen [T41,T42,T424] | STRATFORD |  | 53.0308 | -6.7524
MV/LV Substation CI***509Z |  | 20 kV | _ | LV | 100 kVA :Pole Substation | 0.1 | --> | 0.1 | 0 | 0 | Constrained, otherwise capacity available =98 kVA | --> | 0.095 | 0 | 0.01 | 0.088 | 0 |  | --> | C14 ex KILDARE | Kildare [T41,T42] | NEWBRIDGE |  | 53.1832 | -6.9113
MV/LV Substation BA***511X |  | 20 kV | _ | LV | 50 kVA :Pole Substation | 0.05 | --> | 0.05 | 0.036 | 0.63 |  | --> | 0.048 | 0 | 0 | 0 | 0 | Constrained, otherwise capacity available =49 kW | --> | E11 ex KILCULLEN | Kilcullen [T41,T42,T424] | STRATFORD |  | 53.0381 | -6.7514
MV/LV Substation SI***511Z |  | 10 kV | _ | LV | 100 kVA :Pole Substation | 0.1 | --> | 0.1 | 0.089 | 0.63 |  | --> | 0.095 | 0 | 0 | 0 | 0 | Constrained, otherwise capacity available =97 kW | --> | C17 ex KILCULLEN | Kilcullen [T41,T42,T424] | STRATFORD |  | 53.1471 | -6.7175
MV/LV Substation HI***512Z |  | 10 kV | _ | LV | 200 kVA :Kiosk Substation | 0.2 | --> | 0.2 | 0.195 | 0.63 |  | --> | 0.19 | 0 | 0 | 0 | 0 | Constrained, otherwise capacity available =191 kW | --> | C17 ex KILCULLEN | Kilcullen [T41,T42,T424] | STRATFORD |  | 53.1349 | -6.7413
MV/LV Substation RI***513Z |  | 20 kV | _ | LV | 200 kVA :Kiosk Substation | 0.2 | --> | 0.2 | 0.076 | 0.63 |  | --> | 0.19 | 0 | 0.008 | 0 | 0 | Constrained, otherwise capacity available =200 kW | --> | E11 ex KILCULLEN | Kilcullen [T41,T42,T424] | STRATFORD |  | 53.1302 | -6.7403
MV/LV Substation SI***515Z |  | 10 kV | _ | LV | 400 kVA :Kiosk Substation | 0.4 | --> | 0.4 | 0.383 | 0.63 |  | --> | 0.38 | 0 | 0 | 0 | 0 | Constrained, otherwise capacity available =382 kW | --> | C17 ex KILCULLEN | Kilcullen [T41,T42,T424] | STRATFORD |  | 53.1487 | -6.7209
MV/LV Substation GR***525Z |  | 20 kV | _ | LV | 50 kVA :Pole Substation | 0.05 | --> | 0.05 | 0.041 | 0.63 |  | --> | 0.048 | 0 | 0.006 | 0 | 0 | Constrained, otherwise capacity available =44 kW | --> | E11 ex KILCULLEN | Kilcullen [T41,T42,T424] | STRATFORD |  | 53.083 | -6.7137
MV/LV Substation MT***528Z |  | 10 kV | _ | LV | 50 kVA :Pole Substation | 0.05 | --> | 0.05 | 0 | 0 | Constrained, otherwise capacity available =45 kVA | --> | 0.048 | 0 | 0 | 0.048 | 0 |  | --> | C19 ex KILDARE | Kildare [T41,T42] | NEWBRIDGE |  | 53.2064 | -6.9993
MV/LV Substation AV***530Z |  | 20 kV | _ | LV | 50 kVA :Pole Substation | 0.05 | --> | 0.05 | 0.044 | 0.63 |  | --> | 0.048 | 0 | 0 | 0 | 0 | Constrained, otherwise capacity available =48 kW | --> | E11 ex KILCULLEN | Kilcullen [T41,T42,T424] | STRATFORD |  | 53.1259 | -6.7556
MV/LV Substation VO***531X |  | 20 kV | _ | LV | 200 kVA :Pole Substation | 0.2 | --> | 0.2 | 0.167 | 0.63 |  | --> | 0.19 | 0 | 0.006 | 0 | 0 | Constrained, otherwise capacity available =190 kW | --> | E11 ex KILCULLEN | Kilcullen [T41,T42,T424] | STRATFORD |  | 53.0537 | -6.6976
MV/LV Substation IN***532Z |  | 20 kV | _ | LV | 100 kVA :Pole Substation | 0.1 | --> | 0.1 | 0.1 | 0.63 |  | --> | 0.095 | 0 | 0 | 0 | 0 | Constrained, otherwise capacity available =95 kW | --> | E12 ex KILCULLEN | Kilcullen [T41,T42,T424] | STRATFORD |  | 53.0335 | -6.7912
MV/LV Substation NE***533Z |  | 20 kV | _ | LV | 50 kVA :Pole Substation | 0.05 | --> | 0.05 | 0 | 0 | Constrained, otherwise capacity available =48 kVA | --> | 0.048 | 0 | 0.005 | 0.044 | 0 |  | --> | C14 ex KILDARE | Kildare [T41,T42] | NEWBRIDGE |  | 53.229 | -6.9919
MV/LV Substation BA***535X |  | 10 kV | _ | LV | 50 kVA :Pole Substation | 0.05 | --> | 0.05 | 0.032 | 0.63 |  | --> | 0.048 | 0 | 0.005 | 0 | 0 | Constrained, otherwise capacity available =46 kW | --> | C16 ex KILCULLEN | Kilcullen [T41,T42,T424] | STRATFORD |  | 53.1364 | -6.83
MV/LV Substation PL***537X |  | 10 kV | _ | LV | 50 kVA :Pole Substation | 0.05 | --> | 0.05 | 0 | 0 | Constrained, otherwise capacity available =38 kVA | --> | 0.048 | 0 | 0 | 0.049 | 0 |  | --> | C16 ex MORRISTOWN | Morristown [T41,T42] | NEWBRIDGE |  | 53.2385 | -6.8815
MV/LV Substation HO***537Z |  | 10 kV | _ | LV | 200 kVA :Kiosk Substation | 0.2 | --> | 0.2 | 0 | 0 | Constrained, otherwise capacity available =160 kVA | --> | 0.19 | 0 | 0 | 0 | 0 | Constrained, otherwise capacity available =195 kW | --> | C18 ex ATHGARVAN |  |  |  | 53.182 | -6.7894
MV/LV Substation OL***539Z |  | 20 kV | _ | LV | 50 kVA :Pole Substation | 0.05 | --> | 0.05 | 0.044 | 0.63 |  | --> | 0.048 | 0 | 0 | 0 | 0 | Constrained, otherwise capacity available =48 kW | --> | E11 ex KILCULLEN | Kilcullen [T41,T42,T424] | STRATFORD |  | 53.1108 | -6.7491
MV/LV Substation MO***542 |  | 10 kV | _ | LV | 100 kVA :Pole Substation | 0.1 | --> | 0.1 | 0.05 | 0.63 |  | --> | 0.095 | 0 | 0.019 | 0 | 0 | Constrained, otherwise capacity available =88 kW | --> | C17 ex KILCULLEN | Kilcullen [T41,T42,T424] | STRATFORD |  | 53.1388 | -6.7359
MV/LV Substation GL***542X |  | 10 kV | _ | LV | 200 kVA :Kiosk Substation | 0.2 | --> | 0.2 | 0 | 0 | Constrained, otherwise capacity available =118 kVA | --> | 0.19 | 0 | 0.016 | 0.189 | 0 |  | --> | C14 ex KILDARE | Kildare [T41,T42] | NEWBRIDGE |  | 53.2215 | -7.0037
MV/LV Substation JA***542Z |  | 10 kV | _ | LV | 200 kVA :Kiosk Substation | 0.2 | --> | 0.2 | 0 | 0 | Constrained, otherwise capacity available =150 kVA | --> | 0.19 | 0 | 0 | 0.197 | 0 |  | --> | C11 ex MORRISTOWN | Morristown [T41,T42] | NEWBRIDGE |  | 53.1788 | -6.8171
MV/LV Substation CA***543Z |  | 10 kV | _ | LV | 200 kVA :Kiosk Substation | 0.2 | --> | 0.2 | 0 | 0 | Constrained, otherwise capacity available =162 kVA | --> | 0.19 | 0 | 0.011 | 0.187 | 0 |  | --> | C18 ex BLAKE | Blake [T41,T42] | BLAKE |  | 53.2488 | -6.8446
MV/LV Substation OL***548Z |  | 10 kV | _ | LV | 200 kVA :Kiosk Substation | 0.2 | --> | 0.2 | 0 | 0 | Constrained, otherwise capacity available =117 kVA | --> | 0.19 | 0 | 0.009 | 0.194 | 0 |  | --> | C16 ex MORRISTOWN | Morristown [T41,T42] | NEWBRIDGE |  | 53.1951 | -6.7863
MV/LV Substation MO***550 |  | 20 kV | _ | LV | 50 kVA :Pole Substation | 0.05 | --> | 0.05 | 0.046 | 0.63 |  | --> | 0.048 | 0 | 0 | 0 | 0 | Constrained, otherwise capacity available =48 kW | --> | E12 ex KILCULLEN | Kilcullen [T41,T42,T424] | STRATFORD |  | 53.0966 | -6.7949
MV/LV Substation RY***552Z |  | 10 kV | _ | LV | 400 kVA :Kiosk Substation | 0.4 | --> | 0.4 | 0 | 0 | Constrained, otherwise capacity available =382 kVA | --> | 0.38 | 0 | 0 | 0.382 | 0 |  | --> | C17 ex ATHGARVAN | Athgarvan [T41,T44] | NEWBRIDGE |  | 53.1812 | -6.8027
MV/LV Substation PR***553Z |  | 10 kV | _ | LV | 200 kVA :Kiosk Substation | 0.2 | --> | 0.2 | 0 | 0 | Constrained, otherwise capacity available =125 kVA | --> | 0.19 | 0 | 0.015 | 0.189 | 0 |  | --> | C18 ex BLAKE | Blake [T41,T42] | BLAKE |  | 53.2518 | -6.8405
MV/LV Substation EU***562Z |  | 10 kV | _ | LV | 630 kVA :Building Structure | 0.63 | --> | 0.63 | 0 | 0 | Constrained, otherwise capacity available =485 kVA | --> | 0.598 | 0 | 0 | 0.5 | 0 |  | --> | C12 ex KILDARE | Kildare [T41,T42] | NEWBRIDGE |  | 53.1566 | -6.9122
MV/LV Substation NE***563X |  | 10 kV | _ | LV | 200 kVA :Pole Substation | 0.2 | --> | 0.2 | 0 | 0 | Constrained, otherwise capacity available =160 kVA | --> | 0.19 | 0 | 0 | 0.195 | 0 |  | --> | C12 ex MORRISTOWN | Morristown [T41,T42] | NEWBRIDGE |  | 53.1886 | -6.7943
MV/LV Substation RU***564Z |  | 10 kV | _ | LV | 400 kVA :Kiosk Substation | 0.4 | --> | 0.4 | 0 | 0 | Constrained, otherwise capacity available =260 kVA | --> | 0.38 | 0 | 0.007 | 0.394 | 0 |  | --> | C17 ex KILDARE | Kildare [T41,T42] | NEWBRIDGE |  | 53.1576 | -6.8964
MV/LV Substation OL***565Z |  | 10 kV | _ | LV | 200 kVA :Kiosk Substation | 0.2 | --> | 0.2 | 0 | 0 | Constrained, otherwise capacity available =121 kVA | --> | 0.19 | 0 | 0.027 | 0.18 | 0 |  | --> | C14 ex ATHGARVAN | Athgarvan [T41,T44] | NEWBRIDGE |  | 53.1519 | -6.7881
MV/LV Substation NU***566X |  | 10 kV | _ | LV | 50 kVA :Pole Substation | 0.05 | --> | 0.05 | 0.03 | 0.63 |  | --> | 0.048 | 0 | 0 | 0 | 0 | Constrained, otherwise capacity available =50 kW | --> | C16 ex KILCULLEN | Kilcullen [T41,T42,T424] | STRATFORD |  | 53.1322 | -6.7773
MV/LV Substation CL***567 |  | 20 kV | _ | LV | 400 kVA :Kiosk Substation | 0.4 | --> | 0.4 | 0.334 | 0.63 |  | --> | 0.38 | 0 | 0.027 | 0 | 0 | Constrained, otherwise capacity available =369 kW | --> | E12 ex KILCULLEN | Kilcullen [T41,T42,T424] | STRATFORD |  | 53.0828 | -6.7991
MV/LV Substation CU***569X |  | 10 kV | _ | LV | 50 kVA :Pole Substation | 0.05 | --> | 0.05 | 0 | 0 | Constrained, otherwise capacity available =29 kVA | --> | 0.048 | 0 | 0 | 0.05 | 0 |  | --> | C17 ex KILDARE | Kildare [T41,T42] | NEWBRIDGE |  | 53.16 | -6.881
MV/LV Substation KI***572Z |  | 10 kV | _ | LV | 50 kVA :Pole Substation | 0.05 | --> | 0.05 | 0.04 | 0.63 |  | --> | 0.048 | 0 | 0 | 0 | 0 | Constrained, otherwise capacity available =49 kW | --> | C17 ex KILCULLEN | Kilcullen [T41,T42,T424] | STRATFORD |  | 53.1286 | -6.7516
MV/LV Substation BA***576X |  | 10 kV | _ | LV | 200 kVA :Pole Substation | 0.2 | --> | 0.2 | 0.197 | 0.63 |  | --> | 0.19 | 0 | 0 | 0 | 0 | Constrained, otherwise capacity available =190 kW | --> | C16 ex KILCULLEN | Kilcullen [T41,T42,T424] | STRATFORD |  | 53.1239 | -6.8019
MV/LV Substation CN***580Z |  | 10 kV | _ | LV | 200 kVA :Kiosk Substation | 0.2 | --> | 0.2 | 0.134 | 0.63 |  | --> | 0.19 | 0 | 0.024 | 0 | 0 | Constrained, otherwise capacity available =181 kW | --> | C17 ex KILCULLEN | Kilcullen [T41,T42,T424] | STRATFORD |  | 53.1271 | -6.7573
MV/LV Substation BA***584X |  | 10 kV | _ | LV | 50 kVA :Pole Substation | 0.05 | --> | 0.05 | 0.049 | 0.63 |  | --> | 0.048 | 0 | 0 | 0 | 0 | Constrained, otherwise capacity available =48 kW | --> | C16 ex KILCULLEN | Kilcullen [T41,T42,T424] | STRATFORD |  | 53.1185 | -6.8366
MV/LV Substation HA***585X |  | 10 kV | _ | LV | 100 kVA :Pole Substation | 0.1 | --> | 0.1 | 0 | 0 | Constrained, otherwise capacity available =70 kVA | --> | 0.095 | 0 | 0.012 | 0.09 | 0 |  | --> | C16 ex MORRISTOWN | Morristown [T41,T42] | NEWBRIDGE |  | 53.1942 | -6.8251
MV/LV Substation DR***586Z |  | 10 kV | _ | LV | 100 kVA :Pole Substation | 0.1 | --> | 0.1 | 0 | 0 | Constrained, otherwise capacity available =74 kVA | --> | 0.095 | 0 | 0.007 | 0.093 | 0 |  | --> | C13 ex ATHGARVAN | Athgarvan [T41,T44] | NEWBRIDGE |  | 53.1579 | -6.8158
MV/LV Substation KC***589Z |  | 10 kV | _ | LV | 50 kVA :Pole Substation | 0.05 | --> | 0.05 | 0 | 0 | Constrained, otherwise capacity available =34 kVA | --> | 0.048 | 0 | 0.005 | 0.046 | 0 |  | --> | C18 ex KILDARE | Kildare [T41,T42] | NEWBRIDGE |  | 53.1539 | -6.9199
MV/LV Substation CL***590 |  | 10 kV | _ | LV | 100 kVA :Pole Substation | 0.1 | --> | 0.1 | 0 | 0 | Constrained, otherwise capacity available =89 kVA | --> | 0.095 | 0 | 0.006 | 0.092 | 0 |  | --> | C19 ex KILDARE | Kildare [T41,T42] | NEWBRIDGE |  | 53.1973 | -7.0357
MV/LV Substation NA***590Z |  | 20 kV | _ | LV | 50 kVA :Pole Substation | 0.05 | --> | 0.05 | 0.044 | 0.63 |  | --> | 0.048 | 0 | 0 | 0 | 0 | Constrained, otherwise capacity available =48 kW | --> | E12 ex KILCULLEN | Kilcullen [T41,T42,T424] | STRATFORD |  | 53.0488 | -6.8194
MV/LV Substation BR***591 |  | 10 kV | _ | LV | 200 kVA :Pole Substation | 0.2 | --> | 0.2 | 0.151 | 0.63 |  | --> | 0.19 | 0 | 0.025 | 0 | 0 | Constrained, otherwise capacity available =178 kW | --> | C16 ex KILCULLEN | Kilcullen [T41,T42,T424] | STRATFORD |  | 53.1344 | -6.8406
MV/LV Substation CA***593Z |  | 10 kV | _ | LV | 200 kVA :Kiosk Substation | 0.2 | --> | 0.2 | 0.144 | 0.63 |  | --> | 0.19 | 0 | 0.022 | 0 | 0 | Constrained, otherwise capacity available =181 kW | --> | C17 ex KILCULLEN | Kilcullen [T41,T42,T424] | STRATFORD |  | 53.131 | -6.7583
MV/LV Substation SU***594X |  | 10 kV | _ | LV | 200 kVA :Building Structure | 0.2 | --> | 0.2 | 0 | 0 | Constrained, otherwise capacity available =106 kVA | --> | 0.19 | 0 | 0.052 | 0.164 | 0 |  | --> | C13 ex ATHGARVAN | Athgarvan [T41,T44] | NEWBRIDGE |  | 53.1595 | -6.8096
MV/LV Substation WA***595Z |  | 10 kV | _ | LV | 630 kVA :Kiosk Substation | 0.63 | --> | 0.63 | 0 | 0 | Constrained, otherwise capacity available =547 kVA | --> | 0.598 | 0 | 0 | 0.5 | 0 |  | --> | C17 ex ATHGARVAN | Athgarvan [T41,T44] | NEWBRIDGE |  | 53.1813 | -6.798
MV/LV Substation MA***596 |  | 10 kV | _ | LV | 50 kVA :Pole Substation | 0.05 | --> | 0.05 | 0.047 | 0.63 |  | --> | 0.048 | 0 | 0 | 0 | 0 | Constrained, otherwise capacity available =48 kW | --> | C16 ex KILCULLEN | Kilcullen [T41,T42,T424] | STRATFORD |  | 53.1341 | -6.8761
MV/LV Substation RA***597X |  | 10 kV | _ | LV | 400 kVA :Kiosk Substation | 0.4 | --> | 0.4 | 0 | 0 | Constrained, otherwise capacity available =243 kVA | --> | 0.38 | 0 | 0.075 | 0.345 | 0 |  | --> | C11 ex MORRISTOWN | Morristown [T41,T42] | NEWBRIDGE |  | 53.165 | -6.8096
MV/LV Substation GI***597Z |  | 20 kV | _ | LV | 200 kVA :Pole Substation | 0.2 | --> | 0.2 | 0.195 | 0.63 |  | --> | 0.19 | 0 | 0 | 0 | 0 | Constrained, otherwise capacity available =191 kW | --> | E11 ex KILCULLEN | Kilcullen [T41,T42,T424] | STRATFORD |  | 53.1033 | -6.7368
MV/LV Substation WA***603Z |  | 10 kV | _ | LV | 200 kVA :Kiosk Substation | 0.2 | --> | 0.2 | 0 | 0 | Constrained, otherwise capacity available =121 kVA | --> | 0.19 | 0 | 0.071 | 0.148 | 0 |  | --> | C14 ex ATHGARVAN | Athgarvan [T41,T44] | NEWBRIDGE |  | 53.1631 | -6.7849
MV/LV Substation NE***604Z |  | 10 kV | _ | LV | 200 kVA :Pole Substation | 0.2 | --> | 0.2 | 0 | 0 | Constrained, otherwise capacity available =193 kVA | --> | 0.19 | 0 | 0 | 0.191 | 0 |  | --> | C12 ex MORRISTOWN | Morristown [T41,T42] | NEWBRIDGE |  | 53.1841 | -6.8099
MV/LV Substation CU***605Z |  | 10 kV | _ | LV | 50 kVA :Pole Substation | 0.05 | --> | 0.05 | 0.05 | 0.63 |  | --> | 0.048 | 0 | 0.005 | 0 | 0 | Constrained, otherwise capacity available =44 kW | --> | C16 ex KILCULLEN | Kilcullen [T41,T42,T424] | STRATFORD |  | 53.1176 | -6.8242
MV/LV Substation DU***606Z |  | 10 kV | _ | LV | 200 kVA :Kiosk Substation | 0.2 | --> | 0.2 | 0.143 | 0.63 |  | --> | 0.19 | 0 | 0.029 | 0 | 0 | Constrained, otherwise capacity available =176 kW | --> | C16 ex KILCULLEN | Kilcullen [T41,T42,T424] | STRATFORD |  | 53.121 | -6.83
MV/LV Substation HA***609 |  | 10 kV | _ | LV | 200 kVA :Kiosk Substation | 0.2 | --> | 0.2 | 0.144 | 0.63 |  | --> | 0.19 | 0 | 0.043 | 0 | 0 | Constrained, otherwise capacity available =166 kW | --> | C16 ex KILCULLEN | Kilcullen [T41,T42,T424] | STRATFORD |  | 53.113 | -6.8567
MV/LV Substation CN***610Z |  | 10 kV | _ | LV | 200 kVA :Kiosk Substation | 0.2 | --> | 0.2 | 0.2 | 0.63 |  | --> | 0.19 | 0 | 0 | 0 | 0 | Constrained, otherwise capacity available =190 kW | --> | C17 ex KILCULLEN | Kilcullen [T41,T42,T424] | STRATFORD |  | 53.1286 | -6.7572
MV/LV Substation BN***616X |  | 10 kV | _ | LV | 400 kVA :Kiosk Substation | 0.4 | --> | 0.4 | 0 | 0 | Constrained, otherwise capacity available =360 kVA | --> | 0.38 | 0 | 0.008 | 0.38 | 0 |  | --> | C17 ex ATHGARVAN | Athgarvan [T41,T44] | NEWBRIDGE |  | 53.1792 | -6.7972
MV/LV Substation OL***616Z |  | 20 kV | _ | LV | 50 kVA :Pole Substation | 0.05 | --> | 0.05 | 0.039 | 0.63 |  | --> | 0.048 | 0 | 0 | 0 | 0 | Constrained, otherwise capacity available =49 kW | --> | E12 ex KILCULLEN | Kilcullen [T41,T42,T424] | STRATFORD |  | 53.1063 | -6.7663
MV/LV Substation RA***621X |  | 20 kV | _ | LV | 50 kVA :Building Structure | 0.05 | --> | 0.05 | 0.05 | 0.63 |  | --> | 0.048 | 0 | 0 | 0 | 0 | Constrained, otherwise capacity available =48 kW | --> | E11 ex KILCULLEN | Kilcullen [T41,T42,T424] | STRATFORD |  | 53.1149 | -6.6547
MV/LV Substation HE***622Z |  | 10 kV | _ | LV | 200 kVA :Kiosk Substation | 0.2 | --> | 0.2 | 0.149 | 0.63 |  | --> | 0.19 | 0 | 0.01 | 0 | 0 | Constrained, otherwise capacity available =189 kW | --> | C17 ex KILCULLEN | Kilcullen [T41,T42,T424] | STRATFORD |  | 53.1398 | -6.7333
MV/LV Substation CU***625Z |  | 10 kV | _ | LV | 630 kVA :Kiosk Substation | 0.63 | --> | 0.63 | 0 | 0 | Constrained, otherwise capacity available =412 kVA | --> | 0.598 | 0 | 0.097 | 0.5 | 0 |  | --> | C12 ex ATHGARVAN | Athgarvan [T41,T44] | NEWBRIDGE |  | 53.1674 | -6.8006
MV/LV Substation CU***626Z |  | 10 kV | _ | LV | 400 kVA :Kiosk Substation | 0.4 | --> | 0.4 | 0 | 0 | Constrained, otherwise capacity available =281 kVA | --> | 0.38 | 0 | 0.031 | 0.373 | 0 |  | --> | C12 ex ATHGARVAN | Athgarvan [T41,T44] | NEWBRIDGE |  | 53.1685 | -6.801
MV/LV Substation BA***629X |  | 10 kV | _ | LV | 50 kVA :Pole Substation | 0.05 | --> | 0.05 | 0 | 0 | Constrained, otherwise capacity available =32 kVA | --> | 0.048 | 0 | 0 | 0.05 | 0 |  | --> | C13 ex ATHGARVAN | Athgarvan [T41,T44] | NEWBRIDGE |  | 53.1635 | -6.8239
MV/LV Substation CA***647Z |  | 20 kV | _ | LV | 200 kVA :Kiosk Substation | 0.2 | --> | 0.2 | 0.159 | 0.63 |  | --> | 0.19 | 0 | 0.016 | 0 | 0 | Constrained, otherwise capacity available =184 kW | --> | E12 ex KILCULLEN | Kilcullen [T41,T42,T424] | STRATFORD |  | 53.082 | -6.8025
MV/LV Substation KC***649Z |  | 10 kV | _ | LV | 200 kVA :Pole Substation | 0.2 | --> | 0.2 | 0 | 0 | Constrained, otherwise capacity available =166 kVA | --> | 0.19 | 0 | 0 | 0.195 | 0 |  | --> | C18 ex KILDARE | Kildare [T41,T42] | NEWBRIDGE |  | 53.1516 | -6.9036
MV/LV Substation BL***650Z |  | 10 kV | _ | LV | 50 kVA :Pole Substation | 0.05 | --> | 0.05 | 0.03 | 0.63 |  | --> | 0.048 | 0 | 0 | 0 | 0 | Constrained, otherwise capacity available =50 kW | --> | C17 ex KILCULLEN | Kilcullen [T41,T42,T424] | STRATFORD |  | 53.132 | -6.7452
MV/LV Substation DA***652Z |  | 10 kV | _ | LV | 630 kVA :Kiosk Substation | 0.63 | --> | 0.63 | 0 | 0 | Constrained, otherwise capacity available =593 kVA | --> | 0.598 | 0 | 0 | 0.5 | 0 |  | --> | C17 ex ATHGARVAN | Athgarvan [T41,T44] | NEWBRIDGE |  | 53.18 | -6.7997
MV/LV Substation CL***653Z |  | 10 kV | _ | LV | 200 kVA :Pole Substation | 0.2 | --> | 0.2 | 0 | 0 | Constrained, otherwise capacity available =134 kVA | --> | 0.19 | 0 | 0.032 | 0.175 | 0 |  | --> | C20 ex KILDARE | Kildare [T41,T42] | NEWBRIDGE |  | 53.167 | -6.9023
MV/LV Substation BO***654Z |  | 20 kV | _ | LV | 200 kVA :Pole Substation | 0.2 | --> | 0.2 | 0 | 0 | Constrained, otherwise capacity available =200 kVA | --> | 0.19 | 0 | 0 | 0.19 | 0 |  | --> | C14 ex KILDARE | Kildare [T41,T42] | NEWBRIDGE |  | 53.203 | -6.9546
MV/LV Substation MA***656Z |  | 20 kV | _ | LV | 50 kVA :Pole Substation | 0.05 | --> | 0.05 | 0 | 0 | Constrained, otherwise capacity available =50 kVA | --> | 0.048 | 0 | 0 | 0.048 | 0 |  | --> | C14 ex KILDARE | Kildare [T41,T42] | NEWBRIDGE |  | 53.2052 | -6.9599
MV/LV Substation TH***657Z |  | 10 kV | _ | LV | 200 kVA :Kiosk Substation | 0.2 | --> | 0.2 | 0.121 | 0.12 | Constrained, otherwise capacity available =153 kVA | --> | 0.19 | 0 | 0.021 | 0.181 | 0 |  | --> | C26 ex ATHY | Athy [T101,T102] | ATHY |  | 53.1023 | -7.0057
MV/LV Substation SI***660Z |  | 10 kV | _ | LV | 400 kVA :Kiosk Substation | 0.4 | --> | 0.4 | 0 | 0 | Constrained, otherwise capacity available =368 kVA | --> | 0.38 | 0 | 0 | 0.384 | 0 |  | --> | C12 ex KILDARE | Kildare [T41,T42] | NEWBRIDGE |  | 53.157 | -6.9091
MV/LV Substation W+***663X |  | 10 kV | _ | LV | 630 kVA :Building Structure | 0.63 | --> | 0.63 | 0 | 0 | Constrained, otherwise capacity available =443 kVA | --> | 0.598 | 0 | 0 | 0.5 | 0 |  | --> | C12 ex ATHGARVAN | Athgarvan [T41,T44] | NEWBRIDGE |  | 53.1733 | -6.7981
MV/LV Substation AB***663Z |  | 10 kV | _ | LV | 200 kVA :Kiosk Substation | 0.2 | --> | 0.2 | 0 | 0 | Constrained, otherwise capacity available =181 kVA | --> | 0.19 | 0 | 0 | 0.193 | 0 |  | --> | C12 ex MORRISTOWN | Morristown [T41,T42] | NEWBRIDGE |  | 53.1907 | -6.7959
MV/LV Substation MO***668Z |  | 10 kV | _ | LV | 50 kVA :Pole Substation | 0.05 | --> | 0.05 | 0 | 0 | Constrained, otherwise capacity available =46 kVA | --> | 0.048 | 0 | 0 | 0.048 | 0 |  | --> | C20 ex KILDARE | Kildare [T41,T42] | NEWBRIDGE |  | 53.1732 | -6.8522
MV/LV Substation DU***670 |  | 20 kV | _ | LV | 100 kVA :Pole Substation | 0.1 | --> | 0.1 | 0 | 0 | Constrained, otherwise capacity available =95 kVA | --> | 0.095 | 0 | 0 | 0.096 | 0 |  | --> | C14 ex KILDARE | Kildare [T41,T42] | NEWBRIDGE |  | 53.1914 | -6.9235
MV/LV Substation GR***670X |  | 10 kV | _ | LV | 100 kVA :Pole Substation | 0.1 | --> | 0.1 | 0 | 0 | Constrained, otherwise capacity available =76 kVA | --> | 0.095 | 0 | 0 | 0.098 | 0 |  | --> | C11 ex ATHGARVAN | Athgarvan [T41,T44] | NEWBRIDGE |  | 53.1631 | -6.8052
MV/LV Substation DU***671Z |  | 20 kV | _ | LV | 100 kVA :Pole Substation | 0.1 | --> | 0.1 | 0 | 0 | Constrained, otherwise capacity available =85 kVA | --> | 0.095 | 0 | 0 | 0.097 | 0 |  | --> | C14 ex KILDARE | Kildare [T41,T42] | NEWBRIDGE |  | 53.1888 | -6.934
MV/LV Substation PR***672Z |  | 10 kV | _ | LV | 200 kVA :Kiosk Substation | 0.2 | --> | 0.2 | 0 | 0 | Constrained, otherwise capacity available =143 kVA | --> | 0.19 | 0 | 0 | 0.198 | 0 |  | --> | C18 ex KILDARE | Kildare [T41,T42] | NEWBRIDGE |  | 53.1545 | -6.9069
MV/LV Substation MU***673Z |  | 10 kV | _ | LV | 400 kVA :Building Structure | 0.4 | --> | 0.4 | 0 | 0 | Constrained, otherwise capacity available =73 kVA | --> | 0.38 | 0 | 0.16 | 0 | 0 | Constrained, otherwise capacity available =281 kW | --> | C18 ex ATHGARVAN |  |  |  | 53.1776 | -6.7779
MV/LV Substation AR***675Z |  | 10 kV | _ | LV | 50 kVA :Pole Substation | 0.05 | --> | 0.05 | 0 | 0 | Constrained, otherwise capacity available =50 kVA | --> | 0.048 | 0 | 0 | 0.048 | 0 |  | --> | C18 ex KILDARE | Kildare [T41,T42] | NEWBRIDGE |  | 53.1473 | -6.9184
MV/LV Substation BA***677X |  | 20 kV | _ | LV | 200 kVA :Pole Substation | 0.2 | --> | 0.2 | 0.121 | 0.12 | Constrained, otherwise capacity available =134 kVA | --> | 0.19 | 0 | 0 | 0.199 | 0 |  | --> | C12 ex ATHY | Athy [T101,T102] | ATHY |  | 53.009 | -6.815
MV/LV Substation YE***678X |  | 20 kV | _ | LV | 200 kVA :Pole Substation | 0.2 | --> | 0.2 | 0 | 0 | Constrained, otherwise capacity available =150 kVA | --> | 0.19 | 0 | 0.005 | 0.193 | 0 |  | --> | C14 ex KILDARE | Kildare [T41,T42] | NEWBRIDGE |  | 53.2254 | -7.0039
MV/LV Substation CA***678Z |  | 20 kV | _ | LV | 200 kVA :Kiosk Substation | 0.2 | --> | 0.2 | 0.181 | 0.63 |  | --> | 0.19 | 0 | 0 | 0 | 0 | Constrained, otherwise capacity available =193 kW | --> | E12 ex KILCULLEN | Kilcullen [T41,T42,T424] | STRATFORD |  | 53.0808 | -6.7969
MV/LV Substation KI***693X |  | 10 kV | _ | LV | 50 kVA :Pole Substation | 0.05 | --> | 0.05 | 0.036 | 0.12 |  | --> | 0.048 | 0 | 0.005 | 0.046 | 0 |  | --> | C26 ex ATHY | Athy [T101,T102] | ATHY |  | 53.1047 | -7.0097
MV/LV Substation AL***694Z |  | 10 kV | _ | LV | 100 kVA :Pole Substation | 0.1 | --> | 0.1 | 0 | 0 | Constrained, otherwise capacity available =67 kVA | --> | 0.095 | 0 | 0.017 | 0.087 | 0 |  | --> | C18 ex BLAKE | Blake [T41,T42] | BLAKE |  | 53.2465 | -6.8447
MV/LV Substation FI***695Z |  | 10 kV | _ | LV | 200 kVA :Kiosk Substation | 0.2 | --> | 0.2 | 0 | 0 | Constrained, otherwise capacity available =171 kVA | --> | 0.19 | 0 | 0 | 0.194 | 0 |  | --> | C12 ex KILDARE | Kildare [T41,T42] | NEWBRIDGE |  | 53.1577 | -6.9127
MV/LV Substation JA***696X |  | 10 kV | _ | LV | 200 kVA :Pole Substation | 0.2 | --> | 0.2 | 0 | 0 | Constrained, otherwise capacity available =146 kVA | --> | 0.19 | 0 | 0 | 0.197 | 0 |  | --> | C18 ex KILDARE | Kildare [T41,T42] | NEWBRIDGE |  | 53.1465 | -6.9042
MV/LV Substation RO***699 |  | 10 kV | _ | LV | 50 kVA :Pole Substation | 0.05 | --> | 0.05 | 0 | 0 | Constrained, otherwise capacity available =33 kVA | --> | 0.048 | 0 | 0.019 | 0.036 | 0 |  | --> | C16 ex MORRISTOWN | Morristown [T41,T42] | NEWBRIDGE |  | 53.1996 | -6.8101
MV/LV Substation NE***700X |  | 20 kV | _ | LV | 200 kVA :Pole Substation | 0.2 | --> | 0.2 | 0 | 0 | Constrained, otherwise capacity available =152 kVA | --> | 0.19 | 0 | 0.06 | 0.152 | 0 |  | --> | C14 ex KILDARE | Kildare [T41,T42] | NEWBRIDGE |  | 53.225 | -6.9915
MV/LV Substation TA***701 |  | 10 kV | _ | LV | 200 kVA :Pole Substation | 0.2 | --> | 0.2 | 0 | 0 | Constrained, otherwise capacity available =166 kVA | --> | 0.19 | 0 | 0.009 | 0.188 | 0 |  | --> | C16 ex MORRISTOWN | Morristown [T41,T42] | NEWBRIDGE |  | 53.2011 | -6.7803
MV/LV Substation MI***702Z |  | 10 kV | _ | LV | 50 kVA :Pole Substation | 0.05 | --> | 0.05 | 0 | 0 | Constrained, otherwise capacity available =48 kVA | --> | 0.048 | 0 | 0 | 0.048 | 0 |  | --> | C16 ex MORRISTOWN | Morristown [T41,T42] | NEWBRIDGE |  | 53.204 | -6.8542
MV/LV Substation CU***703X |  | 10 kV | _ | LV | 100 kVA :Pole Substation | 0.1 | --> | 0.1 | 0 | 0 | Constrained, otherwise capacity available =75 kVA | --> | 0.095 | 0 | 0.005 | 0.095 | 0 |  | --> | C13 ex ATHGARVAN | Athgarvan [T41,T44] | NEWBRIDGE |  | 53.1487 | -6.8085
MV/LV Substation RA***706X |  | 20 kV | _ | LV | 50 kVA :Pole Substation | 0.05 | --> | 0.05 | 0.048 | 0.63 |  | --> | 0.048 | 0 | 0 | 0 | 0 | Constrained, otherwise capacity available =48 kW | --> | E11 ex KILCULLEN | Kilcullen [T41,T42,T424] | STRATFORD |  | 53.0326 | -6.7377
MV/LV Substation AS***710Z |  | 10 kV | _ | LV | 200 kVA :Pole Substation | 0.2 | --> | 0.2 | 0.167 | 0.63 |  | --> | 0.19 | 0 | 0 | 0 | 0 | Constrained, otherwise capacity available =194 kW | --> | C16 ex KILCULLEN | Kilcullen [T41,T42,T424] | STRATFORD |  | 53.1069 | -6.8558
MV/LV Substation H ***712 |  | 10 kV | _ | LV | 100 kVA :Pole Substation | 0.1 | --> | 0.1 | 0 | 0 | Constrained, otherwise capacity available =67 kVA | --> | 0.095 | 0 | 0 | 0.099 | 0 |  | --> | C16 ex MORRISTOWN | Morristown [T41,T42] | NEWBRIDGE |  | 53.1978 | -6.8406
MV/LV Substation M/***714 |  | 10 kV | _ | LV | 100 kVA :Pole Substation | 0.1 | --> | 0.1 | 0 | 0 | Constrained, otherwise capacity available =78 kVA | --> | 0.095 | 0 | 0 | 0.098 | 0 |  | --> | C16 ex MORRISTOWN | Morristown [T41,T42] | NEWBRIDGE |  | 53.2022 | -6.8519
MV/LV Substation C ***723X |  | 20 kV | _ | LV | 100 kVA :Pole Substation | 0.1 | --> | 0.1 | 0.07 | 0.63 |  | --> | 0.095 | 0 | 0 | 0 | 0 | Constrained, otherwise capacity available =99 kW | --> | E12 ex KILCULLEN | Kilcullen [T41,T42,T424] | STRATFORD |  | 53.0165 | -6.8144
MV/LV Substation LI***725X |  | 10 kV | _ | LV | 630 kVA :Kiosk Substation | 0.63 | --> | 0.63 | 0 | 0 | Constrained, otherwise capacity available =502 kVA | --> | 0.598 | 0 | 0.042 | 0.5 | 0 |  | --> | C12 ex MORRISTOWN | Morristown [T41,T42] | NEWBRIDGE |  | 53.1831 | -6.7926
MV/LV Substation SE***729 |  | 10 kV | _ | LV | 200 kVA :Kiosk Substation | 0.2 | --> | 0.2 | 0 | 0 | Constrained, otherwise capacity available =123 kVA | --> | 0.19 | 0 | 0.033 | 0.176 | 0 |  | --> | C11 ex MORRISTOWN | Morristown [T41,T42] | NEWBRIDGE |  | 53.1751 | -6.8191
MV/LV Substation CR***733X |  | 20 kV | _ | LV | 50 kVA :Pole Substation | 0.05 | --> | 0.05 | 0 | 0 | Constrained, otherwise capacity available =50 kVA | --> | 0.048 | 0 | 0 | 0.048 | 0 |  | --> | C11 ex KILDARE | Kildare [T41,T42] | NEWBRIDGE |  | 53.1592 | -6.96
MV/LV Substation CH***733Z |  | 20 kV | _ | LV | 630 kVA :Kiosk Substation | 0.63 | --> | 0.63 | 0.5 | 0.63 |  | --> | 0.598 | 0 | 0 | 0 | 0 | Constrained, otherwise capacity available =598 kW | --> | E11 ex KILCULLEN | Kilcullen [T41,T42,T424] | STRATFORD |  | 53.0568 | -6.7029
MV/LV Substation RO***738X |  | 10 kV | _ | LV | 630 kVA :Kiosk Substation | 0.63 | --> | 0.63 | 0 | 0 | Constrained, otherwise capacity available =565 kVA | --> | 0.598 | 0 | 0.006 | 0.5 | 0 |  | --> | C17 ex ATHGARVAN | Athgarvan [T41,T44] | NEWBRIDGE |  | 53.1797 | -6.8016
MV/LV Substation CR***739X |  | 20 kV | _ | LV | 100 kVA :Pole Substation | 0.1 | --> | 0.1 | 0.072 | 0.63 |  | --> | 0.095 | 0 | 0.006 | 0 | 0 | Constrained, otherwise capacity available =94 kW | --> | E12 ex KILCULLEN | Kilcullen [T41,T42,T424] | STRATFORD |  | 53.0203 | -6.8059
MV/LV Substation CU***741Z |  | 10 kV | _ | LV | 100 kVA :Pole Substation | 0.1 | --> | 0.1 | 0 | 0 | Constrained, otherwise capacity available =94 kVA | --> | 0.095 | 0 | 0 | 0.096 | 0 |  | --> | C18 ex KILDARE | Kildare [T41,T42] | NEWBRIDGE |  | 53.1444 | -6.8657
MV/LV Substation SU***742 |  | 10 kV | _ | LV | 50 kVA :Pole Substation | 0.05 | --> | 0.05 | 0.022 | 0.63 |  | --> | 0.048 | 0 | 0 | 0 | 0 | Constrained, otherwise capacity available =51 kW | --> | C16 ex KILCULLEN | Kilcullen [T41,T42,T424] | STRATFORD |  | 53.1068 | -6.8625
MV/LV Substation RO***743X |  | 10 kV | _ | LV | 200 kVA :Pole Substation | 0.2 | --> | 0.2 | 0 | 0 | Constrained, otherwise capacity available =140 kVA | --> | 0.19 | 0 | 0.027 | 0.178 | 0 |  | --> | C16 ex MORRISTOWN | Morristown [T41,T42] | NEWBRIDGE |  | 53.1952 | -6.7931
MV/LV Substation RA***744X |  | 20 kV | _ | LV | 50 kVA :Pole Substation | 0.05 | --> | 0.05 | 0.043 | 0.63 |  | --> | 0.048 | 0 | 0.01 | 0 | 0 | Constrained, otherwise capacity available =41 kW | --> | E11 ex KILCULLEN | Kilcullen [T41,T42,T424] | STRATFORD |  | 53.0254 | -6.7396
MV/LV Substation BA***749X |  | 10 kV | _ | LV | 200 kVA :Kiosk Substation | 0.2 | --> | 0.2 | 0 | 0 | Constrained, otherwise capacity available =124 kVA | --> | 0.19 | 0 | 0.026 | 0 | 0 | Constrained, otherwise capacity available =181 kW | --> | C18 ex ATHGARVAN |  |  |  | 53.181 | -6.7833
MV/LV Substation HI***750 |  | 20 kV | _ | LV | 50 kVA :Pole Substation | 0.05 | --> | 0.05 | 0.037 | 0.63 |  | --> | 0.048 | 0 | 0.016 | 0 | 0 | Constrained, otherwise capacity available =37 kW | --> | E12 ex KILCULLEN | Kilcullen [T41,T42,T424] | STRATFORD |  | 53.0683 | -6.837
MV/LV Substation PL***750Z |  | 10 kV | _ | LV | 200 kVA :Pole Substation | 0.2 | --> | 0.2 | 0 | 0 | Constrained, otherwise capacity available =194 kVA | --> | 0.19 | 0 | 0 | 0.191 | 0 |  | --> | C16 ex MORRISTOWN | Morristown [T41,T42] | NEWBRIDGE |  | 53.2319 | -6.8831
MV/LV Substation K ***752X |  | 10 kV | _ | LV | 200 kVA :Pole Substation | 0.2 | --> | 0.2 | 0 | 0 | Constrained, otherwise capacity available =189 kVA | --> | 0.19 | 0 | 0 | 0 | 0 | Constrained, otherwise capacity available =192 kW | --> | C18 ex ATHGARVAN |  |  |  | 53.1687 | -6.753
MV/LV Substation K ***753X |  | 10 kV | _ | LV | 200 kVA :Pole Substation | 0.2 | --> | 0.2 | 0 | 0 | Constrained, otherwise capacity available =200 kVA | --> | 0.19 | 0 | 0 | 0 | 0 | Constrained, otherwise capacity available =190 kW | --> | C18 ex ATHGARVAN |  |  |  | 53.1697 | -6.7536
MV/LV Substation CO***753Z |  | 10 kV | _ | LV | 50 kVA :Pole Substation | 0.05 | --> | 0.05 | 0 | 0 | Constrained, otherwise capacity available =47 kVA | --> | 0.048 | 0 | 0 | 0.048 | 0 |  | --> | C14 ex ATHGARVAN | Athgarvan [T41,T44] | NEWBRIDGE |  | 53.1647 | -6.7653
MV/LV Substation M/***754X |  | 20 kV | _ | LV | 50 kVA :Pole Substation | 0.05 | --> | 0.05 | 0.05 | 0.63 |  | --> | 0.048 | 0 | 0 | 0 | 0 | Constrained, otherwise capacity available =48 kW | --> | E11 ex KILCULLEN | Kilcullen [T41,T42,T424] | STRATFORD |  | 53.1221 | -6.7534
MV/LV Substation GI***755 |  | 20 kV | _ | LV | 50 kVA :Pole Substation | 0.05 | --> | 0.05 | 0.039 | 0.63 |  | --> | 0.048 | 0 | 0 | 0 | 0 | Constrained, otherwise capacity available =49 kW | --> | E11 ex KILCULLEN | Kilcullen [T41,T42,T424] | STRATFORD |  | 53.1111 | -6.7364
MV/LV Substation MO***757 |  | 20 kV | _ | LV | 100 kVA :Pole Substation | 0.1 | --> | 0.1 | 0.078 | 0.63 |  | --> | 0.095 | 0 | 0.005 | 0 | 0 | Constrained, otherwise capacity available =94 kW | --> | E11 ex KILCULLEN | Kilcullen [T41,T42,T424] | STRATFORD |  | 53.1181 | -6.6883
MV/LV Substation TA***761X |  | 10 kV | _ | LV | 50 kVA :Pole Substation | 0.05 | --> | 0.05 | 0 | 0 | Constrained, otherwise capacity available =42 kVA | --> | 0.048 | 0 | 0 | 0.049 | 0 |  | --> | C16 ex MORRISTOWN | Morristown [T41,T42] | NEWBRIDGE |  | 53.2049 | -6.7822
MV/LV Substation CO***765Z |  | 10 kV | _ | LV | 200 kVA :Kiosk Substation | 0.2 | --> | 0.2 | 0 | 0 | Constrained, otherwise capacity available =159 kVA | --> | 0.19 | 0 | 0 | 0.196 | 0 |  | --> | C12 ex MORRISTOWN | Morristown [T41,T42] | NEWBRIDGE |  | 53.1841 | -6.8011
MV/LV Substation NO***767X |  | 20 kV | _ | LV | 200 kVA :Pole Substation | 0.2 | --> | 0.2 | 0 | 0 | Constrained, otherwise capacity available =193 kVA | --> | 0.19 | 0 | 0 | 0.191 | 0 |  | --> | C14 ex KILDARE | Kildare [T41,T42] | NEWBRIDGE |  | 53.2234 | -6.9913
MV/LV Substation KN***773X |  | 10 kV | _ | LV | 50 kVA :Pole Substation | 0.05 | --> | 0.05 | 0 | 0 | Constrained, otherwise capacity available =31 kVA | --> | 0.048 | 0 | 0 | 0.05 | 0 |  | --> | C18 ex KILDARE | Kildare [T41,T42] | NEWBRIDGE |  | 53.161 | -6.9208
MV/LV Substation DO***774Z |  | 20 kV | _ | LV | 200 kVA :Kiosk Substation | 0.2 | --> | 0.2 | 0 | 0 | Constrained, otherwise capacity available =125 kVA | --> | 0.19 | 0 | 0.009 | 0.193 | 0 |  | --> | C14 ex KILDARE | Kildare [T41,T42] | NEWBRIDGE |  | 53.2184 | -6.9846
MV/LV Substation KI***775Z |  | 20 kV | _ | LV | 630 kVA :Building Structure | 0.63 | --> | 0.63 | 0.5 | 0.63 |  | --> | 0.598 | 0 | 0 | 0 | 0 | Constrained, otherwise capacity available =610 kW | --> | E11 ex KILCULLEN | Kilcullen [T41,T42,T424] | STRATFORD |  | 53.1229 | -6.755
MV/LV Substation TO***779 |  | 10 kV | _ | LV | 50 kVA :Pole Substation | 0.05 | --> | 0.05 | 0 | 0 | Constrained, otherwise capacity available =33 kVA | --> | 0.048 | 0 | 0.005 | 0 | 0 | Constrained, otherwise capacity available =46 kW | --> | C18 ex ATHGARVAN |  |  |  | 53.1978 | -6.7601
MV/LV Substation BA***780 |  | 10 kV | _ | LV | 100 kVA :Pole Substation | 0.1 | --> | 0.1 | 0 | 0 | Constrained, otherwise capacity available =89 kVA | --> | 0.095 | 0 | 0 | 0.096 | 0 |  | --> | C13 ex ATHGARVAN | Athgarvan [T41,T44] | NEWBRIDGE |  | 53.1669 | -6.827
MV/LV Substation BE***783Z |  | 10 kV | _ | LV | 200 kVA :Kiosk Substation | 0.2 | --> | 0.2 | 0 | 0 | Constrained, otherwise capacity available =61 kVA | --> | 0.19 | 0 | 0.079 | 0.15 | 0 |  | --> | C14 ex ATHGARVAN | Athgarvan [T41,T44] | NEWBRIDGE |  | 53.1647 | -6.7872
MV/LV Substation EL***784Z |  | 10 kV | _ | LV | 50 kVA :Pole Substation | 0.05 | --> | 0.05 | 0 | 0 | Constrained, otherwise capacity available =33 kVA | --> | 0.048 | 0 | 0.015 | 0.039 | 0 |  | --> | C19 ex KILDARE | Kildare [T41,T42] | NEWBRIDGE |  | 53.1839 | -6.9811
MV/LV Substation KI***785Z |  | 10 kV | _ | LV | 630 kVA :Building Structure | 0.63 | --> | 0.63 | 0 | 0 | Constrained, otherwise capacity available =270 kVA | --> | 0.598 | 0 | 0 | 0.5 | 0 |  | --> | C13 ex KILDARE | Kildare [T41,T42] | NEWBRIDGE |  | 53.154 | -6.9171
MV/LV Substation KI***786Z |  | 10 kV | _ | LV | 400 kVA :Building Structure | 0.4 | --> | 0.4 | 0 | 0 | Constrained, otherwise capacity available =260 kVA | --> | 0.38 | 0 | 0 | 0.399 | 0 |  | --> | C13 ex KILDARE | Kildare [T41,T42] | NEWBRIDGE |  | 53.1526 | -6.9173
MV/LV Substation KI***787Z |  | 10 kV | _ | LV | 1000 kVA :Kiosk Substation | 1 | --> | 1 | 0 | 0 | Constrained, otherwise capacity available =759 kVA | --> | 0.95 | 0 | 0 | 0.5 | 0 |  | --> | C13 ex KILDARE | Kildare [T41,T42] | NEWBRIDGE |  | 53.154 | -6.916
MV/LV Substation RA***790Z |  | 10 kV | _ | LV | 200 kVA :Kiosk Substation | 0.2 | --> | 0.2 | 0 | 0 | Constrained, otherwise capacity available =136 kVA | --> | 0.19 | 0 | 0.058 | 0.156 | 0 |  | --> | C20 ex KILDARE | Kildare [T41,T42] | NEWBRIDGE |  | 53.1667 | -6.905
MV/LV Substation RO***793Z |  | 10 kV | _ | LV | 400 kVA :Kiosk Substation | 0.4 | --> | 0.4 | 0 | 0 | Constrained, otherwise capacity available =270 kVA | --> | 0.38 | 0 | 0.022 | 0.381 | 0 |  | --> | C15 ex MORRISTOWN | Morristown [T41,T42] | NEWBRIDGE |  | 53.1911 | -6.8104
MV/LV Substation SU***795X |  | 10 kV | _ | LV | 200 kVA :Pole Substation | 0.2 | --> | 0.2 | 0.139 | 0.63 |  | --> | 0.19 | 0 | 0.005 | 0 | 0 | Constrained, otherwise capacity available =194 kW | --> | C16 ex KILCULLEN | Kilcullen [T41,T42,T424] | STRATFORD |  | 53.1076 | -6.8606
MV/LV Substation OL***804Z |  | 10 kV | _ | LV | 200 kVA :Pole Substation | 0.2 | --> | 0.2 | 0 | 0 | Constrained, otherwise capacity available =167 kVA | --> | 0.19 | 0 | 0.005 | 0 | 0 | Constrained, otherwise capacity available =191 kW | --> | C18 ex ATHGARVAN |  |  |  | 53.168 | -6.7706
MV/LV Substation MI***805Z |  | 10 kV | _ | LV | 200 kVA :Kiosk Substation | 0.2 | --> | 0.2 | 0.179 | 0.63 |  | --> | 0.19 | 0 | 0 | 0 | 0 | Constrained, otherwise capacity available =193 kW | --> | C17 ex KILCULLEN | Kilcullen [T41,T42,T424] | STRATFORD |  | 53.1321 | -6.7418
MV/LV Substation AB***806Z |  | 10 kV | _ | LV | 400 kVA :Kiosk Substation | 0.4 | --> | 0.4 | 0.121 | 0.12 | Constrained, otherwise capacity available =306 kVA | --> | 0.38 | 0 | 0.037 | 0.365 | 0 |  | --> | C26 ex ATHY | Athy [T101,T102] | ATHY |  | 53.1037 | -7.015
MV/LV Substation WA***810Z |  | 10 kV | _ | LV | 200 kVA :Kiosk Substation | 0.2 | --> | 0.2 | 0 | 0 | Constrained, otherwise capacity available =107 kVA | --> | 0.19 | 0 | 0.016 | 0.19 | 0 |  | --> | C14 ex ATHGARVAN | Athgarvan [T41,T44] | NEWBRIDGE |  | 53.1628 | -6.7917
MV/LV Substation CU***812Z |  | 10 kV | _ | LV | 630 kVA :Kiosk Substation | 0.63 | --> | 0.63 | 0 | 0 | Constrained, otherwise capacity available =604 kVA | --> | 0.598 | 0 | 0 | 0.5 | 0 |  | --> | C11 ex ATHGARVAN | Athgarvan [T41,T44] | NEWBRIDGE |  | 53.1651 | -6.8039
MV/LV Substation FI***816Z |  | 10 kV | _ | LV | 50 kVA :Pole Substation | 0.05 | --> | 0.05 | 0.049 | 0.63 |  | --> | 0.048 | 0 | 0 | 0 | 0 | Constrained, otherwise capacity available =48 kW | --> | C17 ex KILCULLEN | Kilcullen [T41,T42,T424] | STRATFORD |  | 53.1321 | -6.7469
MV/LV Substation NE***818X |  | 10 kV | _ | LV | 200 kVA :Kiosk Substation | 0.2 | --> | 0.2 | 0.157 | 0.63 |  | --> | 0.19 | 0 | 0.056 | 0 | 0 | Constrained, otherwise capacity available =154 kW | --> | C16 ex KILCULLEN | Kilcullen [T41,T42,T424] | STRATFORD |  | 53.1079 | -6.8639
MV/LV Substation KI***818Z |  | 20 kV | _ | LV | 200 kVA :Pole Substation | 0.2 | --> | 0.2 | 0.121 | 0.12 | Constrained, otherwise capacity available =139 kVA | --> | 0.19 | 0 | 0 | 0.198 | 0 |  | --> | C26 ex ATHY | Athy [T101,T102] | ATHY |  | 53.1262 | -6.9577
MV/LV Substation WH***820Z |  | 10 kV | _ | LV | 1000 kVA :Building Structure | 1 | --> | 1 | 0 | 0 | Constrained, otherwise capacity available =761 kVA | --> | 0.95 | 0 | 0 | 0.5 | 0 |  | --> | C20 ex ATHGARVAN | Athgarvan [T41,T44] | NEWBRIDGE |  | 53.1788 | -6.7981
MV/LV Substation WH***821Z |  | 10 kV | _ | LV | 1000 kVA :Building Structure | 1 | --> | 1 | 0 | 0 | Constrained, otherwise capacity available =773 kVA | --> | 0.95 | 0 | 0 | 0.5 | 0 |  | --> | C20 ex ATHGARVAN | Athgarvan [T41,T44] | NEWBRIDGE |  | 53.1788 | -6.7982
MV/LV Substation LO***822 |  | 20 kV | _ | LV | 50 kVA :Pole Substation | 0.05 | --> | 0.05 | 0 | 0 | Constrained, otherwise capacity available =23 kVA | --> | 0.048 | 0 | 0 | 0.051 | 0 |  | --> | C11 ex KILDARE | Kildare [T41,T42] | NEWBRIDGE |  | 53.1654 | -6.9321
MV/LV Substation W ***822Z |  | 10 kV | _ | LV | 1000 kVA :Building Structure | 1 | --> | 1 | 0 | 0 | Constrained, otherwise capacity available =834 kVA | --> | 0.95 | 0 | 0 | 0.5 | 0 |  | --> | C20 ex ATHGARVAN | Athgarvan [T41,T44] | NEWBRIDGE |  | 53.1772 | -6.7979
MV/LV Substation KI***823 |  | 20 kV | _ | LV | 50 kVA :Pole Substation | 0.05 | --> | 0.05 | 0 | 0 | Constrained, otherwise capacity available =43 kVA | --> | 0.048 | 0 | 0.001 | 0.048 | 0 |  | --> | C11 ex KILDARE | Kildare [T41,T42] | NEWBRIDGE |  | 53.1679 | -6.9402
MV/LV Substation RA***824X |  | 10 kV | _ | LV | 50 kVA :Pole Substation | 0.05 | --> | 0.05 | 0 | 0 | Constrained, otherwise capacity available =36 kVA | --> | 0.048 | 0 | 0 | 0.049 | 0 |  | --> | C14 ex KILDARE | Kildare [T41,T42] | NEWBRIDGE |  | 53.219 | -7.0024
MV/LV Substation W ***824Z |  | 10 kV | _ | LV | 1000 kVA :Building Structure | 1 | --> | 1 | 0 | 0 | Constrained, otherwise capacity available =771 kVA | --> | 0.95 | 0 | 0 | 0.5 | 0 |  | --> | C20 ex ATHGARVAN | Athgarvan [T41,T44] | NEWBRIDGE |  | 53.1771 | -6.7979
MV/LV Substation MA***830 |  | 20 kV | _ | LV | 100 kVA :Pole Substation | 0.1 | --> | 0.1 | 0 | 0 | Constrained, otherwise capacity available =100 kVA | --> | 0.095 | 0 | 0 | 0.095 | 0 |  | --> | C11 ex KILDARE | Kildare [T41,T42] | NEWBRIDGE |  | 53.1469 | -7.0156
MV/LV Substation WY***830Z |  | 10 kV | _ | LV | 50 kVA :Pole Substation | 0.05 | --> | 0.05 | 0 | 0 | Constrained, otherwise capacity available =37 kVA | --> | 0.048 | 0 | 0 | 0 | 0 | Constrained, otherwise capacity available =49 kW | --> | C18 ex ATHGARVAN |  |  |  | 53.1906 | -6.7747
MV/LV Substation SU***831X |  | 10 kV | _ | LV | 50 kVA :Pole Substation | 0.05 | --> | 0.05 | 0.048 | 0.63 |  | --> | 0.048 | 0 | 0.005 | 0 | 0 | Constrained, otherwise capacity available =44 kW | --> | C16 ex KILCULLEN | Kilcullen [T41,T42,T424] | STRATFORD |  | 53.1082 | -6.8561
MV/LV Substation BA***833X |  | 20 kV | _ | LV | 50 kVA :Pole Substation | 0.05 | --> | 0.05 | 0.05 | 0.12 |  | --> | 0.048 | 0 | 0 | 0.048 | 0 |  | --> | C12 ex ATHY | Athy [T101,T102] | ATHY |  | 53.0092 | -6.8135
MV/LV Substation OA***835Z |  | 10 kV | _ | LV | 200 kVA :Kiosk Substation | 0.2 | --> | 0.2 | 0 | 0 | Constrained, otherwise capacity available =120 kVA | --> | 0.19 | 0 | 0.025 | 0.182 | 0 |  | --> | C18 ex KILDARE | Kildare [T41,T42] | NEWBRIDGE |  | 53.1532 | -6.91
MV/LV Substation BA***836 |  | 10 kV | _ | LV | 50 kVA :Pole Substation | 0.05 | --> | 0.05 | 0 | 0 | Constrained, otherwise capacity available =43 kVA | --> | 0.048 | 0 | 0 | 0.048 | 0 |  | --> | C16 ex MORRISTOWN | Morristown [T41,T42] | NEWBRIDGE |  | 53.2166 | -6.864
MV/LV Substation LU***837X |  | 10 kV | _ | LV | 100 kVA :Pole Substation | 0.1 | --> | 0.1 | 0 | 0 | Constrained, otherwise capacity available =87 kVA | --> | 0.095 | 0 | 0.005 | 0.093 | 0 |  | --> | C13 ex ATHGARVAN | Athgarvan [T41,T44] | NEWBRIDGE |  | 53.1571 | -6.8143
MV/LV Substation KI***838X |  | 10 kV | _ | LV | 400 kVA :Kiosk Substation | 0.4 | --> | 0.4 | 0.332 | 0.63 |  | --> | 0.38 | 0 | 0.07 | 0 | 0 | Constrained, otherwise capacity available =337 kW | --> | C17 ex KILCULLEN | Kilcullen [T41,T42,T424] | STRATFORD |  | 53.1438 | -6.7336
MV/LV Substation DR***838Z |  | 10 kV | _ | LV | 400 kVA :Building Structure | 0.4 | --> | 0.4 | 0 | 0 | Constrained, otherwise capacity available =299 kVA | --> | 0.38 | 0 | 0 | 0.394 | 0 |  | --> | C17 ex MORRISTOWN | Morristown [T41,T42] | NEWBRIDGE |  | 53.1771 | -6.8015
MV/LV Substation KI***839Z |  | 10 kV | _ | LV | 200 kVA :Kiosk Substation | 0.2 | --> | 0.2 | 0 | 0 | Constrained, otherwise capacity available =111 kVA | --> | 0.19 | 0 | 0.063 | 0.155 | 0 |  | --> | C14 ex ATHGARVAN | Athgarvan [T41,T44] | NEWBRIDGE |  | 53.1661 | -6.789
MV/LV Substation BA***840Z |  | 10 kV | _ | LV | 200 kVA :Kiosk Substation | 0.2 | --> | 0.2 | 0 | 0 | Constrained, otherwise capacity available =102 kVA | --> | 0.19 | 0 | 0.026 | 0.184 | 0 |  | --> | C16 ex MORRISTOWN | Morristown [T41,T42] | NEWBRIDGE |  | 53.197 | -6.7889
MV/LV Substation EL***841X |  | 10 kV | _ | LV | 200 kVA :Building Structure | 0.2 | --> | 0.2 | 0 | 0 | Constrained, otherwise capacity available =165 kVA | --> | 0.19 | 0 | 0 | 0.195 | 0 |  | --> | C12 ex ATHGARVAN | Athgarvan [T41,T44] | NEWBRIDGE |  | 53.1722 | -6.7994
MV/LV Substation DU***848Z |  | 10 kV | _ | LV | 200 kVA :Kiosk Substation | 0.2 | --> | 0.2 | 0 | 0 | Constrained, otherwise capacity available =128 kVA | --> | 0.19 | 0 | 0 | 0.2 | 0 |  | --> | C20 ex KILDARE | Kildare [T41,T42] | NEWBRIDGE |  | 53.1698 | -6.9087
MV/LV Substation NU***850Z |  | 20 kV | _ | LV | 100 kVA :Pole Substation | 0.1 | --> | 0.1 | 0 | 0 | Constrained, otherwise capacity available =68 kVA | --> | 0.095 | 0 | 0 | 0.099 | 0 |  | --> | C14 ex KILDARE | Kildare [T41,T42] | NEWBRIDGE |  | 53.1808 | -6.9145
MV/LV Substation PU***851Z |  | 10 kV | _ | LV | 630 kVA :Building Structure | 0.63 | --> | 0.63 | 0 | 0 | Constrained, otherwise capacity available =630 kVA | --> | 0.598 | 0 | 0 | 0.5 | 0 |  | --> | C19 ex KILDARE | Kildare [T41,T42] | NEWBRIDGE |  | 53.2047 | -6.9884
MV/LV Substation LE***852 |  | 20 kV | _ | LV | 45 kVA :Pole Substation | 0.045 | --> | 0.045 | 0 | 0 | Constrained, otherwise capacity available =42 kVA | --> | 0.043 | 0 | 0 | 0.043 | 0 |  | --> | C14 ex KILDARE | Kildare [T41,T42] | NEWBRIDGE |  | 53.2268 | -7.0078
MV/LV Substation PO***852Z |  | 20 kV | _ | LV | 200 kVA :Kiosk Substation | 0.2 | --> | 0.2 | 0 | 0 | Constrained, otherwise capacity available =128 kVA | --> | 0.19 | 0 | 0.009 | 0.193 | 0 |  | --> | C14 ex KILDARE | Kildare [T41,T42] | NEWBRIDGE |  | 53.2195 | -6.9871
MV/LV Substation BA***853Z |  | 20 kV | _ | LV | 630 kVA :Building Structure | 0.63 | --> | 0.63 | 0 | 0 | Constrained, otherwise capacity available =591 kVA | --> | 0.598 | 0 | 0 | 0.5 | 0 |  | --> | C11 ex KILDARE | Kildare [T41,T42] | NEWBRIDGE |  | 53.1589 | -7.0397
MV/LV Substation MA***855Z |  | 10 kV | _ | LV | 1000 kVA :Building Structure | 1 | --> | 1 | 0.5 | 0.63 | Constrained, otherwise capacity available =914 kVA | --> | 0.95 | 0 | 0 | 0 | 0 | Constrained, otherwise capacity available =962 kW | --> | C17 ex KILCULLEN | Kilcullen [T41,T42,T424] | STRATFORD |  | 53.1298 | -6.7421
MV/LV Substation BT***856Z |  | 10 kV | _ | LV | 100 kVA :Pole Substation | 0.1 | --> | 0.1 | 0.07 | 0.63 |  | --> | 0.095 | 0 | 0 | 0 | 0 | Constrained, otherwise capacity available =99 kW | --> | C16 ex KILCULLEN | Kilcullen [T41,T42,T424] | STRATFORD |  | 53.1385 | -6.8341
MV/LV Substation EQ***858Z |  | 20 kV | _ | LV | 100 kVA :Pole Substation | 0.1 | --> | 0.1 | 0 | 0 | Constrained, otherwise capacity available =62 kVA | --> | 0.095 | 0 | 0.04 | 0.07 | 0 |  | --> | C14 ex KILDARE | Kildare [T41,T42] | NEWBRIDGE |  | 53.186 | -6.9006
MV/LV Substation NA***861Z |  | 20 kV | _ | LV | 50 kVA :Pole Substation | 0.05 | --> | 0.05 | 0.05 | 0.63 |  | --> | 0.048 | 0 | 0 | 0 | 0 | Constrained, otherwise capacity available =48 kW | --> | E12 ex KILCULLEN | Kilcullen [T41,T42,T424] | STRATFORD |  | 53.0483 | -6.8357
MV/LV Substation RA***862 |  | 20 kV | _ | LV | 200 kVA :Pole Substation | 0.2 | --> | 0.2 | 0 | 0 | Constrained, otherwise capacity available =152 kVA | --> | 0.19 | 0 | 0.012 | 0.188 | 0 |  | --> | C14 ex KILDARE | Kildare [T41,T42] | NEWBRIDGE |  | 53.2168 | -6.9854
MV/LV Substation MI***864Z |  | 10 kV | _ | LV | 200 kVA :Kiosk Substation | 0.2 | --> | 0.2 | 0 | 0 | Constrained, otherwise capacity available =163 kVA | --> | 0.19 | 0 | 0 | 0.195 | 0 |  | --> | C12 ex ATHGARVAN | Athgarvan [T41,T44] | NEWBRIDGE |  | 53.1702 | -6.8012
MV/LV Substation MI***865Z |  | 10 kV | _ | LV | 400 kVA :Kiosk Substation | 0.4 | --> | 0.4 | 0 | 0 | Constrained, otherwise capacity available =257 kVA | --> | 0.38 | 0 | 0.006 | 0.395 | 0 |  | --> | C11 ex MORRISTOWN | Morristown [T41,T42] | NEWBRIDGE |  | 53.1698 | -6.8038
MV/LV Substation BU***867 |  | 10 kV | _ | LV | 200 kVA :Pole Substation | 0.2 | --> | 0.2 | 0 | 0 | Constrained, otherwise capacity available =84 kVA | --> | 0.19 | 0 | 0.022 | 0 | 0 | Constrained, otherwise capacity available =189 kW | --> | C18 ex ATHGARVAN |  |  |  | 53.1855 | -6.7854
MV/LV Substation TI***867X |  | 20 kV | _ | LV | 50 kVA :Pole Substation | 0.05 | --> | 0.05 | 0.048 | 0.63 |  | --> | 0.048 | 0 | 0 | 0 | 0 | Constrained, otherwise capacity available =48 kW | --> | E12 ex KILCULLEN | Kilcullen [T41,T42,T424] | STRATFORD |  | 53.0791 | -6.8293
MV/LV Substation CO***870 |  | 10 kV | _ | LV | 50 kVA :Pole Substation | 0.05 | --> | 0.05 | 0 | 0 | Constrained, otherwise capacity available =38 kVA | --> | 0.048 | 0 | 0 | 0 | 0 | Constrained, otherwise capacity available =49 kW | --> | C18 ex ATHGARVAN |  |  |  | 53.1721 | -6.7752
MV/LV Substation TH***870Z |  | 20 kV | _ | LV | 200 kVA :Kiosk Substation | 0.2 | --> | 0.2 | 0.121 | 0.12 | Constrained, otherwise capacity available =161 kVA | --> | 0.19 | 0 | 0.032 | 0.172 | 0 |  | --> | C26 ex ATHY | Athy [T101,T102] | ATHY |  | 53.1066 | -7.0133
MV/LV Substation FR***874X |  | 20 kV | _ | LV | 200 kVA :Kiosk Substation | 0.2 | --> | 0.2 | 0.125 | 0.63 |  | --> | 0.19 | 0 | 0.05 | 0 | 0 | Constrained, otherwise capacity available =163 kW | --> | E11 ex KILCULLEN | Kilcullen [T41,T42,T424] | STRATFORD |  | 53.0565 | -6.695
MV/LV Substation SU***874Z |  | 10 kV | _ | LV | 100 kVA :Pole Substation | 0.1 | --> | 0.1 | 0.088 | 0.63 |  | --> | 0.095 | 0 | 0 | 0 | 0 | Constrained, otherwise capacity available =97 kW | --> | C16 ex KILCULLEN | Kilcullen [T41,T42,T424] | STRATFORD |  | 53.1277 | -6.7621
MV/LV Substation MI***875 |  | 10 kV | _ | LV | 200 kVA :Kiosk Substation | 0.2 | --> | 0.2 | 0 | 0 | Constrained, otherwise capacity available =57 kVA | --> | 0.19 | 0 | 0.041 | 0.178 | 0 |  | --> | C14 ex ATHGARVAN | Athgarvan [T41,T44] | NEWBRIDGE |  | 53.1527 | -6.7805
MV/LV Substation EY***877 |  | 10 kV | _ | LV | 50 kVA :Pole Substation | 0.05 | --> | 0.05 | 0 | 0 | Constrained, otherwise capacity available =38 kVA | --> | 0.048 | 0 | 0 | 0.049 | 0 |  | --> | C14 ex ATHGARVAN | Athgarvan [T41,T44] | NEWBRIDGE |  | 53.1446 | -6.7865
MV/LV Substation PR***877Z |  | 10 kV | _ | LV | 400 kVA :Kiosk Substation | 0.4 | --> | 0.4 | 0 | 0 | Constrained, otherwise capacity available =323 kVA | --> | 0.38 | 0 | 0.012 | 0.382 | 0 |  | --> | C19 ex KILDARE | Kildare [T41,T42] | NEWBRIDGE |  | 53.2196 | -7.006
MV/LV Substation GI***881 |  | 20 kV | _ | LV | 50 kVA :Pole Substation | 0.05 | --> | 0.05 | 0.049 | 0.63 |  | --> | 0.048 | 0 | 0 | 0 | 0 | Constrained, otherwise capacity available =48 kW | --> | E11 ex KILCULLEN | Kilcullen [T41,T42,T424] | STRATFORD |  | 53.1047 | -6.7328
MV/LV Substation BR***883 |  | 20 kV | _ | LV | 200 kVA :Kiosk Substation | 0.2 | --> | 0.2 | 0.147 | 0.63 |  | --> | 0.19 | 0 | 0.017 | 0 | 0 | Constrained, otherwise capacity available =184 kW | --> | E11 ex KILCULLEN | Kilcullen [T41,T42,T424] | STRATFORD |  | 53.122 | -6.6979
MV/LV Substation SA***884 |  | 20 kV | _ | LV | 200 kVA :Kiosk Substation | 0.2 | --> | 0.2 | 0.186 | 0.63 |  | --> | 0.19 | 0 | 0 | 0 | 0 | Constrained, otherwise capacity available =192 kW | --> | E11 ex KILCULLEN | Kilcullen [T41,T42,T424] | STRATFORD |  | 53.125 | -6.7037
MV/LV Substation KI***884X |  | 10 kV | _ | LV | 50 kVA :Pole Substation | 0.05 | --> | 0.05 | 0 | 0 | Constrained, otherwise capacity available =36 kVA | --> | 0.048 | 0 | 0 | 0.049 | 0 |  | --> | C18 ex BLAKE | Blake [T41,T42] | BLAKE |  | 53.2456 | -6.8394
MV/LV Substation KI***884Z |  | 10 kV | _ | LV | 50 kVA :Pole Substation | 0.05 | --> | 0.05 | 0 | 0 | Constrained, otherwise capacity available =49 kVA | --> | 0.048 | 0 | 0 | 0.048 | 0 |  | --> | C14 ex ATHGARVAN | Athgarvan [T41,T44] | NEWBRIDGE |  | 53.1445 | -6.7728
MV/LV Substation B/***885 |  | 20 kV | _ | LV | 100 kVA :Pole Substation | 0.1 | --> | 0.1 | 0.073 | 0.63 |  | --> | 0.095 | 0 | 0.007 | 0 | 0 | Constrained, otherwise capacity available =93 kW | --> | E11 ex KILCULLEN | Kilcullen [T41,T42,T424] | STRATFORD |  | 53.1203 | -6.6917
MV/LV Substation HA***886 |  | 20 kV | _ | LV | 50 kVA :Pole Substation | 0.05 | --> | 0.05 | 0.045 | 0.63 |  | --> | 0.048 | 0 | 0 | 0 | 0 | Constrained, otherwise capacity available =48 kW | --> | E11 ex KILCULLEN | Kilcullen [T41,T42,T424] | STRATFORD |  | 53.1323 | -6.6894
MV/LV Substation RA***890 |  | 20 kV | _ | LV | 50 kVA :Pole Substation | 0.05 | --> | 0.05 | 0.037 | 0.63 |  | --> | 0.048 | 0 | 0 | 0 | 0 | Constrained, otherwise capacity available =49 kW | --> | E11 ex KILCULLEN | Kilcullen [T41,T42,T424] | STRATFORD |  | 53.0872 | -6.7106
MV/LV Substation KI***894 |  | 20 kV | _ | LV | 400 kVA :Kiosk Substation | 0.4 | --> | 0.4 | 0.295 | 0.63 |  | --> | 0.38 | 0 | 0.006 | 0 | 0 | Constrained, otherwise capacity available =390 kW | --> | E11 ex KILCULLEN | Kilcullen [T41,T42,T424] | STRATFORD |  | 53.0596 | -6.7001
MV/LV Substation KI***898Z |  | 20 kV | _ | LV | 200 kVA :Kiosk Substation | 0.2 | --> | 0.2 | 0.121 | 0.12 | Constrained, otherwise capacity available =200 kVA | --> | 0.19 | 0 | 0 | 0.19 | 0 |  | --> | C26 ex ATHY | Athy [T101,T102] | ATHY |  | 53.111 | -6.9935
MV/LV Substation PO***900 |  | 10 kV | _ | LV | 100 kVA :Pole Substation | 0.1 | --> | 0.1 | 0 | 0 | Constrained, otherwise capacity available =85 kVA | --> | 0.095 | 0 | 0 | 0.097 | 0 |  | --> | C20 ex KILDARE | Kildare [T41,T42] | NEWBRIDGE |  | 53.1736 | -6.8392
MV/LV Substation MO***902 |  | 10 kV | _ | LV | 50 kVA :Pole Substation | 0.05 | --> | 0.05 | 0 | 0 | Constrained, otherwise capacity available =22 kVA | --> | 0.048 | 0 | 0.021 | 0.036 | 0 |  | --> | C11 ex MORRISTOWN | Morristown [T41,T42] | NEWBRIDGE |  | 53.1745 | -6.8102
MV/LV Substation WA***902Z |  | 10 kV | _ | LV | 200 kVA :Kiosk Substation | 0.2 | --> | 0.2 | 0 | 0 | Constrained, otherwise capacity available =132 kVA | --> | 0.19 | 0 | 0.021 | 0.184 | 0 |  | --> | C14 ex ATHGARVAN | Athgarvan [T41,T44] | NEWBRIDGE |  | 53.1622 | -6.788
MV/LV Substation BA***903Z |  | 10 kV | _ | LV | 100 kVA :Pole Substation | 0.1 | --> | 0.1 | 0 | 0 | Constrained, otherwise capacity available =27 kVA | --> | 0.095 | 0 | 0.021 | 0.089 | 0 |  | --> | C18 ex BLAKE | Blake [T41,T42] | BLAKE |  | 53.2421 | -6.8537
MV/LV Substation LO***904 |  | 10 kV | _ | LV | 50 kVA :Pole Substation | 0.05 | --> | 0.05 | 0 | 0 | Constrained, otherwise capacity available =20 kVA | --> | 0.048 | 0 | 0.01 | 0.044 | 0 |  | --> | C20 ex KILDARE | Kildare [T41,T42] | NEWBRIDGE |  | 53.1689 | -6.8353
MV/LV Substation LU***905 |  | 10 kV | _ | LV | 100 kVA :Pole Substation | 0.1 | --> | 0.1 | 0 | 0 | Constrained, otherwise capacity available =62 kVA | --> | 0.095 | 0 | 0.006 | 0.096 | 0 |  | --> | C13 ex ATHGARVAN | Athgarvan [T41,T44] | NEWBRIDGE |  | 53.1586 | -6.8169
MV/LV Substation BR***907 |  | 10 kV | _ | LV | 100 kVA :Pole Substation | 0.1 | --> | 0.1 | 0 | 0 |  | --> | 0.095 | 0 | 0.008 | 0.102 | 0 |  | --> | C18 ex KILDARE | Kildare [T41,T42] | NEWBRIDGE |  | 53.1393 | -6.839
MV/LV Substation RO***908Z |  | 10 kV | _ | LV | 400 kVA :Kiosk Substation | 0.4 | --> | 0.4 | 0 | 0 | Constrained, otherwise capacity available =280 kVA | --> | 0.38 | 0 | 0.024 | 0.378 | 0 |  | --> | C15 ex MORRISTOWN | Morristown [T41,T42] | NEWBRIDGE |  | 53.1907 | -6.8049
MV/LV Substation ME***909 |  | 10 kV | _ | LV | 400 kVA :Kiosk Substation | 0.4 | --> | 0.4 | 0.378 | 0.63 |  | --> | 0.38 | 0 | 0 | 0 | 0 | Constrained, otherwise capacity available =383 kW | --> | C16 ex KILCULLEN | Kilcullen [T41,T42,T424] | STRATFORD |  | 53.1306 | -6.8814
MV/LV Substation RO***909Z |  | 10 kV | _ | LV | 200 kVA :Kiosk Substation | 0.2 | --> | 0.2 | 0 | 0 | Constrained, otherwise capacity available =140 kVA | --> | 0.19 | 0 | 0 | 0.198 | 0 |  | --> | C15 ex MORRISTOWN | Morristown [T41,T42] | NEWBRIDGE |  | 53.1892 | -6.8053
MV/LV Substation CO***910X |  | 10 kV | _ | LV | 400 kVA :Kiosk Substation | 0.4 | --> | 0.4 | 0 | 0 | Constrained, otherwise capacity available =328 kVA | --> | 0.38 | 0 | 0.012 | 0.381 | 0 |  | --> | C12 ex MORRISTOWN | Morristown [T41,T42] | NEWBRIDGE |  | 53.1874 | -6.7988
MV/LV Substation BA***911 |  | 10 kV | _ | LV | 100 kVA :Pole Substation | 0.1 | --> | 0.1 | 0.047 | 0.63 |  | --> | 0.095 | 0 | 0.026 | 0 | 0 | Constrained, otherwise capacity available =83 kW | --> | C16 ex KILCULLEN | Kilcullen [T41,T42,T424] | STRATFORD |  | 53.123 | -6.8298
MV/LV Substation TU***912 |  | 10 kV | _ | LV | 100 kVA :Pole Substation | 0.1 | --> | 0.1 | 0.077 | 0.63 |  | --> | 0.095 | 0 | 0.025 | 0 | 0 | Constrained, otherwise capacity available =80 kW | --> | C16 ex KILCULLEN | Kilcullen [T41,T42,T424] | STRATFORD |  | 53.1331 | -6.8135
MV/LV Substation KN***913 |  | 10 kV | _ | LV | 50 kVA :Pole Substation | 0.05 | --> | 0.05 | 0.039 | 0.63 |  | --> | 0.048 | 0 | 0 | 0 | 0 | Constrained, otherwise capacity available =49 kW | --> | C16 ex KILCULLEN | Kilcullen [T41,T42,T424] | STRATFORD |  | 53.1269 | -6.791
MV/LV Substation CO***917Z |  | 10 kV | _ | LV | 200 kVA :Kiosk Substation | 0.2 | --> | 0.2 | 0 | 0 | Constrained, otherwise capacity available =185 kVA | --> | 0.19 | 0 | 0 | 0.192 | 0 |  | --> | C18 ex KILDARE | Kildare [T41,T42] | NEWBRIDGE |  | 53.1574 | -6.9334
MV/LV Substation CO***918Z |  | 10 kV | _ | LV | 200 kVA :Kiosk Substation | 0.2 | --> | 0.2 | 0 | 0 | Constrained, otherwise capacity available =121 kVA | --> | 0.19 | 0 | 0 | 0.201 | 0 |  | --> | C18 ex KILDARE | Kildare [T41,T42] | NEWBRIDGE |  | 53.1572 | -6.9312
MV/LV Substation HA***919 |  | 20 kV | _ | LV | 200 kVA :Pole Substation | 0.2 | --> | 0.2 | 0.124 | 0.63 |  | --> | 0.19 | 0 | 0 | 0 | 0 | Constrained, otherwise capacity available =200 kW | --> | E12 ex KILCULLEN | Kilcullen [T41,T42,T424] | STRATFORD |  | 53.0965 | -6.7705
MV/LV Substation TE***919Z |  | 20 kV | _ | LV | 200 kVA :Kiosk Substation | 0.2 | --> | 0.2 | 0 | 0 | Constrained, otherwise capacity available =121 kVA | --> | 0.19 | 0 | 0.031 | 0.178 | 0 |  | --> | C14 ex KILDARE | Kildare [T41,T42] | NEWBRIDGE |  | 53.2248 | -7.0062
MV/LV Substation TE***920Z |  | 20 kV | _ | LV | 200 kVA :Kiosk Substation | 0.2 | --> | 0.2 | 0 | 0 | Constrained, otherwise capacity available =91 kVA | --> | 0.19 | 0 | 0.029 | 0.183 | 0 |  | --> | C14 ex KILDARE | Kildare [T41,T42] | NEWBRIDGE |  | 53.2232 | -7.0054
MV/LV Substation OU***921X |  | 20 kV | _ | LV | 50 kVA :Pole Substation | 0.05 | --> | 0.05 | 0.029 | 0.12 |  | --> | 0.048 | 0 | 0 | 0.05 | 0 |  | --> | C26 ex ATHY | Athy [T101,T102] | ATHY |  | 53.1273 | -6.998
MV/LV Substation TH***925X |  | 10 kV | _ | LV | 400 kVA :Kiosk Substation | 0.4 | --> | 0.4 | 0 | 0 | Constrained, otherwise capacity available =343 kVA | --> | 0.38 | 0 | 0.012 | 0.379 | 0 |  | --> | C11 ex MORRISTOWN | Morristown [T41,T42] | NEWBRIDGE |  | 53.1728 | -6.8147
MV/LV Substation GR***930 |  | 20 kV | _ | LV | 50 kVA :Pole Substation | 0.05 | --> | 0.05 | 0 | 0 | Constrained, otherwise capacity available =46 kVA | --> | 0.048 | 0 | 0.004 | 0.045 | 0 |  | --> | C14 ex KILDARE | Kildare [T41,T42] | NEWBRIDGE |  | 53.1895 | -6.9481
MV/LV Substation YE***930Z |  | 20 kV | _ | LV | 200 kVA :Pole Substation | 0.2 | --> | 0.2 | 0 | 0 | Constrained, otherwise capacity available =160 kVA | --> | 0.19 | 0 | 0.028 | 0.175 | 0 |  | --> | C14 ex KILDARE | Kildare [T41,T42] | NEWBRIDGE |  | 53.2253 | -6.9993
MV/LV Substation TH***931Z |  | 10 kV | _ | LV | 400 kVA :Kiosk Substation | 0.4 | --> | 0.4 | 0 | 0 | Constrained, otherwise capacity available =289 kVA | --> | 0.38 | 0 | 0.017 | 0.382 | 0 |  | --> | C15 ex MORRISTOWN | Morristown [T41,T42] | NEWBRIDGE |  | 53.1873 | -6.8184
MV/LV Substation O ***937Z |  | 10 kV | _ | LV | 50 kVA :Pole Substation | 0.05 | --> | 0.05 | 0 | 0 | Constrained, otherwise capacity available =46 kVA | --> | 0.048 | 0 | 0.006 | 0.044 | 0 |  | --> | C19 ex KILDARE | Kildare [T41,T42] | NEWBRIDGE |  | 53.1737 | -6.9508
MV/LV Substation AC***942Z |  | 20 kV | _ | LV | 630 kVA :Kiosk Substation | 0.63 | --> | 0.63 | 0 | 0 | Constrained, otherwise capacity available =575 kVA | --> | 0.598 | 0 | 0.006 | 0.5 | 0 |  | --> | C14 ex KILDARE | Kildare [T41,T42] | NEWBRIDGE |  | 53.2156 | -6.9977
MV/LV Substation CA***945Z |  | 10 kV | _ | LV | 630 kVA :Kiosk Substation | 0.63 | --> | 0.63 | 0 | 0 | Constrained, otherwise capacity available =504 kVA | --> | 0.598 | 0 | 0.026 | 0.5 | 0 |  | --> | C11 ex MORRISTOWN | Morristown [T41,T42] | NEWBRIDGE |  | 53.1721 | -6.8098
MV/LV Substation CO***947Z |  | 10 kV | _ | LV | 400 kVA :Kiosk Substation | 0.4 | --> | 0.4 | 0 | 0 | Constrained, otherwise capacity available =339 kVA | --> | 0.38 | 0 | 0 | 0.388 | 0 |  | --> | C17 ex KILDARE | Kildare [T41,T42] | NEWBRIDGE |  | 53.1626 | -6.8933
MV/LV Substation BR***949 |  | 10 kV | _ | LV | 100 kVA :Pole Substation | 0.1 | --> | 0.1 | 0.085 | 0.63 |  | --> | 0.095 | 0 | 0 | 0 | 0 | Constrained, otherwise capacity available =97 kW | --> | C16 ex KILCULLEN | Kilcullen [T41,T42,T424] | STRATFORD |  | 53.126 | -6.8447
MV/LV Substation CA***949Z |  | 20 kV | _ | LV | 50 kVA :Pole Substation | 0.05 | --> | 0.05 | 0.033 | 0.63 |  | --> | 0.048 | 0 | 0 | 0 | 0 | Constrained, otherwise capacity available =50 kW | --> | E12 ex KILCULLEN | Kilcullen [T41,T42,T424] | STRATFORD |  | 53.1008 | -6.7778
MV/LV Substation GA***951Z |  | 10 kV | _ | LV | 50 kVA :Pole Substation | 0.05 | --> | 0.05 | 0 | 0 | Constrained, otherwise capacity available =40 kVA | --> | 0.048 | 0 | 0.003 | 0.047 | 0 |  | --> | C19 ex KILDARE | Kildare [T41,T42] | NEWBRIDGE |  | 53.1847 | -6.9819
MV/LV Substation CH***954Z |  | 10 kV | _ | LV | 200 kVA :Kiosk Substation | 0.2 | --> | 0.2 | 0 | 0 | Constrained, otherwise capacity available =182 kVA | --> | 0.19 | 0 | 0 | 0.192 | 0 |  | --> | C11 ex MORRISTOWN | Morristown [T41,T42] | NEWBRIDGE |  | 53.1743 | -6.8149
MV/LV Substation DO***957 |  | 10 kV | _ | LV | 100 kVA :Pole Substation | 0.1 | --> | 0.1 | 0 | 0 | Constrained, otherwise capacity available =66 kVA | --> | 0.095 | 0 | 0.005 | 0.096 | 0 |  | --> | C16 ex MORRISTOWN | Morristown [T41,T42] | NEWBRIDGE |  | 53.1908 | -6.8241
MV/LV Substation OR***963 |  | 10 kV | _ | LV | 100 kVA :Pole Substation | 0.1 | --> | 0.1 | 0 | 0 | Constrained, otherwise capacity available =53 kVA | --> | 0.095 | 0 | 0 | 0.101 | 0 |  | --> | C18 ex KILDARE | Kildare [T41,T42] | NEWBRIDGE |  | 53.1443 | -6.8358
MV/LV Substation MA***964 |  | 10 kV | _ | LV | 200 kVA :Pole Substation | 0.2 | --> | 0.2 | 0 | 0 | Constrained, otherwise capacity available =139 kVA | --> | 0.19 | 0 | 0.014 | 0.188 | 0 |  | --> | C18 ex KILDARE | Kildare [T41,T42] | NEWBRIDGE |  | 53.1436 | -6.8589
MV/LV Substation RO***965Z |  | 10 kV | _ | LV | 400 kVA :Kiosk Substation | 0.4 | --> | 0.4 | 0 | 0 | Constrained, otherwise capacity available =207 kVA | --> | 0.38 | 0 | 0.067 | 0.356 | 0 |  | --> | C15 ex MORRISTOWN | Morristown [T41,T42] | NEWBRIDGE |  | 53.193 | -6.8077
MV/LV Substation LJ***966Z |  | 10 kV | _ | LV | 50 kVA :Pole Substation | 0.05 | --> | 0.05 | 0 | 0 | Constrained, otherwise capacity available =29 kVA | --> | 0.048 | 0 | 0.012 | 0.042 | 0 |  | --> | C18 ex BLAKE | Blake [T41,T42] | BLAKE |  | 53.2385 | -6.8575
MV/LV Substation PL***967 |  | 10 kV | _ | LV | 100 kVA :Pole Substation | 0.1 | --> | 0.1 | 0 | 0 | Constrained, otherwise capacity available =74 kVA | --> | 0.095 | 0 | 0.004 | 0.096 | 0 |  | --> | C16 ex MORRISTOWN | Morristown [T41,T42] | NEWBRIDGE |  | 53.2368 | -6.8642
MV/LV Substation CR***969Z |  | 10 kV | _ | LV | 200 kVA :Kiosk Substation | 0.2 | --> | 0.2 | 0 | 0 | Constrained, otherwise capacity available =168 kVA | --> | 0.19 | 0 | 0.023 | 0.177 | 0 |  | --> | C13 ex ATHGARVAN | Athgarvan [T41,T44] | NEWBRIDGE |  | 53.1609 | -6.8062
MV/LV Substation W ***970Z |  | 10 kV | _ | LV | 630 kVA :Building Structure | 0.63 | --> | 0.63 | 0 | 0 | Constrained, otherwise capacity available =630 kVA | --> | 0.598 | 0 | 0 | 0.5 | 0 |  | --> | C20 ex ATHGARVAN | Athgarvan [T41,T44] | NEWBRIDGE |  | 53.1775 | -6.7964
MV/LV Substation CO***974Z |  | 10 kV | _ | LV | 50 kVA :Pole Substation | 0.05 | --> | 0.05 | 0 | 0 | Constrained, otherwise capacity available =45 kVA | --> | 0.048 | 0 | 0 | 0.048 | 0 |  | --> | C14 ex ATHGARVAN | Athgarvan [T41,T44] | NEWBRIDGE |  | 53.1622 | -6.7949
MV/LV Substation MO***975 |  | 20 kV | _ | LV | 50 kVA :Pole Substation | 0.05 | --> | 0.05 | 0.047 | 0.63 |  | --> | 0.048 | 0 | 0 | 0 | 0 | Constrained, otherwise capacity available =48 kW | --> | E11 ex KILCULLEN | Kilcullen [T41,T42,T424] | STRATFORD |  | 53.11 | -6.6798
MV/LV Substation KE***976Z |  | 10 kV | _ | LV | 50 kVA :Pole Substation | 0.05 | --> | 0.05 | 0 | 0 | Constrained, otherwise capacity available =45 kVA | --> | 0.048 | 0 | 0 | 0.048 | 0 |  | --> | C14 ex ATHGARVAN | Athgarvan [T41,T44] | NEWBRIDGE |  | 53.1463 | -6.7781
MV/LV Substation KC***979Z |  | 10 kV | _ | LV | 100 kVA :Pole Substation | 0.1 | --> | 0.1 | 0 | 0 | Constrained, otherwise capacity available =91 kVA | --> | 0.095 | 0 | 0 | 0.096 | 0 |  | --> | C19 ex KILDARE | Kildare [T41,T42] | NEWBRIDGE |  | 53.208 | -6.9923
MV/LV Substation KC***980Z |  | 20 kV | _ | LV | 50 kVA :Pole Substation | 0.05 | --> | 0.05 | 0 | 0 | Constrained, otherwise capacity available =29 kVA | --> | 0.048 | 0 | 0 | 0.05 | 0 |  | --> | C11 ex KILDARE | Kildare [T41,T42] | NEWBRIDGE |  | 53.1544 | -7.0367
MV/LV Substation HO***994Z |  | 10 kV | _ | LV | 400 kVA :Building Structure | 0.4 | --> | 0.4 | 0 | 0 | Constrained, otherwise capacity available =380 kVA | --> | 0.38 | 0 | 0 | 0.383 | 0 |  | --> | C13 ex ATHGARVAN | Athgarvan [T41,T44] | NEWBRIDGE |  | 53.1636 | -6.8201
MV/LV Substation DU***995Z |  | 10 kV | _ | LV | 400 kVA :Building Structure | 0.4 | --> | 0.4 | 0.374 | 0.63 |  | --> | 0.38 | 0 | 0 | 0 | 0 | Constrained, otherwise capacity available =384 kW | --> | C17 ex KILCULLEN | Kilcullen [T41,T42,T424] | STRATFORD |  | 53.1299 | -6.7432
MV/LV Substation BY***996Z |  | 10 kV | _ | LV | 50 kVA :Pole Substation | 0.05 | --> | 0.05 | 0 | 0 | Constrained, otherwise capacity available =37 kVA | --> | 0.048 | 0 | 0.005 | 0.046 | 0 |  | --> | C14 ex ATHGARVAN | Athgarvan [T41,T44] | NEWBRIDGE |  | 53.1554 | -6.7541
MV/LV Substation FA***001 |  | 10 kV | _ | LV | 630 kVA :Kiosk Substation | 0.63 | --> | 0.63 | 0 | 0 | Constrained, otherwise capacity available =210 kVA | --> | 0.598 | 0 | 0.015 | 0.5 | 0 |  | --> | C14 ex NAAS | Naas [T41,T42] | KILTEEL |  | 53.2149 | -6.6646
MV/LV Substation TH***002 |  | 10 kV | _ | LV | 200 kVA :Kiosk Substation | 0.2 | --> | 0.2 | 0.164 | 12.6 |  | --> | 0.19 | 0 | 0.027 | 0.175 | 0 |  | --> | C12 ex MONREAD | Monread [T101,T102] | MONREAD |  | 53.2219 | -6.659
MV/LV Substation CL***003 |  | 10 kV | _ | LV | 400 kVA :Building Structure | 0.4 | --> | 0.4 | 0 | 0 | Constrained, otherwise capacity available =187 kVA | --> | 0.38 | 0 | 0.2 | 0.26 | 0 |  | --> | C18 ex SALLINS | Sallins [T41,T42] | GRIFFINRATH |  | 53.3104 | -6.6849
MV/LV Substation WE***003Y |  | 10 kV | _ | LV | 200 kVA :Kiosk Substation | 0.2 | --> | 0.2 | 0 | 0 | Constrained, otherwise capacity available =128 kVA | --> | 0.19 | 0 | 0.016 | 0.188 | 0 |  | --> | E20 ex BLESSINGTON | Blessington [T421,T422] | KILTEEL |  | 53.1685 | -6.5408
MV/LV Substation NA***004Z |  | 10 kV | _ | LV | 100 kVA :Pole Substation | 0.1 | --> | 0.1 | 0 | 0 | Constrained, otherwise capacity available =77 kVA | --> | 0.095 | 0 | 0 | 0.098 | 0 |  | --> | C18 ex SALLINS | Sallins [T41,T42] | GRIFFINRATH |  | 53.2497 | -6.6407
MV/LV Substation PA***005 |  | 10 kV | _ | LV | 50 kVA :Pole Substation | 0.05 | --> | 0.05 | 0 | 0 | Constrained, otherwise capacity available =20 kVA | --> | 0.048 | 0 | 0 | 0.052 | 0 |  | --> | C16 ex JOHNSTOWN | Johnstown [T41,T42] | KILTEEL |  | 53.2478 | -6.6213
MV/LV Substation JO***010 |  | 10 kV | _ | LV | 200 kVA :Pole Substation | 0.2 | --> | 0.2 | 0 | 0 | Constrained, otherwise capacity available =128 kVA | --> | 0.19 | 0 | 0.004 | 0.197 | 0 |  | --> | C16 ex JOHNSTOWN | Johnstown [T41,T42] | KILTEEL |  | 53.2377 | -6.6203
MV/LV Substation EL***012Y |  | 10 kV | _ | LV | 400 kVA :Kiosk Substation | 0.4 | --> | 0.4 | 0.307 | 12.6 |  | --> | 0.38 | 0 | 0.083 | 0.331 | 0 |  | --> | C12 ex MONREAD | Monread [T101,T102] | MONREAD |  | 53.2177 | -6.6555
MV/LV Substation CO***012Z |  | 10 kV | _ | LV | 400 kVA :Kiosk Substation | 0.4 | --> | 0.4 | 0 | 0 | Constrained, otherwise capacity available =304 kVA | --> | 0.38 | 0 | 0.042 | 0.362 | 0 |  | --> | C17 ex SALLINS | Sallins [T41,T42] | GRIFFINRATH |  | 53.2969 | -6.6986
MV/LV Substation OS***013Z |  | 10 kV | _ | LV | 200 kVA :Kiosk Substation | 0.2 | --> | 0.2 | 0.104 | 12.6 |  | --> | 0.19 | 0 | 0.034 | 0.178 | 0 |  | --> | C23 ex MONREAD | Monread [T101,T102] | MONREAD |  | 53.2482 | -6.6678
MV/LV Substation MU***015 |  | 20 kV | _ | LV | 100 kVA :Pole Substation | 0.1 | --> | 0.1 | 0 | 0 | Constrained, otherwise capacity available =65 kVA | --> | 0.095 | 0 | 0 | 0.1 | 0 |  | --> | E13 ex BLESSINGTON | Blessington [T421,T422] | KILTEEL |  | 53.1464 | -6.6336
MV/LV Substation HI***016 |  | 10 kV | _ | LV | 400 kVA :Kiosk Substation | 0.4 | --> | 0.4 | 0 | 0 | Constrained, otherwise capacity available =249 kVA | --> | 0.38 | 0 | 0.067 | 0.35 | 0 |  | --> | C17 ex SALLINS | Sallins [T41,T42] | GRIFFINRATH |  | 53.2956 | -6.6912
MV/LV Substation MO***021 |  | 10 kV | _ | LV | 400 kVA :Kiosk Substation | 0.4 | --> | 0.4 | 0.247 | 12.6 |  | --> | 0.38 | 0 | 0.065 | 0.352 | 0 |  | --> | C19 ex MONREAD | Monread [T101,T102] | MONREAD |  | 53.2383 | -6.6631
MV/LV Substation MO***021Y |  | 10 kV | _ | LV | 400 kVA :Kiosk Substation | 0.4 | --> | 0.4 | 0.204 | 12.6 |  | --> | 0.38 | 0 | 0.031 | 0.383 | 0 |  | --> | C12 ex MONREAD | Monread [T101,T102] | MONREAD |  | 53.2283 | -6.6528
MV/LV Substation KE***022Z |  | 10 kV | _ | LV | 400 kVA :Kiosk Substation | 0.4 | --> | 0.4 | 0.244 | 12.6 |  | --> | 0.38 | 0 | 0.052 | 0.362 | 0 |  | --> | C20 ex MONREAD | Monread [T101,T102] | MONREAD |  | 53.2352 | -6.6546
MV/LV Substation GO***023 |  | 20 kV | _ | LV | 200 kVA :Pole Substation | 0.2 | --> | 0.2 | 0 | 0 | Constrained, otherwise capacity available =176 kVA | --> | 0.19 | 0 | 0 | 0.193 | 0 |  | --> | E14 ex BLESSINGTON | Blessington [T421,T422] | KILTEEL |  | 53.123 | -6.6127
MV/LV Substation CA***023Z |  | 10 kV | _ | LV | 200 kVA :Kiosk Substation | 0.2 | --> | 0.2 | 0 | 0 | Constrained, otherwise capacity available =91 kVA | --> | 0.19 | 0 | 0.049 | 0.168 | 0 |  | --> | C14 ex SALLINS | Sallins [T41,T42] | GRIFFINRATH |  | 53.2543 | -6.6699
MV/LV Substation NE***026 |  | 10 kV | _ | LV | 400 kVA :Kiosk Substation | 0.4 | --> | 0.4 | 0 | 0 | Constrained, otherwise capacity available =200 kVA | --> | 0.38 | 0 | 0.014 | 0.396 | 0 |  | --> | C17 ex NAAS | Naas [T41,T42] | KILTEEL |  | 53.2158 | -6.6726
MV/LV Substation SU***026Y |  | 10 kV | _ | LV | 400 kVA :Kiosk Substation | 0.4 | --> | 0.4 | 0.283 | 12.6 |  | --> | 0.38 | 0 | 0.054 | 0.356 | 0 |  | --> | C12 ex MONREAD | Monread [T101,T102] | MONREAD |  | 53.2162 | -6.656
MV/LV Substation CA***028Z |  | 10 kV | _ | LV | 400 kVA :Kiosk Substation | 0.4 | --> | 0.4 | 0 | 0 | Constrained, otherwise capacity available =319 kVA | --> | 0.38 | 0 | 0.005 | 0.387 | 0 |  | --> | C14 ex SALLINS | Sallins [T41,T42] | GRIFFINRATH |  | 53.2558 | -6.6692
MV/LV Substation BR***032Z |  | 10 kV | _ | LV | 200 kVA :Kiosk Substation | 0.2 | --> | 0.2 | 0 | 0 | Constrained, otherwise capacity available =109 kVA | --> | 0.19 | 0 | 0.068 | 0.152 | 0 |  | --> | C18 ex NAAS | Naas [T41,T42] | KILTEEL |  | 53.203 | -6.6704
MV/LV Substation BA***033 |  | 10 kV | _ | LV | 630 kVA :Building Structure | 0.63 | --> | 0.63 | 0 | 0 | Constrained, otherwise capacity available =551 kVA | --> | 0.598 | 0 | 0.036 | 0.5 | 0 |  | --> | E13 ex BLESSINGTON | Blessington [T421,T422] | KILTEEL |  | 53.1544 | -6.596
MV/LV Substation JO***033Z |  | 10 kV | _ | LV | 50 kVA :Pole Substation | 0.05 | --> | 0.05 | 0.035 | 12.6 |  | --> | 0.048 | 0 | 0 | 0.049 | 0 |  | --> | C20 ex MONREAD | Monread [T101,T102] | MONREAD |  | 53.2371 | -6.6272
MV/LV Substation MA***034Z |  | 10 kV | _ | LV | 200 kVA :Kiosk Substation | 0.2 | --> | 0.2 | 0.129 | 12.6 |  | --> | 0.19 | 0 | 0.078 | 0.142 | 0 |  | --> | C12 ex MONREAD | Monread [T101,T102] | MONREAD |  | 53.2295 | -6.6466
MV/LV Substation HA***036 |  | 10 kV | _ | LV | 200 kVA :Pole Substation | 0.2 | --> | 0.2 | 0 | 0 | Constrained, otherwise capacity available =200 kVA | --> | 0.19 | 0 | 0 | 0.19 | 0 |  | --> | C11 ex JOHNSTOWN | Johnstown [T41,T42] | KILTEEL |  | 53.2312 | -6.5798
MV/LV Substation TO***036Y |  | 10 kV | _ | LV | 400 kVA :Kiosk Substation | 0.4 | --> | 0.4 | 0 | 0 | Constrained, otherwise capacity available =341 kVA | --> | 0.38 | 0 | 0 | 0.388 | 0 |  | --> | C18 ex NAAS | Naas [T41,T42] | KILTEEL |  | 53.2067 | -6.7427
MV/LV Substation AY***036Z |  | 10 kV | _ | LV | 200 kVA :Kiosk Substation | 0.2 | --> | 0.2 | 0.13 | 12.6 |  | --> | 0.19 | 0 | 0.025 | 0.181 | 0 |  | --> | C20 ex MONREAD | Monread [T101,T102] | MONREAD |  | 53.2361 | -6.65
MV/LV Substation AY***037Z |  | 10 kV | _ | LV | 200 kVA :Building Structure | 0.2 | --> | 0.2 | 0.164 | 12.6 |  | --> | 0.19 | 0 | 0.004 | 0.192 | 0 |  | --> | C20 ex MONREAD | Monread [T101,T102] | MONREAD |  | 53.2351 | -6.6486
MV/LV Substation AY***038Z |  | 10 kV | _ | LV | 400 kVA :Kiosk Substation | 0.4 | --> | 0.4 | 0.302 | 12.6 |  | --> | 0.38 | 0 | 0.014 | 0.383 | 0 |  | --> | C20 ex MONREAD | Monread [T101,T102] | MONREAD |  | 53.234 | -6.6462
MV/LV Substation AY***039Z |  | 10 kV | _ | LV | 200 kVA :Kiosk Substation | 0.2 | --> | 0.2 | 0.097 | 12.6 |  | --> | 0.19 | 0 | 0.026 | 0.184 | 0 |  | --> | C20 ex MONREAD | Monread [T101,T102] | MONREAD |  | 53.235 | -6.6447
MV/LV Substation CR***041 |  | 10 kV | _ | LV | 100 kVA :Pole Substation | 0.1 | --> | 0.1 | 0 | 0 | Constrained, otherwise capacity available =99 kVA | --> | 0.095 | 0 | 0 | 0.095 | 0 |  | --> | E18 ex BLESSINGTON | Blessington [T421,T422] | KILTEEL |  | 53.185 | -6.5191
MV/LV Substation SP***042 |  | 10 kV | _ | LV | 400 kVA :Kiosk Substation | 0.4 | --> | 0.4 | 0.337 | 12.6 |  | --> | 0.38 | 0 | 0.01 | 0.381 | 0 |  | --> | C12 ex MONREAD | Monread [T101,T102] | MONREAD |  | 53.2225 | -6.6612
MV/LV Substation RO***043 |  | 20 kV | _ | LV | 200 kVA :Pole Substation | 0.2 | --> | 0.2 | 0 | 0 | Constrained, otherwise capacity available =200 kVA | --> | 0.19 | 0 | 0 | 0.19 | 0 |  | --> | E13 ex BLESSINGTON | Blessington [T421,T422] | KILTEEL |  | 53.1865 | -6.5358
MV/LV Substation RE***043Z |  | 10 kV | _ | LV | 200 kVA :Pole Substation | 0.2 | --> | 0.2 | 0 | 0 | Constrained, otherwise capacity available =193 kVA | --> | 0.19 | 0 | 0 | 0.191 | 0 |  | --> | E18 ex BLESSINGTON | Blessington [T421,T422] | KILTEEL |  | 53.1903 | -6.5422
MV/LV Substation CL***046 |  | 10 kV | _ | LV | 50 kVA :Pole Substation | 0.05 | --> | 0.05 | 0 | 0 | Constrained, otherwise capacity available =31 kVA | --> | 0.048 | 0 | 0.002 | 0.048 | 0 |  | --> | E20 ex BLESSINGTON | Blessington [T421,T422] | KILTEEL |  | 53.183 | -6.5234
MV/LV Substation BL***046Y |  | 10 kV | _ | LV | 50 kVA :Pole Substation | 0.05 | --> | 0.05 | 0 | 0 | Constrained, otherwise capacity available =50 kVA | --> | 0.048 | 0 | 0 | 0.048 | 0 |  | --> | C17 ex SALLINS | Sallins [T41,T42] | GRIFFINRATH |  | 53.2833 | -6.6791
MV/LV Substation GL***046Z |  | 10 kV | _ | LV | 200 kVA :Kiosk Substation | 0.2 | --> | 0.2 | 0.024 | 12.6 |  | --> | 0.19 | 0 | 0.069 | 0.162 | 0 |  | --> | C19 ex MONREAD | Monread [T101,T102] | MONREAD |  | 53.2327 | -6.6503
MV/LV Substation DE***047 |  | 10 kV | _ | LV | 400 kVA :Kiosk Substation | 0.4 | --> | 0.4 | 0 | 0 | Constrained, otherwise capacity available =396 kVA | --> | 0.38 | 0 | 0 | 0.381 | 0 |  | --> | C17 ex NAAS | Naas [T41,T42] | KILTEEL |  | 53.2059 | -6.7133
MV/LV Substation DU***047Z |  | 10 kV | _ | LV | 100 kVA :Pole Substation | 0.1 | --> | 0.1 | 0 | 0 | Constrained, otherwise capacity available =92 kVA | --> | 0.095 | 0 | 0.005 | 0.092 | 0 |  | --> | E13 ex BLESSINGTON | Blessington [T421,T422] | KILTEEL |  | 53.1543 | -6.6771
MV/LV Substation FO***049Z |  | 10 kV | _ | LV | 100 kVA :Pole Substation | 0.1 | --> | 0.1 | 0 | 0 | Constrained, otherwise capacity available =100 kVA | --> | 0.095 | 0 | 0 | 0.095 | 0 |  | --> | C11 ex JOHNSTOWN | Johnstown [T41,T42] | KILTEEL |  | 53.2213 | -6.6092
MV/LV Substation NE***050 |  | 20 kV | _ | LV | 100 kVA :Pole Substation | 0.1 | --> | 0.1 | 0 | 0 | Constrained, otherwise capacity available =79 kVA | --> | 0.095 | 0 | 0.017 | 0.085 | 0 |  | --> | E13 ex BLESSINGTON | Blessington [T421,T422] | KILTEEL |  | 53.173 | -6.5498
MV/LV Substation GL***054 |  | 10 kV | _ | LV | 400 kVA :Kiosk Substation | 0.4 | --> | 0.4 | 0.246 | 12.6 |  | --> | 0.38 | 0 | 0.072 | 0.347 | 0 |  | --> | C12 ex MONREAD | Monread [T101,T102] | MONREAD |  | 53.2307 | -6.649
MV/LV Substation S ***056 |  | 10 kV | _ | LV | 630 kVA :Kiosk Substation | 0.63 | --> | 0.63 | 0.073 | 12.6 |  | --> | 0.598 | 0 | 0.01 | 0.5 | 0 |  | --> | C19 ex MONREAD | Monread [T101,T102] | MONREAD |  | 53.2384 | -6.6551
MV/LV Substation BU***056Y |  | 20 kV | _ | LV | 200 kVA :Pole Substation | 0.2 | --> | 0.2 | 0 | 0 | Constrained, otherwise capacity available =152 kVA | --> | 0.19 | 0 | 0 | 0.196 | 0 |  | --> | E13 ex BLESSINGTON | Blessington [T421,T422] | KILTEEL |  | 53.1627 | -6.5498
MV/LV Substation A ***058Z |  | 10 kV | _ | LV | 400 kVA :Building Structure | 0.4 | --> | 0.4 | 0 | 0 | Constrained, otherwise capacity available =395 kVA | --> | 0.38 | 0 | 0 | 0.381 | 0 |  | --> | E20 ex BLESSINGTON | Blessington [T421,T422] | KILTEEL |  | 53.1648 | -6.5384
MV/LV Substation AB***059 |  | 10 kV | _ | LV | 400 kVA :Kiosk Substation | 0.4 | --> | 0.4 | 0 | 0 | Constrained, otherwise capacity available =255 kVA | --> | 0.38 | 0 | 0.072 | 0.346 | 0 |  | --> | C17 ex SALLINS | Sallins [T41,T42] | GRIFFINRATH |  | 53.2919 | -6.6777
MV/LV Substation KI***061 |  | 10 kV | _ | LV | 400 kVA :Kiosk Substation | 0.4 | --> | 0.4 | 0 | 0 | Constrained, otherwise capacity available =303 kVA | --> | 0.38 | 0 | 0.023 | 0.376 | 0 |  | --> | C16 ex JOHNSTOWN | Johnstown [T41,T42] | KILTEEL |  | 53.239 | -6.5988
MV/LV Substation MO***062Y |  | 10 kV | _ | LV | 200 kVA :Kiosk Substation | 0.2 | --> | 0.2 | 0 | 0 | Constrained, otherwise capacity available =110 kVA | --> | 0.19 | 0 | 0.016 | 0.19 | 0 |  | --> | C11 ex NAAS | Naas [T41,T42] | KILTEEL |  | 53.2149 | -6.6502
MV/LV Substation DU***063 |  | 10 kV | _ | LV | 200 kVA :Pole Substation | 0.2 | --> | 0.2 | 0.108 | 12.6 |  | --> | 0.19 | 0 | 0 | 0.202 | 0 |  | --> | C12 ex MONREAD | Monread [T101,T102] | MONREAD |  | 53.2244 | -6.6538
MV/LV Substation TH***063Z |  | 10 kV | _ | LV | 400 kVA :Kiosk Substation | 0.4 | --> | 0.4 | 0 | 0 | Constrained, otherwise capacity available =301 kVA | --> | 0.38 | 0 | 0.034 | 0.368 | 0 |  | --> | C19 ex JOHNSTOWN | Johnstown [T41,T42] | KILTEEL |  | 53.2272 | -6.645
MV/LV Substation AB***064 |  | 10 kV | _ | LV | 400 kVA :Kiosk Substation | 0.4 | --> | 0.4 | 0 | 0 | Constrained, otherwise capacity available =257 kVA | --> | 0.38 | 0 | 0 | 0.399 | 0 |  | --> | C14 ex NAAS | Naas [T41,T42] | KILTEEL |  | 53.2185 | -6.6649
MV/LV Substation ST***065Z |  | 10 kV | _ | LV | 100 kVA :Pole Substation | 0.1 | --> | 0.1 | 0 | 0 | Constrained, otherwise capacity available =90 kVA | --> | 0.095 | 0 | 0 | 0.096 | 0 |  | --> | C19 ex SALLINS | Sallins [T41,T42] | GRIFFINRATH |  | 53.2453 | -6.7372
MV/LV Substation CL***066Y |  | 10 kV | _ | LV | 50 kVA :Pole Substation | 0.05 | --> | 0.05 | 0 | 0 | Constrained, otherwise capacity available =48 kVA | --> | 0.048 | 0 | 0.01 | 0.04 | 0 |  | --> | E18 ex BLESSINGTON | Blessington [T421,T422] | KILTEEL |  | 53.1883 | -6.4345
MV/LV Substation CO***067 |  | 10 kV | _ | LV | 400 kVA :Kiosk Substation | 0.4 | --> | 0.4 | 0 | 0 | Constrained, otherwise capacity available =356 kVA | --> | 0.38 | 0 | 0 | 0.386 | 0 |  | --> | C17 ex NAAS | Naas [T41,T42] | KILTEEL |  | 53.2149 | -6.6725
MV/LV Substation CO***068 |  | 10 kV | _ | LV | 200 kVA :Kiosk Substation | 0.2 | --> | 0.2 | 0.142 | 12.6 |  | --> | 0.19 | 0 | 0.035 | 0.172 | 0 |  | --> | C22 ex MONREAD | Monread [T101,T102] | MONREAD |  | 53.2178 | -6.6761
MV/LV Substation HA***070Y |  | 10 kV | _ | LV | 200 kVA :Kiosk Substation | 0.2 | --> | 0.2 | 0 | 0 | Constrained, otherwise capacity available =108 kVA | --> | 0.19 | 0 | 0.02 | 0.187 | 0 |  | --> | C11 ex NAAS | Naas [T41,T42] | KILTEEL |  | 53.2105 | -6.6526
MV/LV Substation WO***071 |  | 10 kV | _ | LV | 400 kVA :Kiosk Substation | 0.4 | --> | 0.4 | 0.3 | 12.6 |  | --> | 0.38 | 0 | 0.013 | 0.384 | 0 |  | --> | C12 ex MONREAD | Monread [T101,T102] | MONREAD |  | 53.2258 | -6.6592
MV/LV Substation MI***072 |  | 10 kV | _ | LV | 400 kVA :Kiosk Substation | 0.4 | --> | 0.4 | 0 | 0 | Constrained, otherwise capacity available =254 kVA | --> | 0.38 | 0 | 0.066 | 0.35 | 0 |  | --> | C14 ex NAAS | Naas [T41,T42] | KILTEEL |  | 53.2161 | -6.6595
MV/LV Substation AR***072Y |  | 20 kV | _ | LV | 100 kVA :Pole Substation | 0.1 | --> | 0.1 | 0 | 0 | Constrained, otherwise capacity available =93 kVA | --> | 0.095 | 0 | 0 | 0.096 | 0 |  | --> | E13 ex BLESSINGTON | Blessington [T421,T422] | KILTEEL |  | 53.1234 | -6.6367
MV/LV Substation AL***073 |  | 10 kV | _ | LV | 200 kVA :Kiosk Substation | 0.2 | --> | 0.2 | 0 | 0 | Constrained, otherwise capacity available =127 kVA | --> | 0.19 | 0 | 0 | 0.2 | 0 |  | --> | C17 ex NAAS | Naas [T41,T42] | KILTEEL |  | 53.2144 | -6.6786
MV/LV Substation SA***073Z |  | 10 kV | _ | LV | 200 kVA :Kiosk Substation | 0.2 | --> | 0.2 | 0 | 0 | Constrained, otherwise capacity available =107 kVA | --> | 0.19 | 0 | 0.032 | 0.179 | 0 |  | --> | C14 ex SALLINS | Sallins [T41,T42] | GRIFFINRATH |  | 53.2531 | -6.6634
MV/LV Substation RA***075 |  | 10 kV | _ | LV | 630 kVA :Kiosk Substation | 0.63 | --> | 0.63 | 0 | 0 | Constrained, otherwise capacity available =388 kVA | --> | 0.598 | 0 | 0.054 | 0.5 | 0 |  | --> | C17 ex NAAS | Naas [T41,T42] | KILTEEL |  | 53.2115 | -6.6675
MV/LV Substation TH***077Z |  | 10 kV | _ | LV | 630 kVA :Kiosk Substation | 0.63 | --> | 0.63 | 0 | 0 | Constrained, otherwise capacity available =469 kVA | --> | 0.598 | 0 | 0.057 | 0.5 | 0 |  | --> | C19 ex SALLINS | Sallins [T41,T42] | GRIFFINRATH |  | 53.2897 | -6.7591
MV/LV Substation NA***078 |  | 10 kV | _ | LV | 400 kVA :Kiosk Substation | 0.4 | --> | 0.4 | 0 | 0 | Constrained, otherwise capacity available =215 kVA | --> | 0.38 | 0 | 0.024 | 0.387 | 0 |  | --> | C14 ex NAAS | Naas [T41,T42] | KILTEEL |  | 53.2174 | -6.6671
MV/LV Substation BR***078Y |  | 20 kV | _ | LV | 50 kVA :Pole Substation | 0.05 | --> | 0.05 | 0 | 0 | Constrained, otherwise capacity available =40 kVA | --> | 0.048 | 0 | 0.005 | 0.045 | 0 |  | --> | E17 ex BLESSINGTON | Blessington [T421,T422] | KILTEEL |  | 53.0866 | -6.5815
MV/LV Substation CA***078Z |  | 10 kV | _ | LV | 200 kVA :Kiosk Substation | 0.2 | --> | 0.2 | 0.117 | 12.6 |  | --> | 0.19 | 0 | 0.025 | 0.183 | 0 |  | --> | C22 ex MONREAD | Monread [T101,T102] | MONREAD |  | 53.221 | -6.6805
MV/LV Substation LA***079 |  | 10 kV | _ | LV | 200 kVA :Kiosk Substation | 0.2 | --> | 0.2 | 0 | 0 | Constrained, otherwise capacity available =126 kVA | --> | 0.19 | 0 | 0.044 | 0.167 | 0 |  | --> | C14 ex NAAS | Naas [T41,T42] | KILTEEL |  | 53.2099 | -6.6647
MV/LV Substation CA***079Z |  | 10 kV | _ | LV | 200 kVA :Pole Substation | 0.2 | --> | 0.2 | 0 | 0 | Constrained, otherwise capacity available =199 kVA | --> | 0.19 | 0 | 0 | 0.19 | 0 |  | --> | E18 ex BLESSINGTON | Blessington [T421,T422] | KILTEEL |  | 53.19 | -6.5341
MV/LV Substation CA***084 |  | 20 kV | _ | LV | 50 kVA :Pole Substation | 0.05 | --> | 0.05 | 0 | 0 | Constrained, otherwise capacity available =38 kVA | --> | 0.048 | 0 | 0.004 | 0.046 | 0 |  | --> | E17 ex BLESSINGTON | Blessington [T421,T422] | KILTEEL |  | 53.0937 | -6.5161
MV/LV Substation SA***085 |  | 10 kV | _ | LV | 200 kVA :Kiosk Substation | 0.2 | --> | 0.2 | 0 | 0 | Constrained, otherwise capacity available =134 kVA | --> | 0.19 | 0 | 0.021 | 0.183 | 0 |  | --> | C14 ex SALLINS | Sallins [T41,T42] | GRIFFINRATH |  | 53.2551 | -6.6657
MV/LV Substation ST***085Z |  | 10 kV | _ | LV | 100 kVA :Pole Substation | 0.1 | --> | 0.1 | 0 | 0 | Constrained, otherwise capacity available =48 kVA | --> | 0.095 | 0 | 0.026 | 0.083 | 0 |  | --> | C18 ex NAAS | Naas [T41,T42] | KILTEEL |  | 53.1694 | -6.6961
MV/LV Substation HO***087 |  | 10 kV | _ | LV | 400 kVA :Kiosk Substation | 0.4 | --> | 0.4 | 0.351 | 12.6 |  | --> | 0.38 | 0 | 0.022 | 0.37 | 0 |  | --> | C12 ex MONREAD | Monread [T101,T102] | MONREAD |  | 53.2238 | -6.6593
MV/LV Substation CA***088Z |  | 10 kV | _ | LV | 200 kVA :Kiosk Substation | 0.2 | --> | 0.2 | 0 | 0 | Constrained, otherwise capacity available =162 kVA | --> | 0.19 | 0 | 0.03 | 0.173 | 0 |  | --> | C11 ex SALLINS | Sallins [T41,T42] | GRIFFINRATH |  | 53.2545 | -6.6734
MV/LV Substation TU***089 |  | 20 kV | _ | LV | 200 kVA :Kiosk Substation | 0.2 | --> | 0.2 | 0 | 0 | Constrained, otherwise capacity available =92 kVA | --> | 0.19 | 0 | 0.003 | 0.202 | 0 |  | --> | E14 ex BLESSINGTON | Blessington [T421,T422] | KILTEEL |  | 53.1255 | -6.5608
MV/LV Substation KI***091Y |  | 10 kV | _ | LV | 50 kVA :Pole Substation | 0.05 | --> | 0.05 | 0 | 0 | Constrained, otherwise capacity available =48 kVA | --> | 0.048 | 0 | 0 | 0.048 | 0 |  | --> | E18 ex BLESSINGTON | Blessington [T421,T422] | KILTEEL |  | 53.1915 | -6.4637
MV/LV Substation BA***092 |  | 10 kV | _ | LV | 100 kVA :Pole Substation | 0.1 | --> | 0.1 | 0 | 0 | Constrained, otherwise capacity available =94 kVA | --> | 0.095 | 0 | 0 | 0.096 | 0 |  | --> | C17 ex SALLINS | Sallins [T41,T42] | GRIFFINRATH |  | 53.2928 | -6.6933
MV/LV Substation GL***098 |  | 10 kV | _ | LV | 400 kVA :Kiosk Substation | 0.4 | --> | 0.4 | 0 | 0 | Constrained, otherwise capacity available =281 kVA | --> | 0.38 | 0 | 0.05 | 0.359 | 0 |  | --> | C16 ex JOHNSTOWN | Johnstown [T41,T42] | KILTEEL |  | 53.2456 | -6.5894
MV/LV Substation KI***099Z |  | 10 kV | _ | LV | 400 kVA :Building Structure | 0.4 | --> | 0.4 | 0 | 0 | Constrained, otherwise capacity available =374 kVA | --> | 0.38 | 0 | 0 | 0.384 | 0 |  | --> | C11 ex JOHNSTOWN | Johnstown [T41,T42] | KILTEEL |  | 53.232 | -6.575
MV/LV Substation JI***102 |  | 10 kV | _ | LV | 400 kVA :Kiosk Substation | 0.4 | --> | 0.4 | 0.291 | 12.6 |  | --> | 0.38 | 0 | 0.054 | 0.355 | 0 |  | --> | C22 ex MONREAD | Monread [T101,T102] | MONREAD |  | 53.2156 | -6.6783
MV/LV Substation KI***103Z |  | 20 kV | _ | LV | 50 kVA :Pole Substation | 0.05 | --> | 0.05 | 0 | 0 | Constrained, otherwise capacity available =40 kVA | --> | 0.048 | 0 | 0.005 | 0.045 | 0 |  | --> | E13 ex BLESSINGTON | Blessington [T421,T422] | KILTEEL |  | 53.1619 | -6.552
MV/LV Substation CR***105Z |  | 10 kV | _ | LV | 400 kVA :Kiosk Substation | 0.4 | --> | 0.4 | 0 | 0 | Constrained, otherwise capacity available =250 kVA | --> | 0.38 | 0 | 0.07 | 0.348 | 0 |  | --> | C11 ex NAAS | Naas [T41,T42] | KILTEEL |  | 53.2084 | -6.655
MV/LV Substation BA***108Z |  | 10 kV | _ | LV | 200 kVA :Kiosk Substation | 0.2 | --> | 0.2 | 0 | 0 | Constrained, otherwise capacity available =101 kVA | --> | 0.19 | 0 | 0.042 | 0.172 | 0 |  | --> | C19 ex SALLINS | Sallins [T41,T42] | GRIFFINRATH |  | 53.2863 | -6.7568
MV/LV Substation BL***113Z |  | 10 kV | _ | LV | 50 kVA :Pole Substation | 0.05 | --> | 0.05 | 0.05 | 12.6 |  | --> | 0.048 | 0 | 0 | 0.048 | 0 |  | --> | C23 ex MONREAD | Monread [T101,T102] | MONREAD |  | 53.23 | -6.777
MV/LV Substation SA***123Z |  | 10 kV | _ | LV | 400 kVA :Kiosk Substation | 0.4 | --> | 0.4 | 0 | 0 | Constrained, otherwise capacity available =307 kVA | --> | 0.38 | 0 | 0.015 | 0.382 | 0 |  | --> | C14 ex SALLINS | Sallins [T41,T42] | GRIFFINRATH |  | 53.2558 | -6.6627
MV/LV Substation SL***128Y |  | 10 kV | _ | LV | 50 kVA :Pole Substation | 0.05 | --> | 0.05 | 0 | 0 | Constrained, otherwise capacity available =39 kVA | --> | 0.048 | 0 | 0 | 0.049 | 0 |  | --> | E18 ex BLESSINGTON | Blessington [T421,T422] | KILTEEL |  | 53.2156 | -6.4772
MV/LV Substation SA***134Z |  | 10 kV | _ | LV | 400 kVA :Kiosk Substation | 0.4 | --> | 0.4 | 0 | 0 | Constrained, otherwise capacity available =262 kVA | --> | 0.38 | 0 | 0.093 | 0.329 | 0 |  | --> | C14 ex SALLINS | Sallins [T41,T42] | GRIFFINRATH |  | 53.2523 | -6.6619
MV/LV Substation GO***136Y |  | 10 kV | _ | LV | 100 kVA :Pole Substation | 0.1 | --> | 0.1 | 0 | 0 | Constrained, otherwise capacity available =92 kVA | --> | 0.095 | 0 | 0.008 | 0.09 | 0 |  | --> | E18 ex BLESSINGTON | Blessington [T421,T422] | KILTEEL |  | 53.2076 | -6.4725
MV/LV Substation LA***137Z |  | 10 kV | _ | LV | 50 kVA :Pole Substation | 0.05 | --> | 0.05 | 0 | 0 | Constrained, otherwise capacity available =49 kVA | --> | 0.048 | 0 | 0 | 0.048 | 0 |  | --> | C17 ex NAAS | Naas [T41,T42] | KILTEEL |  | 53.2108 | -6.7391
MV/LV Substation CO***139Y |  | 10 kV | _ | LV | 50 kVA :Pole Substation | 0.05 | --> | 0.05 | 0 | 0 | Constrained, otherwise capacity available =44 kVA | --> | 0.048 | 0 | 0 | 0.048 | 0 |  | --> | E18 ex BLESSINGTON | Blessington [T421,T422] | KILTEEL |  | 53.202 | -6.4809
MV/LV Substation TI***140Y |  | 10 kV | _ | LV | 50 kVA :Pole Substation | 0.05 | --> | 0.05 | 0 | 0 | Constrained, otherwise capacity available =40 kVA | --> | 0.048 | 0 | 0.006 | 0.044 | 0 |  | --> | E18 ex BLESSINGTON | Blessington [T421,T422] | KILTEEL |  | 53.2116 | -6.4839
MV/LV Substation VI***146 |  | 10 kV | _ | LV | 400 kVA :Kiosk Substation | 0.4 | --> | 0.4 | 0 | 0 | Constrained, otherwise capacity available =373 kVA | --> | 0.38 | 0 | 0 | 0.384 | 0 |  | --> | C18 ex NAAS | Naas [T41,T42] | KILTEEL |  | 53.1697 | -6.7026
MV/LV Substation EN***149 |  | 10 kV | _ | LV | 400 kVA :Kiosk Substation | 0.4 | --> | 0.4 | 0 | 0 | Constrained, otherwise capacity available =385 kVA | --> | 0.38 | 0 | 0 | 0.382 | 0 |  | --> | C17 ex NAAS | Naas [T41,T42] | KILTEEL |  | 53.2111 | -6.681
MV/LV Substation KE***150 |  | 10 kV | _ | LV | 50 kVA :Pole Substation | 0.05 | --> | 0.05 | 0.05 | 12.6 |  | --> | 0.048 | 0 | 0 | 0.048 | 0 |  | --> | C20 ex MONREAD | Monread [T101,T102] | MONREAD |  | 53.241 | -6.6432
MV/LV Substation WH***152Z |  | 10 kV | _ | LV | 50 kVA :Pole Substation | 0.05 | --> | 0.05 | 0 | 0 | Constrained, otherwise capacity available =21 kVA | --> | 0.048 | 0 | 0.004 | 0.048 | 0 |  | --> | C16 ex JOHNSTOWN | Johnstown [T41,T42] | KILTEEL |  | 53.2502 | -6.5906
MV/LV Substation MI***158Z |  | 10 kV | _ | LV | 200 kVA :Kiosk Substation | 0.2 | --> | 0.2 | 0.156 | 12.6 |  | --> | 0.19 | 0 | 0.035 | 0.17 | 0 |  | --> | C22 ex MONREAD | Monread [T101,T102] | MONREAD |  | 53.223 | -6.6636
MV/LV Substation AN***160Z |  | 20 kV | _ | LV | 50 kVA :Pole Substation | 0.05 | --> | 0.05 | 0 | 0 | Constrained, otherwise capacity available =49 kVA | --> | 0.048 | 0 | 0 | 0.048 | 0 |  | --> | E17 ex BLESSINGTON | Blessington [T421,T422] | KILTEEL |  | 53.094 | -6.5221
MV/LV Substation MA***163Z |  | 10 kV | _ | LV | 200 kVA :Kiosk Substation | 0.2 | --> | 0.2 | 0 | 0 | Constrained, otherwise capacity available =123 kVA | --> | 0.19 | 0 | 0.041 | 0.17 | 0 |  | --> | C19 ex SALLINS | Sallins [T41,T42] | GRIFFINRATH |  | 53.2849 | -6.756
MV/LV Substation DU***165Y |  | 10 kV | _ | LV | 100 kVA :Pole Substation | 0.1 | --> | 0.1 | 0 | 0 | Constrained, otherwise capacity available =74 kVA | --> | 0.095 | 0 | 0 | 0.098 | 0 |  | --> | E13 ex BLESSINGTON | Blessington [T421,T422] | KILTEEL |  | 53.1557 | -6.6757
MV/LV Substation BA***165Z |  | 20 kV | _ | LV | 100 kVA :Pole Substation | 0.1 | --> | 0.1 | 0 | 0 | Constrained, otherwise capacity available =100 kVA | --> | 0.095 | 0 | 0 | 0.095 | 0 |  | --> | E17 ex BLESSINGTON | Blessington [T421,T422] | KILTEEL |  | 53.1024 | -6.4923
MV/LV Substation CA***173Z |  | 10 kV | _ | LV | 50 kVA :Pole Substation | 0.05 | --> | 0.05 | 0.04 | 12.6 |  | --> | 0.048 | 0 | 0 | 0.049 | 0 |  | --> | C23 ex MONREAD | Monread [T101,T102] | MONREAD |  | 53.2361 | -6.7314
MV/LV Substation AD***174Z |  | 10 kV | _ | LV | 630 kVA :Building Structure | 0.63 | --> | 0.63 | 0 | 0 | Constrained, otherwise capacity available =299 kVA | --> | 0.598 | 0 | 0 | 0.5 | 0 |  | --> | C18 ex NAAS | Naas [T41,T42] | KILTEEL |  | 53.2042 | -6.7407
MV/LV Substation FO***175Y |  | 10 kV | _ | LV | 100 kVA :Pole Substation | 0.1 | --> | 0.1 | 0 | 0 | Constrained, otherwise capacity available =74 kVA | --> | 0.095 | 0 | 0 | 0.099 | 0 |  | --> | C11 ex JOHNSTOWN | Johnstown [T41,T42] | KILTEEL |  | 53.223 | -6.615
MV/LV Substation EA***177Z |  | 10 kV | _ | LV | 200 kVA :Kiosk Substation | 0.2 | --> | 0.2 | 0 | 0 | Constrained, otherwise capacity available =86 kVA | --> | 0.19 | 0 | 0.017 | 0.192 | 0 |  | --> | C16 ex JOHNSTOWN | Johnstown [T41,T42] | KILTEEL |  | 53.25 | -6.585
MV/LV Substation DR***178Y |  | 10 kV | _ | LV | 400 kVA :Kiosk Substation | 0.4 | --> | 0.4 | 0 | 0 | Constrained, otherwise capacity available =119 kVA | --> | 0.38 | 0 | 0.015 | 0.405 | 0 |  | --> | C16 ex JOHNSTOWN | Johnstown [T41,T42] | KILTEEL |  | 53.2475 | -6.5929
MV/LV Substation CH***179Y |  | 10 kV | _ | LV | 630 kVA :Kiosk Substation | 0.63 | --> | 0.63 | 0 | 0 | Constrained, otherwise capacity available =397 kVA | --> | 0.598 | 0 | 0 | 0.5 | 0 |  | --> | C14 ex NAAS | Naas [T41,T42] | KILTEEL |  | 53.2175 | -6.6627
MV/LV Substation DO***181Z |  | 10 kV | _ | LV | 50 kVA :Pole Substation | 0.05 | --> | 0.05 | 0 | 0 | Constrained, otherwise capacity available =23 kVA | --> | 0.048 | 0 | 0 | 0.051 | 0 |  | --> | C19 ex SALLINS | Sallins [T41,T42] | GRIFFINRATH |  | 53.2871 | -6.7749
MV/LV Substation FI***186Y |  | 20 kV | _ | LV | 50 kVA :Pole Substation | 0.05 | --> | 0.05 | 0 | 0 | Constrained, otherwise capacity available =50 kVA | --> | 0.048 | 0 | 0 | 0.048 | 0 |  | --> | E14 ex BLESSINGTON | Blessington [T421,T422] | KILTEEL |  | 53.1193 | -6.5925
MV/LV Substation LA***188Z |  | 10 kV | _ | LV | 400 kVA :Kiosk Substation | 0.4 | --> | 0.4 | 0 | 0 | Constrained, otherwise capacity available =235 kVA | --> | 0.38 | 0 | 0 | 0.402 | 0 |  | --> | E20 ex BLESSINGTON | Blessington [T421,T422] | KILTEEL |  | 53.1615 | -6.5343
MV/LV Substation PR***192Z |  | 10 kV | _ | LV | 100 kVA :Pole Substation | 0.1 | --> | 0.1 | 0 | 0 | Constrained, otherwise capacity available =89 kVA | --> | 0.095 | 0 | 0 | 0.096 | 0 |  | --> | C19 ex SALLINS | Sallins [T41,T42] | GRIFFINRATH |  | 53.2929 | -6.7582
MV/LV Substation MI***193Y |  | 10 kV | _ | LV | 50 kVA :Pole Substation | 0.05 | --> | 0.05 | 0 | 0 | Constrained, otherwise capacity available =39 kVA | --> | 0.048 | 0 | 0 | 0.049 | 0 |  | --> | C19 ex SALLINS | Sallins [T41,T42] | GRIFFINRATH |  | 53.2772 | -6.7658
MV/LV Substation MA***193Z |  | 10 kV | _ | LV | 200 kVA :Building Structure | 0.2 | --> | 0.2 | 0.18 | 12.6 |  | --> | 0.19 | 0 | 0 | 0.193 | 0 |  | --> | C20 ex MONREAD | Monread [T101,T102] | MONREAD |  | 53.2324 | -6.6432
MV/LV Substation CA***195Z |  | 20 kV | _ | LV | 50 kVA :Pole Substation | 0.05 | --> | 0.05 | 0 | 0 | Constrained, otherwise capacity available =50 kVA | --> | 0.048 | 0 | 0.005 | 0.044 | 0 |  | --> | E17 ex BLESSINGTON | Blessington [T421,T422] | KILTEEL |  | 53.0961 | -6.5075
MV/LV Substation RU***198Z |  | 10 kV | _ | LV | 1000 kVA :Building Structure | 1 | --> | 1 | 0 | 0 | Constrained, otherwise capacity available =598 kVA | --> | 0.95 | 0 | 0 | 0.5 | 0 |  | --> | E20 ex BLESSINGTON | Blessington [T421,T422] | KILTEEL |  | 53.1664 | -6.5385
MV/LV Substation CR***199Z |  | 10 kV | _ | LV | 50 kVA :Pole Substation | 0.05 | --> | 0.05 | 0 | 0 | Constrained, otherwise capacity available =43 kVA | --> | 0.048 | 0 | 0 | 0.048 | 0 |  | --> | C11 ex NAAS | Naas [T41,T42] | KILTEEL |  | 53.1934 | -6.6367
MV/LV Substation CO***200Z |  | 10 kV | _ | LV | 400 kVA :Kiosk Substation | 0.4 | --> | 0.4 | 0 | 0 | Constrained, otherwise capacity available =323 kVA | --> | 0.38 | 0 | 0 | 0.39 | 0 |  | --> | C19 ex JOHNSTOWN | Johnstown [T41,T42] | KILTEEL |  | 53.2306 | -6.6353
MV/LV Substation CO***205Z |  | 10 kV | _ | LV | 200 kVA :Kiosk Substation | 0.2 | --> | 0.2 | 0 | 0 | Constrained, otherwise capacity available =151 kVA | --> | 0.19 | 0 | 0 | 0.197 | 0 |  | --> | C17 ex SALLINS | Sallins [T41,T42] | GRIFFINRATH |  | 53.2943 | -6.6942
MV/LV Substation MO***206Y |  | 10 kV | _ | LV | 200 kVA :Pole Substation | 0.2 | --> | 0.2 | 0 | 0 | Constrained, otherwise capacity available =165 kVA | --> | 0.19 | 0 | 0 | 0.195 | 0 |  | --> | C17 ex SALLINS | Sallins [T41,T42] | GRIFFINRATH |  | 53.289 | -6.6867
MV/LV Substation CE***206Z |  | 10 kV | _ | LV | 200 kVA :Kiosk Substation | 0.2 | --> | 0.2 | 0 | 0 | Constrained, otherwise capacity available =121 kVA | --> | 0.19 | 0 | 0.022 | 0.184 | 0 |  | --> | C17 ex SALLINS | Sallins [T41,T42] | GRIFFINRATH |  | 53.2913 | -6.6834
MV/LV Substation GO***208Z |  | 10 kV | _ | LV | 400 kVA :Building Structure | 0.4 | --> | 0.4 | 0 | 0 | Constrained, otherwise capacity available =387 kVA | --> | 0.38 | 0 | 0 | 0.382 | 0 |  | --> | C19 ex JOHNSTOWN | Johnstown [T41,T42] | KILTEEL |  | 53.2301 | -6.641
MV/LV Substation BL***211Z |  | 20 kV | _ | LV | 400 kVA :Kiosk Substation | 0.4 | --> | 0.4 | 0 | 0 | Constrained, otherwise capacity available =262 kVA | --> | 0.38 | 0 | 0.008 | 0.392 | 0 |  | --> | E13 ex BLESSINGTON | Blessington [T421,T422] | KILTEEL |  | 53.1724 | -6.5445
MV/LV Substation KE***212Y |  | 10 kV | _ | LV | 50 kVA :Pole Substation | 0.05 | --> | 0.05 | 0.043 | 12.6 |  | --> | 0.048 | 0 | 0 | 0.048 | 0 |  | --> | C22 ex MONREAD | Monread [T101,T102] | MONREAD |  | 53.2288 | -6.6722
MV/LV Substation LA***213Y |  | 10 kV | _ | LV | 50 kVA :Pole Substation | 0.05 | --> | 0.05 | 0 | 0 | Constrained, otherwise capacity available =49 kVA | --> | 0.048 | 0 | 0 | 0.048 | 0 |  | --> | C19 ex SALLINS | Sallins [T41,T42] | GRIFFINRATH |  | 53.2671 | -6.7334
MV/LV Substation JO***220Z |  | 10 kV | _ | LV | 400 kVA :Kiosk Substation | 0.4 | --> | 0.4 | 0 | 0 | Constrained, otherwise capacity available =293 kVA | --> | 0.38 | 0 | 0.05 | 0.357 | 0 |  | --> | C12 ex JOHNSTOWN | Johnstown [T41,T42] | KILTEEL |  | 53.2344 | -6.6239
MV/LV Substation MA***221Y |  | 10 kV | _ | LV | 630 kVA :Building Structure | 0.63 | --> | 0.63 | 0.342 | 12.6 |  | --> | 0.598 | 0 | 0 | 0.5 | 0 |  | --> | C21 ex MONREAD | Monread [T101,T102] | MONREAD |  | 53.239 | -6.6572
MV/LV Substation FR***229Y |  | 10 kV | _ | LV | 630 kVA :Kiosk Substation | 0.63 | --> | 0.63 | 0 | 0 | Constrained, otherwise capacity available =479 kVA | --> | 0.598 | 0 | 0 | 0.5 | 0 |  | --> | C14 ex NAAS | Naas [T41,T42] | KILTEEL |  | 53.2189 | -6.6606
MV/LV Substation KI***230Z |  | 10 kV | _ | LV | 100 kVA :Pole Substation | 0.1 | --> | 0.1 | 0 | 0 | Constrained, otherwise capacity available =93 kVA | --> | 0.095 | 0 | 0.006 | 0.092 | 0 |  | --> | C18 ex NAAS | Naas [T41,T42] | KILTEEL |  | 53.191 | -6.679
MV/LV Substation HO***231Y |  | 10 kV | _ | LV | 50 kVA :Pole Substation | 0.05 | --> | 0.05 | 0 | 0 | Constrained, otherwise capacity available =45 kVA | --> | 0.048 | 0 | 0.004 | 0.045 | 0 |  | --> | C12 ex SALLINS | Sallins [T41,T42] | GRIFFINRATH |  | 53.2892 | -6.7036
MV/LV Substation KI***232Z |  | 10 kV | _ | LV | 50 kVA :Pole Substation | 0.05 | --> | 0.05 | 0 | 0 | Constrained, otherwise capacity available =46 kVA | --> | 0.048 | 0 | 0 | 0.048 | 0 |  | --> | C16 ex JOHNSTOWN | Johnstown [T41,T42] | KILTEEL |  | 53.2552 | -6.587
MV/LV Substation RA***233Y |  | 10 kV | _ | LV | 100 kVA :Pole Substation | 0.1 | --> | 0.1 | 0 | 0 | Constrained, otherwise capacity available =91 kVA | --> | 0.095 | 0 | 0 | 0.096 | 0 |  | --> | C11 ex JOHNSTOWN | Johnstown [T41,T42] | KILTEEL |  | 53.2195 | -6.5669
MV/LV Substation LU***235Y |  | 20 kV | _ | LV | 50 kVA :Pole Substation | 0.05 | --> | 0.05 | 0 | 0 | Constrained, otherwise capacity available =33 kVA | --> | 0.048 | 0 | 0.005 | 0.046 | 0 |  | --> | E17 ex BLESSINGTON | Blessington [T421,T422] | KILTEEL |  | 53.1092 | -6.4986
MV/LV Substation TH***245Z |  | 10 kV | _ | LV | 200 kVA :Kiosk Substation | 0.2 | --> | 0.2 | 0 | 0 | Constrained, otherwise capacity available =136 kVA | --> | 0.19 | 0 | 0 | 0.199 | 0 |  | --> | C14 ex NAAS | Naas [T41,T42] | KILTEEL |  | 53.2182 | -6.666
MV/LV Substation MI***246Z |  | 10 kV | _ | LV | 50 kVA :Pole Substation | 0.05 | --> | 0.05 | 0 | 0 | Constrained, otherwise capacity available =46 kVA | --> | 0.048 | 0 | 0 | 0.048 | 0 |  | --> | C19 ex SALLINS | Sallins [T41,T42] | GRIFFINRATH |  | 53.2696 | -6.6922
MV/LV Substation CA***247Z |  | 10 kV | _ | LV | 50 kVA :Pole Substation | 0.05 | --> | 0.05 | 0 | 0 | Constrained, otherwise capacity available =44 kVA | --> | 0.048 | 0 | 0.005 | 0.044 | 0 |  | --> | C18 ex SALLINS | Sallins [T41,T42] | GRIFFINRATH |  | 53.3049 | -6.6921
MV/LV Substation CH***248Z |  | 10 kV | _ | LV | 400 kVA :Kiosk Substation | 0.4 | --> | 0.4 | 0 | 0 | Constrained, otherwise capacity available =351 kVA | --> | 0.38 | 0 | 0 | 0.387 | 0 |  | --> | C11 ex NAAS | Naas [T41,T42] | KILTEEL |  | 53.2107 | -6.6543
MV/LV Substation LA***251Y |  | 10 kV | _ | LV | 50 kVA :Pole Substation | 0.05 | --> | 0.05 | 0 | 0 | Constrained, otherwise capacity available =44 kVA | --> | 0.048 | 0 | 0 | 0.048 | 0 |  | --> | C17 ex NAAS | Naas [T41,T42] | KILTEEL |  | 53.2061 | -6.7265
MV/LV Substation IN***253Z |  | 20 kV | _ | LV | 400 kVA :Kiosk Substation | 0.4 | --> | 0.4 | 0 | 0 | Constrained, otherwise capacity available =370 kVA | --> | 0.38 | 0 | 0 | 0.384 | 0 |  | --> | E13 ex BLESSINGTON | Blessington [T421,T422] | KILTEEL |  | 53.1767 | -6.5333
MV/LV Substation ME***260Z |  | 10 kV | _ | LV | 400 kVA :Building Structure | 0.4 | --> | 0.4 | 0 | 0 | Constrained, otherwise capacity available =308 kVA | --> | 0.38 | 0 | 0 | 0.392 | 0 |  | --> | C15 ex JOHNSTOWN | Johnstown [T41,T42] | KILTEEL |  | 53.2319 | -6.6417
MV/LV Substation WO***264Y |  | 10 kV | _ | LV | 630 kVA :Kiosk Substation | 0.63 | --> | 0.63 | 0 | 0 | Constrained, otherwise capacity available =520 kVA | --> | 0.598 | 0 | 0.067 | 0.5 | 0 |  | --> | C19 ex JOHNSTOWN | Johnstown [T41,T42] | KILTEEL |  | 53.2221 | -6.6516
MV/LV Substation AB***266Z |  | 10 kV | _ | LV | 200 kVA :Kiosk Substation | 0.2 | --> | 0.2 | 0 | 0 | Constrained, otherwise capacity available =160 kVA | --> | 0.19 | 0 | 0.006 | 0.191 | 0 |  | --> | C17 ex SALLINS | Sallins [T41,T42] | GRIFFINRATH |  | 53.2942 | -6.6813
MV/LV Substation RU***276Z |  | 20 kV | _ | LV | 100 kVA :Pole Substation | 0.1 | --> | 0.1 | 0 | 0 | Constrained, otherwise capacity available =98 kVA | --> | 0.095 | 0 | 0 | 0.095 | 0 |  | --> | E13 ex BLESSINGTON | Blessington [T421,T422] | KILTEEL |  | 53.1343 | -6.5714
MV/LV Substation LE***277Z |  | 10 kV | _ | LV | 400 kVA :Kiosk Substation | 0.4 | --> | 0.4 | 0.3 | 12.6 |  | --> | 0.38 | 0 | 0.08 | 0.334 | 0 |  | --> | C19 ex MONREAD | Monread [T101,T102] | MONREAD |  | 53.232 | -6.6537
MV/LV Substation FU***278Z |  | 10 kV | _ | LV | 200 kVA :Kiosk Substation | 0.2 | --> | 0.2 | 0 | 0 | Constrained, otherwise capacity available =158 kVA | --> | 0.19 | 0 | 0.036 | 0.169 | 0 |  | --> | C22 ex JOHNSTOWN | Johnstown [T41,T42] | KILTEEL |  | 53.2321 | -6.6191
MV/LV Substation TU***287Z |  | 10 kV | _ | LV | 50 kVA :Pole Substation | 0.05 | --> | 0.05 | 0 | 0 | Constrained, otherwise capacity available =49 kVA | --> | 0.048 | 0 | 0 | 0.048 | 0 |  | --> | C18 ex SALLINS | Sallins [T41,T42] | GRIFFINRATH |  | 53.2904 | -6.6099
MV/LV Substation BU***290Z |  | 10 kV | _ | LV | 200 kVA :Kiosk Substation | 0.2 | --> | 0.2 | 0 | 0 | Constrained, otherwise capacity available =114 kVA | --> | 0.19 | 0 | 0.034 | 0.176 | 0 |  | --> | E13 ex BLESSINGTON | Blessington [T421,T422] | KILTEEL |  | 53.1617 | -6.5441
MV/LV Substation AN***292Z |  | 10 kV | _ | LV | 200 kVA :Kiosk Substation | 0.2 | --> | 0.2 | 0 | 0 | Constrained, otherwise capacity available =159 kVA | --> | 0.19 | 0 | 0.005 | 0.192 | 0 |  | --> | C17 ex SALLINS | Sallins [T41,T42] | GRIFFINRATH |  | 53.2877 | -6.6854
MV/LV Substation BL***294Z |  | 10 kV | _ | LV | 100 kVA :Pole Substation | 0.1 | --> | 0.1 | 0 | 0 | Constrained, otherwise capacity available =87 kVA | --> | 0.095 | 0 | 0.011 | 0.089 | 0 |  | --> | C16 ex JOHNSTOWN | Johnstown [T41,T42] | KILTEEL |  | 53.2595 | -6.5654
MV/LV Substation SA***295Z |  | 10 kV | _ | LV | 400 kVA :Kiosk Substation | 0.4 | --> | 0.4 | 0 | 0 | Constrained, otherwise capacity available =317 kVA | --> | 0.38 | 0 | 0.017 | 0.379 | 0 |  | --> | C11 ex SALLINS | Sallins [T41,T42] | GRIFFINRATH |  | 53.2479 | -6.6713
MV/LV Substation KI***296Z |  | 10 kV | _ | LV | 100 kVA :Pole Substation | 0.1 | --> | 0.1 | 0 | 0 | Constrained, otherwise capacity available =77 kVA | --> | 0.095 | 0 | 0.03 | 0.076 | 0 |  | --> | C18 ex SALLINS | Sallins [T41,T42] | GRIFFINRATH |  | 53.2652 | -6.6185
MV/LV Substation OA***298Z |  | 10 kV | _ | LV | 400 kVA :Kiosk Substation | 0.4 | --> | 0.4 | 0 | 0 | Constrained, otherwise capacity available =331 kVA | --> | 0.38 | 0 | 0.005 | 0.386 | 0 |  | --> | E20 ex BLESSINGTON | Blessington [T421,T422] | KILTEEL |  | 53.1755 | -6.5314
MV/LV Substation AR***300Z |  | 10 kV | _ | LV | 100 kVA :Pole Substation | 0.1 | --> | 0.1 | 0 | 0 | Constrained, otherwise capacity available =100 kVA | --> | 0.095 | 0 | 0 | 0.095 | 0 |  | --> | C11 ex JOHNSTOWN | Johnstown [T41,T42] | KILTEEL |  | 53.2295 | -6.5724
MV/LV Substation GO***301Z |  | 10 kV | _ | LV | 50 kVA :Pole Substation | 0.05 | --> | 0.05 | 0 | 0 | Constrained, otherwise capacity available =47 kVA | --> | 0.048 | 0 | 0.005 | 0.044 | 0 |  | --> | E18 ex BLESSINGTON | Blessington [T421,T422] | KILTEEL |  | 53.2026 | -6.4792
MV/LV Substation GO***303Z |  | 10 kV | _ | LV | 50 kVA :Pole Substation | 0.05 | --> | 0.05 | 0 | 0 | Constrained, otherwise capacity available =32 kVA | --> | 0.048 | 0 | 0.005 | 0.046 | 0 |  | --> | E18 ex BLESSINGTON | Blessington [T421,T422] | KILTEEL |  | 53.2024 | -6.4781
MV/LV Substation DE***311Z |  | 10 kV | _ | LV | 630 kVA :Building Structure | 0.63 | --> | 0.63 | 0.5 | 12.6 |  | --> | 0.598 | 0 | 0 | 0.5 | 0 |  | --> | C20 ex MONREAD | Monread [T101,T102] | MONREAD |  | 53.2329 | -6.64
MV/LV Substation TU***312Z |  | 20 kV | _ | LV | 400 kVA :Kiosk Substation | 0.4 | --> | 0.4 | 0 | 0 | Constrained, otherwise capacity available =269 kVA | --> | 0.38 | 0 | 0 | 0.389 | 0 |  | --> | E14 ex BLESSINGTON | Blessington [T421,T422] | KILTEEL |  | 53.1253 | -6.5592
MV/LV Substation NE***317Z |  | 10 kV | _ | LV | 50 kVA :Pole Substation | 0.05 | --> | 0.05 | 0.047 | 12.6 |  | --> | 0.048 | 0 | 0 | 0.048 | 0 |  | --> | C18 ex MONREAD | Monread [T101,T102] | MONREAD |  | 53.2148 | -6.7098
MV/LV Substation VI***321 |  | 10 kV | _ | LV | 630 kVA :Kiosk Substation | 0.63 | --> | 0.63 | 0 | 0 | Constrained, otherwise capacity available =522 kVA | --> | 0.598 | 0 | 0 | 0.5 | 0 |  | --> | C14 ex NAAS | Naas [T41,T42] | KILTEEL |  | 53.2103 | -6.6641
MV/LV Substation AI***326Z |  | 10 kV | _ | LV | 630 kVA :Building Structure | 0.63 | --> | 0.63 | 0 | 0 | Constrained, otherwise capacity available =467 kVA | --> | 0.598 | 0 | 0 | 0.5 | 0 |  | --> | C19 ex JOHNSTOWN | Johnstown [T41,T42] | KILTEEL |  | 53.2164 | -6.6513
MV/LV Substation SA***331 |  | 10 kV | _ | LV | 630 kVA :Kiosk Substation | 0.63 | --> | 0.63 | 0.5 | 12.6 |  | --> | 0.598 | 0 | 0 | 0.5 | 0 |  | --> | C23 ex MONREAD | Monread [T101,T102] | MONREAD |  | 53.2523 | -6.6666
MV/LV Substation AB***331Z |  | 10 kV | _ | LV | 630 kVA :Kiosk Substation | 0.63 | --> | 0.63 | 0 | 0 | Constrained, otherwise capacity available =541 kVA | --> | 0.598 | 0 | 0.003 | 0.5 | 0 |  | --> | C17 ex SALLINS | Sallins [T41,T42] | GRIFFINRATH |  | 53.2928 | -6.6808
MV/LV Substation AB***332Z |  | 10 kV | _ | LV | 400 kVA :Kiosk Substation | 0.4 | --> | 0.4 | 0 | 0 | Constrained, otherwise capacity available =371 kVA | --> | 0.38 | 0 | 0 | 0.384 | 0 |  | --> | C17 ex SALLINS | Sallins [T41,T42] | GRIFFINRATH |  | 53.2916 | -6.6811
MV/LV Substation NA***333 |  | 10 kV | _ | LV | 630 kVA :Building Structure | 0.63 | --> | 0.63 | 0.5 | 12.6 |  | --> | 0.598 | 0 | 0 | 0.5 | 0 |  | --> | C22 ex MONREAD | Monread [T101,T102] | MONREAD |  | 53.2201 | -6.663
MV/LV Substation HA***335Z |  | 10 kV | _ | LV | 100 kVA :Pole Substation | 0.1 | --> | 0.1 | 0 | 0 | Constrained, otherwise capacity available =92 kVA | --> | 0.095 | 0 | 0 | 0.096 | 0 |  | --> | C11 ex JOHNSTOWN | Johnstown [T41,T42] | KILTEEL |  | 53.2225 | -6.5917
MV/LV Substation CH***336Z |  | 10 kV | _ | LV | 200 kVA :Kiosk Substation | 0.2 | --> | 0.2 | 0 | 0 | Constrained, otherwise capacity available =97 kVA | --> | 0.19 | 0 | 0.024 | 0.186 | 0 |  | --> | C17 ex SALLINS | Sallins [T41,T42] | GRIFFINRATH |  | 53.2907 | -6.6844
MV/LV Substation AV***337 |  | 10 kV | _ | LV | 400 kVA :Kiosk Substation | 0.4 | --> | 0.4 | 0 | 0 | Constrained, otherwise capacity available =387 kVA | --> | 0.38 | 0 | 0 | 0.382 | 0 |  | --> | E20 ex BLESSINGTON | Blessington [T421,T422] | KILTEEL |  | 53.1725 | -6.534
MV/LV Substation WO***340 |  | 10 kV | _ | LV | 630 kVA :Building Structure | 0.63 | --> | 0.63 | 0 | 0 | Constrained, otherwise capacity available =630 kVA | --> | 0.598 | 0 | 0 | 0.5 | 0 |  | --> | C18 ex NAAS | Naas [T41,T42] | KILTEEL |  | 53.1977 | -6.7455
MV/LV Substation MI***343 |  | 10 kV | _ | LV | 400 kVA :Kiosk Substation | 0.4 | --> | 0.4 | 0 | 0 | Constrained, otherwise capacity available =357 kVA | --> | 0.38 | 0 | 0.094 | 0.316 | 0 |  | --> | E13 ex BLESSINGTON | Blessington [T421,T422] | KILTEEL |  | 53.1625 | -6.542
MV/LV Substation TU***343Z |  | 10 kV | _ | LV | 50 kVA :Pole Substation | 0.05 | --> | 0.05 | 0 | 0 | Constrained, otherwise capacity available =40 kVA | --> | 0.048 | 0 | 0 | 0.049 | 0 |  | --> | C18 ex SALLINS | Sallins [T41,T42] | GRIFFINRATH |  | 53.286 | -6.624
MV/LV Substation NR***344Z |  | 10 kV | _ | LV | 400 kVA :Kiosk Substation | 0.4 | --> | 0.4 | 0 | 0 | Constrained, otherwise capacity available =369 kVA | --> | 0.38 | 0 | 0 | 0.384 | 0 |  | --> | C15 ex JOHNSTOWN | Johnstown [T41,T42] | KILTEEL |  | 53.2312 | -6.6411
MV/LV Substation KI***348 |  | 10 kV | _ | LV | 50 kVA :Pole Substation | 0.05 | --> | 0.05 | 0 | 0 | Constrained, otherwise capacity available =30 kVA | --> | 0.048 | 0 | 0 | 0.05 | 0 |  | --> | C11 ex JOHNSTOWN | Johnstown [T41,T42] | KILTEEL |  | 53.221 | -6.6301
MV/LV Substation CA***348Z |  | 10 kV | _ | LV | 200 kVA :Kiosk Substation | 0.2 | --> | 0.2 | 0.113 | 12.6 |  | --> | 0.19 | 0 | 0.035 | 0.176 | 0 |  | --> | C23 ex MONREAD | Monread [T101,T102] | MONREAD |  | 53.2371 | -6.7313
MV/LV Substation CL***349 |  | 10 kV | _ | LV | 100 kVA :Pole Substation | 0.1 | --> | 0.1 | 0 | 0 | Constrained, otherwise capacity available =98 kVA | --> | 0.095 | 0 | 0 | 0.095 | 0 |  | --> | C12 ex SALLINS | Sallins [T41,T42] | GRIFFINRATH |  | 53.2874 | -6.698
MV/LV Substation CL***349Z |  | 10 kV | _ | LV | 400 kVA :Kiosk Substation | 0.4 | --> | 0.4 | 0 | 0 | Constrained, otherwise capacity available =248 kVA | --> | 0.38 | 0 | 0.02 | 0.385 | 0 |  | --> | C18 ex SALLINS | Sallins [T41,T42] | GRIFFINRATH |  | 53.3029 | -6.696
MV/LV Substation LO***350 |  | 10 kV | _ | LV | 200 kVA :Building Structure | 0.2 | --> | 0.2 | 0 | 0 | Constrained, otherwise capacity available =147 kVA | --> | 0.19 | 0 | 0 | 0.197 | 0 |  | --> | C12 ex SALLINS | Sallins [T41,T42] | GRIFFINRATH |  | 53.2822 | -6.7237
MV/LV Substation BA***350Z |  | 10 kV | _ | LV | 100 kVA :Pole Substation | 0.1 | --> | 0.1 | 0 | 0 | Constrained, otherwise capacity available =98 kVA | --> | 0.095 | 0 | 0 | 0.095 | 0 |  | --> | C18 ex NAAS | Naas [T41,T42] | KILTEEL |  | 53.1745 | -6.6909
MV/LV Substation KI***351Z |  | 10 kV | _ | LV | 630 kVA :Building Structure | 0.63 | --> | 0.63 | 0 | 0 | Constrained, otherwise capacity available =302 kVA | --> | 0.598 | 0 | 0 | 0.5 | 0 |  | --> | C11 ex NAAS | Naas [T41,T42] | KILTEEL |  | 53.1915 | -6.6737
MV/LV Substation BR***357Z |  | 20 kV | _ | LV | 50 kVA :Pole Substation | 0.05 | --> | 0.05 | 0 | 0 | Constrained, otherwise capacity available =46 kVA | --> | 0.048 | 0 | 0 | 0.048 | 0 |  | --> | E17 ex BLESSINGTON | Blessington [T421,T422] | KILTEEL |  | 53.0908 | -6.5829
MV/LV Substation OA***358Z |  | 10 kV | _ | LV | 400 kVA :Kiosk Substation | 0.4 | --> | 0.4 | 0 | 0 | Constrained, otherwise capacity available =281 kVA | --> | 0.38 | 0 | 0.024 | 0.378 | 0 |  | --> | C11 ex NAAS | Naas [T41,T42] | KILTEEL |  | 53.2099 | -6.6464
MV/LV Substation M ***362Z |  | 10 kV | _ | LV | 50 kVA :Pole Substation | 0.05 | --> | 0.05 | 0 | 0 | Constrained, otherwise capacity available =48 kVA | --> | 0.048 | 0 | 0 | 0.048 | 0 |  | --> | E18 ex BLESSINGTON | Blessington [T421,T422] | KILTEEL |  | 53.1969 | -6.4733
MV/LV Substation DO***363Z |  | 10 kV | _ | LV | 1000 kVA :Building Structure | 1 | --> | 1 | 0 | 0 | Constrained, otherwise capacity available =508 kVA | --> | 0.95 | 0 | 0.1 | 0.5 | 0 |  | --> | C18 ex NAAS | Naas [T41,T42] | KILTEEL |  | 53.2039 | -6.7427
MV/LV Substation FL***364 |  | 10 kV | _ | LV | 50 kVA :Pole Substation | 0.05 | --> | 0.05 | 0 | 0 | Constrained, otherwise capacity available =50 kVA | --> | 0.048 | 0 | 0 | 0.048 | 0 |  | --> | C19 ex SALLINS | Sallins [T41,T42] | GRIFFINRATH |  | 53.2703 | -6.7105
MV/LV Substation OT***367Z |  | 10 kV | _ | LV | 400 kVA :Kiosk Substation | 0.4 | --> | 0.4 | 0 | 0 | Constrained, otherwise capacity available =333 kVA | --> | 0.38 | 0 | 0.003 | 0.387 | 0 |  | --> | C17 ex SALLINS | Sallins [T41,T42] | GRIFFINRATH |  | 53.2926 | -6.6917
MV/LV Substation DO***369 |  | 10 kV | _ | LV | 630 kVA :Building Structure | 0.63 | --> | 0.63 | 0.5 | 12.6 |  | --> | 0.598 | 0 | 0.11 | 0.5 | 0 |  | --> | C18 ex MONREAD | Monread [T101,T102] | MONREAD |  | 53.226 | -6.6992
MV/LV Substation PR***371 |  | 10 kV | _ | LV | 200 kVA :Kiosk Substation | 0.2 | --> | 0.2 | 0 | 0 | Constrained, otherwise capacity available =99 kVA | --> | 0.19 | 0 | 0.09 | 0.137 | 0 |  | --> | C17 ex NAAS | Naas [T41,T42] | KILTEEL |  | 53.2116 | -6.6855
MV/LV Substation CO***371Z |  | 10 kV | _ | LV | 400 kVA :Kiosk Substation | 0.4 | --> | 0.4 | 0 | 0 | Constrained, otherwise capacity available =358 kVA | --> | 0.38 | 0 | 0.005 | 0.382 | 0 |  | --> | C16 ex JOHNSTOWN | Johnstown [T41,T42] | KILTEEL |  | 53.2474 | -6.5879
MV/LV Substation TO***372 |  | 10 kV | _ | LV | 630 kVA :Building Structure | 0.63 | --> | 0.63 | 0 | 0 | Constrained, otherwise capacity available =498 kVA | --> | 0.598 | 0 | 0.062 | 0.5 | 0 |  | --> | C17 ex NAAS | Naas [T41,T42] | KILTEEL |  | 53.2088 | -6.737
MV/LV Substation SL***375Z |  | 10 kV | _ | LV | 400 kVA :Kiosk Substation | 0.4 | --> | 0.4 | 0 | 0 | Constrained, otherwise capacity available =275 kVA | --> | 0.38 | 0 | 0.034 | 0.372 | 0 |  | --> | C11 ex NAAS | Naas [T41,T42] | KILTEEL |  | 53.2071 | -6.6528
MV/LV Substation NA***376 |  | 10 kV | _ | LV | 1000 kVA :Building Structure | 1 | --> | 1 | 0 | 0 | Constrained, otherwise capacity available =1000 kVA | --> | 0.95 | 0 | 0 | 0.5 | 0 |  | --> | C14 ex NAAS | Naas [T41,T42] | KILTEEL |  | 53.2171 | -6.6617
MV/LV Substation NA***377 |  | 10 kV | _ | LV | 1000 kVA :Building Structure | 1 | --> | 1 | 0 | 0 | Constrained, otherwise capacity available =989 kVA | --> | 0.95 | 0 | 0 | 0.5 | 0 |  | --> | C14 ex NAAS | Naas [T41,T42] | KILTEEL |  | 53.2171 | -6.6618
MV/LV Substation BL***378Z |  | 20 kV | _ | LV | 200 kVA :Kiosk Substation | 0.2 | --> | 0.2 | 0 | 0 | Constrained, otherwise capacity available =111 kVA | --> | 0.19 | 0 | 0.018 | 0.188 | 0 |  | --> | E13 ex BLESSINGTON | Blessington [T421,T422] | KILTEEL |  | 53.1648 | -6.5442
MV/LV Substation DO***379 |  | 10 kV | _ | LV | 50 kVA :Pole Substation | 0.05 | --> | 0.05 | 0 | 0 | Constrained, otherwise capacity available =50 kVA | --> | 0.048 | 0 | 0 | 0.048 | 0 |  | --> | C19 ex SALLINS | Sallins [T41,T42] | GRIFFINRATH |  | 53.2553 | -6.741
MV/LV Substation WE***383 |  | 10 kV | _ | LV | 50 kVA :Pole Substation | 0.05 | --> | 0.05 | 0 | 0 | Constrained, otherwise capacity available =44 kVA | --> | 0.048 | 0 | 0 | 0.048 | 0 |  | --> | C22 ex JOHNSTOWN | Johnstown [T41,T42] | KILTEEL |  | 53.2295 | -6.6168
MV/LV Substation NE***384Z |  | 10 kV | _ | LV | 100 kVA :Pole Substation | 0.1 | --> | 0.1 | 0 | 0 | Constrained, otherwise capacity available =46 kVA | --> | 0.095 | 0 | 0.011 | 0.094 | 0 |  | --> | C17 ex NAAS | Naas [T41,T42] | KILTEEL |  | 53.2096 | -6.7072
MV/LV Substation CA***385 |  | 10 kV | _ | LV | 400 kVA :Kiosk Substation | 0.4 | --> | 0.4 | 0 | 0 | Constrained, otherwise capacity available =316 kVA | --> | 0.38 | 0 | 0.056 | 0.35 | 0 |  | --> | C11 ex SALLINS | Sallins [T41,T42] | GRIFFINRATH |  | 53.2565 | -6.6729
MV/LV Substation IR***386 |  | 10 kV | _ | LV | 630 kVA :Building Structure | 0.63 | --> | 0.63 | 0.388 | 12.6 |  | --> | 0.598 | 0 | 0 | 0.5 | 0 |  | --> | C18 ex MONREAD | Monread [T101,T102] | MONREAD |  | 53.2305 | -6.6875
MV/LV Substation AT***387Z |  | 10 kV | _ | LV | 630 kVA :Building Structure | 0.63 | --> | 0.63 | 0 | 0 | Constrained, otherwise capacity available =448 kVA | --> | 0.598 | 0 | 0 | 0.5 | 0 |  | --> | C18 ex NAAS | Naas [T41,T42] | KILTEEL |  | 53.2045 | -6.7397
MV/LV Substation DO***388 |  | 10 kV | _ | LV | 200 kVA :Pole Substation | 0.2 | --> | 0.2 | 0 | 0 | Constrained, otherwise capacity available =165 kVA | --> | 0.19 | 0 | 0 | 0.195 | 0 |  | --> | C19 ex SALLINS | Sallins [T41,T42] | GRIFFINRATH |  | 53.2869 | -6.764
MV/LV Substation CO***394Z |  | 10 kV | _ | LV | 400 kVA :Kiosk Substation | 0.4 | --> | 0.4 | 0 | 0 | Constrained, otherwise capacity available =352 kVA | --> | 0.38 | 0 | 0 | 0.387 | 0 |  | --> | C16 ex JOHNSTOWN | Johnstown [T41,T42] | KILTEEL |  | 53.2476 | -6.5853
MV/LV Substation CO***395Z |  | 10 kV | _ | LV | 400 kVA :Kiosk Substation | 0.4 | --> | 0.4 | 0 | 0 | Constrained, otherwise capacity available =336 kVA | --> | 0.38 | 0 | 0.028 | 0.368 | 0 |  | --> | C16 ex JOHNSTOWN | Johnstown [T41,T42] | KILTEEL |  | 53.2484 | -6.5868
MV/LV Substation MI***398Z |  | 10 kV | _ | LV | 630 kVA :Building Structure | 0.63 | --> | 0.63 | 0.5 | 12.6 |  | --> | 0.598 | 0 | 0 | 0.5 | 0 |  | --> | C14 ex MONREAD | Monread [T101,T102] | MONREAD |  | 53.2371 | -6.6698
MV/LV Substation MI***399Z |  | 10 kV | _ | LV | 630 kVA :Building Structure | 0.63 | --> | 0.63 | 0.495 | 12.6 |  | --> | 0.598 | 0 | 0 | 0.5 | 0 |  | --> | C14 ex MONREAD | Monread [T101,T102] | MONREAD |  | 53.2357 | -6.6697
MV/LV Substation SC***4006 |  | 10 kV | _ | LV | 200 kVA :Kiosk Substation | 0.2 | --> | 0.2 | 0 | 0 | Constrained, otherwise capacity available =183 kVA | --> | 0.19 | 0 | 0.01 | 0.185 | 0 |  | --> | C16 ex JOHNSTOWN | Johnstown [T41,T42] | KILTEEL |  | 53.2513 | -6.5814
MV/LV Substation EA***4011 |  | 10 kV | _ | LV | 200 kVA :Building Structure | 0.2 | --> | 0.2 | 0 | 0 | Constrained, otherwise capacity available =200 kVA | --> | 0.19 | 0 | 0 | 0.19 | 0 |  | --> | C11 ex JOHNSTOWN | Johnstown [T41,T42] | KILTEEL |  | 53.2026 | -6.6005
MV/LV Substation BL***4015 |  | 10 kV | _ | LV | 400 kVA :Kiosk Substation | 0.4 | --> | 0.4 | 0 | 0 | Constrained, otherwise capacity available =394 kVA | --> | 0.38 | 0 | 0 | 0.381 | 0 |  | --> | C11 ex NAAS | Naas [T41,T42] | KILTEEL |  | 53.214 | -6.6508
MV/LV Substation PI***4016 |  | 10 kV | _ | LV | 400 kVA :Building Structure | 0.4 | --> | 0.4 | 0 | 0 | Constrained, otherwise capacity available =291 kVA | --> | 0.38 | 0 | 0.016 | 0.383 | 0 |  | --> | C18 ex NAAS | Naas [T41,T42] | KILTEEL |  | 53.1962 | -6.6702
MV/LV Substation CE***4024 |  | 10 kV | _ | LV | 100 kVA :Pole Substation | 0.1 | --> | 0.1 | 0 | 0 | Constrained, otherwise capacity available =100 kVA | --> | 0.095 | 0 | 0 | 0.095 | 0 |  | --> | C12 ex JOHNSTOWN | Johnstown [T41,T42] | KILTEEL |  | 53.2331 | -6.6355
MV/LV Substation M7***405Z |  | 10 kV | _ | LV | 630 kVA :Kiosk Substation | 0.63 | --> | 0.63 | 0.356 | 12.6 |  | --> | 0.598 | 0 | 0.031 | 0.5 | 0 |  | --> | C18 ex MONREAD | Monread [T101,T102] | MONREAD |  | 53.2153 | -6.7073
MV/LV Substation TE***4060 |  | 10 kV | _ | LV | 1000 kVA :Building Structure | 1 | --> | 1 | 0.5 | 12.6 |  | --> | 0.95 | 0 | 0 | 0.5 | 0 |  | --> | C22 ex MONREAD | Monread [T101,T102] | MONREAD |  | 53.2411 | -6.6608
MV/LV Substation TE***4061 |  | 10 kV | _ | LV | 1000 kVA :Building Structure | 1 | --> | 1 | 0.5 | 12.6 |  | --> | 0.95 | 0 | 0 | 0.5 | 0 |  | --> | C22 ex MONREAD | Monread [T101,T102] | MONREAD |  | 53.241 | -6.6608
MV/LV Substation BA***4065 |  | 10 kV | _ | LV | 50 kVA :Pole Substation | 0.05 | --> | 0.05 | 0 | 0 | Constrained, otherwise capacity available =42 kVA | --> | 0.048 | 0 | 0 | 0.049 | 0 |  | --> | C18 ex SALLINS | Sallins [T41,T42] | GRIFFINRATH |  | 53.3019 | -6.711
MV/LV Substation NA***4067 |  | 10 kV | _ | LV | 200 kVA :Kiosk Substation | 0.2 | --> | 0.2 | 0 | 0 | Constrained, otherwise capacity available =200 kVA | --> | 0.19 | 0 | 0 | 0 | 0 | Constrained, otherwise capacity available =190 kW | --> | C12 ex NAAS |  |  |  | 53.2052 | -6.6662
MV/LV Substation DA***407 |  | 10 kV | _ | LV | 100 kVA :Pole Substation | 0.1 | --> | 0.1 | 0 | 0 | Constrained, otherwise capacity available =74 kVA | --> | 0.095 | 0 | 0.025 | 0.08 | 0 |  | --> | C18 ex SALLINS | Sallins [T41,T42] | GRIFFINRATH |  | 53.2824 | -6.6395
MV/LV Substation ES***4077 |  | 20 kV | _ | LV | 50 kVA :Pole Substation | 0.05 | --> | 0.05 | 0 | 0 | Constrained, otherwise capacity available =47 kVA | --> | 0.048 | 0 | 0 | 0.048 | 0 |  | --> | E14 ex BLESSINGTON | Blessington [T421,T422] | KILTEEL |  | 53.1203 | -6.5909
MV/LV Substation KI***4085 |  | 10 kV | _ | LV | 50 kVA :Pole Substation | 0.05 | --> | 0.05 | 0 | 0 | Constrained, otherwise capacity available =43 kVA | --> | 0.048 | 0 | 0.027 | 0.028 | 0 |  | --> | C11 ex JOHNSTOWN | Johnstown [T41,T42] | KILTEEL |  | 53.2246 | -6.6243
MV/LV Substation RO***4086 |  | 10 kV | _ | LV | 50 kVA :Pole Substation | 0.05 | --> | 0.05 | 0 | 0 | Constrained, otherwise capacity available =49 kVA | --> | 0.048 | 0 | 0 | 0.048 | 0 |  | --> | C12 ex JOHNSTOWN | Johnstown [T41,T42] | KILTEEL |  | 53.2349 | -6.6287
MV/LV Substation EP***4090 |  | 10 kV | _ | LV | 400 kVA :Building Structure | 0.4 | --> | 0.4 | 0.329 | 12.6 |  | --> | 0.38 | 0 | 0 | 0.39 | 0 |  | --> | C20 ex MONREAD | Monread [T101,T102] | MONREAD |  | 53.2408 | -6.6326
MV/LV Substation KC***4096 |  | 20 kV | _ | LV | 100 kVA :Pole Substation | 0.1 | --> | 0.1 | 0 | 0 | Constrained, otherwise capacity available =77 kVA | --> | 0.095 | 0 | 0 | 0.098 | 0 |  | --> | E13 ex BLESSINGTON | Blessington [T421,T422] | KILTEEL |  | 53.1386 | -6.6276
MV/LV Substation AL***4101 |  | 10 kV | _ | LV | 400 kVA :Kiosk Substation | 0.4 | --> | 0.4 | 0.35 | 12.6 |  | --> | 0.38 | 0 | 0 | 0.387 | 0 |  | --> | C17 ex MONREAD | Monread [T101,T102] | MONREAD |  | 53.2393 | -6.6589
MV/LV Substation FE***4102 |  | 10 kV | _ | LV | 100 kVA :Pole Substation | 0.1 | --> | 0.1 | 0 | 0 | Constrained, otherwise capacity available =92 kVA | --> | 0.095 | 0 | 0 | 0.096 | 0 |  | --> | C18 ex SALLINS | Sallins [T41,T42] | GRIFFINRATH |  | 53.2752 | -6.6496
MV/LV Substation CR***4103 |  | 10 kV | _ | LV | 50 kVA :Pole Substation | 0.05 | --> | 0.05 | 0 | 0 | Constrained, otherwise capacity available =41 kVA | --> | 0.048 | 0 | 0 | 0.049 | 0 |  | --> | C17 ex SALLINS | Sallins [T41,T42] | GRIFFINRATH |  | 53.2895 | -6.6885
MV/LV Substation CO***4104 |  | 10 kV | _ | LV | 100 kVA :Pole Substation | 0.1 | --> | 0.1 | 0 | 0 | Constrained, otherwise capacity available =84 kVA | --> | 0.095 | 0 | 0 | 0.097 | 0 |  | --> | C19 ex SALLINS | Sallins [T41,T42] | GRIFFINRATH |  | 53.2923 | -6.8138
MV/LV Substation KI***4112 |  | 10 kV | _ | LV | 50 kVA :Pole Substation | 0.05 | --> | 0.05 | 0 | 0 | Constrained, otherwise capacity available =44 kVA | --> | 0.048 | 0 | 0 | 0.048 | 0 |  | --> | C16 ex JOHNSTOWN | Johnstown [T41,T42] | KILTEEL |  | 53.2567 | -6.5548
MV/LV Substation W.***4115 |  | 20 kV | _ | LV | 200 kVA :Pole Substation | 0.2 | --> | 0.2 | 0 | 0 | Constrained, otherwise capacity available =200 kVA | --> | 0.19 | 0 | 0 | 0.19 | 0 |  | --> | E13 ex BLESSINGTON | Blessington [T421,T422] | KILTEEL |  | 53.139 | -6.6266
MV/LV Substation ST***4122 |  | 10 kV | _ | LV | 50 kVA :Pole Substation | 0.05 | --> | 0.05 | 0 | 0 | Constrained, otherwise capacity available =16 kVA | --> | 0.048 | 0 | 0.011 | 0.044 | 0 |  | --> | C18 ex NAAS | Naas [T41,T42] | KILTEEL |  | 53.1672 | -6.6997
MV/LV Substation ES***4126 |  | 10 kV | _ | LV | 400 kVA :Kiosk Substation | 0.4 | --> | 0.4 | 0 | 0 | Constrained, otherwise capacity available =197 kVA | --> | 0.38 | 0 | 0.07 | 0.355 | 0 |  | --> | C17 ex SALLINS | Sallins [T41,T42] | GRIFFINRATH |  | 53.2986 | -6.6945
MV/LV Substation KI***412Z |  | 10 kV | _ | LV | 200 kVA :Kiosk Substation | 0.2 | --> | 0.2 | 0 | 0 | Constrained, otherwise capacity available =133 kVA | --> | 0.19 | 0 | 0.005 | 0.195 | 0 |  | --> | C16 ex JOHNSTOWN | Johnstown [T41,T42] | KILTEEL |  | 53.249 | -6.5899
MV/LV Substation OL***4130 |  | 10 kV | _ | LV | 50 kVA :Pole Substation | 0.05 | --> | 0.05 | 0 | 0 | Constrained, otherwise capacity available =50 kVA | --> | 0.048 | 0 | 0 | 0.048 | 0 |  | --> | C19 ex SALLINS | Sallins [T41,T42] | GRIFFINRATH |  | 53.2461 | -6.7441
MV/LV Substation WI***4132 |  | 10 kV | _ | LV | 400 kVA :Kiosk Substation | 0.4 | --> | 0.4 | 0 | 0 | Constrained, otherwise capacity available =294 kVA | --> | 0.38 | 0 | 0.071 | 0.342 | 0 |  | --> | C11 ex SALLINS | Sallins [T41,T42] | GRIFFINRATH |  | 53.2503 | -6.657
MV/LV Substation TH***4137 |  | 10 kV | _ | LV | 400 kVA :Kiosk Substation | 0.4 | --> | 0.4 | 0 | 0 | Constrained, otherwise capacity available =215 kVA | --> | 0.38 | 0 | 0.029 | 0.383 | 0 |  | --> | C19 ex SALLINS | Sallins [T41,T42] | GRIFFINRATH |  | 53.2878 | -6.7553
MV/LV Substation PI***4138 |  | 10 kV | _ | LV | 630 kVA :Kiosk Substation | 0.63 | --> | 0.63 | 0 | 0 | Constrained, otherwise capacity available =290 kVA | --> | 0.598 | 0 | 0.251 | 0.457 | 0 |  | --> | C18 ex NAAS | Naas [T41,T42] | KILTEEL |  | 53.1987 | -6.6672
MV/LV Substation L/***4139 |  | 10 kV | _ | LV | 50 kVA :Pole Substation | 0.05 | --> | 0.05 | 0 | 0 | Constrained, otherwise capacity available =48 kVA | --> | 0.048 | 0 | 0 | 0.048 | 0 |  | --> | C19 ex SALLINS | Sallins [T41,T42] | GRIFFINRATH |  | 53.3092 | -6.7593
MV/LV Substation MA***413Z |  | 10 kV | _ | LV | 200 kVA :Kiosk Substation | 0.2 | --> | 0.2 | 0.16 | 12.6 |  | --> | 0.19 | 0 | 0 | 0.195 | 0 |  | --> | C19 ex MONREAD | Monread [T101,T102] | MONREAD |  | 53.2361 | -6.663
MV/LV Substation CO***4151 |  | 10 kV | _ | LV | 400 kVA :Kiosk Substation | 0.4 | --> | 0.4 | 0.355 | 12.6 |  | --> | 0.38 | 0 | 0 | 0.386 | 0 |  | --> | C18 ex MONREAD | Monread [T101,T102] | MONREAD |  | 53.2327 | -6.6761
MV/LV Substation OL***4153 |  | 10 kV | _ | LV | 200 kVA :Kiosk Substation | 0.2 | --> | 0.2 | 0 | 0 | Constrained, otherwise capacity available =147 kVA | --> | 0.19 | 0 | 0.031 | 0.174 | 0 |  | --> | C11 ex SALLINS | Sallins [T41,T42] | GRIFFINRATH |  | 53.2453 | -6.6693
MV/LV Substation OL***4154 |  | 10 kV | _ | LV | 400 kVA :Kiosk Substation | 0.4 | --> | 0.4 | 0.301 | 12.6 |  | --> | 0.38 | 0 | 0.021 | 0.378 | 0 |  | --> | C14 ex MONREAD | Monread [T101,T102] | MONREAD |  | 53.2343 | -6.6682
MV/LV Substation MC***4155 |  | 10 kV | _ | LV | 400 kVA :Kiosk Substation | 0.4 | --> | 0.4 | 0.264 | 12.6 |  | --> | 0.38 | 0 | 0.042 | 0.367 | 0 |  | --> | C21 ex MONREAD | Monread [T101,T102] | MONREAD |  | 53.2405 | -6.6572
MV/LV Substation KI***4158 |  | 10 kV | _ | LV | 400 kVA :Kiosk Substation | 0.4 | --> | 0.4 | 0 | 0 | Constrained, otherwise capacity available =287 kVA | --> | 0.38 | 0 | 0.206 | 0.242 | 0 |  | --> | C16 ex JOHNSTOWN | Johnstown [T41,T42] | KILTEEL |  | 53.2435 | -6.5903
MV/LV Substation EI***415Z |  | 10 kV | _ | LV | 50 kVA :Pole Substation | 0.05 | --> | 0.05 | 0 | 0 | Constrained, otherwise capacity available =28 kVA | --> | 0.048 | 0 | 0 | 0.05 | 0 |  | --> | C17 ex SALLINS | Sallins [T41,T42] | GRIFFINRATH |  | 53.2598 | -6.6676
MV/LV Substation FI***4175 |  | 10 kV | _ | LV | 400 kVA :Kiosk Substation | 0.4 | --> | 0.4 | 0.345 | 12.6 |  | --> | 0.38 | 0 | 0.006 | 0.383 | 0 |  | --> | C22 ex MONREAD | Monread [T101,T102] | MONREAD |  | 53.2214 | -6.673
MV/LV Substation DI***4177 |  | 10 kV | _ | LV | 400 kVA :Kiosk Substation | 0.4 | --> | 0.4 | 0.353 | 12.6 |  | --> | 0.38 | 0 | 0.045 | 0.353 | 0 |  | --> | C18 ex MONREAD | Monread [T101,T102] | MONREAD |  | 53.2235 | -6.7006
MV/LV Substation CH***417X |  | 10 kV | _ | LV | 400 kVA :Building Structure | 0.4 | --> | 0.4 | 0 | 0 | Constrained, otherwise capacity available =330 kVA | --> | 0.38 | 0 | 0.005 | 0.386 | 0 |  | --> | C19 ex SALLINS | Sallins [T41,T42] | GRIFFINRATH |  | 53.2888 | -6.7521
MV/LV Substation AS***417Z |  | 10 kV | _ | LV | 200 kVA :Kiosk Substation | 0.2 | --> | 0.2 | 0 | 0 | Constrained, otherwise capacity available =179 kVA | --> | 0.19 | 0 | 0 | 0.193 | 0 |  | --> | C11 ex JOHNSTOWN | Johnstown [T41,T42] | KILTEEL |  | 53.2399 | -6.5859
MV/LV Substation WA***4184 |  | 10 kV | _ | LV | 400 kVA :Building Structure | 0.4 | --> | 0.4 | 0 | 0 | Constrained, otherwise capacity available =314 kVA | --> | 0.38 | 0 | 0 | 0.392 | 0 |  | --> | C11 ex NAAS | Naas [T41,T42] | KILTEEL |  | 53.1844 | -6.606
MV/LV Substation OM***4185 |  | 20 kV | _ | LV | 50 kVA :Pole Substation | 0.05 | --> | 0.05 | 0 | 0 | Constrained, otherwise capacity available =49 kVA | --> | 0.048 | 0 | 0 | 0.048 | 0 |  | --> | E14 ex BLESSINGTON | Blessington [T421,T422] | KILTEEL |  | 53.1281 | -6.6122
MV/LV Substation ME***4187 |  | 10 kV | _ | LV | 400 kVA :Kiosk Substation | 0.4 | --> | 0.4 | 0.354 | 12.6 |  | --> | 0.38 | 0 | 0 | 0.386 | 0 |  | --> | C22 ex MONREAD | Monread [T101,T102] | MONREAD |  | 53.2211 | -6.6645
MV/LV Substation KI***419 |  | 10 kV | _ | LV | 50 kVA :Pole Substation | 0.05 | --> | 0.05 | 0 | 0 | Constrained, otherwise capacity available =50 kVA | --> | 0.048 | 0 | 0 | 0.048 | 0 |  | --> | C16 ex JOHNSTOWN | Johnstown [T41,T42] | KILTEEL |  | 53.2531 | -6.5771
MV/LV Substation RA***4191 |  | 10 kV | _ | LV | 50 kVA :Pole Substation | 0.05 | --> | 0.05 | 0 | 0 | Constrained, otherwise capacity available =47 kVA | --> | 0.048 | 0 | 0 | 0.048 | 0 |  | --> | C18 ex SALLINS | Sallins [T41,T42] | GRIFFINRATH |  | 53.2541 | -6.6466
MV/LV Substation PU***4194 |  | 10 kV | _ | LV | 400 kVA :Building Structure | 0.4 | --> | 0.4 | 0.325 | 12.6 |  | --> | 0.38 | 0 | 0 | 0.39 | 0 |  | --> | C18 ex MONREAD | Monread [T101,T102] | MONREAD |  | 53.2211 | -6.7222
MV/LV Substation ST***4200 |  | 10 kV | _ | LV | 400 kVA :Kiosk Substation | 0.4 | --> | 0.4 | 0 | 0 | Constrained, otherwise capacity available =242 kVA | --> | 0.38 | 0 | 0.04 | 0.371 | 0 |  | --> | C11 ex NAAS | Naas [T41,T42] | KILTEEL |  | 53.2083 | -6.6476
MV/LV Substation OL***4202 |  | 10 kV | _ | LV | 200 kVA :Kiosk Substation | 0.2 | --> | 0.2 | 0.153 | 12.6 |  | --> | 0.19 | 0 | 0.026 | 0.177 | 0 |  | --> | C17 ex MONREAD | Monread [T101,T102] | MONREAD |  | 53.2357 | -6.665
MV/LV Substation TH***4203 |  | 10 kV | _ | LV | 400 kVA :Kiosk Substation | 0.4 | --> | 0.4 | 0.296 | 12.6 |  | --> | 0.38 | 0 | 0.029 | 0.372 | 0 |  | --> | C12 ex MONREAD | Monread [T101,T102] | MONREAD |  | 53.2292 | -6.6617
MV/LV Substation SI***4207 |  | 10 kV | _ | LV | 50 kVA :Pole Substation | 0.05 | --> | 0.05 | 0.04 | 12.6 |  | --> | 0.048 | 0 | 0 | 0.049 | 0 |  | --> | C20 ex MONREAD | Monread [T101,T102] | MONREAD |  | 53.2407 | -6.646
MV/LV Substation ST***4208 |  | 10 kV | _ | LV | 100 kVA :Pole Substation | 0.1 | --> | 0.1 | 0 | 0 | Constrained, otherwise capacity available =66 kVA | --> | 0.095 | 0 | 0 | 0.1 | 0 |  | --> | C19 ex SALLINS | Sallins [T41,T42] | GRIFFINRATH |  | 53.2492 | -6.7506
MV/LV Substation BE***4209 |  | 10 kV | _ | LV | 400 kVA :Kiosk Substation | 0.4 | --> | 0.4 | 0 | 0 | Constrained, otherwise capacity available =195 kVA | --> | 0.38 | 0 | 0.045 | 0.374 | 0 |  | --> | C18 ex NAAS | Naas [T41,T42] | KILTEEL |  | 53.1969 | -6.6642
MV/LV Substation MY***420X |  | 10 kV | _ | LV | 100 kVA :Pole Substation | 0.1 | --> | 0.1 | 0 | 0 | Constrained, otherwise capacity available =79 kVA | --> | 0.095 | 0 | 0.011 | 0.09 | 0 |  | --> | C18 ex NAAS | Naas [T41,T42] | KILTEEL |  | 53.174 | -6.6841
MV/LV Substation GR***420Z |  | 10 kV | _ | LV | 400 kVA :Kiosk Substation | 0.4 | --> | 0.4 | 0 | 0 | Constrained, otherwise capacity available =267 kVA | --> | 0.38 | 0 | 0.062 | 0.352 | 0 |  | --> | C16 ex JOHNSTOWN | Johnstown [T41,T42] | KILTEEL |  | 53.2355 | -6.619
MV/LV Substation WO***4211 |  | 20 kV | _ | LV | 50 kVA :Pole Substation | 0.05 | --> | 0.05 | 0 | 0 | Constrained, otherwise capacity available =41 kVA | --> | 0.048 | 0 | 0 | 0.049 | 0 |  | --> | E14 ex BLESSINGTON | Blessington [T421,T422] | KILTEEL |  | 53.1232 | -6.5563
MV/LV Substation AP***4214 |  | 10 kV | _ | LV | 100 kVA :Kiosk Substation | 0.1 | --> | 0.1 | 0 | 12.6 |  | --> | 0.095 | 0 | 0 | 0.116 | 0 |  | --> | C18 ex MONREAD | Monread [T101,T102] | MONREAD |  | 53.2277 | -6.6874
MV/LV Substation JZ***4215 |  | 10 kV | _ | LV | 630 kVA :Building Structure | 0.63 | --> | 0.63 | 0 | 0 | Constrained, otherwise capacity available =552 kVA | --> | 0.598 | 0 | 0 | 0.5 | 0 |  | --> | C17 ex NAAS | Naas [T41,T42] | KILTEEL |  | 53.2064 | -6.7388
MV/LV Substation EL***4216 |  | 10 kV | _ | LV | 400 kVA :Kiosk Substation | 0.4 | --> | 0.4 | 0 | 0 | Constrained, otherwise capacity available =240 kVA | --> | 0.38 | 0 | 0.149 | 0.291 | 0 |  | --> | C17 ex NAAS | Naas [T41,T42] | KILTEEL |  | 53.2106 | -6.6789
MV/LV Substation CA***4218 |  | 10 kV | _ | LV | 400 kVA :Kiosk Substation | 0.4 | --> | 0.4 | 0 | 0 | Constrained, otherwise capacity available =338 kVA | --> | 0.38 | 0 | 0.097 | 0.316 | 0 |  | --> | C17 ex NAAS | Naas [T41,T42] | KILTEEL |  | 53.2095 | -6.6842
MV/LV Substation EA***421Z |  | 10 kV | _ | LV | 200 kVA :Kiosk Substation | 0.2 | --> | 0.2 | 0 | 0 | Constrained, otherwise capacity available =136 kVA | --> | 0.19 | 0 | 0.018 | 0.185 | 0 |  | --> | C16 ex JOHNSTOWN | Johnstown [T41,T42] | KILTEEL |  | 53.2482 | -6.583
MV/LV Substation OL***4222 |  | 10 kV | _ | LV | 200 kVA :Kiosk Substation | 0.2 | --> | 0.2 | 0 | 0 | Constrained, otherwise capacity available =118 kVA | --> | 0.19 | 0 | 0.08 | 0.142 | 0 |  | --> | C11 ex SALLINS | Sallins [T41,T42] | GRIFFINRATH |  | 53.2448 | -6.6714
MV/LV Substation FU***4223 |  | 10 kV | _ | LV | 630 kVA :Kiosk Substation | 0.63 | --> | 0.63 | 0 | 0 | Constrained, otherwise capacity available =481 kVA | --> | 0.598 | 0 | 0.005 | 0.5 | 0 |  | --> | C16 ex JOHNSTOWN | Johnstown [T41,T42] | KILTEEL |  | 53.2338 | -6.6182
MV/LV Substation TH***4228 |  | 10 kV | _ | LV | 400 kVA :Kiosk Substation | 0.4 | --> | 0.4 | 0 | 0 | Constrained, otherwise capacity available =331 kVA | --> | 0.38 | 0 | 0.13 | 0.293 | 0 |  | --> | C17 ex NAAS | Naas [T41,T42] | KILTEEL |  | 53.211 | -6.6749
MV/LV Substation OA***4232 |  | 10 kV | _ | LV | 630 kVA :Kiosk Substation | 0.63 | --> | 0.63 | 0 | 0 | Constrained, otherwise capacity available =451 kVA | --> | 0.598 | 0 | 0.419 | 0.312 | 0 |  | --> | C11 ex NAAS | Naas [T41,T42] | KILTEEL |  | 53.2043 | -6.6564
MV/LV Substation LO***4236 |  | 10 kV | _ | LV | 400 kVA :Kiosk Substation | 0.4 | --> | 0.4 | 0 | 0 | Constrained, otherwise capacity available =345 kVA | --> | 0.38 | 0 | 0.005 | 0.384 | 0 |  | --> | C11 ex NAAS | Naas [T41,T42] | KILTEEL |  | 53.2075 | -6.6445
MV/LV Substation LO***4237 |  | 10 kV | _ | LV | 630 kVA :Kiosk Substation | 0.63 | --> | 0.63 | 0 | 0 | Constrained, otherwise capacity available =484 kVA | --> | 0.598 | 0 | 0.073 | 0.5 | 0 |  | --> | C11 ex NAAS | Naas [T41,T42] | KILTEEL |  | 53.2084 | -6.6427
MV/LV Substation TH***4238 |  | 10 kV | _ | LV | 400 kVA :Kiosk Substation | 0.4 | --> | 0.4 | 0 | 0 | Constrained, otherwise capacity available =359 kVA | --> | 0.38 | 0 | 0.081 | 0.326 | 0 |  | --> | C11 ex NAAS | Naas [T41,T42] | KILTEEL |  | 53.2068 | -6.6484
MV/LV Substation SH***4239 |  | 10 kV | _ | LV | 400 kVA :Kiosk Substation | 0.4 | --> | 0.4 | 0 | 0 | Constrained, otherwise capacity available =316 kVA | --> | 0.38 | 0 | 0 | 0.391 | 0 |  | --> | C17 ex NAAS | Naas [T41,T42] | KILTEEL |  | 53.2131 | -6.6971
MV/LV Substation AB***4242 |  | 10 kV | _ | LV | 630 kVA :Kiosk Substation | 0.63 | --> | 0.63 | 0 | 0 | Constrained, otherwise capacity available =540 kVA | --> | 0.598 | 0 | 0.019 | 0.5 | 0 |  | --> | C17 ex SALLINS | Sallins [T41,T42] | GRIFFINRATH |  | 53.293 | -6.699
MV/LV Substation KI***4251 |  | 10 kV | _ | LV | 50 kVA :Pole Substation | 0.05 | --> | 0.05 | 0 | 0 | Constrained, otherwise capacity available =50 kVA | --> | 0.048 | 0 | 0 | 0.048 | 0 |  | --> | C12 ex SALLINS | Sallins [T41,T42] | GRIFFINRATH |  | 53.2852 | -6.7306
MV/LV Substation BL***4257 |  | 10 kV | _ | LV | 50 kVA :Pole Substation | 0.05 | --> | 0.05 | 0 | 0 | Constrained, otherwise capacity available =50 kVA | --> | 0.048 | 0 | 0 | 0.048 | 0 |  | --> | C18 ex NAAS | Naas [T41,T42] | KILTEEL |  | 53.2014 | -6.6743
MV/LV Substation EM***425Z |  | 10 kV | _ | LV | 200 kVA :Kiosk Substation | 0.2 | --> | 0.2 | 0 | 0 | Constrained, otherwise capacity available =114 kVA | --> | 0.19 | 0 | 0.016 | 0.19 | 0 |  | --> | C19 ex SALLINS | Sallins [T41,T42] | GRIFFINRATH |  | 53.2915 | -6.7565
MV/LV Substation CL***4264 |  | 10 kV | _ | LV | 400 kVA :Kiosk Substation | 0.4 | --> | 0.4 | 0 | 0 | Constrained, otherwise capacity available =351 kVA | --> | 0.38 | 0 | 0.154 | 0.272 | 0 |  | --> | C17 ex SALLINS | Sallins [T41,T42] | GRIFFINRATH |  | 53.295 | -6.6998
MV/LV Substation EM***426Z |  | 10 kV | _ | LV | 630 kVA :Kiosk Substation | 0.63 | --> | 0.63 | 0 | 0 | Constrained, otherwise capacity available =484 kVA | --> | 0.598 | 0 | 0.004 | 0.5 | 0 |  | --> | C16 ex JOHNSTOWN | Johnstown [T41,T42] | KILTEEL |  | 53.2455 | -6.6001
MV/LV Substation CI***4279 |  | 10 kV | _ | LV | 400 kVA :Building Structure | 0.4 | --> | 0.4 | 0 | 0 | Constrained, otherwise capacity available =325 kVA | --> | 0.38 | 0 | 0 | 0.39 | 0 |  | --> | C16 ex JOHNSTOWN | Johnstown [T41,T42] | KILTEEL |  | 53.2485 | -6.5959
MV/LV Substation NA***4284 |  | 10 kV | _ | LV | 400 kVA :Kiosk Substation | 0.4 | --> | 0.4 | 0 | 0 | Constrained, otherwise capacity available =250 kVA | --> | 0.38 | 0 | 0 | 0.4 | 0 |  | --> | C18 ex NAAS | Naas [T41,T42] | KILTEEL |  | 53.2015 | -6.6735
MV/LV Substation MA***4285 |  | 10 kV | _ | LV | 100 kVA :Pole Substation | 0.1 | --> | 0.1 | 0 | 0 | Constrained, otherwise capacity available =100 kVA | --> | 0.095 | 0 | 0 | 0.095 | 0 |  | --> | E18 ex BLESSINGTON | Blessington [T421,T422] | KILTEEL |  | 53.1982 | -6.4667
MV/LV Substation NA***4289 |  | 10 kV | _ | LV | 400 kVA :Kiosk Substation | 0.4 | --> | 0.4 | 0 | 0 | Constrained, otherwise capacity available =398 kVA | --> | 0.38 | 0 | 0 | 0.38 | 0 |  | --> | C18 ex NAAS | Naas [T41,T42] | KILTEEL |  | 53.2029 | -6.6732
MV/LV Substation CI***4290 |  | 10 kV | _ | LV | 400 kVA :Building Structure | 0.4 | --> | 0.4 | 0 | 0 | Constrained, otherwise capacity available =321 kVA | --> | 0.38 | 0 | 0.011 | 0.382 | 0 |  | --> | C16 ex JOHNSTOWN | Johnstown [T41,T42] | KILTEEL |  | 53.2533 | -6.5677
MV/LV Substation RI***4294 |  | 20 kV | _ | LV | 630 kVA :Kiosk Substation | 0.63 | --> | 0.63 | 0 | 0 | Constrained, otherwise capacity available =481 kVA | --> | 0.598 | 0 | 0.014 | 0.5 | 0 |  | --> | E13 ex BLESSINGTON | Blessington [T421,T422] | KILTEEL |  | 53.1336 | -6.6203
MV/LV Substation HA***4295 |  | 10 kV | _ | LV | 50 kVA :Pole Substation | 0.05 | --> | 0.05 | 0 | 0 | Constrained, otherwise capacity available =49 kVA | --> | 0.048 | 0 | 0.003 | 0.045 | 0 |  | --> | C11 ex JOHNSTOWN | Johnstown [T41,T42] | KILTEEL |  | 53.2359 | -6.5868
MV/LV Substation WH***4296 |  | 10 kV | _ | LV | 630 kVA :Kiosk Substation | 0.63 | --> | 0.63 | 0 | 0 | Constrained, otherwise capacity available =494 kVA | --> | 0.598 | 0 | 0.028 | 0.5 | 0 |  | --> | C17 ex NAAS | Naas [T41,T42] | KILTEEL |  | 53.2096 | -6.6753
MV/LV Substation WH***4297 |  | 10 kV | _ | LV | 630 kVA :Kiosk Substation | 0.63 | --> | 0.63 | 0 | 0 | Constrained, otherwise capacity available =467 kVA | --> | 0.598 | 0 | 0.025 | 0.5 | 0 |  | --> | C17 ex NAAS | Naas [T41,T42] | KILTEEL |  | 53.2096 | -6.6735
MV/LV Substation BU***4300 |  | 20 kV | _ | LV | 400 kVA :Kiosk Substation | 0.4 | --> | 0.4 | 0 | 0 | Constrained, otherwise capacity available =330 kVA | --> | 0.38 | 0 | 0.01 | 0.382 | 0 |  | --> | E14 ex BLESSINGTON | Blessington [T421,T422] | KILTEEL |  | 53.1615 | -6.5418
MV/LV Substation TH***4303 |  | 10 kV | _ | LV | 400 kVA :Kiosk Substation | 0.4 | --> | 0.4 | 0 | 0 | Constrained, otherwise capacity available =329 kVA | --> | 0.38 | 0 | 0.011 | 0.382 | 0 |  | --> | C18 ex NAAS | Naas [T41,T42] | KILTEEL |  | 53.1947 | -6.6669
MV/LV Substation NE***4305 |  | 10 kV | _ | LV | 200 kVA :Kiosk Substation | 0.2 | --> | 0.2 | 0 | 0 | Constrained, otherwise capacity available =200 kVA | --> | 0.19 | 0 | 0 | 0.19 | 0 |  | --> | C17 ex NAAS | Naas [T41,T42] | KILTEEL |  | 53.2094 | -6.7049
MV/LV Substation MU***430X |  | 20 kV | _ | LV | 50 kVA :Pole Substation | 0.05 | --> | 0.05 | 0 | 0 | Constrained, otherwise capacity available =42 kVA | --> | 0.048 | 0 | 0 | 0.048 | 0 |  | --> | E13 ex BLESSINGTON | Blessington [T421,T422] | KILTEEL |  | 53.1484 | -6.6306
MV/LV Substation TR***430Z |  | 10 kV | _ | LV | 400 kVA :Kiosk Substation | 0.4 | --> | 0.4 | 0 | 0 | Constrained, otherwise capacity available =179 kVA | --> | 0.38 | 0 | 0.005 | 0.395 | 0 |  | --> | E20 ex BLESSINGTON | Blessington [T421,T422] | KILTEEL |  | 53.1739 | -6.5282
MV/LV Substation KI***4311 |  | 10 kV | _ | LV | 630 kVA :Kiosk Substation | 0.63 | --> | 0.63 | 0 | 0 | Constrained, otherwise capacity available =538 kVA | --> | 0.598 | 0 | 0.248 | 0.427 | 0 |  | --> | C16 ex JOHNSTOWN | Johnstown [T41,T42] | KILTEEL |  | 53.2431 | -6.5894
MV/LV Substation CA***4313 |  | 10 kV | _ | LV | 200 kVA :Kiosk Substation | 0.2 | --> | 0.2 | 0 | 0 | Constrained, otherwise capacity available =175 kVA | --> | 0.19 | 0 | 0.016 | 0.182 | 0 |  | --> | C18 ex SALLINS | Sallins [T41,T42] | GRIFFINRATH |  | 53.2969 | -6.6821
MV/LV Substation TI***4316 |  | 20 kV | _ | LV | 630 kVA :Kiosk Substation | 0.63 | --> | 0.63 | 0 | 0 | Constrained, otherwise capacity available =388 kVA | --> | 0.598 | 0 | 0.077 | 0.5 | 0 |  | --> | E13 ex BLESSINGTON | Blessington [T421,T422] | KILTEEL |  | 53.1365 | -6.6149
MV/LV Substation KN***4320 |  | 10 kV | _ | LV | 200 kVA :Kiosk Substation | 0.2 | --> | 0.2 | 0 | 0 | Constrained, otherwise capacity available =200 kVA | --> | 0.19 | 0 | 0 | 0.19 | 0 |  | --> | C16 ex JOHNSTOWN | Johnstown [T41,T42] | KILTEEL |  | 53.2362 | -6.6211
MV/LV Substation FA***4323 |  | 10 kV | _ | LV | 400 kVA :Kiosk Substation | 0.4 | --> | 0.4 | 0 | 0 | Constrained, otherwise capacity available =400 kVA | --> | 0.38 | 0 | 0 | 0.38 | 0 |  | --> | C19 ex SALLINS | Sallins [T41,T42] | GRIFFINRATH |  | 53.2884 | -6.7625
MV/LV Substation TH***4324 |  | 10 kV | _ | LV | 630 kVA :Kiosk Substation | 0.63 | --> | 0.63 | 0 | 0 | Constrained, otherwise capacity available =542 kVA | --> | 0.598 | 0 | 0.161 | 0.491 | 0 |  | --> | C16 ex JOHNSTOWN | Johnstown [T41,T42] | KILTEEL |  | 53.2411 | -6.5999
MV/LV Substation PA***4329 |  | 10 kV | _ | LV | 50 kVA :Pole Substation | 0.05 | --> | 0.05 | 0 | 0 | Constrained, otherwise capacity available =50 kVA | --> | 0.048 | 0 | 0 | 0.048 | 0 |  | --> | C16 ex JOHNSTOWN | Johnstown [T41,T42] | KILTEEL |  | 53.2482 | -6.6231
MV/LV Substation RI***4332 |  | 20 kV | _ | LV | 50 kVA :Pole Substation | 0.05 | --> | 0.05 | 0 | 0 | Constrained, otherwise capacity available =50 kVA | --> | 0.048 | 0 | 0 | 0.048 | 0 |  | --> | E13 ex BLESSINGTON | Blessington [T421,T422] | KILTEEL |  | 53.1351 | -6.6217
MV/LV Substation KI***4334 |  | 10 kV | _ | LV | 400 kVA :Building Structure | 0.4 | --> | 0.4 | 0 | 0 | Constrained, otherwise capacity available =316 kVA | --> | 0.38 | 0 | 0 | 0.391 | 0 |  | --> | E18 ex BLESSINGTON | Blessington [T421,T422] | KILTEEL |  | 53.1672 | -6.3808
MV/LV Substation GO***4336 |  | 10 kV | _ | LV | 200 kVA :Kiosk Substation | 0.2 | --> | 0.2 | 0 | 0 | Constrained, otherwise capacity available =200 kVA | --> | 0.19 | 0 | 0 | 0.19 | 0 |  | --> | C16 ex JOHNSTOWN | Johnstown [T41,T42] | KILTEEL |  | 53.2449 | -6.6081
MV/LV Substation GO***4337 |  | 10 kV | _ | LV | 50 kVA :Pole Substation | 0.05 | --> | 0.05 | 0 | 0 | Constrained, otherwise capacity available =50 kVA | --> | 0.048 | 0 | 0 | 0.048 | 0 |  | --> | C16 ex JOHNSTOWN | Johnstown [T41,T42] | KILTEEL |  | 53.2446 | -6.6082
MV/LV Substation OL***433Z |  | 10 kV | _ | LV | 400 kVA :Kiosk Substation | 0.4 | --> | 0.4 | 0 | 0 | Constrained, otherwise capacity available =264 kVA | --> | 0.38 | 0 | 0.064 | 0.351 | 0 |  | --> | C11 ex SALLINS | Sallins [T41,T42] | GRIFFINRATH |  | 53.2431 | -6.6702
MV/LV Substation CO***4340 |  | 10 kV | _ | LV | 400 kVA :Kiosk Substation | 0.4 | --> | 0.4 | 0 | 0 | Constrained, otherwise capacity available =333 kVA | --> | 0.38 | 0 | 0.015 | 0.378 | 0 |  | --> | C19 ex SALLINS | Sallins [T41,T42] | GRIFFINRATH |  | 53.2858 | -6.7611
MV/LV Substation HA***4342 |  | 10 kV | _ | LV | 630 kVA :Kiosk Substation | 0.63 | --> | 0.63 | 0 | 0 | Constrained, otherwise capacity available =630 kVA | --> | 0.598 | 0 | 0 | 0.5 | 0 |  | --> | C18 ex SALLINS | Sallins [T41,T42] | GRIFFINRATH |  | 53.2949 | -6.6756
MV/LV Substation MI***4343 |  | 10 kV | _ | LV | 50 kVA :Pole Substation | 0.05 | --> | 0.05 | 0 | 0 | Constrained, otherwise capacity available =50 kVA | --> | 0.048 | 0 | 0 | 0.048 | 0 |  | --> | C17 ex SALLINS | Sallins [T41,T42] | GRIFFINRATH |  | 53.2672 | -6.6724
MV/LV Substation SI***4344 |  | 10 kV | _ | LV | 50 kVA :Pole Substation | 0.05 | --> | 0.05 | 0 | 0 | Constrained, otherwise capacity available =50 kVA | --> | 0.048 | 0 | 0 | 0.048 | 0 |  | --> | C18 ex NAAS | Naas [T41,T42] | KILTEEL |  | 53.1634 | -6.6924
MV/LV Substation RA***4348 |  | 10 kV | _ | LV | 400 kVA :Kiosk Substation | 0.4 | --> | 0.4 | 0 | 0 | Constrained, otherwise capacity available =152 kVA | --> | 0.38 | 0 | 0 | 0.412 | 0 |  | --> | C17 ex NAAS | Naas [T41,T42] | KILTEEL |  | 53.2129 | -6.672
MV/LV Substation RA***4349 |  | 10 kV | _ | LV | 400 kVA :Kiosk Substation | 0.4 | --> | 0.4 | 0 | 0 | Constrained, otherwise capacity available =394 kVA | --> | 0.38 | 0 | 0 | 0.381 | 0 |  | --> | C17 ex NAAS | Naas [T41,T42] | KILTEEL |  | 53.2115 | -6.6729
MV/LV Substation ST***4353 |  | 10 kV | _ | LV | 630 kVA :Kiosk Substation | 0.63 | --> | 0.63 | 0 | 0 | Constrained, otherwise capacity available =533 kVA | --> | 0.598 | 0 | 0.005 | 0.5 | 0 |  | --> | C11 ex NAAS | Naas [T41,T42] | KILTEEL |  | 53.2113 | -6.6445
MV/LV Substation ST***4354 |  | 10 kV | _ | LV | 630 kVA :Kiosk Substation | 0.63 | --> | 0.63 | 0 | 0 | Constrained, otherwise capacity available =630 kVA | --> | 0.598 | 0 | 0 | 0.5 | 0 |  | --> | C11 ex NAAS | Naas [T41,T42] | KILTEEL |  | 53.2121 | -6.6428
MV/LV Substation ST***4355 |  | 10 kV | _ | LV | 630 kVA :Kiosk Substation | 0.63 | --> | 0.63 | 0 | 0 | Constrained, otherwise capacity available =630 kVA | --> | 0.598 | 0 | 0 | 0.5 | 0 |  | --> | C11 ex NAAS | Naas [T41,T42] | KILTEEL |  | 53.2136 | -6.6477
MV/LV Substation ST***4356 |  | 10 kV | _ | LV | 630 kVA :Kiosk Substation | 0.63 | --> | 0.63 | 0 | 0 | Constrained, otherwise capacity available =630 kVA | --> | 0.598 | 0 | 0 | 0.5 | 0 |  | --> | C11 ex NAAS | Naas [T41,T42] | KILTEEL |  | 53.2137 | -6.6449
MV/LV Substation HI***4357 |  | 10 kV | _ | LV | 400 kVA :Kiosk Substation | 0.4 | --> | 0.4 | 0 | 0 | Constrained, otherwise capacity available =241 kVA | --> | 0.38 | 0 | 0.075 | 0.346 | 0 |  | --> | C16 ex JOHNSTOWN | Johnstown [T41,T42] | KILTEEL |  | 53.2483 | -6.5812
MV/LV Substation MI***435Z |  | 10 kV | _ | LV | 630 kVA :Building Structure | 0.63 | --> | 0.63 | 0.5 | 12.6 |  | --> | 0.598 | 0 | 0 | 0.5 | 0 |  | --> | C14 ex MONREAD | Monread [T101,T102] | MONREAD |  | 53.2347 | -6.6699
MV/LV Substation HI***4360 |  | 10 kV | _ | LV | 400 kVA :Kiosk Substation | 0.4 | --> | 0.4 | 0 | 0 | Constrained, otherwise capacity available =398 kVA | --> | 0.38 | 0 | 0 | 0.38 | 0 |  | --> | C16 ex JOHNSTOWN | Johnstown [T41,T42] | KILTEEL |  | 53.2497 | -6.5815
MV/LV Substation ST***4361 |  | 10 kV | _ | LV | 400 kVA :Kiosk Substation | 0.4 | --> | 0.4 | 0 | 0 | Constrained, otherwise capacity available =400 kVA | --> | 0.38 | 0 | 0 | 0.38 | 0 |  | --> | C11 ex NAAS | Naas [T41,T42] | KILTEEL |  | 53.2169 | -6.6452
MV/LV Substation BL***4364 |  | 20 kV | _ | LV | 400 kVA :Kiosk Substation | 0.4 | --> | 0.4 | 0 | 0 | Constrained, otherwise capacity available =400 kVA | --> | 0.38 | 0 | 0 | 0.38 | 0 |  | --> | E14 ex BLESSINGTON | Blessington [T421,T422] | KILTEEL |  | 53.1724 | -6.5282
MV/LV Substation MI***436Z |  | 10 kV | _ | LV | 630 kVA :Building Structure | 0.63 | --> | 0.63 | 0.5 | 12.6 |  | --> | 0.598 | 0 | 0 | 0.5 | 0 |  | --> | C14 ex MONREAD | Monread [T101,T102] | MONREAD |  | 53.2361 | -6.6666
MV/LV Substation CA***4371 |  | 10 kV | _ | LV | 630 kVA :Kiosk Substation | 0.63 | --> | 0.63 | 0 | 0 | Constrained, otherwise capacity available =495 kVA | --> | 0.598 | 0 | 0.024 | 0.5 | 0 |  | --> | C18 ex SALLINS | Sallins [T41,T42] | GRIFFINRATH |  | 53.2973 | -6.6848
MV/LV Substation CA***4372 |  | 10 kV | _ | LV | 630 kVA :Kiosk Substation | 0.63 | --> | 0.63 | 0 | 0 | Constrained, otherwise capacity available =630 kVA | --> | 0.598 | 0 | 0 | 0.5 | 0 |  | --> | C18 ex SALLINS | Sallins [T41,T42] | GRIFFINRATH |  | 53.2987 | -6.6832
MV/LV Substation PU***4377 |  | 10 kV | _ | LV | 50 kVA :Pole Substation | 0.05 | --> | 0.05 | 0 | 0 | Constrained, otherwise capacity available =50 kVA | --> | 0.048 | 0 | 0 | 0.048 | 0 |  | --> | C11 ex JOHNSTOWN | Johnstown [T41,T42] | KILTEEL |  | 53.2132 | -6.5346
MV/LV Substation AS***437X |  | 10 kV | _ | LV | 100 kVA :Pole Substation | 0.1 | --> | 0.1 | 0 | 0 | Constrained, otherwise capacity available =100 kVA | --> | 0.095 | 0 | 0 | 0.095 | 0 |  | --> | E18 ex BLESSINGTON | Blessington [T421,T422] | KILTEEL |  | 53.1937 | -6.5093
MV/LV Substation SO***4382 |  | 20 kV | _ | LV | 630 kVA :Kiosk Substation | 0.63 | --> | 0.63 | 0 | 0 | Constrained, otherwise capacity available =524 kVA | --> | 0.598 | 0 | 0.021 | 0.5 | 0 |  | --> | E13 ex BLESSINGTON | Blessington [T421,T422] | KILTEEL |  | 53.1768 | -6.5354
MV/LV Substation LA***439 |  | 10 kV | _ | LV | 200 kVA :Pole Substation | 0.2 | --> | 0.2 | 0 | 0 | Constrained, otherwise capacity available =183 kVA | --> | 0.19 | 0 | 0 | 0.192 | 0 |  | --> | C17 ex NAAS | Naas [T41,T42] | KILTEEL |  | 53.2078 | -6.7245
MV/LV Substation CA***4390 |  | 10 kV | _ | LV | 400 kVA :Kiosk Substation | 0.4 | --> | 0.4 | 0 | 0 | Constrained, otherwise capacity available =373 kVA | --> | 0.38 | 0 | 0.009 | 0.377 | 0 |  | --> | C18 ex SALLINS | Sallins [T41,T42] | GRIFFINRATH |  | 53.2991 | -6.6838
MV/LV Substation CH***4393 |  | 10 kV | _ | LV | 400 kVA :Kiosk Substation | 0.4 | --> | 0.4 | 0.389 | 12.6 |  | --> | 0.38 | 0 | 0 | 0.381 | 0 |  | --> | C22 ex MONREAD | Monread [T101,T102] | MONREAD |  | 53.2145 | -6.6749
MV/LV Substation FU***4394 |  | 10 kV | _ | LV | 400 kVA :Kiosk Substation | 0.4 | --> | 0.4 | 0.4 | 12.6 |  | --> | 0.38 | 0 | 0 | 0.38 | 0 |  | --> | C22 ex MONREAD | Monread [T101,T102] | MONREAD |  | 53.2133 | -6.6766
MV/LV Substation CL***4395 |  | 10 kV | _ | LV | 630 kVA :Kiosk Substation | 0.63 | --> | 0.63 | 0.5 | 12.6 |  | --> | 0.598 | 0 | 0 | 0.5 | 0 |  | --> | C22 ex MONREAD | Monread [T101,T102] | MONREAD |  | 53.2135 | -6.6742
MV/LV Substation R4***4397 |  | 10 kV | _ | LV | 400 kVA :Kiosk Substation | 0.4 | --> | 0.4 | 0 | 0 | Constrained, otherwise capacity available =400 kVA | --> | 0.38 | 0 | 0 | 0.38 | 0 |  | --> | C17 ex SALLINS | Sallins [T41,T42] | GRIFFINRATH |  | 53.3012 | -6.6945
MV/LV Substation CA***4399 |  | 10 kV | _ | LV | 50 kVA :Pole Substation | 0.05 | --> | 0.05 | 0 | 0 | Constrained, otherwise capacity available =50 kVA | --> | 0.048 | 0 | 0 | 0.048 | 0 |  | --> | C19 ex SALLINS | Sallins [T41,T42] | GRIFFINRATH |  | 53.2469 | -6.7329
MV/LV Substation JO***439Z |  | 10 kV | _ | LV | 200 kVA :Kiosk Substation | 0.2 | --> | 0.2 | 0 | 0 | Constrained, otherwise capacity available =125 kVA | --> | 0.19 | 0 | 0.039 | 0.171 | 0 |  | --> | C12 ex JOHNSTOWN | Johnstown [T41,T42] | KILTEEL |  | 53.2323 | -6.622
MV/LV Substation RA***4402 |  | 10 kV | _ | LV | 400 kVA :Kiosk Substation | 0.4 | --> | 0.4 | 0 | 0 | Constrained, otherwise capacity available =400 kVA | --> | 0.38 | 0 | 0 | 0.38 | 0 |  | --> | C19 ex JOHNSTOWN | Johnstown [T41,T42] | KILTEEL |  | 53.229 | -6.6437
MV/LV Substation ST***440X |  | 10 kV | _ | LV | 400 kVA :Kiosk Substation | 0.4 | --> | 0.4 | 0 | 0 | Constrained, otherwise capacity available =146 kVA | --> | 0.38 | 0 | 0 | 0.413 | 0 |  | --> | E20 ex BLESSINGTON | Blessington [T421,T422] | KILTEEL |  | 53.1724 | -6.5319
MV/LV Substation CL***440Z |  | 10 kV | _ | LV | 100 kVA :Pole Substation | 0.1 | --> | 0.1 | 0.09 | 12.6 |  | --> | 0.095 | 0 | 0.015 | 0.085 | 0 |  | --> | C23 ex MONREAD | Monread [T101,T102] | MONREAD |  | 53.2239 | -6.7781
MV/LV Substation MO***4411 |  | 10 kV | _ | LV | 1000 kVA :Building Structure | 1 | --> | 1 | 0.5 | 12.6 |  | --> | 0.95 | 0 | 0 | 0.5 | 0 |  | --> | C20 ex MONREAD | Monread [T101,T102] | MONREAD |  | 53.2358 | -6.6431
MV/LV Substation MO***4418 |  | 10 kV | _ | LV | 400 kVA :Kiosk Substation | 0.4 | --> | 0.4 | 0.4 | 12.6 |  | --> | 0.38 | 0 | 0 | 0.38 | 0 |  | --> | C20 ex MONREAD | Monread [T101,T102] | MONREAD |  | 53.237 | -6.6456
MV/LV Substation HA***4420 |  | 10 kV | _ | LV | 630 kVA :Kiosk Substation | 0.63 | --> | 0.63 | 0 | 0 | Constrained, otherwise capacity available =626 kVA | --> | 0.598 | 0 | 0.006 | 0.5 | 0 |  | --> | C18 ex SALLINS | Sallins [T41,T42] | GRIFFINRATH |  | 53.2927 | -6.6732
MV/LV Substation KI***4421 |  | 10 kV | _ | LV | 50 kVA :Pole Substation | 0.05 | --> | 0.05 | 0 | 0 | Constrained, otherwise capacity available =50 kVA | --> | 0.048 | 0 | 0 | 0.048 | 0 |  | --> | C18 ex NAAS | Naas [T41,T42] | KILTEEL |  | 53.1949 | -6.6753
MV/LV Substation CA***4422 |  | 10 kV | _ | LV | 400 kVA :Kiosk Substation | 0.4 | --> | 0.4 | 0 | 0 | Constrained, otherwise capacity available =397 kVA | --> | 0.38 | 0 | 0 | 0.38 | 0 |  | --> | C18 ex SALLINS | Sallins [T41,T42] | GRIFFINRATH |  | 53.3001 | -6.6867
MV/LV Substation PO***4429 |  | 20 kV | _ | LV | 200 kVA :Pole Substation | 0.2 | --> | 0.2 | 0 | 0 | Constrained, otherwise capacity available =200 kVA | --> | 0.19 | 0 | 0 | 0.19 | 0 |  | --> | E14 ex BLESSINGTON | Blessington [T421,T422] | KILTEEL |  | 53.1172 | -6.591
MV/LV Substation BL***442X |  | 10 kV | _ | LV | 400 kVA :Kiosk Substation | 0.4 | --> | 0.4 | 0 | 0 | Constrained, otherwise capacity available =192 kVA | --> | 0.38 | 0 | 0.006 | 0.403 | 0 |  | --> | E20 ex BLESSINGTON | Blessington [T421,T422] | KILTEEL |  | 53.1706 | -6.5335
MV/LV Substation MI***4441 |  | 10 kV | _ | LV | 630 kVA :Building Structure | 0.63 | --> | 0.63 | 0 | 0 | Constrained, otherwise capacity available =630 kVA | --> | 0.598 | 0 | 0 | 0.5 | 0 |  | --> | C19 ex JOHNSTOWN | Johnstown [T41,T42] | KILTEEL |  | 53.2291 | -6.634
MV/LV Substation CO***4443 |  | 20 kV | _ | LV | 50 kVA :Pole Substation | 0.05 | --> | 0.05 | 0 | 0 | Constrained, otherwise capacity available =50 kVA | --> | 0.048 | 0 | 0 | 0.048 | 0 |  | --> | E13 ex BLESSINGTON | Blessington [T421,T422] | KILTEEL |  | 53.1404 | -6.6308
MV/LV Substation TW***4444 |  | 10 kV | _ | LV | 50 kVA :Pole Substation | 0.05 | --> | 0.05 | 0 | 0 | Constrained, otherwise capacity available =50 kVA | --> | 0.048 | 0 | 0 | 0.048 | 0 |  | --> | C18 ex NAAS | Naas [T41,T42] | KILTEEL |  | 53.1597 | -6.6905
MV/LV Substation RY***4445 |  | 10 kV | _ | LV | 50 kVA :Pole Substation | 0.05 | --> | 0.05 | 0 | 0 | Constrained, otherwise capacity available =50 kVA | --> | 0.048 | 0 | 0 | 0.048 | 0 |  | --> | C11 ex JOHNSTOWN | Johnstown [T41,T42] | KILTEEL |  | 53.2327 | -6.5793
MV/LV Substation BU***447X |  | 10 kV | _ | LV | 100 kVA :Pole Substation | 0.1 | --> | 0.1 | 0 | 0 | Constrained, otherwise capacity available =2 kVA | --> | 0.095 | 0 | 0 | 0.1 | 0 |  | --> | E20 ex BLESSINGTON | Blessington [T421,T422] | KILTEEL |  | 53.1656 | -6.5381
MV/LV Substation TI***448 |  | 10 kV | _ | LV | 50 kVA :Pole Substation | 0.05 | --> | 0.05 | 0 | 0 | Constrained, otherwise capacity available =48 kVA | --> | 0.048 | 0 | 0 | 0.048 | 0 |  | --> | C11 ex JOHNSTOWN | Johnstown [T41,T42] | KILTEEL |  | 53.2123 | -6.6247
MV/LV Substation LA***448Z |  | 10 kV | _ | LV | 50 kVA :Pole Substation | 0.05 | --> | 0.05 | 0 | 0 | Constrained, otherwise capacity available =49 kVA | --> | 0.048 | 0 | 0 | 0.048 | 0 |  | --> | C17 ex NAAS | Naas [T41,T42] | KILTEEL |  | 53.208 | -6.7226
MV/LV Substation BU***449X |  | 10 kV | _ | LV | 630 kVA :Kiosk Substation | 0.63 | --> | 0.63 | 0 | 0 | Constrained, otherwise capacity available =494 kVA | --> | 0.598 | 0 | 0.036 | 0.5 | 0 |  | --> | E20 ex BLESSINGTON | Blessington [T421,T422] | KILTEEL |  | 53.167 | -6.5344
MV/LV Substation TH***450Z |  | 10 kV | _ | LV | 400 kVA :Kiosk Substation | 0.4 | --> | 0.4 | 0.308 | 12.6 |  | --> | 0.38 | 0 | 0.009 | 0.386 | 0 |  | --> | C23 ex MONREAD | Monread [T101,T102] | MONREAD |  | 53.2359 | -6.728
MV/LV Substation BA***451 |  | 10 kV | _ | LV | 50 kVA :Pole Substation | 0.05 | --> | 0.05 | 0 | 0 | Constrained, otherwise capacity available =37 kVA | --> | 0.048 | 0 | 0.005 | 0.046 | 0 |  | --> | C11 ex JOHNSTOWN | Johnstown [T41,T42] | KILTEEL |  | 53.2025 | -6.5981
MV/LV Substation BU***452X |  | 10 kV | _ | LV | 100 kVA :Pole Substation | 0.1 | --> | 0.1 | 0 | 0 | Constrained, otherwise capacity available =100 kVA | --> | 0.095 | 0 | 0 | 0.095 | 0 |  | --> | E20 ex BLESSINGTON | Blessington [T421,T422] | KILTEEL |  | 53.1665 | -6.5369
MV/LV Substation NA***453Z |  | 10 kV | _ | LV | 630 kVA :Building Structure | 0.63 | --> | 0.63 | 0 | 0 | Constrained, otherwise capacity available =489 kVA | --> | 0.598 | 0 | 0 | 0.5 | 0 |  | --> | C15 ex JOHNSTOWN | Johnstown [T41,T42] | KILTEEL |  | 53.2325 | -6.6404
MV/LV Substation RA***456 |  | 10 kV | _ | LV | 100 kVA :Pole Substation | 0.1 | --> | 0.1 | 0 | 0 | Constrained, otherwise capacity available =63 kVA | --> | 0.095 | 0 | 0.004 | 0.097 | 0 |  | --> | C11 ex JOHNSTOWN | Johnstown [T41,T42] | KILTEEL |  | 53.2169 | -6.5651
MV/LV Substation DU***457 |  | 10 kV | _ | LV | 50 kVA :Pole Substation | 0.05 | --> | 0.05 | 0 | 0 | Constrained, otherwise capacity available =30 kVA | --> | 0.048 | 0 | 0 | 0.05 | 0 |  | --> | C11 ex JOHNSTOWN | Johnstown [T41,T42] | KILTEEL |  | 53.2072 | -6.572
MV/LV Substation FO***457Z |  | 10 kV | _ | LV | 50 kVA :Pole Substation | 0.05 | --> | 0.05 | 0 | 0 | Constrained, otherwise capacity available =50 kVA | --> | 0.048 | 0 | 0 | 0.048 | 0 |  | --> | C11 ex JOHNSTOWN | Johnstown [T41,T42] | KILTEEL |  | 53.225 | -6.6133
MV/LV Substation OA***458Z |  | 10 kV | _ | LV | 400 kVA :Kiosk Substation | 0.4 | --> | 0.4 | 0 | 0 | Constrained, otherwise capacity available =277 kVA | --> | 0.38 | 0 | 0.007 | 0.391 | 0 |  | --> | C11 ex NAAS | Naas [T41,T42] | KILTEEL |  | 53.2084 | -6.6503
MV/LV Substation YE***459 |  | 10 kV | _ | LV | 50 kVA :Pole Substation | 0.05 | --> | 0.05 | 0.045 | 12.6 |  | --> | 0.048 | 0 | 0.01 | 0.041 | 0 |  | --> | C23 ex MONREAD | Monread [T101,T102] | MONREAD |  | 53.2254 | -6.7359
MV/LV Substation CA***459Z |  | 10 kV | _ | LV | 400 kVA :Kiosk Substation | 0.4 | --> | 0.4 | 0 | 0 | Constrained, otherwise capacity available =212 kVA | --> | 0.38 | 0 | 0.062 | 0.359 | 0 |  | --> | C17 ex SALLINS | Sallins [T41,T42] | GRIFFINRATH |  | 53.296 | -6.6857
MV/LV Substation GL***466X |  | 20 kV | _ | LV | 50 kVA :Pole Substation | 0.05 | --> | 0.05 | 0 | 0 | Constrained, otherwise capacity available =43 kVA | --> | 0.048 | 0 | 0.005 | 0.045 | 0 |  | --> | E13 ex BLESSINGTON | Blessington [T421,T422] | KILTEEL |  | 53.1479 | -6.5603
MV/LV Substation WI***469Z |  | 10 kV | _ | LV | 630 kVA :Kiosk Substation | 0.63 | --> | 0.63 | 0.488 | 12.6 |  | --> | 0.598 | 0 | 0 | 0.5 | 0 |  | --> | C23 ex MONREAD | Monread [T101,T102] | MONREAD |  | 53.2533 | -6.6676
MV/LV Substation HO***473X |  | 10 kV | _ | LV | 100 kVA :Pole Substation | 0.1 | --> | 0.1 | 0 | 0 | Constrained, otherwise capacity available =77 kVA | --> | 0.095 | 0 | 0 | 0.098 | 0 |  | --> | E20 ex BLESSINGTON | Blessington [T421,T422] | KILTEEL |  | 53.1788 | -6.5245
MV/LV Substation MI***474Z |  | 10 kV | _ | LV | 630 kVA :Kiosk Substation | 0.63 | --> | 0.63 | 0.391 | 12.6 |  | --> | 0.598 | 0 | 0.005 | 0.5 | 0 |  | --> | C23 ex MONREAD | Monread [T101,T102] | MONREAD |  | 53.2506 | -6.6689
MV/LV Substation KI***476X |  | 10 kV | _ | LV | 100 kVA :Pole Substation | 0.1 | --> | 0.1 | 0 | 0 | Constrained, otherwise capacity available =70 kVA | --> | 0.095 | 0 | 0.016 | 0.087 | 0 |  | --> | C11 ex JOHNSTOWN | Johnstown [T41,T42] | KILTEEL |  | 53.2344 | -6.5249
MV/LV Substation NT***476Z |  | 10 kV | _ | LV | 400 kVA :Kiosk Substation | 0.4 | --> | 0.4 | 0.357 | 12.6 |  | --> | 0.38 | 0 | 0 | 0.386 | 0 |  | --> | C12 ex MONREAD | Monread [T101,T102] | MONREAD |  | 53.2213 | -6.6604
MV/LV Substation NE***478Z |  | 10 kV | _ | LV | 100 kVA :Pole Substation | 0.1 | --> | 0.1 | 0.093 | 12.6 |  | --> | 0.095 | 0 | 0 | 0.096 | 0 |  | --> | C18 ex MONREAD | Monread [T101,T102] | MONREAD |  | 53.2154 | -6.7202
MV/LV Substation OS***488Z |  | 10 kV | _ | LV | 100 kVA :Pole Substation | 0.1 | --> | 0.1 | 0.092 | 12.6 |  | --> | 0.095 | 0 | 0 | 0.096 | 0 |  | --> | C23 ex MONREAD | Monread [T101,T102] | MONREAD |  | 53.2392 | -6.6901
MV/LV Substation CA***489Z |  | 10 kV | _ | LV | 630 kVA :Kiosk Substation | 0.63 | --> | 0.63 | 0.5 | 12.6 |  | --> | 0.598 | 0 | 0.023 | 0.5 | 0 |  | --> | C22 ex MONREAD | Monread [T101,T102] | MONREAD |  | 53.2175 | -6.6822
MV/LV Substation OS***490Z |  | 10 kV | _ | LV | 100 kVA :Pole Substation | 0.1 | --> | 0.1 | 0.096 | 12.6 |  | --> | 0.095 | 0 | 0.01 | 0.088 | 0 |  | --> | C23 ex MONREAD | Monread [T101,T102] | MONREAD |  | 53.235 | -6.6982
MV/LV Substation OL***492X |  | 20 kV | _ | LV | 100 kVA :Pole Substation | 0.1 | --> | 0.1 | 0 | 0 | Constrained, otherwise capacity available =74 kVA | --> | 0.095 | 0 | 0 | 0.098 | 0 |  | --> | E13 ex BLESSINGTON | Blessington [T421,T422] | KILTEEL |  | 53.1853 | -6.5299
MV/LV Substation DU***493 |  | 10 kV | _ | LV | 50 kVA :Pole Substation | 0.05 | --> | 0.05 | 0 | 0 | Constrained, otherwise capacity available =38 kVA | --> | 0.048 | 0 | 0 | 0.049 | 0 |  | --> | E13 ex BLESSINGTON | Blessington [T421,T422] | KILTEEL |  | 53.1507 | -6.6828
MV/LV Substation MI***494Z |  | 10 kV | _ | LV | 100 kVA :Pole Substation | 0.1 | --> | 0.1 | 0.1 | 12.6 |  | --> | 0.095 | 0 | 0 | 0.095 | 0 |  | --> | C18 ex MONREAD | Monread [T101,T102] | MONREAD |  | 53.2275 | -6.6944
MV/LV Substation MI***495Z |  | 10 kV | _ | LV | 50 kVA :Pole Substation | 0.05 | --> | 0.05 | 0.05 | 12.6 |  | --> | 0.048 | 0 | 0 | 0.048 | 0 |  | --> | C23 ex MONREAD | Monread [T101,T102] | MONREAD |  | 53.2368 | -6.6764
MV/LV Substation RA***496X |  | 10 kV | _ | LV | 50 kVA :Pole Substation | 0.05 | --> | 0.05 | 0 | 0 | Constrained, otherwise capacity available =41 kVA | --> | 0.048 | 0 | 0.006 | 0.044 | 0 |  | --> | C11 ex JOHNSTOWN | Johnstown [T41,T42] | KILTEEL |  | 53.2271 | -6.5127
MV/LV Substation MO***497Z |  | 10 kV | _ | LV | 400 kVA :Building Structure | 0.4 | --> | 0.4 | 0 | 0 | Constrained, otherwise capacity available =321 kVA | --> | 0.38 | 0 | 0.075 | 0.335 | 0 |  | --> | C19 ex SALLINS | Sallins [T41,T42] | GRIFFINRATH |  | 53.257 | -6.7454
MV/LV Substation BL***498Z |  | 20 kV | _ | LV | 200 kVA :Kiosk Substation | 0.2 | --> | 0.2 | 0 | 0 | Constrained, otherwise capacity available =160 kVA | --> | 0.19 | 0 | 0.018 | 0.182 | 0 |  | --> | E13 ex BLESSINGTON | Blessington [T421,T422] | KILTEEL |  | 53.1713 | -6.5465
MV/LV Substation SE***499X |  | 10 kV | _ | LV | 50 kVA :Pole Substation | 0.05 | --> | 0.05 | 0 | 0 | Constrained, otherwise capacity available =35 kVA | --> | 0.048 | 0 | 0 | 0.05 | 0 |  | --> | C11 ex JOHNSTOWN | Johnstown [T41,T42] | KILTEEL |  | 53.223 | -6.5496
MV/LV Substation HE***502Z |  | 10 kV | _ | LV | 400 kVA :Kiosk Substation | 0.4 | --> | 0.4 | 0 | 0 | Constrained, otherwise capacity available =365 kVA | --> | 0.38 | 0 | 0.04 | 0.355 | 0 |  | --> | E18 ex BLESSINGTON | Blessington [T421,T422] | KILTEEL |  | 53.2053 | -6.5127
MV/LV Substation TO***503Z |  | 10 kV | _ | LV | 630 kVA :Kiosk Substation | 0.63 | --> | 0.63 | 0 | 0 | Constrained, otherwise capacity available =282 kVA | --> | 0.598 | 0 | 0.03 | 0.5 | 0 |  | --> | C17 ex NAAS | Naas [T41,T42] | KILTEEL |  | 53.2068 | -6.7377
MV/LV Substation AB***504Z |  | 10 kV | _ | LV | 200 kVA :Kiosk Substation | 0.2 | --> | 0.2 | 0 | 0 | Constrained, otherwise capacity available =164 kVA | --> | 0.19 | 0 | 0 | 0.195 | 0 |  | --> | C17 ex SALLINS | Sallins [T41,T42] | GRIFFINRATH |  | 53.291 | -6.6795
MV/LV Substation BR***508 |  | 10 kV | _ | LV | 50 kVA :Pole Substation | 0.05 | --> | 0.05 | 0 | 0 | Constrained, otherwise capacity available =44 kVA | --> | 0.048 | 0 | 0 | 0.048 | 0 |  | --> | C11 ex NAAS | Naas [T41,T42] | KILTEEL |  | 53.2003 | -6.6532
MV/LV Substation CL***508Z |  | 10 kV | _ | LV | 630 kVA :Kiosk Substation | 0.63 | --> | 0.63 | 0 | 0 | Constrained, otherwise capacity available =463 kVA | --> | 0.598 | 0 | 0.259 | 0.423 | 0 |  | --> | C18 ex SALLINS | Sallins [T41,T42] | GRIFFINRATH |  | 53.3026 | -6.6979
MV/LV Substation ST***510 |  | 10 kV | _ | LV | 100 kVA :Pole Substation | 0.1 | --> | 0.1 | 0 | 0 | Constrained, otherwise capacity available =65 kVA | --> | 0.095 | 0 | 0.025 | 0.081 | 0 |  | --> | C18 ex NAAS | Naas [T41,T42] | KILTEEL |  | 53.1691 | -6.7018
MV/LV Substation LI***513Z |  | 10 kV | _ | LV | 400 kVA :Kiosk Substation | 0.4 | --> | 0.4 | 0 | 0 | Constrained, otherwise capacity available =316 kVA | --> | 0.38 | 0 | 0.036 | 0.365 | 0 |  | --> | C17 ex SALLINS | Sallins [T41,T42] | GRIFFINRATH |  | 53.2917 | -6.6882
MV/LV Substation TI***516 |  | 10 kV | _ | LV | 50 kVA :Pole Substation | 0.05 | --> | 0.05 | 0 | 0 | Constrained, otherwise capacity available =38 kVA | --> | 0.048 | 0 | 0 | 0.049 | 0 |  | --> | C11 ex JOHNSTOWN | Johnstown [T41,T42] | KILTEEL |  | 53.2056 | -6.6209
MV/LV Substation DS***516Z |  | 10 kV | _ | LV | 400 kVA :Building Structure | 0.4 | --> | 0.4 | 0 | 0 | Constrained, otherwise capacity available =391 kVA | --> | 0.38 | 0 | 0 | 0.381 | 0 |  | --> | C18 ex NAAS | Naas [T41,T42] | KILTEEL |  | 53.2029 | -6.7419
MV/LV Substation TU***522 |  | 10 kV | _ | LV | 50 kVA :Pole Substation | 0.05 | --> | 0.05 | 0 | 0 | Constrained, otherwise capacity available =39 kVA | --> | 0.048 | 0 | 0 | 0.049 | 0 |  | --> | C18 ex SALLINS | Sallins [T41,T42] | GRIFFINRATH |  | 53.2895 | -6.6163
MV/LV Substation KI***522Z |  | 10 kV | _ | LV | 200 kVA :Kiosk Substation | 0.2 | --> | 0.2 | 0 | 0 | Constrained, otherwise capacity available =152 kVA | --> | 0.19 | 0 | 0.04 | 0.167 | 0 |  | --> | C19 ex SALLINS | Sallins [T41,T42] | GRIFFINRATH |  | 53.2852 | -6.759
MV/LV Substation BL***523Z |  | 10 kV | _ | LV | 400 kVA :Kiosk Substation | 0.4 | --> | 0.4 | 0 | 0 | Constrained, otherwise capacity available =316 kVA | --> | 0.38 | 0 | 0 | 0.391 | 0 |  | --> | E20 ex BLESSINGTON | Blessington [T421,T422] | KILTEEL |  | 53.1669 | -6.5402
MV/LV Substation LA***524X |  | 10 kV | _ | LV | 100 kVA :Pole Substation | 0.1 | --> | 0.1 | 0 | 0 | Constrained, otherwise capacity available =82 kVA | --> | 0.095 | 0 | 0 | 0.097 | 0 |  | --> | C18 ex SALLINS | Sallins [T41,T42] | GRIFFINRATH |  | 53.2971 | -6.6361
MV/LV Substation BO***528X |  | 10 kV | _ | LV | 50 kVA :Pole Substation | 0.05 | --> | 0.05 | 0 | 0 | Constrained, otherwise capacity available =31 kVA | --> | 0.048 | 0 | 0.015 | 0.039 | 0 |  | --> | C14 ex SALLINS | Sallins [T41,T42] | GRIFFINRATH |  | 53.2587 | -6.667
MV/LV Substation BA***529Z |  | 10 kV | _ | LV | 50 kVA :Pole Substation | 0.05 | --> | 0.05 | 0 | 0 | Constrained, otherwise capacity available =48 kVA | --> | 0.048 | 0 | 0 | 0.048 | 0 |  | --> | C18 ex SALLINS | Sallins [T41,T42] | GRIFFINRATH |  | 53.3026 | -6.6995
MV/LV Substation KI***532Z |  | 10 kV | _ | LV | 200 kVA :Kiosk Substation | 0.2 | --> | 0.2 | 0 | 0 | Constrained, otherwise capacity available =157 kVA | --> | 0.19 | 0 | 0.016 | 0.184 | 0 |  | --> | C19 ex JOHNSTOWN | Johnstown [T41,T42] | KILTEEL |  | 53.2245 | -6.6463
MV/LV Substation MI***533 |  | 10 kV | _ | LV | 100 kVA :Pole Substation | 0.1 | --> | 0.1 | 0 | 0 | Constrained, otherwise capacity available =75 kVA | --> | 0.095 | 0 | 0.005 | 0.095 | 0 |  | --> | C12 ex SALLINS | Sallins [T41,T42] | GRIFFINRATH |  | 53.2817 | -6.6891
MV/LV Substation SA***533Z |  | 10 kV | _ | LV | 200 kVA :Kiosk Substation | 0.2 | --> | 0.2 | 0 | 0 | Constrained, otherwise capacity available =107 kVA | --> | 0.19 | 0 | 0.025 | 0.184 | 0 |  | --> | C11 ex SALLINS | Sallins [T41,T42] | GRIFFINRATH |  | 53.2459 | -6.672
MV/LV Substation FR***535X |  | 10 kV | _ | LV | 1000 kVA :Kiosk Substation | 1 | --> | 1 | 0 | 0 | Constrained, otherwise capacity available =917 kVA | --> | 0.95 | 0 | 0 | 0.5 | 0 |  | --> | C19 ex JOHNSTOWN | Johnstown [T41,T42] | KILTEEL |  | 53.2287 | -6.6374
MV/LV Substation CI***538X |  | 10 kV | _ | LV | 400 kVA :Building Structure | 0.4 | --> | 0.4 | 0 | 0 | Constrained, otherwise capacity available =321 kVA | --> | 0.38 | 0 | 0 | 0.391 | 0 |  | --> | C19 ex JOHNSTOWN | Johnstown [T41,T42] | KILTEEL |  | 53.2295 | -6.6388
MV/LV Substation HO***539Z |  | 20 kV | _ | LV | 100 kVA :Pole Substation | 0.1 | --> | 0.1 | 0 | 0 | Constrained, otherwise capacity available =83 kVA | --> | 0.095 | 0 | 0.005 | 0.094 | 0 |  | --> | E14 ex BLESSINGTON | Blessington [T421,T422] | KILTEEL |  | 53.126 | -6.5817
MV/LV Substation LO***542 |  | 10 kV | _ | LV | 50 kVA :Pole Substation | 0.05 | --> | 0.05 | 0 | 0 | Constrained, otherwise capacity available =42 kVA | --> | 0.048 | 0 | 0 | 0.049 | 0 |  | --> | C12 ex SALLINS | Sallins [T41,T42] | GRIFFINRATH |  | 53.2786 | -6.718
MV/LV Substation MC***544X |  | 10 kV | _ | LV | 200 kVA :Pole Substation | 0.2 | --> | 0.2 | 0 | 0 | Constrained, otherwise capacity available =176 kVA | --> | 0.19 | 0 | 0 | 0.193 | 0 |  | --> | E13 ex BLESSINGTON | Blessington [T421,T422] | KILTEEL |  | 53.163 | -6.5423
MV/LV Substation MI***545X |  | 10 kV | _ | LV | 50 kVA :Pole Substation | 0.05 | --> | 0.05 | 0 | 0 | Constrained, otherwise capacity available =41 kVA | --> | 0.048 | 0 | 0 | 0.049 | 0 |  | --> | C17 ex SALLINS | Sallins [T41,T42] | GRIFFINRATH |  | 53.268 | -6.6753
MV/LV Substation AT***545Z |  | 10 kV | _ | LV | 100 kVA :Pole Substation | 0.1 | --> | 0.1 | 0 | 0 | Constrained, otherwise capacity available =99 kVA | --> | 0.095 | 0 | 0 | 0.095 | 0 |  | --> | C11 ex JOHNSTOWN | Johnstown [T41,T42] | KILTEEL |  | 53.1859 | -6.5577
MV/LV Substation OL***546Z |  | 10 kV | _ | LV | 200 kVA :Kiosk Substation | 0.2 | --> | 0.2 | 0.152 | 12.6 |  | --> | 0.19 | 0 | 0.063 | 0.15 | 0 |  | --> | C23 ex MONREAD | Monread [T101,T102] | MONREAD |  | 53.2375 | -6.7269
MV/LV Substation WO***547Z |  | 20 kV | _ | LV | 400 kVA :Kiosk Substation | 0.4 | --> | 0.4 | 0 | 0 | Constrained, otherwise capacity available =305 kVA | --> | 0.38 | 0 | 0.006 | 0.388 | 0 |  | --> | E13 ex BLESSINGTON | Blessington [T421,T422] | KILTEEL |  | 53.1779 | -6.5302
MV/LV Substation CA***548 |  | 10 kV | _ | LV | 100 kVA :Pole Substation | 0.1 | --> | 0.1 | 0 | 0 | Constrained, otherwise capacity available =79 kVA | --> | 0.095 | 0 | 0.005 | 0.094 | 0 |  | --> | C19 ex SALLINS | Sallins [T41,T42] | GRIFFINRATH |  | 53.2476 | -6.7381
MV/LV Substation DE***548Z |  | 20 kV | _ | LV | 200 kVA :Kiosk Substation | 0.2 | --> | 0.2 | 0 | 0 | Constrained, otherwise capacity available =177 kVA | --> | 0.19 | 0 | 0 | 0.193 | 0 |  | --> | E13 ex BLESSINGTON | Blessington [T421,T422] | KILTEEL |  | 53.172 | -6.5422
MV/LV Substation DO***549 |  | 10 kV | _ | LV | 50 kVA :Pole Substation | 0.05 | --> | 0.05 | 0 | 0 | Constrained, otherwise capacity available =35 kVA | --> | 0.048 | 0 | 0 | 0.05 | 0 |  | --> | C19 ex SALLINS | Sallins [T41,T42] | GRIFFINRATH |  | 53.2532 | -6.7399
MV/LV Substation NT***551Z |  | 10 kV | _ | LV | 630 kVA :Building Structure | 0.63 | --> | 0.63 | 0.366 | 12.6 |  | --> | 0.598 | 0 | 0 | 0.5 | 0 |  | --> | C12 ex MONREAD | Monread [T101,T102] | MONREAD |  | 53.2208 | -6.6598
MV/LV Substation WO***554Z |  | 10 kV | _ | LV | 400 kVA :Kiosk Substation | 0.4 | --> | 0.4 | 0 | 0 | Constrained, otherwise capacity available =242 kVA | --> | 0.38 | 0 | 0.026 | 0.382 | 0 |  | --> | C17 ex SALLINS | Sallins [T41,T42] | GRIFFINRATH |  | 53.294 | -6.6857
MV/LV Substation BU***555Z |  | 10 kV | _ | LV | 200 kVA :Kiosk Substation | 0.2 | --> | 0.2 | 0 | 0 | Constrained, otherwise capacity available =138 kVA | --> | 0.19 | 0 | 0.01 | 0.191 | 0 |  | --> | E13 ex BLESSINGTON | Blessington [T421,T422] | KILTEEL |  | 53.1608 | -6.5469
MV/LV Substation LA***558Z |  | 10 kV | _ | LV | 50 kVA :Pole Substation | 0.05 | --> | 0.05 | 0 | 0 | Constrained, otherwise capacity available =46 kVA | --> | 0.048 | 0 | 0 | 0 | 0 | Constrained, otherwise capacity available =48 kW | --> | C18 ex ATHGARVAN |  |  |  | 53.2045 | -6.7467
MV/LV Substation SE***560Z |  | 10 kV | _ | LV | 630 kVA :Building Structure | 0.63 | --> | 0.63 | 0 | 0 | Constrained, otherwise capacity available =591 kVA | --> | 0.598 | 0 | 0.05 | 0.5 | 0 |  | --> | C17 ex NAAS | Naas [T41,T42] | KILTEEL |  | 53.2049 | -6.7356
MV/LV Substation HA***563Z |  | 10 kV | _ | LV | 50 kVA :Pole Substation | 0.05 | --> | 0.05 | 0 | 0 | Constrained, otherwise capacity available =45 kVA | --> | 0.048 | 0 | 0 | 0.048 | 0 |  | --> | C11 ex JOHNSTOWN | Johnstown [T41,T42] | KILTEEL |  | 53.2242 | -6.583
MV/LV Substation D9***565Z |  | 10 kV | _ | LV | 400 kVA :Building Structure | 0.4 | --> | 0.4 | 0.334 | 12.6 |  | --> | 0.38 | 0 | 0 | 0.385 | 0 |  | --> | C22 ex MONREAD | Monread [T101,T102] | MONREAD |  | 53.2337 | -6.6749
MV/LV Substation D1***566Z |  | 10 kV | _ | LV | 400 kVA :Building Structure | 0.4 | --> | 0.4 | 0.35 | 12.6 |  | --> | 0.38 | 0 | 0 | 0.387 | 0 |  | --> | C22 ex MONREAD | Monread [T101,T102] | MONREAD |  | 53.2328 | -6.6744
MV/LV Substation MI***567X |  | 10 kV | _ | LV | 100 kVA :Pole Substation | 0.1 | --> | 0.1 | 0 | 0 | Constrained, otherwise capacity available =93 kVA | --> | 0.095 | 0 | 0.005 | 0.092 | 0 |  | --> | C13 ex SALLINS | Sallins [T41,T42] | GRIFFINRATH |  | 53.2735 | -6.6872
MV/LV Substation BR***570X |  | 20 kV | _ | LV | 50 kVA :Pole Substation | 0.05 | --> | 0.05 | 0 | 0 | Constrained, otherwise capacity available =38 kVA | --> | 0.048 | 0 | 0 | 0.049 | 0 |  | --> | E17 ex BLESSINGTON | Blessington [T421,T422] | KILTEEL |  | 53.0923 | -6.5894
MV/LV Substation GI***570Z |  | 10 kV | _ | LV | 400 kVA :Kiosk Substation | 0.4 | --> | 0.4 | 0.299 | 12.6 |  | --> | 0.38 | 0 | 0.063 | 0.347 | 0 |  | --> | C23 ex MONREAD | Monread [T101,T102] | MONREAD |  | 53.2361 | -6.7248
MV/LV Substation PR***572Z |  | 10 kV | _ | LV | 100 kVA :Pole Substation | 0.1 | --> | 0.1 | 0 | 0 | Constrained, otherwise capacity available =64 kVA | --> | 0.095 | 0 | 0 | 0.1 | 0 |  | --> | C19 ex SALLINS | Sallins [T41,T42] | GRIFFINRATH |  | 53.2872 | -6.7494
MV/LV Substation CA***575X |  | 10 kV | _ | LV | 50 kVA :Pole Substation | 0.05 | --> | 0.05 | 0 | 0 | Constrained, otherwise capacity available =36 kVA | --> | 0.048 | 0 | 0 | 0.049 | 0 |  | --> | C12 ex SALLINS | Sallins [T41,T42] | GRIFFINRATH |  | 53.2843 | -6.689
MV/LV Substation GA***576Z |  | 10 kV | _ | LV | 400 kVA :Building Structure | 0.4 | --> | 0.4 | 0 | 0 | Constrained, otherwise capacity available =318 kVA | --> | 0.38 | 0 | 0.005 | 0.387 | 0 |  | --> | C17 ex NAAS | Naas [T41,T42] | KILTEEL |  | 53.2126 | -6.6704
MV/LV Substation GA***577Z |  | 10 kV | _ | LV | 630 kVA :Building Structure | 0.63 | --> | 0.63 | 0 | 0 | Constrained, otherwise capacity available =583 kVA | --> | 0.598 | 0 | 0 | 0.5 | 0 |  | --> | C14 ex NAAS | Naas [T41,T42] | KILTEEL |  | 53.2134 | -6.6692
MV/LV Substation LA***583Z |  | 10 kV | _ | LV | 50 kVA :Pole Substation | 0.05 | --> | 0.05 | 0 | 0 | Constrained, otherwise capacity available =46 kVA | --> | 0.048 | 0 | 0.002 | 0.046 | 0 |  | --> | C18 ex SALLINS | Sallins [T41,T42] | GRIFFINRATH |  | 53.2973 | -6.6257
MV/LV Substation RU***587 |  | 20 kV | _ | LV | 100 kVA :Pole Substation | 0.1 | --> | 0.1 | 0 | 0 | Constrained, otherwise capacity available =62 kVA | --> | 0.095 | 0 | 0 | 0.1 | 0 |  | --> | E13 ex BLESSINGTON | Blessington [T421,T422] | KILTEEL |  | 53.1424 | -6.569
MV/LV Substation CO***587Z |  | 10 kV | _ | LV | 200 kVA :Pole Substation | 0.2 | --> | 0.2 | 0 | 0 | Constrained, otherwise capacity available =173 kVA | --> | 0.19 | 0 | 0 | 0.194 | 0 |  | --> | C19 ex SALLINS | Sallins [T41,T42] | GRIFFINRATH |  | 53.2896 | -6.8145
MV/LV Substation OL***599Z |  | 10 kV | _ | LV | 400 kVA :Kiosk Substation | 0.4 | --> | 0.4 | 0.142 | 12.6 |  | --> | 0.38 | 0 | 0.143 | 0.308 | 0 |  | --> | C14 ex MONREAD | Monread [T101,T102] | MONREAD |  | 53.2344 | -6.6659
MV/LV Substation CU***601Z |  | 10 kV | _ | LV | 100 kVA :Pole Substation | 0.1 | --> | 0.1 | 0 | 0 | Constrained, otherwise capacity available =100 kVA | --> | 0.095 | 0 | 0 | 0.095 | 0 |  | --> | C19 ex SALLINS | Sallins [T41,T42] | GRIFFINRATH |  | 53.2934 | -6.7467
MV/LV Substation EQ***602Z |  | 10 kV | _ | LV | 630 kVA :Building Structure | 0.63 | --> | 0.63 | 0 | 0 | Constrained, otherwise capacity available =520 kVA | --> | 0.598 | 0 | 0 | 0.5 | 0 |  | --> | C22 ex JOHNSTOWN | Johnstown [T41,T42] | KILTEEL |  | 53.2286 | -6.6168
MV/LV Substation DU***603X |  | 10 kV | _ | LV | 100 kVA :Pole Substation | 0.1 | --> | 0.1 | 0 | 0 | Constrained, otherwise capacity available =31 kVA | --> | 0.095 | 0 | 0.05 | 0.067 | 0 |  | --> | C19 ex JOHNSTOWN | Johnstown [T41,T42] | KILTEEL |  | 53.2242 | -6.6486
MV/LV Substation BA***606Z |  | 20 kV | _ | LV | 50 kVA :Pole Substation | 0.05 | --> | 0.05 | 0 | 0 | Constrained, otherwise capacity available =50 kVA | --> | 0.048 | 0 | 0 | 0.048 | 0 |  | --> | E13 ex BLESSINGTON | Blessington [T421,T422] | KILTEEL |  | 53.1372 | -6.6208
MV/LV Substation AL***607Z |  | 10 kV | _ | LV | 1000 kVA :Building Structure | 1 | --> | 1 | 0 | 0 | Constrained, otherwise capacity available =654 kVA | --> | 0.95 | 0 | 0 | 0.5 | 0 |  | --> | C17 ex NAAS | Naas [T41,T42] | KILTEEL |  | 53.2133 | -6.6951
MV/LV Substation RA***609X |  | 10 kV | _ | LV | 50 kVA :Pole Substation | 0.05 | --> | 0.05 | 0 | 0 | Constrained, otherwise capacity available =33 kVA | --> | 0.048 | 0 | 0 | 0.05 | 0 |  | --> | C11 ex JOHNSTOWN | Johnstown [T41,T42] | KILTEEL |  | 53.2161 | -6.5252
MV/LV Substation HO***610 |  | 20 kV | _ | LV | 200 kVA :Pole Substation | 0.2 | --> | 0.2 | 0 | 0 | Constrained, otherwise capacity available =148 kVA | --> | 0.19 | 0 | 0.006 | 0.192 | 0 |  | --> | E17 ex BLESSINGTON | Blessington [T421,T422] | KILTEEL |  | 53.0926 | -6.5973
MV/LV Substation NU***610Z |  | 10 kV | _ | LV | 200 kVA :Kiosk Substation | 0.2 | --> | 0.2 | 0.156 | 12.6 |  | --> | 0.19 | 0 | 0.01 | 0.188 | 0 |  | --> | C22 ex MONREAD | Monread [T101,T102] | MONREAD |  | 53.223 | -6.6649
MV/LV Substation NU***611Z |  | 10 kV | _ | LV | 200 kVA :Kiosk Substation | 0.2 | --> | 0.2 | 0.149 | 12.6 |  | --> | 0.19 | 0 | 0.003 | 0.195 | 0 |  | --> | C22 ex MONREAD | Monread [T101,T102] | MONREAD |  | 53.2244 | -6.6651
MV/LV Substation OS***620Z |  | 10 kV | _ | LV | 50 kVA :Pole Substation | 0.05 | --> | 0.05 | 0.049 | 12.6 |  | --> | 0.048 | 0 | 0 | 0.048 | 0 |  | --> | C23 ex MONREAD | Monread [T101,T102] | MONREAD |  | 53.2328 | -6.6919
MV/LV Substation SA***622Z |  | 10 kV | _ | LV | 200 kVA :Pole Substation | 0.2 | --> | 0.2 | 0 | 0 | Constrained, otherwise capacity available =159 kVA | --> | 0.19 | 0 | 0.005 | 0.192 | 0 |  | --> | C11 ex SALLINS | Sallins [T41,T42] | GRIFFINRATH |  | 53.2478 | -6.6614
MV/LV Substation TH***625X |  | 10 kV | _ | LV | 200 kVA :Kiosk Substation | 0.2 | --> | 0.2 | 0 | 0 | Constrained, otherwise capacity available =124 kVA | --> | 0.19 | 0 | 0.013 | 0.19 | 0 |  | --> | C16 ex JOHNSTOWN | Johnstown [T41,T42] | KILTEEL |  | 53.2456 | -6.5945
MV/LV Substation GR***625Z |  | 10 kV | _ | LV | 100 kVA :Pole Substation | 0.1 | --> | 0.1 | 0 | 0 | Constrained, otherwise capacity available =82 kVA | --> | 0.095 | 0 | 0.015 | 0.086 | 0 |  | --> | C19 ex SALLINS | Sallins [T41,T42] | GRIFFINRATH |  | 53.2856 | -6.8003
MV/LV Substation DA***627Z |  | 10 kV | _ | LV | 50 kVA :Pole Substation | 0.05 | --> | 0.05 | 0 | 0 | Constrained, otherwise capacity available =43 kVA | --> | 0.048 | 0 | 0 | 0.048 | 0 |  | --> | C18 ex SALLINS | Sallins [T41,T42] | GRIFFINRATH |  | 53.2808 | -6.6361
MV/LV Substation VA***628 |  | 20 kV | _ | LV | 50 kVA :Pole Substation | 0.05 | --> | 0.05 | 0 | 0 | Constrained, otherwise capacity available =28 kVA | --> | 0.048 | 0 | 0.005 | 0.047 | 0 |  | --> | E17 ex BLESSINGTON | Blessington [T421,T422] | KILTEEL |  | 53.1058 | -6.5254
MV/LV Substation DA***628Z |  | 10 kV | _ | LV | 400 kVA :Building Structure | 0.4 | --> | 0.4 | 0 | 0 | Constrained, otherwise capacity available =367 kVA | --> | 0.38 | 0 | 0 | 0.384 | 0 |  | --> | C18 ex NAAS | Naas [T41,T42] | KILTEEL |  | 53.2029 | -6.7388
MV/LV Substation DF***629Z |  | 10 kV | _ | LV | 400 kVA :Building Structure | 0.4 | --> | 0.4 | 0 | 0 | Constrained, otherwise capacity available =329 kVA | --> | 0.38 | 0 | 0 | 0.39 | 0 |  | --> | C17 ex NAAS | Naas [T41,T42] | KILTEEL |  | 53.2007 | -6.7374
MV/LV Substation DO***631Z |  | 10 kV | _ | LV | 400 kVA :Kiosk Substation | 0.4 | --> | 0.4 | 0 | 0 | Constrained, otherwise capacity available =267 kVA | --> | 0.38 | 0 | 0.071 | 0.345 | 0 |  | --> | E20 ex BLESSINGTON | Blessington [T421,T422] | KILTEEL |  | 53.1722 | -6.5378
MV/LV Substation BA***633 |  | 20 kV | _ | LV | 100 kVA :Pole Substation | 0.1 | --> | 0.1 | 0 | 0 | Constrained, otherwise capacity available =52 kVA | --> | 0.095 | 0 | 0.013 | 0.092 | 0 |  | --> | E17 ex BLESSINGTON | Blessington [T421,T422] | KILTEEL |  | 53.105 | -6.4984
MV/LV Substation CA***633Z |  | 10 kV | _ | LV | 50 kVA :Pole Substation | 0.05 | --> | 0.05 | 0 | 0 | Constrained, otherwise capacity available =32 kVA | --> | 0.048 | 0 | 0.005 | 0.046 | 0 |  | --> | C11 ex JOHNSTOWN | Johnstown [T41,T42] | KILTEEL |  | 53.2054 | -6.5751
MV/LV Substation BA***634 |  | 20 kV | _ | LV | 100 kVA :Pole Substation | 0.1 | --> | 0.1 | 0 | 0 | Constrained, otherwise capacity available =76 kVA | --> | 0.095 | 0 | 0 | 0.098 | 0 |  | --> | E17 ex BLESSINGTON | Blessington [T421,T422] | KILTEEL |  | 53.1038 | -6.4939
MV/LV Substation GR***635Z |  | 10 kV | _ | LV | 200 kVA :Kiosk Substation | 0.2 | --> | 0.2 | 0 | 0 | Constrained, otherwise capacity available =160 kVA | --> | 0.19 | 0 | 0.019 | 0.181 | 0 |  | --> | C16 ex JOHNSTOWN | Johnstown [T41,T42] | KILTEEL |  | 53.2369 | -6.6159
MV/LV Substation TO***638Z |  | 20 kV | _ | LV | 400 kVA :Kiosk Substation | 0.4 | --> | 0.4 | 0 | 0 | Constrained, otherwise capacity available =384 kVA | --> | 0.38 | 0 | 0.03 | 0.36 | 0 |  | --> | E17 ex BLESSINGTON | Blessington [T421,T422] | KILTEEL |  | 53.1842 | -6.5257
MV/LV Substation PA***642Z |  | 10 kV | _ | LV | 50 kVA :Pole Substation | 0.05 | --> | 0.05 | 0 | 0 | Constrained, otherwise capacity available =42 kVA | --> | 0.048 | 0 | 0 | 0.049 | 0 |  | --> | C16 ex JOHNSTOWN | Johnstown [T41,T42] | KILTEEL |  | 53.248 | -6.6186
MV/LV Substation KN***644 |  | 20 kV | _ | LV | 50 kVA :Pole Substation | 0.05 | --> | 0.05 | 0 | 0 | Constrained, otherwise capacity available =44 kVA | --> | 0.048 | 0 | 0 | 0.048 | 0 |  | --> | E17 ex BLESSINGTON | Blessington [T421,T422] | KILTEEL |  | 53.1601 | -6.5112
MV/LV Substation WE***645Z |  | 10 kV | _ | LV | 200 kVA :Kiosk Substation | 0.2 | --> | 0.2 | 0 | 0 | Constrained, otherwise capacity available =166 kVA | --> | 0.19 | 0 | 0.009 | 0.188 | 0 |  | --> | C17 ex NAAS | Naas [T41,T42] | KILTEEL |  | 53.2131 | -6.6868
MV/LV Substation ST***649Z |  | 10 kV | _ | LV | 400 kVA :Kiosk Substation | 0.4 | --> | 0.4 | 0.379 | 12.6 |  | --> | 0.38 | 0 | 0 | 0.383 | 0 |  | --> | C12 ex MONREAD | Monread [T101,T102] | MONREAD |  | 53.211 | -6.6595
MV/LV Substation SO***651Z |  | 10 kV | _ | LV | 400 kVA :Kiosk Substation | 0.4 | --> | 0.4 | 0 | 0 | Constrained, otherwise capacity available =198 kVA | --> | 0.38 | 0 | 0.04 | 0.377 | 0 |  | --> | C17 ex NAAS | Naas [T41,T42] | KILTEEL |  | 53.2131 | -6.6984
MV/LV Substation RA***652 |  | 10 kV | _ | LV | 200 kVA :Pole Substation | 0.2 | --> | 0.2 | 0 | 0 | Constrained, otherwise capacity available =137 kVA | --> | 0.19 | 0 | 0.005 | 0.195 | 0 |  | --> | C19 ex JOHNSTOWN | Johnstown [T41,T42] | KILTEEL |  | 53.2202 | -6.6479
MV/LV Substation TH***652Z |  | 10 kV | _ | LV | 630 kVA :Kiosk Substation | 0.63 | --> | 0.63 | 0 | 0 | Constrained, otherwise capacity available =553 kVA | --> | 0.598 | 0 | 0 | 0.5 | 0 |  | --> | C17 ex SALLINS | Sallins [T41,T42] | GRIFFINRATH |  | 53.2906 | -6.6824
MV/LV Substation GO***653X |  | 10 kV | _ | LV | 630 kVA :Kiosk Substation | 0.63 | --> | 0.63 | 0 | 0 | Constrained, otherwise capacity available =563 kVA | --> | 0.598 | 0 | 0 | 0.5 | 0 |  | --> | C16 ex JOHNSTOWN | Johnstown [T41,T42] | KILTEEL |  | 53.2478 | -6.6045
MV/LV Substation NA***653Z |  | 10 kV | _ | LV | 400 kVA :Kiosk Substation | 0.4 | --> | 0.4 | 0.324 | 12.6 |  | --> | 0.38 | 0 | 0.005 | 0.386 | 0 |  | --> | C14 ex MONREAD | Monread [T101,T102] | MONREAD |  | 53.232 | -6.6656
MV/LV Substation SA***655X |  | 20 kV | _ | LV | 400 kVA :Building Structure | 0.4 | --> | 0.4 | 0 | 0 | Constrained, otherwise capacity available =400 kVA | --> | 0.38 | 0 | 0 | 0.38 | 0 |  | --> | E13 ex BLESSINGTON | Blessington [T421,T422] | KILTEEL |  | 53.1802 | -6.531
MV/LV Substation AL***655Z |  | 10 kV | _ | LV | 200 kVA :Kiosk Substation | 0.2 | --> | 0.2 | 0 | 0 | Constrained, otherwise capacity available =136 kVA | --> | 0.19 | 0 | 0.015 | 0.187 | 0 |  | --> | C17 ex SALLINS | Sallins [T41,T42] | GRIFFINRATH |  | 53.2897 | -6.6789
MV/LV Substation L ***657X |  | 10 kV | _ | LV | 400 kVA :Kiosk Substation | 0.4 | --> | 0.4 | 0.329 | 12.6 |  | --> | 0.38 | 0 | 0.015 | 0.378 | 0 |  | --> | C22 ex MONREAD | Monread [T101,T102] | MONREAD |  | 53.2145 | -6.6743
MV/LV Substation NA***658Z |  | 10 kV | _ | LV | 50 kVA :Pole Substation | 0.05 | --> | 0.05 | 0 | 0 | Constrained, otherwise capacity available =45 kVA | --> | 0.048 | 0 | 0 | 0.048 | 0 |  | --> | C18 ex SALLINS | Sallins [T41,T42] | GRIFFINRATH |  | 53.2473 | -6.6381
MV/LV Substation CO***663Z |  | 10 kV | _ | LV | 200 kVA :Kiosk Substation | 0.2 | --> | 0.2 | 0 | 0 | Constrained, otherwise capacity available =170 kVA | --> | 0.19 | 0 | 0.005 | 0.19 | 0 |  | --> | C17 ex SALLINS | Sallins [T41,T42] | GRIFFINRATH |  | 53.295 | -6.6986
MV/LV Substation CO***664Z |  | 10 kV | _ | LV | 200 kVA :Kiosk Substation | 0.2 | --> | 0.2 | 0 | 0 | Constrained, otherwise capacity available =154 kVA | --> | 0.19 | 0 | 0.01 | 0.189 | 0 |  | --> | C17 ex SALLINS | Sallins [T41,T42] | GRIFFINRATH |  | 53.2959 | -6.7003
MV/LV Substation GI***666X |  | 10 kV | _ | LV | 100 kVA :Pole Substation | 0.1 | --> | 0.1 | 0.07 | 12.6 |  | --> | 0.095 | 0 | 0 | 0.099 | 0 |  | --> | C23 ex MONREAD | Monread [T101,T102] | MONREAD |  | 53.2336 | -6.7209
MV/LV Substation LO***666Z |  | 10 kV | _ | LV | 400 kVA :Kiosk Substation | 0.4 | --> | 0.4 | 0 | 0 | Constrained, otherwise capacity available =355 kVA | --> | 0.38 | 0 | 0.006 | 0.382 | 0 |  | --> | C17 ex SALLINS | Sallins [T41,T42] | GRIFFINRATH |  | 53.2983 | -6.6907
MV/LV Substation LO***667Z |  | 10 kV | _ | LV | 630 kVA :Kiosk Substation | 0.63 | --> | 0.63 | 0 | 0 | Constrained, otherwise capacity available =591 kVA | --> | 0.598 | 0 | 0.02 | 0.5 | 0 |  | --> | C18 ex SALLINS | Sallins [T41,T42] | GRIFFINRATH |  | 53.2984 | -6.6892
MV/LV Substation OS***668Z |  | 10 kV | _ | LV | 50 kVA :Pole Substation | 0.05 | --> | 0.05 | 0.025 | 12.6 |  | --> | 0.048 | 0 | 0.007 | 0.046 | 0 |  | --> | C23 ex MONREAD | Monread [T101,T102] | MONREAD |  | 53.2413 | -6.6691
MV/LV Substation BA***673X |  | 10 kV | _ | LV | 630 kVA :Kiosk Substation | 0.63 | --> | 0.63 | 0 | 0 | Constrained, otherwise capacity available =517 kVA | --> | 0.598 | 0 | 0.031 | 0.5 | 0 |  | --> | C11 ex NAAS | Naas [T41,T42] | KILTEEL |  | 53.2129 | -6.6557
MV/LV Substation PO***676 |  | 20 kV | _ | LV | 100 kVA :Pole Substation | 0.1 | --> | 0.1 | 0 | 0 | Constrained, otherwise capacity available =87 kVA | --> | 0.095 | 0 | 0 | 0.097 | 0 |  | --> | E14 ex BLESSINGTON | Blessington [T421,T422] | KILTEEL |  | 53.1205 | -6.5859
MV/LV Substation TE***677X |  | 10 kV | _ | LV | 630 kVA :Kiosk Substation | 0.63 | --> | 0.63 | 0.436 | 12.6 |  | --> | 0.598 | 0 | 0.045 | 0.5 | 0 |  | --> | C12 ex MONREAD | Monread [T101,T102] | MONREAD |  | 53.2201 | -6.6574
MV/LV Substation AB***678Z |  | 10 kV | _ | LV | 1000 kVA :Building Structure | 1 | --> | 1 | 0 | 0 | Constrained, otherwise capacity available =695 kVA | --> | 0.95 | 0 | 0 | 0.5 | 0 |  | --> | C17 ex SALLINS | Sallins [T41,T42] | GRIFFINRATH |  | 53.2905 | -6.6825
MV/LV Substation DU***680Z |  | 10 kV | _ | LV | 1000 kVA :Building Structure | 1 | --> | 1 | 0 | 0 | Constrained, otherwise capacity available =752 kVA | --> | 0.95 | 0 | 0.016 | 0.5 | 0 |  | --> | E20 ex BLESSINGTON | Blessington [T421,T422] | KILTEEL |  | 53.1725 | -6.5326
MV/LV Substation BT***682Z |  | 10 kV | _ | LV | 630 kVA :Kiosk Substation | 0.63 | --> | 0.63 | 0 | 0 | Constrained, otherwise capacity available =582 kVA | --> | 0.598 | 0 | 0.005 | 0.5 | 0 |  | --> | E20 ex BLESSINGTON | Blessington [T421,T422] | KILTEEL |  | 53.1711 | -6.5347
MV/LV Substation EM***684Z |  | 10 kV | _ | LV | 400 kVA :Kiosk Substation | 0.4 | --> | 0.4 | 0 | 0 | Constrained, otherwise capacity available =334 kVA | --> | 0.38 | 0 | 0.016 | 0.377 | 0 |  | --> | C16 ex JOHNSTOWN | Johnstown [T41,T42] | KILTEEL |  | 53.2441 | -6.5988
MV/LV Substation MA***685Z |  | 10 kV | _ | LV | 200 kVA :Kiosk Substation | 0.2 | --> | 0.2 | 0.198 | 12.6 |  | --> | 0.19 | 0 | 0 | 0.19 | 0 |  | --> | C12 ex MONREAD | Monread [T101,T102] | MONREAD |  | 53.2302 | -6.6475
MV/LV Substation LA***688X |  | 10 kV | _ | LV | 50 kVA :Pole Substation | 0.05 | --> | 0.05 | 0.047 | 12.6 |  | --> | 0.048 | 0 | 0 | 0.048 | 0 |  | --> | C23 ex MONREAD | Monread [T101,T102] | MONREAD |  | 53.2335 | -6.7997
MV/LV Substation M7***691Z |  | 10 kV | _ | LV | 400 kVA :Kiosk Substation | 0.4 | --> | 0.4 | 0.209 | 12.6 |  | --> | 0.38 | 0 | 0.01 | 0.398 | 0 |  | --> | C18 ex MONREAD | Monread [T101,T102] | MONREAD |  | 53.2161 | -6.7056
MV/LV Substation PH***692 |  | 10 kV | _ | LV | 50 kVA :Pole Substation | 0.05 | --> | 0.05 | 0 | 0 | Constrained, otherwise capacity available =41 kVA | --> | 0.048 | 0 | 0 | 0.049 | 0 |  | --> | C11 ex JOHNSTOWN | Johnstown [T41,T42] | KILTEEL |  | 53.1946 | -6.5607
MV/LV Substation M7***692Z |  | 10 kV | _ | LV | 400 kVA :Kiosk Substation | 0.4 | --> | 0.4 | 0.203 | 12.6 |  | --> | 0.38 | 0 | 0.09 | 0.339 | 0 |  | --> | C18 ex MONREAD | Monread [T101,T102] | MONREAD |  | 53.2171 | -6.7078
MV/LV Substation MA***697Z |  | 10 kV | _ | LV | 400 kVA :Kiosk Substation | 0.4 | --> | 0.4 | 0.286 | 12.6 |  | --> | 0.38 | 0 | 0 | 0.395 | 0 |  | --> | C20 ex MONREAD | Monread [T101,T102] | MONREAD |  | 53.2367 | -6.6473
MV/LV Substation CL***698X |  | 20 kV | _ | LV | 50 kVA :Pole Substation | 0.05 | --> | 0.05 | 0 | 0 | Constrained, otherwise capacity available =40 kVA | --> | 0.048 | 0 | 0 | 0.049 | 0 |  | --> | C18 ex SALLINS | Sallins [T41,T42] | GRIFFINRATH |  | 53.3153 | -6.6839
MV/LV Substation HO***700 |  | 20 kV | _ | LV | 100 kVA :Pole Substation | 0.1 | --> | 0.1 | 0 | 0 | Constrained, otherwise capacity available =79 kVA | --> | 0.095 | 0 | 0.01 | 0.09 | 0 |  | --> | E17 ex BLESSINGTON | Blessington [T421,T422] | KILTEEL |  | 53.0915 | -6.5998
MV/LV Substation CL***702Z |  | 10 kV | _ | LV | 400 kVA :Kiosk Substation | 0.4 | --> | 0.4 | 0 | 0 | Constrained, otherwise capacity available =190 kVA | --> | 0.38 | 0 | 0.01 | 0.4 | 0 |  | --> | C17 ex SALLINS | Sallins [T41,T42] | GRIFFINRATH |  | 53.2903 | -6.6877
MV/LV Substation ST***704Z |  | 10 kV | _ | LV | 200 kVA :Kiosk Substation | 0.2 | --> | 0.2 | 0 | 0 | Constrained, otherwise capacity available =143 kVA | --> | 0.19 | 0 | 0.027 | 0.178 | 0 |  | --> | C18 ex NAAS | Naas [T41,T42] | KILTEEL |  | 53.1693 | -6.706
MV/LV Substation GR***707 |  | 10 kV | _ | LV | 100 kVA :Pole Substation | 0.1 | --> | 0.1 | 0 | 0 | Constrained, otherwise capacity available =92 kVA | --> | 0.095 | 0 | 0.005 | 0.092 | 0 |  | --> | C19 ex SALLINS | Sallins [T41,T42] | GRIFFINRATH |  | 53.2868 | -6.8002
MV/LV Substation RA***709Z |  | 10 kV | _ | LV | 100 kVA :Pole Substation | 0.1 | --> | 0.1 | 0 | 0 | Constrained, otherwise capacity available =77 kVA | --> | 0.095 | 0 | 0.005 | 0.094 | 0 |  | --> | C11 ex JOHNSTOWN | Johnstown [T41,T42] | KILTEEL |  | 53.2064 | -6.573
MV/LV Substation RA***711Z |  | 10 kV | _ | LV | 100 kVA :Pole Substation | 0.1 | --> | 0.1 | 0 | 0 | Constrained, otherwise capacity available =94 kVA | --> | 0.095 | 0 | 0 | 0.096 | 0 |  | --> | C11 ex JOHNSTOWN | Johnstown [T41,T42] | KILTEEL |  | 53.2111 | -6.5678
MV/LV Substation BL***712 |  | 10 kV | _ | LV | 50 kVA :Pole Substation | 0.05 | --> | 0.05 | 0 | 0 | Constrained, otherwise capacity available =40 kVA | --> | 0.048 | 0 | 0 | 0.049 | 0 |  | --> | C18 ex NAAS | Naas [T41,T42] | KILTEEL |  | 53.197 | -6.6732
MV/LV Substation BR***714Z |  | 10 kV | _ | LV | 50 kVA :Pole Substation | 0.05 | --> | 0.05 | 0 | 0 | Constrained, otherwise capacity available =47 kVA | --> | 0.048 | 0 | 0 | 0.048 | 0 |  | --> | C11 ex JOHNSTOWN | Johnstown [T41,T42] | KILTEEL |  | 53.2268 | -6.584
MV/LV Substation CU***715 |  | 10 kV | _ | LV | 200 kVA :Pole Substation | 0.2 | --> | 0.2 | 0 | 0 | Constrained, otherwise capacity available =146 kVA | --> | 0.19 | 0 | 0 | 0.197 | 0 |  | --> | C19 ex SALLINS | Sallins [T41,T42] | GRIFFINRATH |  | 53.2863 | -6.7518
MV/LV Substation DO***717Z |  | 10 kV | _ | LV | 200 kVA :Kiosk Substation | 0.2 | --> | 0.2 | 0 | 0 | Constrained, otherwise capacity available =139 kVA | --> | 0.19 | 0 | 0.015 | 0.187 | 0 |  | --> | C18 ex NAAS | Naas [T41,T42] | KILTEEL |  | 53.1677 | -6.7099
MV/LV Substation HI***718 |  | 10 kV | _ | LV | 400 kVA :Kiosk Substation | 0.4 | --> | 0.4 | 0 | 0 | Constrained, otherwise capacity available =286 kVA | --> | 0.38 | 0 | 0.02 | 0.38 | 0 |  | --> | C17 ex SALLINS | Sallins [T41,T42] | GRIFFINRATH |  | 53.2948 | -6.6882
MV/LV Substation BA***718X |  | 20 kV | _ | LV | 50 kVA :Pole Substation | 0.05 | --> | 0.05 | 0 | 0 | Constrained, otherwise capacity available =40 kVA | --> | 0.048 | 0 | 0.011 | 0.041 | 0 |  | --> | E17 ex BLESSINGTON | Blessington [T421,T422] | KILTEEL |  | 53.1084 | -6.4893
MV/LV Substation DO***718Z |  | 10 kV | _ | LV | 50 kVA :Pole Substation | 0.05 | --> | 0.05 | 0 | 0 | Constrained, otherwise capacity available =47 kVA | --> | 0.048 | 0 | 0 | 0.048 | 0 |  | --> | C18 ex NAAS | Naas [T41,T42] | KILTEEL |  | 53.171 | -6.7102
MV/LV Substation BL***722Y |  | 20 kV | _ | LV | 50 kVA :Pole Substation | 0.05 | --> | 0.05 | 0 | 0 | Constrained, otherwise capacity available =45 kVA | --> | 0.048 | 0 | 0.01 | 0.041 | 0 |  | --> | E17 ex BLESSINGTON | Blessington [T421,T422] | KILTEEL |  | 53.0929 | -6.5316
MV/LV Substation CO***722Z |  | 20 kV | _ | LV | 200 kVA :Kiosk Substation | 0.2 | --> | 0.2 | 0 | 0 | Constrained, otherwise capacity available =170 kVA | --> | 0.19 | 0 | 0.005 | 0.19 | 0 |  | --> | E13 ex BLESSINGTON | Blessington [T421,T422] | KILTEEL |  | 53.1787 | -6.5397
MV/LV Substation TU***723 |  | 10 kV | _ | LV | 50 kVA :Pole Substation | 0.05 | --> | 0.05 | 0 | 0 | Constrained, otherwise capacity available =34 kVA | --> | 0.048 | 0 | 0 | 0.05 | 0 |  | --> | C18 ex SALLINS | Sallins [T41,T42] | GRIFFINRATH |  | 53.2883 | -6.621
MV/LV Substation DE***724X |  | 10 kV | _ | LV | 100 kVA :Pole Substation | 0.1 | --> | 0.1 | 0.1 | 12.6 |  | --> | 0.095 | 0 | 0 | 0.095 | 0 |  | --> | C18 ex MONREAD | Monread [T101,T102] | MONREAD |  | 53.2222 | -6.6989
MV/LV Substation LA***731X |  | 10 kV | _ | LV | 400 kVA :Kiosk Substation | 0.4 | --> | 0.4 | 0.345 | 12.6 |  | --> | 0.38 | 0 | 0.013 | 0.378 | 0 |  | --> | C12 ex MONREAD | Monread [T101,T102] | MONREAD |  | 53.212 | -6.6601
MV/LV Substation LA***732X |  | 10 kV | _ | LV | 400 kVA :Kiosk Substation | 0.4 | --> | 0.4 | 0.341 | 12.6 |  | --> | 0.38 | 0 | 0.036 | 0.361 | 0 |  | --> | C12 ex MONREAD | Monread [T101,T102] | MONREAD |  | 53.2135 | -6.6592
MV/LV Substation OL***735X |  | 10 kV | _ | LV | 100 kVA :Pole Substation | 0.1 | --> | 0.1 | 0 | 0 | Constrained, otherwise capacity available =88 kVA | --> | 0.095 | 0 | 0 | 0.097 | 0 |  | --> | E18 ex BLESSINGTON | Blessington [T421,T422] | KILTEEL |  | 53.1809 | -6.4686
MV/LV Substation LI***735Z |  | 10 kV | _ | LV | 400 kVA :Kiosk Substation | 0.4 | --> | 0.4 | 0 | 0 | Constrained, otherwise capacity available =356 kVA | --> | 0.38 | 0 | 0 | 0.386 | 0 |  | --> | C17 ex SALLINS | Sallins [T41,T42] | GRIFFINRATH |  | 53.2873 | -6.6837
MV/LV Substation HA***736 |  | 10 kV | _ | LV | 50 kVA :Pole Substation | 0.05 | --> | 0.05 | 0 | 0 | Constrained, otherwise capacity available =48 kVA | --> | 0.048 | 0 | 0 | 0.048 | 0 |  | --> | C11 ex JOHNSTOWN | Johnstown [T41,T42] | KILTEEL |  | 53.2219 | -6.5955
MV/LV Substation WA***736Z |  | 10 kV | _ | LV | 1000 kVA :Building Structure | 1 | --> | 1 | 0 | 0 | Constrained, otherwise capacity available =639 kVA | --> | 0.95 | 0 | 0 | 0.5 | 0 |  | --> | C11 ex SALLINS | Sallins [T41,T42] | GRIFFINRATH |  | 53.2458 | -6.664
MV/LV Substation WA***737Z |  | 10 kV | _ | LV | 630 kVA :Building Structure | 0.63 | --> | 0.63 | 0 | 0 | Constrained, otherwise capacity available =503 kVA | --> | 0.598 | 0 | 0 | 0.5 | 0 |  | --> | C11 ex SALLINS | Sallins [T41,T42] | GRIFFINRATH |  | 53.2464 | -6.6615
MV/LV Substation WE***738 |  | 20 kV | _ | LV | 100 kVA :Pole Substation | 0.1 | --> | 0.1 | 0 | 0 | Constrained, otherwise capacity available =91 kVA | --> | 0.095 | 0 | 0 | 0.096 | 0 |  | --> | E13 ex BLESSINGTON | Blessington [T421,T422] | KILTEEL |  | 53.1476 | -6.6235
MV/LV Substation MO***738X |  | 10 kV | _ | LV | 400 kVA :Kiosk Substation | 0.4 | --> | 0.4 | 0.255 | 12.6 |  | --> | 0.38 | 0 | 0.084 | 0.337 | 0 |  | --> | C12 ex MONREAD | Monread [T101,T102] | MONREAD |  | 53.2306 | -6.6522
MV/LV Substation WA***738Z |  | 10 kV | _ | LV | 630 kVA :Kiosk Substation | 0.63 | --> | 0.63 | 0 | 0 | Constrained, otherwise capacity available =571 kVA | --> | 0.598 | 0 | 0 | 0.5 | 0 |  | --> | C11 ex SALLINS | Sallins [T41,T42] | GRIFFINRATH |  | 53.2472 | -6.6592
MV/LV Substation OL***739Z |  | 10 kV | _ | LV | 200 kVA :Kiosk Substation | 0.2 | --> | 0.2 | 0.2 | 12.6 |  | --> | 0.19 | 0 | 0 | 0.19 | 0 |  | --> | C14 ex MONREAD | Monread [T101,T102] | MONREAD |  | 53.2327 | -6.6663
MV/LV Substation NA***740Y |  | 10 kV | _ | LV | 50 kVA :Pole Substation | 0.05 | --> | 0.05 | 0 | 0 | Constrained, otherwise capacity available =50 kVA | --> | 0.048 | 0 | 0 | 0.048 | 0 |  | --> | C14 ex NAAS | Naas [T41,T42] | KILTEEL |  | 53.2075 | -6.666
MV/LV Substation OL***740Z |  | 10 kV | _ | LV | 630 kVA :Kiosk Substation | 0.63 | --> | 0.63 | 0.5 | 12.6 |  | --> | 0.598 | 0 | 0 | 0.5 | 0 |  | --> | C14 ex MONREAD | Monread [T101,T102] | MONREAD |  | 53.2317 | -6.6669
MV/LV Substation LI***745X |  | 20 kV | _ | LV | 400 kVA :Kiosk Substation | 0.4 | --> | 0.4 | 0 | 0 | Constrained, otherwise capacity available =340 kVA | --> | 0.38 | 0 | 0 | 0.388 | 0 |  | --> | E14 ex BLESSINGTON | Blessington [T421,T422] | KILTEEL |  | 53.1278 | -6.6147
MV/LV Substation BL***745Z |  | 10 kV | _ | LV | 630 kVA :Kiosk Substation | 0.63 | --> | 0.63 | 0 | 0 | Constrained, otherwise capacity available =575 kVA | --> | 0.598 | 0 | 0 | 0.5 | 0 |  | --> | E20 ex BLESSINGTON | Blessington [T421,T422] | KILTEEL |  | 53.176 | -6.53
MV/LV Substation MO***747X |  | 10 kV | _ | LV | 50 kVA :Pole Substation | 0.05 | --> | 0.05 | 0.038 | 12.6 |  | --> | 0.048 | 0 | 0 | 0.049 | 0 |  | --> | C19 ex MONREAD | Monread [T101,T102] | MONREAD |  | 53.2384 | -6.6522
MV/LV Substation NE***748Z |  | 10 kV | _ | LV | 1000 kVA :Building Structure | 1 | --> | 1 | 0 | 0 | Constrained, otherwise capacity available =562 kVA | --> | 0.95 | 0 | 0 | 0.5 | 0 |  | --> | C17 ex NAAS | Naas [T41,T42] | KILTEEL |  | 53.21 | -6.7012
MV/LV Substation ES***758X |  | 10 kV | _ | LV | 400 kVA :Kiosk Substation | 0.4 | --> | 0.4 | 0 | 0 | Constrained, otherwise capacity available =275 kVA | --> | 0.38 | 0 | 0.041 | 0.366 | 0 |  | --> | C17 ex NAAS | Naas [T41,T42] | KILTEEL |  | 53.2053 | -6.6685
MV/LV Substation ES***765X |  | 10 kV | _ | LV | 400 kVA :Kiosk Substation | 0.4 | --> | 0.4 | 0 | 0 | Constrained, otherwise capacity available =107 kVA | --> | 0.38 | 0 | 0.025 | 0.4 | 0 |  | --> | C19 ex JOHNSTOWN | Johnstown [T41,T42] | KILTEEL |  | 53.229 | -6.6345
MV/LV Substation EA***767Z |  | 10 kV | _ | LV | 50 kVA :Pole Substation | 0.05 | --> | 0.05 | 0 | 0 | Constrained, otherwise capacity available =50 kVA | --> | 0.048 | 0 | 0 | 0.048 | 0 |  | --> | C11 ex JOHNSTOWN | Johnstown [T41,T42] | KILTEEL |  | 53.1975 | -6.5855
MV/LV Substation WH***768Y |  | 20 kV | _ | LV | 50 kVA :Pole Substation | 0.05 | --> | 0.05 | 0 | 0 | Constrained, otherwise capacity available =45 kVA | --> | 0.048 | 0 | 0.007 | 0.043 | 0 |  | --> | E14 ex BLESSINGTON | Blessington [T421,T422] | KILTEEL |  | 53.1124 | -6.6196
MV/LV Substation BA***769 |  | 20 kV | _ | LV | 200 kVA :Pole Substation | 0.2 | --> | 0.2 | 0 | 0 | Constrained, otherwise capacity available =171 kVA | --> | 0.19 | 0 | 0 | 0.194 | 0 |  | --> | E14 ex BLESSINGTON | Blessington [T421,T422] | KILTEEL |  | 53.1302 | -6.6157
MV/LV Substation AL***770Z |  | 10 kV | _ | LV | 200 kVA :Kiosk Substation | 0.2 | --> | 0.2 | 0 | 0 | Constrained, otherwise capacity available =156 kVA | --> | 0.19 | 0 | 0.015 | 0.185 | 0 |  | --> | C17 ex SALLINS | Sallins [T41,T42] | GRIFFINRATH |  | 53.2879 | -6.6807
MV/LV Substation VA***772 |  | 20 kV | _ | LV | 100 kVA :Pole Substation | 0.1 | --> | 0.1 | 0 | 0 | Constrained, otherwise capacity available =92 kVA | --> | 0.095 | 0 | 0.006 | 0.092 | 0 |  | --> | E17 ex BLESSINGTON | Blessington [T421,T422] | KILTEEL |  | 53.1075 | -6.526
MV/LV Substation AS***773X |  | 10 kV | _ | LV | 400 kVA :Kiosk Substation | 0.4 | --> | 0.4 | 0.26 | 12.6 |  | --> | 0.38 | 0 | 0.02 | 0.384 | 0 |  | --> | C12 ex MONREAD | Monread [T101,T102] | MONREAD |  | 53.2245 | -6.6554
MV/LV Substation CH***773Z |  | 10 kV | _ | LV | 200 kVA :Kiosk Substation | 0.2 | --> | 0.2 | 0 | 0 | Constrained, otherwise capacity available =183 kVA | --> | 0.19 | 0 | 0.029 | 0.171 | 0 |  | --> | C17 ex NAAS | Naas [T41,T42] | KILTEEL |  | 53.2131 | -6.6796
MV/LV Substation MA***774 |  | 10 kV | _ | LV | 400 kVA :Kiosk Substation | 0.4 | --> | 0.4 | 0.151 | 12.6 |  | --> | 0.38 | 0 | 0.005 | 0.409 | 0 |  | --> | C23 ex MONREAD | Monread [T101,T102] | MONREAD |  | 53.2495 | -6.6654
MV/LV Substation AS***774X |  | 10 kV | _ | LV | 400 kVA :Kiosk Substation | 0.4 | --> | 0.4 | 0.369 | 12.6 |  | --> | 0.38 | 0 | 0.022 | 0.368 | 0 |  | --> | C12 ex MONREAD | Monread [T101,T102] | MONREAD |  | 53.2239 | -6.6564
MV/LV Substation AS***775X |  | 10 kV | _ | LV | 400 kVA :Kiosk Substation | 0.4 | --> | 0.4 | 0.349 | 12.6 |  | --> | 0.38 | 0 | 0.027 | 0.367 | 0 |  | --> | C12 ex MONREAD | Monread [T101,T102] | MONREAD |  | 53.2252 | -6.6573
MV/LV Substation AN***775Z |  | 10 kV | _ | LV | 400 kVA :Kiosk Substation | 0.4 | --> | 0.4 | 0 | 0 | Constrained, otherwise capacity available =323 kVA | --> | 0.38 | 0 | 0.003 | 0.388 | 0 |  | --> | C19 ex SALLINS | Sallins [T41,T42] | GRIFFINRATH |  | 53.2904 | -6.7562
MV/LV Substation GR***777 |  | 20 kV | _ | LV | 50 kVA :Pole Substation | 0.05 | --> | 0.05 | 0 | 0 | Constrained, otherwise capacity available =50 kVA | --> | 0.048 | 0 | 0 | 0.048 | 0 |  | --> | E17 ex BLESSINGTON | Blessington [T421,T422] | KILTEEL |  | 53.0734 | -6.5092
MV/LV Substation BL***777X |  | 10 kV | _ | LV | 200 kVA :Pole Substation | 0.2 | --> | 0.2 | 0 | 0 | Constrained, otherwise capacity available =186 kVA | --> | 0.19 | 0 | 0 | 0.19 | 0 |  | --> | C17 ex SALLINS | Sallins [T41,T42] | GRIFFINRATH |  | 53.2841 | -6.6808
MV/LV Substation GL***778Z |  | 10 kV | _ | LV | 1000 kVA :Building Structure | 1 | --> | 1 | 0.5 | 12.6 |  | --> | 0.95 | 0 | 0 | 0.5 | 0 |  | --> | C20 ex MONREAD | Monread [T101,T102] | MONREAD |  | 53.2349 | -6.6381
MV/LV Substation CR***780Y |  | 10 kV | _ | LV | 50 kVA :Pole Substation | 0.05 | --> | 0.05 | 0 | 0 | Constrained, otherwise capacity available =27 kVA | --> | 0.048 | 0 | 0 | 0.05 | 0 |  | --> | C11 ex NAAS | Naas [T41,T42] | KILTEEL |  | 53.1893 | -6.6421
MV/LV Substation CE***781Z |  | 10 kV | _ | LV | 400 kVA :Building Structure | 0.4 | --> | 0.4 | 0.369 | 12.6 |  | --> | 0.38 | 0 | 0 | 0.384 | 0 |  | --> | C20 ex MONREAD | Monread [T101,T102] | MONREAD |  | 53.2361 | -6.6458
MV/LV Substation RA***782 |  | 10 kV | _ | LV | 50 kVA :Pole Substation | 0.05 | --> | 0.05 | 0 | 0 | Constrained, otherwise capacity available =50 kVA | --> | 0.048 | 0 | 0 | 0.048 | 0 |  | --> | C11 ex JOHNSTOWN | Johnstown [T41,T42] | KILTEEL |  | 53.2142 | -6.5701
MV/LV Substation BY***782Z |  | 20 kV | _ | LV | 50 kVA :Pole Substation | 0.05 | --> | 0.05 | 0 | 0 | Constrained, otherwise capacity available =50 kVA | --> | 0.048 | 0 | 0 | 0.048 | 0 |  | --> | E13 ex BLESSINGTON | Blessington [T421,T422] | KILTEEL |  | 53.1388 | -6.6191
MV/LV Substation GA***785Z |  | 20 kV | _ | LV | 50 kVA :Pole Substation | 0.05 | --> | 0.05 | 0 | 0 | Constrained, otherwise capacity available =46 kVA | --> | 0.048 | 0 | 0 | 0.048 | 0 |  | --> | E17 ex BLESSINGTON | Blessington [T421,T422] | KILTEEL |  | 53.1337 | -6.4779
MV/LV Substation BA***786Z |  | 20 kV | _ | LV | 50 kVA :Pole Substation | 0.05 | --> | 0.05 | 0 | 0 | Constrained, otherwise capacity available =50 kVA | --> | 0.048 | 0 | 0 | 0.048 | 0 |  | --> | E13 ex BLESSINGTON | Blessington [T421,T422] | KILTEEL |  | 53.1284 | -6.6056
MV/LV Substation SA***788X |  | 10 kV | _ | LV | 100 kVA :Pole Substation | 0.1 | --> | 0.1 | 0 | 0 | Constrained, otherwise capacity available =67 kVA | --> | 0.095 | 0 | 0.009 | 0.093 | 0 |  | --> | C14 ex NAAS | Naas [T41,T42] | KILTEEL |  | 53.2193 | -6.6691
MV/LV Substation PL***788Y |  | 10 kV | _ | LV | 50 kVA :Pole Substation | 0.05 | --> | 0.05 | 0.048 | 12.6 |  | --> | 0.048 | 0 | 0 | 0.048 | 0 |  | --> | C22 ex MONREAD | Monread [T101,T102] | MONREAD |  | 53.2177 | -6.6783
MV/LV Substation CR***789Y |  | 10 kV | _ | LV | 100 kVA :Pole Substation | 0.1 | --> | 0.1 | 0 | 0 | Constrained, otherwise capacity available =88 kVA | --> | 0.095 | 0 | 0.011 | 0.088 | 0 |  | --> | E18 ex BLESSINGTON | Blessington [T421,T422] | KILTEEL |  | 53.1921 | -6.5127
MV/LV Substation JO***790Z |  | 10 kV | _ | LV | 200 kVA :Kiosk Substation | 0.2 | --> | 0.2 | 0 | 0 | Constrained, otherwise capacity available =164 kVA | --> | 0.19 | 0 | 0.1 | 0.121 | 0 |  | --> | C12 ex JOHNSTOWN | Johnstown [T41,T42] | KILTEEL |  | 53.2382 | -6.6242
MV/LV Substation PA***792Z |  | 10 kV | _ | LV | 400 kVA :Building Structure | 0.4 | --> | 0.4 | 0 | 0 | Constrained, otherwise capacity available =276 kVA | --> | 0.38 | 0 | 0 | 0.397 | 0 |  | --> | C18 ex SALLINS | Sallins [T41,T42] | GRIFFINRATH |  | 53.2484 | -6.6276
MV/LV Substation CE***793Z |  | 10 kV | _ | LV | 400 kVA :Kiosk Substation | 0.4 | --> | 0.4 | 0.322 | 12.6 |  | --> | 0.38 | 0 | 0.045 | 0.357 | 0 |  | --> | C23 ex MONREAD | Monread [T101,T102] | MONREAD |  | 53.2375 | -6.7282
MV/LV Substation AB***795Z |  | 10 kV | _ | LV | 200 kVA :Kiosk Substation | 0.2 | --> | 0.2 | 0 | 0 | Constrained, otherwise capacity available =76 kVA | --> | 0.19 | 0 | 0 | 0.202 | 0 |  | --> | C17 ex SALLINS | Sallins [T41,T42] | GRIFFINRATH |  | 53.2888 | -6.6835
MV/LV Substation GL***796X |  | 20 kV | _ | LV | 50 kVA :Pole Substation | 0.05 | --> | 0.05 | 0 | 0 | Constrained, otherwise capacity available =50 kVA | --> | 0.048 | 0 | 0 | 0.048 | 0 |  | --> | E13 ex BLESSINGTON | Blessington [T421,T422] | KILTEEL |  | 53.152 | -6.5715
MV/LV Substation SI***797Z |  | 10 kV | _ | LV | 50 kVA :Pole Substation | 0.05 | --> | 0.05 | 0 | 0 | Constrained, otherwise capacity available =45 kVA | --> | 0.048 | 0 | 0 | 0.048 | 0 |  | --> | C11 ex NAAS | Naas [T41,T42] | KILTEEL |  | 53.1617 | -6.6267
MV/LV Substation TH***799X |  | 10 kV | _ | LV | 200 kVA :Kiosk Substation | 0.2 | --> | 0.2 | 0 | 0 | Constrained, otherwise capacity available =117 kVA | --> | 0.19 | 0 | 0.075 | 0.146 | 0 |  | --> | C11 ex NAAS | Naas [T41,T42] | KILTEEL |  | 53.2165 | -6.6472
MV/LV Substation NE***803 |  | 10 kV | _ | LV | 100 kVA :Pole Substation | 0.1 | --> | 0.1 | 0 | 0 | Constrained, otherwise capacity available =92 kVA | --> | 0.095 | 0 | 0 | 0.096 | 0 |  | --> | C17 ex NAAS | Naas [T41,T42] | KILTEEL |  | 53.2107 | -6.708
MV/LV Substation NE***804Y |  | 10 kV | _ | LV | 50 kVA :Pole Substation | 0.05 | --> | 0.05 | 0 | 0 | Constrained, otherwise capacity available =49 kVA | --> | 0.048 | 0 | 0 | 0.048 | 0 |  | --> | C17 ex NAAS | Naas [T41,T42] | KILTEEL |  | 53.1996 | -6.7085
MV/LV Substation CA***804Z |  | 10 kV | _ | LV | 100 kVA :Pole Substation | 0.1 | --> | 0.1 | 0 | 0 | Constrained, otherwise capacity available =93 kVA | --> | 0.095 | 0 | 0 | 0.096 | 0 |  | --> | C18 ex SALLINS | Sallins [T41,T42] | GRIFFINRATH |  | 53.2832 | -6.6388
MV/LV Substation KI***807X |  | 10 kV | _ | LV | 50 kVA :Pole Substation | 0.05 | --> | 0.05 | 0 | 0 | Constrained, otherwise capacity available =40 kVA | --> | 0.048 | 0 | 0 | 0.049 | 0 |  | --> | C19 ex SALLINS | Sallins [T41,T42] | GRIFFINRATH |  | 53.2838 | -6.7459
MV/LV Substation NE***807Z |  | 10 kV | _ | LV | 400 kVA :Kiosk Substation | 0.4 | --> | 0.4 | 0 | 0 | Constrained, otherwise capacity available =254 kVA | --> | 0.38 | 0 | 0.021 | 0.384 | 0 |  | --> | C16 ex JOHNSTOWN | Johnstown [T41,T42] | KILTEEL |  | 53.2414 | -6.5953
MV/LV Substation BI***808Y |  | 20 kV | _ | LV | 100 kVA :Pole Substation | 0.1 | --> | 0.1 | 0 | 0 | Constrained, otherwise capacity available =90 kVA | --> | 0.095 | 0 | 0 | 0.096 | 0 |  | --> | E13 ex BLESSINGTON | Blessington [T421,T422] | KILTEEL |  | 53.1281 | -6.602
MV/LV Substation ES***810Z |  | 10 kV | _ | LV | 200 kVA :Kiosk Substation | 0.2 | --> | 0.2 | 0 | 0 | Constrained, otherwise capacity available =131 kVA | --> | 0.19 | 0 | 0.009 | 0.192 | 0 |  | --> | C16 ex JOHNSTOWN | Johnstown [T41,T42] | KILTEEL |  | 53.2475 | -6.5962
MV/LV Substation BL***811X |  | 10 kV | _ | LV | 100 kVA :Pole Substation | 0.1 | --> | 0.1 | 0 | 0 | Constrained, otherwise capacity available =91 kVA | --> | 0.095 | 0 | 0 | 0.096 | 0 |  | --> | C17 ex SALLINS | Sallins [T41,T42] | GRIFFINRATH |  | 53.2855 | -6.6735
MV/LV Substation KC***811Z |  | 10 kV | _ | LV | 50 kVA :Pole Substation | 0.05 | --> | 0.05 | 0 | 0 | Constrained, otherwise capacity available =8 kVA | --> | 0.048 | 0 | 0 | 0.053 | 0 |  | --> | C16 ex JOHNSTOWN | Johnstown [T41,T42] | KILTEEL |  | 53.2577 | -6.5554
MV/LV Substation BR***813Z |  | 10 kV | _ | LV | 630 kVA :Kiosk Substation | 0.63 | --> | 0.63 | 0 | 0 | Constrained, otherwise capacity available =485 kVA | --> | 0.598 | 0 | 0.045 | 0.5 | 0 |  | --> | C18 ex SALLINS | Sallins [T41,T42] | GRIFFINRATH |  | 53.2952 | -6.678
MV/LV Substation KN***818Z |  | 20 kV | _ | LV | 50 kVA :Pole Substation | 0.05 | --> | 0.05 | 0 | 0 | Constrained, otherwise capacity available =47 kVA | --> | 0.048 | 0 | 0 | 0.048 | 0 |  | --> | E17 ex BLESSINGTON | Blessington [T421,T422] | KILTEEL |  | 53.162 | -6.5148
MV/LV Substation HU***819Z |  | 10 kV | _ | LV | 400 kVA :Kiosk Substation | 0.4 | --> | 0.4 | 0 | 0 | Constrained, otherwise capacity available =323 kVA | --> | 0.38 | 0 | 0.011 | 0.382 | 0 |  | --> | C11 ex SALLINS | Sallins [T41,T42] | GRIFFINRATH |  | 53.2443 | -6.6686
MV/LV Substation CH***820X |  | 10 kV | _ | LV | 200 kVA :Kiosk Substation | 0.2 | --> | 0.2 | 0.128 | 12.6 |  | --> | 0.19 | 0 | 0.087 | 0.135 | 0 |  | --> | C12 ex MONREAD | Monread [T101,T102] | MONREAD |  | 53.2304 | -6.659
MV/LV Substation SU***820Y |  | 10 kV | _ | LV | 200 kVA :Kiosk Substation | 0.2 | --> | 0.2 | 0.132 | 12.6 |  | --> | 0.19 | 0 | 0.02 | 0.184 | 0 |  | --> | C12 ex MONREAD | Monread [T101,T102] | MONREAD |  | 53.2148 | -6.6524
MV/LV Substation PO***821Z |  | 20 kV | _ | LV | 50 kVA :Pole Substation | 0.05 | --> | 0.05 | 0 | 0 | Constrained, otherwise capacity available =49 kVA | --> | 0.048 | 0 | 0 | 0.048 | 0 |  | --> | E14 ex BLESSINGTON | Blessington [T421,T422] | KILTEEL |  | 53.1169 | -6.5823
MV/LV Substation CA***823X |  | 10 kV | _ | LV | 100 kVA :Pole Substation | 0.1 | --> | 0.1 | 0 | 0 | Constrained, otherwise capacity available =74 kVA | --> | 0.095 | 0 | 0.01 | 0.091 | 0 |  | --> | C12 ex SALLINS | Sallins [T41,T42] | GRIFFINRATH |  | 53.283 | -6.6886
MV/LV Substation TE***824Z |  | 10 kV | _ | LV | 400 kVA :Building Structure | 0.4 | --> | 0.4 | 0 | 0 | Constrained, otherwise capacity available =351 kVA | --> | 0.38 | 0 | 0 | 0.387 | 0 |  | --> | C17 ex SALLINS | Sallins [T41,T42] | GRIFFINRATH |  | 53.2951 | -6.6829
MV/LV Substation TO***828Z |  | 10 kV | _ | LV | 1000 kVA :Building Structure | 1 | --> | 1 | 0 | 0 | Constrained, otherwise capacity available =839 kVA | --> | 0.95 | 0 | 0 | 0.5 | 0 |  | --> | C17 ex NAAS | Naas [T41,T42] | KILTEEL |  | 53.2086 | -6.7377
MV/LV Substation LA***830Z |  | 10 kV | _ | LV | 630 kVA :Building Structure | 0.63 | --> | 0.63 | 0 | 0 | Constrained, otherwise capacity available =398 kVA | --> | 0.598 | 0 | 0 | 0.5 | 0 |  | --> | C14 ex NAAS | Naas [T41,T42] | KILTEEL |  | 53.2194 | -6.6598
MV/LV Substation CA***831X |  | 10 kV | _ | LV | 50 kVA :Pole Substation | 0.05 | --> | 0.05 | 0 | 0 | Constrained, otherwise capacity available =42 kVA | --> | 0.048 | 0 | 0 | 0.049 | 0 |  | --> | C18 ex NAAS | Naas [T41,T42] | KILTEEL |  | 53.1437 | -6.7106
MV/LV Substation AS***831Y |  | 10 kV | _ | LV | 630 kVA :Kiosk Substation | 0.63 | --> | 0.63 | 0 | 0 | Constrained, otherwise capacity available =519 kVA | --> | 0.598 | 0 | 0.025 | 0.5 | 0 |  | --> | E20 ex BLESSINGTON | Blessington [T421,T422] | KILTEEL |  | 53.1707 | -6.5403
MV/LV Substation TI***832Y |  | 10 kV | _ | LV | 50 kVA :Pole Substation | 0.05 | --> | 0.05 | 0 | 0 | Constrained, otherwise capacity available =46 kVA | --> | 0.048 | 0 | 0.005 | 0.044 | 0 |  | --> | C11 ex JOHNSTOWN | Johnstown [T41,T42] | KILTEEL |  | 53.2164 | -6.6384
MV/LV Substation CL***833Y |  | 10 kV | _ | LV | 630 kVA :Kiosk Substation | 0.63 | --> | 0.63 | 0 | 0 | Constrained, otherwise capacity available =400 kVA | --> | 0.598 | 0 | 0.005 | 0.5 | 0 |  | --> | C17 ex SALLINS | Sallins [T41,T42] | GRIFFINRATH |  | 53.2925 | -6.6857
MV/LV Substation TI***834Z |  | 10 kV | _ | LV | 50 kVA :Pole Substation | 0.05 | --> | 0.05 | 0 | 0 | Constrained, otherwise capacity available =50 kVA | --> | 0.048 | 0 | 0 | 0.048 | 0 |  | --> | E18 ex BLESSINGTON | Blessington [T421,T422] | KILTEEL |  | 53.2151 | -6.4712
MV/LV Substation AR***836 |  | 20 kV | _ | LV | 50 kVA :Pole Substation | 0.05 | --> | 0.05 | 0 | 0 | Constrained, otherwise capacity available =50 kVA | --> | 0.048 | 0 | 0 | 0.048 | 0 |  | --> | E13 ex BLESSINGTON | Blessington [T421,T422] | KILTEEL |  | 53.1267 | -6.6491
MV/LV Substation SA***836X |  | 10 kV | _ | LV | 200 kVA :Kiosk Substation | 0.2 | --> | 0.2 | 0 | 0 | Constrained, otherwise capacity available =146 kVA | --> | 0.19 | 0 | 0.005 | 0.194 | 0 |  | --> | C14 ex SALLINS | Sallins [T41,T42] | GRIFFINRATH |  | 53.2564 | -6.6653
MV/LV Substation AR***838Y |  | 10 kV | _ | LV | 200 kVA :Kiosk Substation | 0.2 | --> | 0.2 | 0 | 0 | Constrained, otherwise capacity available =101 kVA | --> | 0.19 | 0 | 0.052 | 0.164 | 0 |  | --> | C17 ex NAAS | Naas [T41,T42] | KILTEEL |  | 53.2129 | -6.6766
MV/LV Substation AL***840Z |  | 10 kV | _ | LV | 400 kVA :Kiosk Substation | 0.4 | --> | 0.4 | 0 | 0 | Constrained, otherwise capacity available =291 kVA | --> | 0.38 | 0 | 0.009 | 0.388 | 0 |  | --> | C17 ex SALLINS | Sallins [T41,T42] | GRIFFINRATH |  | 53.2897 | -6.6749
MV/LV Substation BL***841Z |  | 10 kV | _ | LV | 50 kVA :Pole Substation | 0.05 | --> | 0.05 | 0.036 | 12.6 |  | --> | 0.048 | 0 | 0.005 | 0.046 | 0 |  | --> | C23 ex MONREAD | Monread [T101,T102] | MONREAD |  | 53.2321 | -6.7895
MV/LV Substation BR***842X |  | 10 kV | _ | LV | 100 kVA :Pole Substation | 0.1 | --> | 0.1 | 0 | 0 | Constrained, otherwise capacity available =92 kVA | --> | 0.095 | 0 | 0 | 0.096 | 0 |  | --> | C11 ex NAAS | Naas [T41,T42] | KILTEEL |  | 53.1987 | -6.6568
MV/LV Substation CO***843Y |  | 10 kV | _ | LV | 400 kVA :Kiosk Substation | 0.4 | --> | 0.4 | 0 | 0 | Constrained, otherwise capacity available =378 kVA | --> | 0.38 | 0 | 0 | 0.383 | 0 |  | --> | C14 ex NAAS | Naas [T41,T42] | KILTEEL |  | 53.2168 | -6.6606
MV/LV Substation BL***845Z |  | 20 kV | _ | LV | 400 kVA :Kiosk Substation | 0.4 | --> | 0.4 | 0 | 0 | Constrained, otherwise capacity available =273 kVA | --> | 0.38 | 0 | 0.04 | 0.367 | 0 |  | --> | E13 ex BLESSINGTON | Blessington [T421,T422] | KILTEEL |  | 53.1668 | -6.5459
MV/LV Substation CL***846 |  | 10 kV | _ | LV | 200 kVA :Pole Substation | 0.2 | --> | 0.2 | 0 | 0 | Constrained, otherwise capacity available =196 kVA | --> | 0.19 | 0 | 0.015 | 0.179 | 0 |  | --> | C18 ex SALLINS | Sallins [T41,T42] | GRIFFINRATH |  | 53.3091 | -6.6859
MV/LV Substation TU***847Z |  | 10 kV | _ | LV | 50 kVA :Pole Substation | 0.05 | --> | 0.05 | 0 | 0 | Constrained, otherwise capacity available =50 kVA | --> | 0.048 | 0 | 0 | 0.048 | 0 |  | --> | C18 ex SALLINS | Sallins [T41,T42] | GRIFFINRATH |  | 53.2904 | -6.6131
MV/LV Substation TI***849Y |  | 10 kV | _ | LV | 200 kVA :Pole Substation | 0.2 | --> | 0.2 | 0 | 0 | Constrained, otherwise capacity available =174 kVA | --> | 0.19 | 0 | 0 | 0.194 | 0 |  | --> | E18 ex BLESSINGTON | Blessington [T421,T422] | KILTEEL |  | 53.2096 | -6.4902
MV/LV Substation KI***849Z |  | 10 kV | _ | LV | 50 kVA :Pole Substation | 0.05 | --> | 0.05 | 0 | 0 | Constrained, otherwise capacity available =39 kVA | --> | 0.048 | 0 | 0 | 0.049 | 0 |  | --> | C18 ex SALLINS | Sallins [T41,T42] | GRIFFINRATH |  | 53.3016 | -6.7039
MV/LV Substation BL***850Z |  | 10 kV | _ | LV | 630 kVA :Building Structure | 0.63 | --> | 0.63 | 0 | 0 | Constrained, otherwise capacity available =552 kVA | --> | 0.598 | 0 | 0.016 | 0.5 | 0 |  | --> | E20 ex BLESSINGTON | Blessington [T421,T422] | KILTEEL |  | 53.1649 | -6.5406
MV/LV Substation CL***856Y |  | 10 kV | _ | LV | 400 kVA :Kiosk Substation | 0.4 | --> | 0.4 | 0 | 0 | Constrained, otherwise capacity available =160 kVA | --> | 0.38 | 0 | 0.032 | 0.388 | 0 |  | --> | C12 ex SALLINS | Sallins [T41,T42] | GRIFFINRATH |  | 53.2892 | -6.7001
MV/LV Substation PR***856Z |  | 10 kV | _ | LV | 630 kVA :Kiosk Substation | 0.63 | --> | 0.63 | 0 | 0 | Constrained, otherwise capacity available =579 kVA | --> | 0.598 | 0 | 0.034 | 0.5 | 0 |  | --> | C17 ex NAAS | Naas [T41,T42] | KILTEEL |  | 53.2118 | -6.6828
MV/LV Substation CL***858X |  | 10 kV | _ | LV | 50 kVA :Pole Substation | 0.05 | --> | 0.05 | 0 | 0 | Constrained, otherwise capacity available =50 kVA | --> | 0.048 | 0 | 0 | 0.048 | 0 |  | --> | C18 ex SALLINS | Sallins [T41,T42] | GRIFFINRATH |  | 53.2994 | -6.6999
MV/LV Substation HA***859Y |  | 10 kV | _ | LV | 400 kVA :Kiosk Substation | 0.4 | --> | 0.4 | 0 | 0 | Constrained, otherwise capacity available =248 kVA | --> | 0.38 | 0 | 0.036 | 0.374 | 0 |  | --> | C16 ex JOHNSTOWN | Johnstown [T41,T42] | KILTEEL |  | 53.2432 | -6.5939
MV/LV Substation MY***863Y |  | 10 kV | _ | LV | 100 kVA :Pole Substation | 0.1 | --> | 0.1 | 0 | 0 | Constrained, otherwise capacity available =97 kVA | --> | 0.095 | 0 | 0 | 0.095 | 0 |  | --> | C18 ex NAAS | Naas [T41,T42] | KILTEEL |  | 53.1734 | -6.6841
MV/LV Substation PO***864X |  | 10 kV | _ | LV | 400 kVA :Kiosk Substation | 0.4 | --> | 0.4 | 0 | 0 | Constrained, otherwise capacity available =209 kVA | --> | 0.38 | 0 | 0 | 0.405 | 0 |  | --> | C14 ex NAAS | Naas [T41,T42] | KILTEEL |  | 53.22 | -6.6617
MV/LV Substation PU***864Y |  | 10 kV | _ | LV | 50 kVA :Pole Substation | 0.05 | --> | 0.05 | 0 | 0 | Constrained, otherwise capacity available =48 kVA | --> | 0.048 | 0 | 0 | 0.048 | 0 |  | --> | C16 ex JOHNSTOWN | Johnstown [T41,T42] | KILTEEL |  | 53.2552 | -6.5906
MV/LV Substation MA***864Z |  | 10 kV | _ | LV | 50 kVA :Pole Substation | 0.05 | --> | 0.05 | 0 | 0 | Constrained, otherwise capacity available =46 kVA | --> | 0.048 | 0 | 0.005 | 0.044 | 0 |  | --> | E18 ex BLESSINGTON | Blessington [T421,T422] | KILTEEL |  | 53.1985 | -6.4649
MV/LV Substation CL***865X |  | 10 kV | _ | LV | 200 kVA :Pole Substation | 0.2 | --> | 0.2 | 0 | 0 | Constrained, otherwise capacity available =178 kVA | --> | 0.19 | 0 | 0.008 | 0.187 | 0 |  | --> | C17 ex SALLINS | Sallins [T41,T42] | GRIFFINRATH |  | 53.2898 | -6.6921
MV/LV Substation CP***865Y |  | 10 kV | _ | LV | 400 kVA :Building Structure | 0.4 | --> | 0.4 | 0 | 0 | Constrained, otherwise capacity available =400 kVA | --> | 0.38 | 0 | 0 | 0.38 | 0 |  | --> | C11 ex NAAS | Naas [T41,T42] | KILTEEL |  | 53.1808 | -6.5917
MV/LV Substation HA***866Z |  | 10 kV | _ | LV | 1000 kVA :Building Structure | 1 | --> | 1 | 0.5 | 12.6 |  | --> | 0.95 | 0 | 0.005 | 0.5 | 0 |  | --> | C20 ex MONREAD | Monread [T101,T102] | MONREAD |  | 53.2372 | -6.6494
MV/LV Substation CA***868Y |  | 10 kV | _ | LV | 400 kVA :Kiosk Substation | 0.4 | --> | 0.4 | 0.313 | 12.6 |  | --> | 0.38 | 0 | 0.018 | 0.378 | 0 |  | --> | C22 ex MONREAD | Monread [T101,T102] | MONREAD |  | 53.2193 | -6.6792
MV/LV Substation ON***869Z |  | 20 kV | _ | LV | 50 kVA :Pole Substation | 0.05 | --> | 0.05 | 0 | 0 | Constrained, otherwise capacity available =37 kVA | --> | 0.048 | 0 | 0 | 0.049 | 0 |  | --> | E13 ex BLESSINGTON | Blessington [T421,T422] | KILTEEL |  | 53.142 | -6.6595
MV/LV Substation TH***870X |  | 20 kV | _ | LV | 50 kVA :Pole Substation | 0.05 | --> | 0.05 | 0 | 0 | Constrained, otherwise capacity available =46 kVA | --> | 0.048 | 0 | 0.006 | 0.044 | 0 |  | --> | E14 ex BLESSINGTON | Blessington [T421,T422] | KILTEEL |  | 53.1181 | -6.5845
MV/LV Substation CL***875X |  | 10 kV | _ | LV | 400 kVA :Kiosk Substation | 0.4 | --> | 0.4 | 0 | 0 | Constrained, otherwise capacity available =289 kVA | --> | 0.38 | 0 | 0.026 | 0.376 | 0 |  | --> | C12 ex SALLINS | Sallins [T41,T42] | GRIFFINRATH |  | 53.2904 | -6.6973
MV/LV Substation NA***876X |  | 10 kV | _ | LV | 200 kVA :Pole Substation | 0.2 | --> | 0.2 | 0 | 0 | Constrained, otherwise capacity available =192 kVA | --> | 0.19 | 0 | 0.005 | 0.187 | 0 |  | --> | C11 ex JOHNSTOWN | Johnstown [T41,T42] | KILTEEL |  | 53.2196 | -6.6206
MV/LV Substation IR***876Y |  | 10 kV | _ | LV | 200 kVA :Pole Substation | 0.2 | --> | 0.2 | 0 | 0 | Constrained, otherwise capacity available =170 kVA | --> | 0.19 | 0 | 0 | 0.194 | 0 |  | --> | C11 ex JOHNSTOWN | Johnstown [T41,T42] | KILTEEL |  | 53.2342 | -6.5806
MV/LV Substation PO***877Z |  | 10 kV | _ | LV | 50 kVA :Pole Substation | 0.05 | --> | 0.05 | 0.047 | 12.6 |  | --> | 0.048 | 0 | 0 | 0.048 | 0 |  | --> | C22 ex MONREAD | Monread [T101,T102] | MONREAD |  | 53.2191 | -6.6847
MV/LV Substation MA***878Y |  | 10 kV | _ | LV | 200 kVA :Kiosk Substation | 0.2 | --> | 0.2 | 0.1 | 12.6 |  | --> | 0.19 | 0 | 0 | 0.203 | 0 |  | --> | C20 ex MONREAD | Monread [T101,T102] | MONREAD |  | 53.2345 | -6.6408
MV/LV Substation CU***880X |  | 10 kV | _ | LV | 50 kVA :Pole Substation | 0.05 | --> | 0.05 | 0 | 0 | Constrained, otherwise capacity available =41 kVA | --> | 0.048 | 0 | 0 | 0.049 | 0 |  | --> | C19 ex SALLINS | Sallins [T41,T42] | GRIFFINRATH |  | 53.2933 | -6.7419
MV/LV Substation YE***881X |  | 10 kV | _ | LV | 50 kVA :Pole Substation | 0.05 | --> | 0.05 | 0.047 | 12.6 |  | --> | 0.048 | 0 | 0 | 0.048 | 0 |  | --> | C23 ex MONREAD | Monread [T101,T102] | MONREAD |  | 53.2352 | -6.733
MV/LV Substation MI***882Z |  | 10 kV | _ | LV | 50 kVA :Pole Substation | 0.05 | --> | 0.05 | 0.016 | 12.6 |  | --> | 0.048 | 0 | 0 | 0.052 | 0 |  | --> | C18 ex MONREAD | Monread [T101,T102] | MONREAD |  | 53.225 | -6.6907
MV/LV Substation MO***883Y |  | 10 kV | _ | LV | 200 kVA :Kiosk Substation | 0.2 | --> | 0.2 | 0 | 0 | Constrained, otherwise capacity available =172 kVA | --> | 0.19 | 0 | 0 | 0.194 | 0 |  | --> | C14 ex NAAS | Naas [T41,T42] | KILTEEL |  | 53.219 | -6.6639
MV/LV Substation TH***884Y |  | 10 kV | _ | LV | 400 kVA :Kiosk Substation | 0.4 | --> | 0.4 | 0.189 | 12.6 |  | --> | 0.38 | 0 | 0 | 0.408 | 0 |  | --> | C12 ex MONREAD | Monread [T101,T102] | MONREAD |  | 53.2208 | -6.6581
MV/LV Substation AL***884Z |  | 10 kV | _ | LV | 200 kVA :Kiosk Substation | 0.2 | --> | 0.2 | 0.165 | 12.6 |  | --> | 0.19 | 0 | 0.019 | 0.181 | 0 |  | --> | C17 ex MONREAD | Monread [T101,T102] | MONREAD |  | 53.2343 | -6.6629
MV/LV Substation GL***885Y |  | 10 kV | _ | LV | 50 kVA :Pole Substation | 0.05 | --> | 0.05 | 0 | 0 | Constrained, otherwise capacity available =29 kVA | --> | 0.048 | 0 | 0.014 | 0.04 | 0 |  | --> | E20 ex BLESSINGTON | Blessington [T421,T422] | KILTEEL |  | 53.1695 | -6.5416
MV/LV Substation SU***886Y |  | 10 kV | _ | LV | 400 kVA :Kiosk Substation | 0.4 | --> | 0.4 | 0 | 0 | Constrained, otherwise capacity available =305 kVA | --> | 0.38 | 0 | 0 | 0.393 | 0 |  | --> | C14 ex NAAS | Naas [T41,T42] | KILTEEL |  | 53.2149 | -6.6647
MV/LV Substation TH***887Z |  | 10 kV | _ | LV | 50 kVA :Pole Substation | 0.05 | --> | 0.05 | 0 | 0 | Constrained, otherwise capacity available =50 kVA | --> | 0.048 | 0 | 0 | 0.048 | 0 |  | --> | E18 ex BLESSINGTON | Blessington [T421,T422] | KILTEEL |  | 53.1894 | -6.4815
MV/LV Substation MU***889Z |  | 20 kV | _ | LV | 50 kVA :Pole Substation | 0.05 | --> | 0.05 | 0 | 0 | Constrained, otherwise capacity available =50 kVA | --> | 0.048 | 0 | 0 | 0.048 | 0 |  | --> | E13 ex BLESSINGTON | Blessington [T421,T422] | KILTEEL |  | 53.1505 | -6.632
MV/LV Substation BO***890Z |  | 10 kV | _ | LV | 100 kVA :Pole Substation | 0.1 | --> | 0.1 | 0 | 0 | Constrained, otherwise capacity available =100 kVA | --> | 0.095 | 0 | 0 | 0.095 | 0 |  | --> | C19 ex SALLINS | Sallins [T41,T42] | GRIFFINRATH |  | 53.3077 | -6.7544
MV/LV Substation SU***892X |  | 10 kV | _ | LV | 630 kVA :Building Structure | 0.63 | --> | 0.63 | 0.452 | 12.6 |  | --> | 0.598 | 0 | 0 | 0.5 | 0 |  | --> | C22 ex MONREAD | Monread [T101,T102] | MONREAD |  | 53.2198 | -6.6637
MV/LV Substation HA***894Y |  | 10 kV | _ | LV | 100 kVA :Pole Substation | 0.1 | --> | 0.1 | 0 | 0 | Constrained, otherwise capacity available =81 kVA | --> | 0.095 | 0 | 0 | 0.098 | 0 |  | --> | C11 ex JOHNSTOWN | Johnstown [T41,T42] | KILTEEL |  | 53.2387 | -6.5843
MV/LV Substation PU***896 |  | 20 kV | _ | LV | 100 kVA :Pole Substation | 0.1 | --> | 0.1 | 0 | 0 | Constrained, otherwise capacity available =100 kVA | --> | 0.095 | 0 | 0 | 0.095 | 0 |  | --> | E17 ex BLESSINGTON | Blessington [T421,T422] | KILTEEL |  | 53.1741 | -6.5177
MV/LV Substation BA***896Y |  | 10 kV | _ | LV | 50 kVA :Pole Substation | 0.05 | --> | 0.05 | 0 | 0 | Constrained, otherwise capacity available =50 kVA | --> | 0.048 | 0 | 0 | 0.048 | 0 |  | --> | C19 ex SALLINS | Sallins [T41,T42] | GRIFFINRATH |  | 53.2571 | -6.7069
MV/LV Substation GL***899Z |  | 20 kV | _ | LV | 400 kVA :Kiosk Substation | 0.4 | --> | 0.4 | 0 | 0 | Constrained, otherwise capacity available =341 kVA | --> | 0.38 | 0 | 0 | 0.388 | 0 |  | --> | E13 ex BLESSINGTON | Blessington [T421,T422] | KILTEEL |  | 53.1743 | -6.5528
MV/LV Substation NE***905 |  | 10 kV | _ | LV | 100 kVA :Pole Substation | 0.1 | --> | 0.1 | 0.1 | 12.6 |  | --> | 0.095 | 0 | 0 | 0.095 | 0 |  | --> | C18 ex MONREAD | Monread [T101,T102] | MONREAD |  | 53.2212 | -6.7218
MV/LV Substation RO***905X |  | 10 kV | _ | LV | 200 kVA :Kiosk Substation | 0.2 | --> | 0.2 | 0.098 | 12.6 |  | --> | 0.19 | 0 | 0.058 | 0.16 | 0 |  | --> | C12 ex MONREAD | Monread [T101,T102] | MONREAD |  | 53.2288 | -6.65
MV/LV Substation JO***909 |  | 10 kV | _ | LV | 400 kVA :Kiosk Substation | 0.4 | --> | 0.4 | 0 | 0 | Constrained, otherwise capacity available =356 kVA | --> | 0.38 | 0 | 0 | 0.386 | 0 |  | --> | C12 ex JOHNSTOWN | Johnstown [T41,T42] | KILTEEL |  | 53.2358 | -6.6251
MV/LV Substation TO***910Z |  | 10 kV | _ | LV | 1000 kVA :Building Structure | 1 | --> | 1 | 0.5 | 12.6 |  | --> | 0.95 | 0 | 0.05 | 0.5 | 0 |  | --> | C18 ex MONREAD | Monread [T101,T102] | MONREAD |  | 53.2133 | -6.7102
MV/LV Substation P+***911X |  | 10 kV | _ | LV | 400 kVA :Kiosk Substation | 0.4 | --> | 0.4 | 0 | 0 | Constrained, otherwise capacity available =289 kVA | --> | 0.38 | 0 | 0 | 0.395 | 0 |  | --> | C14 ex NAAS | Naas [T41,T42] | KILTEEL |  | 53.2178 | -6.6652
MV/LV Substation OL***911Y |  | 10 kV | _ | LV | 200 kVA :Kiosk Substation | 0.2 | --> | 0.2 | 0.02 | 12.6 |  | --> | 0.19 | 0 | 0.055 | 0.172 | 0 |  | --> | C19 ex MONREAD | Monread [T101,T102] | MONREAD |  | 53.2343 | -6.6609
MV/LV Substation TI***913X |  | 10 kV | _ | LV | 100 kVA :Pole Substation | 0.1 | --> | 0.1 | 0 | 0 | Constrained, otherwise capacity available =100 kVA | --> | 0.095 | 0 | 0 | 0.095 | 0 |  | --> | E18 ex BLESSINGTON | Blessington [T421,T422] | KILTEEL |  | 53.2092 | -6.4909
MV/LV Substation ME***913Y |  | 10 kV | _ | LV | 200 kVA :Kiosk Substation | 0.2 | --> | 0.2 | 0 | 0 | Constrained, otherwise capacity available =112 kVA | --> | 0.19 | 0 | 0.063 | 0.155 | 0 |  | --> | C17 ex SALLINS | Sallins [T41,T42] | GRIFFINRATH |  | 53.2962 | -6.6962
MV/LV Substation TH***915X |  | 10 kV | _ | LV | 200 kVA :Pole Substation | 0.2 | --> | 0.2 | 0 | 0 | Constrained, otherwise capacity available =161 kVA | --> | 0.19 | 0 | 0 | 0.195 | 0 |  | --> | E18 ex BLESSINGTON | Blessington [T421,T422] | KILTEEL |  | 53.2046 | -6.4
MV/LV Substation HE***915Z |  | 10 kV | _ | LV | 200 kVA :Kiosk Substation | 0.2 | --> | 0.2 | 0 | 0 | Constrained, otherwise capacity available =134 kVA | --> | 0.19 | 0 | 0.006 | 0.194 | 0 |  | --> | C17 ex SALLINS | Sallins [T41,T42] | GRIFFINRATH |  | 53.2874 | -6.6873
MV/LV Substation TH***917Y |  | 10 kV | _ | LV | 400 kVA :Kiosk Substation | 0.4 | --> | 0.4 | 0.329 | 12.6 |  | --> | 0.38 | 0 | 0.023 | 0.372 | 0 |  | --> | C19 ex MONREAD | Monread [T101,T102] | MONREAD |  | 53.2331 | -6.6589
MV/LV Substation BE***919Y |  | 10 kV | _ | LV | 200 kVA :Kiosk Substation | 0.2 | --> | 0.2 | 0 | 0 | Constrained, otherwise capacity available =128 kVA | --> | 0.19 | 0 | 0.008 | 0.194 | 0 |  | --> | E20 ex BLESSINGTON | Blessington [T421,T422] | KILTEEL |  | 53.1697 | -6.5366
MV/LV Substation SH***923Z |  | 10 kV | _ | LV | 100 kVA :Pole Substation | 0.1 | --> | 0.1 | 0 | 0 | Constrained, otherwise capacity available =92 kVA | --> | 0.095 | 0 | 0.01 | 0.089 | 0 |  | --> | C18 ex SALLINS | Sallins [T41,T42] | GRIFFINRATH |  | 53.2648 | -6.6472
MV/LV Substation CL***927X |  | 10 kV | _ | LV | 200 kVA :Kiosk Substation | 0.2 | --> | 0.2 | 0 | 0 | Constrained, otherwise capacity available =145 kVA | --> | 0.19 | 0 | 0.027 | 0.177 | 0 |  | --> | C11 ex NAAS | Naas [T41,T42] | KILTEEL |  | 53.2111 | -6.656
MV/LV Substation LO***928 |  | 10 kV | _ | LV | 200 kVA :Pole Substation | 0.2 | --> | 0.2 | 0 | 0 | Constrained, otherwise capacity available =140 kVA | --> | 0.19 | 0 | 0 | 0.198 | 0 |  | --> | C18 ex SALLINS | Sallins [T41,T42] | GRIFFINRATH |  | 53.3003 | -6.6885
MV/LV Substation OL***929Z |  | 10 kV | _ | LV | 50 kVA :Pole Substation | 0.05 | --> | 0.05 | 0 | 0 | Constrained, otherwise capacity available =49 kVA | --> | 0.048 | 0 | 0.005 | 0.044 | 0 |  | --> | C18 ex NAAS | Naas [T41,T42] | KILTEEL |  | 53.1841 | -6.6828
MV/LV Substation MO***931X |  | 10 kV | _ | LV | 400 kVA :Building Structure | 0.4 | --> | 0.4 | 0 | 0 | Constrained, otherwise capacity available =353 kVA | --> | 0.38 | 0 | 0.05 | 0.349 | 0 |  | --> | C12 ex JOHNSTOWN | Johnstown [T41,T42] | KILTEEL |  | 53.2337 | -6.621
MV/LV Substation AS***932Y |  | 10 kV | _ | LV | 630 kVA :Building Structure | 0.63 | --> | 0.63 | 0 | 0 | Constrained, otherwise capacity available =583 kVA | --> | 0.598 | 0 | 0 | 0.5 | 0 |  | --> | C19 ex JOHNSTOWN | Johnstown [T41,T42] | KILTEEL |  | 53.2291 | -6.6366
MV/LV Substation ST***933X |  | 10 kV | _ | LV | 630 kVA :Kiosk Substation | 0.63 | --> | 0.63 | 0 | 0 | Constrained, otherwise capacity available =353 kVA | --> | 0.598 | 0 | 0 | 0.5 | 0 |  | --> | C14 ex NAAS | Naas [T41,T42] | KILTEEL |  | 53.2186 | -6.6627
MV/LV Substation WA***934Z |  | 10 kV | _ | LV | 50 kVA :Pole Substation | 0.05 | --> | 0.05 | 0 | 0 | Constrained, otherwise capacity available =46 kVA | --> | 0.048 | 0 | 0 | 0.048 | 0 |  | --> | C18 ex NAAS | Naas [T41,T42] | KILTEEL |  | 53.1535 | -6.7089
MV/LV Substation BU***935 |  | 10 kV | _ | LV | 200 kVA :Kiosk Substation | 0.2 | --> | 0.2 | 0 | 0 | Constrained, otherwise capacity available =139 kVA | --> | 0.19 | 0 | 0 | 0.198 | 0 |  | --> | C16 ex JOHNSTOWN | Johnstown [T41,T42] | KILTEEL |  | 53.2445 | -6.606
MV/LV Substation HA***938X |  | 10 kV | _ | LV | 50 kVA :Pole Substation | 0.05 | --> | 0.05 | 0.047 | 12.6 |  | --> | 0.048 | 0 | 0.005 | 0.044 | 0 |  | --> | C18 ex MONREAD | Monread [T101,T102] | MONREAD |  | 53.229 | -6.6979
MV/LV Substation OT***939Z |  | 10 kV | _ | LV | 200 kVA :Kiosk Substation | 0.2 | --> | 0.2 | 0 | 0 | Constrained, otherwise capacity available =176 kVA | --> | 0.19 | 0 | 0.007 | 0.188 | 0 |  | --> | C17 ex SALLINS | Sallins [T41,T42] | GRIFFINRATH |  | 53.2917 | -6.6929
MV/LV Substation PR***940 |  | 10 kV | _ | LV | 200 kVA :Pole Substation | 0.2 | --> | 0.2 | 0 | 0 | Constrained, otherwise capacity available =93 kVA | --> | 0.19 | 0 | 0.005 | 0.2 | 0 |  | --> | C19 ex SALLINS | Sallins [T41,T42] | GRIFFINRATH |  | 53.2915 | -6.7532
MV/LV Substation SC***940Z |  | 10 kV | _ | LV | 630 kVA :Building Structure | 0.63 | --> | 0.63 | 0 | 0 | Constrained, otherwise capacity available =232 kVA | --> | 0.598 | 0 | 0 | 0.5 | 0 |  | --> | C18 ex NAAS | Naas [T41,T42] | KILTEEL |  | 53.1957 | -6.7428
MV/LV Substation LE***941X |  | 10 kV | _ | LV | 400 kVA :Kiosk Substation | 0.4 | --> | 0.4 | 0.385 | 12.6 |  | --> | 0.38 | 0 | 0.02 | 0.367 | 0 |  | --> | C18 ex MONREAD | Monread [T101,T102] | MONREAD |  | 53.2353 | -6.6741
MV/LV Substation HO***943Y |  | 20 kV | _ | LV | 50 kVA :Pole Substation | 0.05 | --> | 0.05 | 0 | 0 | Constrained, otherwise capacity available =47 kVA | --> | 0.048 | 0 | 0 | 0.048 | 0 |  | --> | E17 ex BLESSINGTON | Blessington [T421,T422] | KILTEEL |  | 53.0911 | -6.6009
MV/LV Substation BA***944 |  | 20 kV | _ | LV | 200 kVA :Pole Substation | 0.2 | --> | 0.2 | 0 | 0 | Constrained, otherwise capacity available =103 kVA | --> | 0.19 | 0 | 0.055 | 0.162 | 0 |  | --> | E13 ex BLESSINGTON | Blessington [T421,T422] | KILTEEL |  | 53.1328 | -6.6098
MV/LV Substation HA***947X |  | 10 kV | _ | LV | 200 kVA :Pole Substation | 0.2 | --> | 0.2 | 0 | 0 | Constrained, otherwise capacity available =158 kVA | --> | 0.19 | 0 | 0 | 0.196 | 0 |  | --> | C11 ex JOHNSTOWN | Johnstown [T41,T42] | KILTEEL |  | 53.2412 | -6.586
MV/LV Substation CR***949Y |  | 10 kV | _ | LV | 100 kVA :Pole Substation | 0.1 | --> | 0.1 | 0 | 0 | Constrained, otherwise capacity available =86 kVA | --> | 0.095 | 0 | 0 | 0.097 | 0 |  | --> | C11 ex NAAS | Naas [T41,T42] | KILTEEL |  | 53.2065 | -6.6395
MV/LV Substation SY***949Z |  | 10 kV | _ | LV | 630 kVA :Building Structure | 0.63 | --> | 0.63 | 0.5 | 12.6 |  | --> | 0.598 | 0 | 0 | 0.5 | 0 |  | --> | C14 ex MONREAD | Monread [T101,T102] | MONREAD |  | 53.2374 | -6.6679
MV/LV Substation DE***950X |  | 10 kV | _ | LV | 200 kVA :Kiosk Substation | 0.2 | --> | 0.2 | 0.2 | 12.6 |  | --> | 0.19 | 0 | 0 | 0.19 | 0 |  | --> | C22 ex MONREAD | Monread [T101,T102] | MONREAD |  | 53.2136 | -6.6738
MV/LV Substation MO***951X |  | 10 kV | _ | LV | 400 kVA :Kiosk Substation | 0.4 | --> | 0.4 | 0.302 | 12.6 |  | --> | 0.38 | 0 | 0.05 | 0.356 | 0 |  | --> | C12 ex MONREAD | Monread [T101,T102] | MONREAD |  | 53.2285 | -6.6574
MV/LV Substation O ***952Y |  | 10 kV | _ | LV | 630 kVA :Kiosk Substation | 0.63 | --> | 0.63 | 0 | 0 | Constrained, otherwise capacity available =563 kVA | --> | 0.598 | 0 | 0 | 0.5 | 0 |  | --> | C19 ex JOHNSTOWN | Johnstown [T41,T42] | KILTEEL |  | 53.2307 | -6.6394
MV/LV Substation TW***953Z |  | 10 kV | _ | LV | 100 kVA :Pole Substation | 0.1 | --> | 0.1 | 0 | 0 | Constrained, otherwise capacity available =84 kVA | --> | 0.095 | 0 | 0.01 | 0.09 | 0 |  | --> | C18 ex NAAS | Naas [T41,T42] | KILTEEL |  | 53.1706 | -6.699
MV/LV Substation CA***954Y |  | 10 kV | _ | LV | 400 kVA :Kiosk Substation | 0.4 | --> | 0.4 | 0.305 | 12.6 |  | --> | 0.38 | 0 | 0.024 | 0.375 | 0 |  | --> | C22 ex MONREAD | Monread [T101,T102] | MONREAD |  | 53.2192 | -6.6813
MV/LV Substation CR***954Z |  | 10 kV | _ | LV | 400 kVA :Kiosk Substation | 0.4 | --> | 0.4 | 0 | 0 | Constrained, otherwise capacity available =336 kVA | --> | 0.38 | 0 | 0 | 0.389 | 0 |  | --> | C11 ex NAAS | Naas [T41,T42] | KILTEEL |  | 53.2077 | -6.6594
MV/LV Substation ST***955Z |  | 10 kV | _ | LV | 400 kVA :Kiosk Substation | 0.4 | --> | 0.4 | 0 | 0 | Constrained, otherwise capacity available =399 kVA | --> | 0.38 | 0 | 0.005 | 0.376 | 0 |  | --> | E20 ex BLESSINGTON | Blessington [T421,T422] | KILTEEL |  | 53.1734 | -6.531
MV/LV Substation KI***957X |  | 10 kV | _ | LV | 200 kVA :Pole Substation | 0.2 | --> | 0.2 | 0 | 0 | Constrained, otherwise capacity available =182 kVA | --> | 0.19 | 0 | 0.125 | 0.1 | 0 |  | --> | C18 ex NAAS | Naas [T41,T42] | KILTEEL |  | 53.188 | -6.6872
MV/LV Substation TH***957Z |  | 10 kV | _ | LV | 200 kVA :Pole Substation | 0.2 | --> | 0.2 | 0.134 | 12.6 |  | --> | 0.19 | 0 | 0.05 | 0.162 | 0 |  | --> | C23 ex MONREAD | Monread [T101,T102] | MONREAD |  | 53.2259 | -6.7431
MV/LV Substation FI***958 |  | 10 kV | _ | LV | 50 kVA :Pole Substation | 0.05 | --> | 0.05 | 0 | 0 | Constrained, otherwise capacity available =45 kVA | --> | 0.048 | 0 | 0 | 0.048 | 0 |  | --> | C12 ex SALLINS | Sallins [T41,T42] | GRIFFINRATH |  | 53.2811 | -6.7088
MV/LV Substation KE***960 |  | 10 kV | _ | LV | 50 kVA :Pole Substation | 0.05 | --> | 0.05 | 0 | 0 |  | --> | 0.048 | 0 | 0 | 0.056 | 0 |  | --> | C18 ex SALLINS | Sallins [T41,T42] | GRIFFINRATH |  | 53.2462 | -6.6331
MV/LV Substation DE***960X |  | 10 kV | _ | LV | 100 kVA :Pole Substation | 0.1 | --> | 0.1 | 0.031 | 12.6 |  | --> | 0.095 | 0 | 0 | 0.104 | 0 |  | --> | C23 ex MONREAD | Monread [T101,T102] | MONREAD |  | 53.2286 | -6.7678
MV/LV Substation AR***962Z |  | 20 kV | _ | LV | 50 kVA :Pole Substation | 0.05 | --> | 0.05 | 0 | 0 | Constrained, otherwise capacity available =50 kVA | --> | 0.048 | 0 | 0 | 0.048 | 0 |  | --> | E14 ex BLESSINGTON | Blessington [T421,T422] | KILTEEL |  | 53.1238 | -6.6288
MV/LV Substation DO***965Z |  | 10 kV | _ | LV | 630 kVA :Building Structure | 0.63 | --> | 0.63 | 0 | 0 | Constrained, otherwise capacity available =605 kVA | --> | 0.598 | 0 | 0.1 | 0.5 | 0 |  | --> | C19 ex SALLINS | Sallins [T41,T42] | GRIFFINRATH |  | 53.2871 | -6.7673
MV/LV Substation OL***966X |  | 10 kV | _ | LV | 50 kVA :Pole Substation | 0.05 | --> | 0.05 | 0 | 0 | Constrained, otherwise capacity available =36 kVA | --> | 0.048 | 0 | 0.02 | 0.035 | 0 |  | --> | C18 ex NAAS | Naas [T41,T42] | KILTEEL |  | 53.1793 | -6.6762
MV/LV Substation EM***967Y |  | 10 kV | _ | LV | 1000 kVA :Building Structure | 1 | --> | 1 | 0 | 0 | Constrained, otherwise capacity available =663 kVA | --> | 0.95 | 0 | 0.2 | 0.5 | 0 |  | --> | E13 ex BLESSINGTON | Blessington [T421,T422] | KILTEEL |  | 53.164 | -6.5417
MV/LV Substation OS***968 |  | 10 kV | _ | LV | 100 kVA :Pole Substation | 0.1 | --> | 0.1 | 0.095 | 12.6 |  | --> | 0.095 | 0 | 0.006 | 0.091 | 0 |  | --> | C23 ex MONREAD | Monread [T101,T102] | MONREAD |  | 53.2391 | -6.681
MV/LV Substation TA***968X |  | 10 kV | _ | LV | 200 kVA :Kiosk Substation | 0.2 | --> | 0.2 | 0.163 | 12.6 |  | --> | 0.19 | 0 | 0 | 0.195 | 0 |  | --> | C12 ex MONREAD | Monread [T101,T102] | MONREAD |  | 53.2217 | -6.6567
MV/LV Substation NA***968Z |  | 10 kV | _ | LV | 50 kVA :Pole Substation | 0.05 | --> | 0.05 | 0 | 0 | Constrained, otherwise capacity available =34 kVA | --> | 0.048 | 0 | 0 | 0.05 | 0 |  | --> | C17 ex NAAS | Naas [T41,T42] | KILTEEL |  | 53.2078 | -6.6709
MV/LV Substation AR***971 |  | 20 kV | _ | LV | 100 kVA :Pole Substation | 0.1 | --> | 0.1 | 0 | 0 | Constrained, otherwise capacity available =70 kVA | --> | 0.095 | 0 | 0.01 | 0.092 | 0 |  | --> | E13 ex BLESSINGTON | Blessington [T421,T422] | KILTEEL |  | 53.1242 | -6.6484
MV/LV Substation HA***973X |  | 10 kV | _ | LV | 200 kVA :Kiosk Substation | 0.2 | --> | 0.2 | 0 | 0 | Constrained, otherwise capacity available =139 kVA | --> | 0.19 | 0 | 0.021 | 0.182 | 0 |  | --> | C11 ex NAAS | Naas [T41,T42] | KILTEEL |  | 53.2116 | -6.651
MV/LV Substation BU***976X |  | 10 kV | _ | LV | 200 kVA :Kiosk Substation | 0.2 | --> | 0.2 | 0 | 0 | Constrained, otherwise capacity available =157 kVA | --> | 0.19 | 0 | 0 | 0.196 | 0 |  | --> | E20 ex BLESSINGTON | Blessington [T421,T422] | KILTEEL |  | 53.1662 | -6.5332
MV/LV Substation RA***976Y |  | 10 kV | _ | LV | 630 kVA :Kiosk Substation | 0.63 | --> | 0.63 | 0 | 0 | Constrained, otherwise capacity available =526 kVA | --> | 0.598 | 0 | 0 | 0.5 | 0 |  | --> | C14 ex NAAS | Naas [T41,T42] | KILTEEL |  | 53.2155 | -6.6671
MV/LV Substation RA***977 |  | 10 kV | _ | LV | 400 kVA :Kiosk Substation | 0.4 | --> | 0.4 | 0 | 0 | Constrained, otherwise capacity available =387 kVA | --> | 0.38 | 0 | 0.005 | 0.378 | 0 |  | --> | C17 ex NAAS | Naas [T41,T42] | KILTEEL |  | 53.2062 | -6.6713
MV/LV Substation LE***978 |  | 10 kV | _ | LV | 100 kVA :Pole Substation | 0.1 | --> | 0.1 | 0.036 | 12.6 |  | --> | 0.095 | 0 | 0 | 0.103 | 0 |  | --> | C18 ex MONREAD | Monread [T101,T102] | MONREAD |  | 53.2368 | -6.673
MV/LV Substation ST***978X |  | 10 kV | _ | LV | 50 kVA :Pole Substation | 0.05 | --> | 0.05 | 0 | 0 | Constrained, otherwise capacity available =17 kVA | --> | 0.048 | 0 | 0.01 | 0.044 | 0 |  | --> | C19 ex SALLINS | Sallins [T41,T42] | GRIFFINRATH |  | 53.2453 | -6.7392
MV/LV Substation MO***978Y |  | 10 kV | _ | LV | 400 kVA :Kiosk Substation | 0.4 | --> | 0.4 | 0.312 | 12.6 |  | --> | 0.38 | 0 | 0.023 | 0.375 | 0 |  | --> | C19 ex MONREAD | Monread [T101,T102] | MONREAD |  | 53.2359 | -6.6589
MV/LV Substation BA***979 |  | 10 kV | _ | LV | 50 kVA :Pole Substation | 0.05 | --> | 0.05 | 0 | 0 | Constrained, otherwise capacity available =41 kVA | --> | 0.048 | 0 | 0 | 0.049 | 0 |  | --> | C11 ex NAAS | Naas [T41,T42] | KILTEEL |  | 53.173 | -6.6264
MV/LV Substation LE***980 |  | 10 kV | _ | LV | 100 kVA :Pole Substation | 0.1 | --> | 0.1 | 0.055 | 12.6 |  | --> | 0.095 | 0 | 0 | 0.101 | 0 |  | --> | C23 ex MONREAD | Monread [T101,T102] | MONREAD |  | 53.247 | -6.6852
MV/LV Substation HA***981X |  | 10 kV | _ | LV | 200 kVA :Kiosk Substation | 0.2 | --> | 0.2 | 0 | 0 | Constrained, otherwise capacity available =123 kVA | --> | 0.19 | 0 | 0.024 | 0.182 | 0 |  | --> | C11 ex NAAS | Naas [T41,T42] | KILTEEL |  | 53.2111 | -6.6498
MV/LV Substation CA***981Y |  | 10 kV | _ | LV | 400 kVA :Kiosk Substation | 0.4 | --> | 0.4 | 0 | 0 | Constrained, otherwise capacity available =344 kVA | --> | 0.38 | 0 | 0.05 | 0.351 | 0 |  | --> | C17 ex NAAS | Naas [T41,T42] | KILTEEL |  | 53.2095 | -6.6697
MV/LV Substation CA***982 |  | 10 kV | _ | LV | 50 kVA :Pole Substation | 0.05 | --> | 0.05 | 0 | 0 | Constrained, otherwise capacity available =41 kVA | --> | 0.048 | 0 | 0 | 0.049 | 0 |  | --> | C17 ex SALLINS | Sallins [T41,T42] | GRIFFINRATH |  | 53.267 | -6.6702
MV/LV Substation CL***982Z |  | 10 kV | _ | LV | 400 kVA :Kiosk Substation | 0.4 | --> | 0.4 | 0 | 0 | Constrained, otherwise capacity available =375 kVA | --> | 0.38 | 0 | 0 | 0.383 | 0 |  | --> | C17 ex SALLINS | Sallins [T41,T42] | GRIFFINRATH |  | 53.2937 | -6.6836
MV/LV Substation GO***983 |  | 10 kV | _ | LV | 50 kVA :Pole Substation | 0.05 | --> | 0.05 | 0 | 0 | Constrained, otherwise capacity available =34 kVA | --> | 0.048 | 0 | 0 | 0.05 | 0 |  | --> | C11 ex NAAS | Naas [T41,T42] | KILTEEL |  | 53.1833 | -6.6411
MV/LV Substation MO***984Y |  | 10 kV | _ | LV | 400 kVA :Kiosk Substation | 0.4 | --> | 0.4 | 0.29 | 12.6 |  | --> | 0.38 | 0 | 0.047 | 0.36 | 0 |  | --> | C19 ex MONREAD | Monread [T101,T102] | MONREAD |  | 53.2369 | -6.6567
MV/LV Substation BA***986 |  | 10 kV | _ | LV | 100 kVA :Pole Substation | 0.1 | --> | 0.1 | 0 | 0 | Constrained, otherwise capacity available =80 kVA | --> | 0.095 | 0 | 0 | 0.098 | 0 |  | --> | C18 ex SALLINS | Sallins [T41,T42] | GRIFFINRATH |  | 53.3069 | -6.7107
MV/LV Substation DU***986Y |  | 10 kV | _ | LV | 50 kVA :Pole Substation | 0.05 | --> | 0.05 | 0 | 0 | Constrained, otherwise capacity available =48 kVA | --> | 0.048 | 0 | 0.006 | 0.043 | 0 |  | --> | C19 ex SALLINS | Sallins [T41,T42] | GRIFFINRATH |  | 53.2575 | -6.7294
MV/LV Substation NE***986Z |  | 10 kV | _ | LV | 630 kVA :Building Structure | 0.63 | --> | 0.63 | 0 | 0 | Constrained, otherwise capacity available =508 kVA | --> | 0.598 | 0 | 0 | 0.5 | 0 |  | --> | C18 ex NAAS | Naas [T41,T42] | KILTEEL |  | 53.1988 | -6.7416
MV/LV Substation MC***987Z |  | 10 kV | _ | LV | 630 kVA :Building Structure | 0.63 | --> | 0.63 | 0 | 0 | Constrained, otherwise capacity available =612 kVA | --> | 0.598 | 0 | 0.005 | 0.5 | 0 |  | --> | C18 ex NAAS | Naas [T41,T42] | KILTEEL |  | 53.1989 | -6.7448
MV/LV Substation BI***988 |  | 20 kV | _ | LV | 100 kVA :Pole Substation | 0.1 | --> | 0.1 | 0 | 0 | Constrained, otherwise capacity available =94 kVA | --> | 0.095 | 0 | 0 | 0.096 | 0 |  | --> | E14 ex BLESSINGTON | Blessington [T421,T422] | KILTEEL |  | 53.1273 | -6.5937
MV/LV Substation GL***989Z |  | 10 kV | _ | LV | 630 kVA :Building Structure | 0.63 | --> | 0.63 | 0.131 | 12.6 |  | --> | 0.598 | 0 | 0 | 0.5 | 0 |  | --> | C18 ex MONREAD | Monread [T101,T102] | MONREAD |  | 53.2262 | -6.702
MV/LV Substation FU***990 |  | 10 kV | _ | LV | 50 kVA :Pole Substation | 0.05 | --> | 0.05 | 0 | 0 | Constrained, otherwise capacity available =35 kVA | --> | 0.048 | 0 | 0 | 0.05 | 0 |  | --> | C11 ex JOHNSTOWN | Johnstown [T41,T42] | KILTEEL |  | 53.2232 | -6.605
MV/LV Substation DI***991 |  | 10 kV | _ | LV | 100 kVA :Pole Substation | 0.1 | --> | 0.1 | 0 | 0 | Constrained, otherwise capacity available =82 kVA | --> | 0.095 | 0 | 0 | 0.098 | 0 |  | --> | C19 ex SALLINS | Sallins [T41,T42] | GRIFFINRATH |  | 53.2621 | -6.7055
MV/LV Substation ME***991Z |  | 10 kV | _ | LV | 630 kVA :Building Structure | 0.63 | --> | 0.63 | 0 | 0 | Constrained, otherwise capacity available =210 kVA | --> | 0.598 | 0 | 0 | 0.5 | 0 |  | --> | C18 ex NAAS | Naas [T41,T42] | KILTEEL |  | 53.1946 | -6.7463
MV/LV Substation 18***993 |  | 10 kV | _ | LV | 50 kVA :Pole Substation | 0.05 | --> | 0.05 | 0 | 0 | Constrained, otherwise capacity available =28 kVA | --> | 0.048 | 0 | 0.008 | 0.044 | 0 |  | --> | C19 ex SALLINS | Sallins [T41,T42] | GRIFFINRATH |  | 53.2697 | -6.7384
MV/LV Substation CR***995Y |  | 10 kV | _ | LV | 200 kVA :Kiosk Substation | 0.2 | --> | 0.2 | 0 | 0 | Constrained, otherwise capacity available =134 kVA | --> | 0.19 | 0 | 0.021 | 0.183 | 0 |  | --> | C11 ex NAAS | Naas [T41,T42] | KILTEEL |  | 53.2092 | -6.658
MV/LV Substation KE***996Y |  | 10 kV | _ | LV | 400 kVA :Kiosk Substation | 0.4 | --> | 0.4 | 0.378 | 12.6 |  | --> | 0.38 | 0 | 0.01 | 0.376 | 0 |  | --> | C20 ex MONREAD | Monread [T101,T102] | MONREAD |  | 53.2352 | -6.6527
MV/LV Substation TA***996Z |  | 10 kV | _ | LV | 630 kVA :Building Structure | 0.63 | --> | 0.63 | 0 | 0 | Constrained, otherwise capacity available =446 kVA | --> | 0.598 | 0 | 0 | 0.5 | 0 |  | --> | C18 ex NAAS | Naas [T41,T42] | KILTEEL |  | 53.1976 | -6.7402
MV/LV Substation NA***997Z |  | 10 kV | _ | LV | 400 kVA :Kiosk Substation | 0.4 | --> | 0.4 | 0.37 | 12.6 |  | --> | 0.38 | 0 | 0 | 0.384 | 0 |  | --> | C22 ex MONREAD | Monread [T101,T102] | MONREAD |  | 53.2152 | -6.684
MV/LV Substation ST***998Y |  | 20 kV | _ | LV | 100 kVA :Pole Substation | 0.1 | --> | 0.1 | 0 | 0 | Constrained, otherwise capacity available =94 kVA | --> | 0.095 | 0 | 0 | 0.096 | 0 |  | --> | E13 ex BLESSINGTON | Blessington [T421,T422] | KILTEEL |  | 53.1416 | -6.643
MV/LV Substation OL***999Y |  | 10 kV | _ | LV | 200 kVA :Kiosk Substation | 0.2 | --> | 0.2 | 0.113 | 12.6 |  | --> | 0.19 | 0 | 0.042 | 0.17 | 0 |  | --> | C19 ex MONREAD | Monread [T101,T102] | MONREAD |  | 53.2314 | -6.6573
MV/LV Substation CL***999Z |  | 10 kV | _ | LV | 630 kVA :Kiosk Substation | 0.63 | --> | 0.63 | 0 | 0 | Constrained, otherwise capacity available =499 kVA | --> | 0.598 | 0 | 0 | 0.5 | 0 |  | --> | C18 ex SALLINS | Sallins [T41,T42] | GRIFFINRATH |  | 53.2978 | -6.6802
MV/LV Substation CA***002Z |  | 10 kV | _ | LV | 50 kVA :Pole Substation | 0.05 | --> | 0.05 | 0 | 0 | Constrained, otherwise capacity available =50 kVA | --> | 0.048 | 0 | 0 | 0.048 | 0 |  | --> | C20 ex CELBRIDGE | Celbridge [T41,T42] | GRIFFINRATH |  | 53.3065 | -6.589
MV/LV Substation MO***003Z |  | 10 kV | _ | LV | 50 kVA :Pole Substation | 0.05 | --> | 0.05 | 0 | 0 | Constrained, otherwise capacity available =44 kVA | --> | 0.048 | 0 | 0 | 0.048 | 0 |  | --> | C15 ex MONEYCOOLEY | Moneycooley [T41,T42,T44] | GRIFFINRATH |  | 53.3596 | -6.5914
MV/LV Substation PI***004Z |  | 10 kV | _ | LV | 50 kVA :Pole Substation | 0.05 | --> | 0.05 | 0 | 0 | Constrained, otherwise capacity available =40 kVA | --> | 0.048 | 0 | 0 | 0.049 | 0 |  | --> | C15 ex MONEYCOOLEY | Moneycooley [T41,T42,T44] | GRIFFINRATH |  | 53.3402 | -6.5862
MV/LV Substation BA***005Z |  | 10 kV | _ | LV | 200 kVA :Kiosk Substation | 0.2 | --> | 0.2 | 0 | 0 | Constrained, otherwise capacity available =162 kVA | --> | 0.19 | 0 | 0.03 | 0.173 | 0 |  | --> | C12 ex MONEYCOOLEY | Moneycooley [T41,T42,T44] | GRIFFINRATH |  | 53.3497 | -6.5557
MV/LV Substation PA***006Z |  | 10 kV | _ | LV | 200 kVA :Kiosk Substation | 0.2 | --> | 0.2 | 0 | 0 | Constrained, otherwise capacity available =131 kVA | --> | 0.19 | 0 | 0.087 | 0.135 | 0 |  | --> | C11 ex MONEYCOOLEY | Moneycooley [T41,T42,T44] | GRIFFINRATH |  | 53.375 | -6.6107
MV/LV Substation LO***008Z |  | 10 kV | _ | LV | 400 kVA :Kiosk Substation | 0.4 | --> | 0.4 | 0 | 0 | Constrained, otherwise capacity available =280 kVA | --> | 0.38 | 0 | 0.049 | 0.36 | 0 |  | --> | C17 ex LEIXLIP | Leixlip [T41,T42] | GRIFFINRATH |  | 53.3706 | -6.5002
MV/LV Substation CA***009Z |  | 10 kV | _ | LV | 400 kVA :Kiosk Substation | 0.4 | --> | 0.4 | 0 | 0 | Constrained, otherwise capacity available =269 kVA | --> | 0.38 | 0 | 0.073 | 0.343 | 0 |  | --> | C11 ex MONEYCOOLEY | Moneycooley [T41,T42,T44] | GRIFFINRATH |  | 53.376 | -6.6063
MV/LV Substation NE***012Z |  | 10 kV | _ | LV | 50 kVA :Pole Substation | 0.05 | --> | 0.05 | 0 | 0 | Constrained, otherwise capacity available =37 kVA | --> | 0.048 | 0 | 0.011 | 0.041 | 0 |  | --> | C16 ex LEIXLIP | Leixlip [T41,T42] | GRIFFINRATH |  | 53.349 | -6.5126
MV/LV Substation GL***013Z |  | 10 kV | _ | LV | 400 kVA :Kiosk Substation | 0.4 | --> | 0.4 | 0 | 0 | Constrained, otherwise capacity available =264 kVA | --> | 0.38 | 0 | 0.07 | 0.346 | 0 |  | --> | C22 ex LEIXLIP | Leixlip [T41,T42] | GRIFFINRATH |  | 53.3661 | -6.5163
MV/LV Substation CO***014Z |  | 10 kV | _ | LV | 100 kVA :Pole Substation | 0.1 | --> | 0.1 | 0 | 0 | Constrained, otherwise capacity available =76 kVA | --> | 0.095 | 0 | 0 | 0.098 | 0 |  | --> | C23 ex MACETOWN | Macetown [T101,T102] | MACETOWN |  | 53.3751 | -6.4809
MV/LV Substation LE***017Z |  | 10 kV | _ | LV | 630 kVA :Kiosk Substation | 0.63 | --> | 0.63 | 0 | 0 | Constrained, otherwise capacity available =418 kVA | --> | 0.598 | 0 | 0 | 0.5 | 0 |  | --> | C18 ex LEIXLIP | Leixlip [T41,T42] | GRIFFINRATH |  | 53.3635 | -6.4901
MV/LV Substation CO***018Z |  | 10 kV | _ | LV | 50 kVA :Pole Substation | 0.05 | --> | 0.05 | 0 | 0 | Constrained, otherwise capacity available =50 kVA | --> | 0.048 | 0 | 0 | 0.048 | 0 |  | --> | C26 ex MONEYCOOLEY | Moneycooley [T41,T42,T44] | GRIFFINRATH |  | 53.3798 | -6.6081
MV/LV Substation BA***021Z |  | 10 kV | _ | LV | 400 kVA :Kiosk Substation | 0.4 | --> | 0.4 | 0 | 0 | Constrained, otherwise capacity available =163 kVA | --> | 0.38 | 0 | 0.082 | 0.35 | 0 |  | --> | C22 ex LEIXLIP | Leixlip [T41,T42] | GRIFFINRATH |  | 53.3639 | -6.5133
MV/LV Substation AT***024Z |  | 10 kV | _ | LV | 50 kVA :Pole Substation | 0.05 | --> | 0.05 | 0 | 0 | Constrained, otherwise capacity available =28 kVA | --> | 0.048 | 0 | 0.009 | 0.044 | 0 |  | --> | C18 ex CELBRIDGE | Celbridge [T41,T42] | GRIFFINRATH |  | 53.2967 | -6.5089
MV/LV Substation ST***026Z |  | 10 kV | _ | LV | 400 kVA :Kiosk Substation | 0.4 | --> | 0.4 | 0 | 0 | Constrained, otherwise capacity available =298 kVA | --> | 0.38 | 0 | 0.009 | 0.387 | 0 |  | --> | C22 ex CELBRIDGE | Celbridge [T41,T42] | GRIFFINRATH |  | 53.3385 | -6.5514
MV/LV Substation CO***029Z |  | 10 kV | _ | LV | 50 kVA :Pole Substation | 0.05 | --> | 0.05 | 0 | 0 | Constrained, otherwise capacity available =50 kVA | --> | 0.048 | 0 | 0 | 0.048 | 0 |  | --> | C15 ex MONEYCOOLEY | Moneycooley [T41,T42,T44] | GRIFFINRATH |  | 53.3521 | -6.64
MV/LV Substation TH***031Z |  | 10 kV | _ | LV | 630 kVA :Kiosk Substation | 0.63 | --> | 0.63 | 0 | 0 | Constrained, otherwise capacity available =486 kVA | --> | 0.598 | 0 | 0.008 | 0.5 | 0 |  | --> | C23 ex MACETOWN | Macetown [T101,T102] | MACETOWN |  | 53.4183 | -6.4744
MV/LV Substation CA***056Z |  | 10 kV | _ | LV | 200 kVA :Kiosk Substation | 0.2 | --> | 0.2 | 0 | 0 | Constrained, otherwise capacity available =168 kVA | --> | 0.19 | 0 | 0 | 0.194 | 0 |  | --> | C16 ex LEIXLIP | Leixlip [T41,T42] | GRIFFINRATH |  | 53.3484 | -6.5312
MV/LV Substation LO***057Z |  | 10 kV | _ | LV | 630 kVA :Kiosk Substation | 0.63 | --> | 0.63 | 0 | 0 | Constrained, otherwise capacity available =485 kVA | --> | 0.598 | 0 | 0 | 0.5 | 0 |  | --> | C22 ex LEIXLIP | Leixlip [T41,T42] | GRIFFINRATH |  | 53.3666 | -6.5128
MV/LV Substation RI***059Z |  | 10 kV | _ | LV | 400 kVA :Kiosk Substation | 0.4 | --> | 0.4 | 0 | 0 | Constrained, otherwise capacity available =274 kVA | --> | 0.38 | 0 | 0.045 | 0.364 | 0 |  | --> | C22 ex LEIXLIP | Leixlip [T41,T42] | GRIFFINRATH |  | 53.3619 | -6.5159
MV/LV Substation PI***060Z |  | 20 kV | _ | LV | 50 kVA :Pole Substation | 0.05 | --> | 0.05 | 0 | 0 | Constrained, otherwise capacity available =50 kVA | --> | 0.048 | 0 | 0 | 0.048 | 0 |  | --> | C21 ex MACETOWN | Macetown [T101,T102] | MACETOWN |  | 53.4805 | -6.5558
MV/LV Substation U ***061Z |  | 10 kV | _ | LV | 400 kVA :Building Structure | 0.4 | --> | 0.4 | 0 | 0 | Constrained, otherwise capacity available =181 kVA | --> | 0.38 | 0 | 0 | 0.398 | 0 |  | --> | C16 ex LEIXLIP | Leixlip [T41,T42] | GRIFFINRATH |  | 53.3402 | -6.5226
MV/LV Substation WO***062Z |  | 10 kV | _ | LV | 400 kVA :Kiosk Substation | 0.4 | --> | 0.4 | 0 | 0 | Constrained, otherwise capacity available =237 kVA | --> | 0.38 | 0 | 0.048 | 0.366 | 0 |  | --> | C12 ex MONEYCOOLEY | Moneycooley [T41,T42,T44] | GRIFFINRATH |  | 53.3424 | -6.5529
MV/LV Substation WO***063Z |  | 10 kV | _ | LV | 400 kVA :Kiosk Substation | 0.4 | --> | 0.4 | 0 | 0 | Constrained, otherwise capacity available =258 kVA | --> | 0.38 | 0 | 0.048 | 0.363 | 0 |  | --> | C12 ex MONEYCOOLEY | Moneycooley [T41,T42,T44] | GRIFFINRATH |  | 53.3425 | -6.5508
MV/LV Substation DO***064Z |  | 10 kV | _ | LV | 400 kVA :Building Structure | 0.4 | --> | 0.4 | 0 | 0 | Constrained, otherwise capacity available =347 kVA | --> | 0.38 | 0 | 0 | 0.387 | 0 |  | --> | C15 ex MONEYCOOLEY | Moneycooley [T41,T42,T44] | GRIFFINRATH |  | 53.3601 | -6.5948
MV/LV Substation EH***065Z |  | 10 kV | _ | LV | 200 kVA :Kiosk Substation | 0.2 | --> | 0.2 | 0 | 0 | Constrained, otherwise capacity available =186 kVA | --> | 0.19 | 0 | 0 | 0.192 | 0 |  | --> | C17 ex CELBRIDGE | Celbridge [T41,T42] | GRIFFINRATH |  | 53.3447 | -6.5445
MV/LV Substation OL***066Z |  | 10 kV | _ | LV | 200 kVA :Kiosk Substation | 0.2 | --> | 0.2 | 0 | 0 | Constrained, otherwise capacity available =150 kVA | --> | 0.19 | 0 | 0.003 | 0.194 | 0 |  | --> | C22 ex CELBRIDGE | Celbridge [T41,T42] | GRIFFINRATH |  | 53.3403 | -6.5531
MV/LV Substation YE***068Z |  | 10 kV | _ | LV | 400 kVA :Kiosk Substation | 0.4 | --> | 0.4 | 0 | 0 | Constrained, otherwise capacity available =270 kVA | --> | 0.38 | 0 | 0.059 | 0.354 | 0 |  | --> | C23 ex MACETOWN | Macetown [T101,T102] | MACETOWN |  | 53.4207 | -6.4765
MV/LV Substation GR***069Z |  | 20 kV | _ | LV | 630 kVA :Building Structure | 0.63 | --> | 0.63 | 0 | 0 | Constrained, otherwise capacity available =426 kVA | --> | 0.598 | 0 | 0.011 | 0 | 0 | Constrained, otherwise capacity available =618 kW | --> | E58 ex GRANGE CASTLE |  |  |  | 53.2948 | -6.4791
MV/LV Substation TI***070Z |  | 10 kV | _ | LV | 50 kVA :Pole Substation | 0.05 | --> | 0.05 | 0 | 0 | Constrained, otherwise capacity available =45 kVA | --> | 0.048 | 0 | 0 | 0.048 | 0 |  | --> | C20 ex CELBRIDGE | Celbridge [T41,T42] | GRIFFINRATH |  | 53.2977 | -6.5792
MV/LV Substation CE***072Z |  | 10 kV | _ | LV | 400 kVA :Building Structure | 0.4 | --> | 0.4 | 0 | 0 | Constrained, otherwise capacity available =337 kVA | --> | 0.38 | 0 | 0.006 | 0.384 | 0 |  | --> | C22 ex CELBRIDGE | Celbridge [T41,T42] | GRIFFINRATH |  | 53.3338 | -6.562
MV/LV Substation GL***073Z |  | 10 kV | _ | LV | 400 kVA :Kiosk Substation | 0.4 | --> | 0.4 | 0 | 0 | Constrained, otherwise capacity available =246 kVA | --> | 0.38 | 0 | 0.068 | 0.35 | 0 |  | --> | C22 ex LEIXLIP | Leixlip [T41,T42] | GRIFFINRATH |  | 53.3682 | -6.5159
MV/LV Substation ST***075Z |  | 10 kV | _ | LV | 400 kVA :Kiosk Substation | 0.4 | --> | 0.4 | 0 | 0 | Constrained, otherwise capacity available =322 kVA | --> | 0.38 | 0 | 0.015 | 0.379 | 0 |  | --> | C22 ex CELBRIDGE | Celbridge [T41,T42] | GRIFFINRATH |  | 53.3381 | -6.5545
MV/LV Substation ST***076Z |  | 10 kV | _ | LV | 400 kVA :Kiosk Substation | 0.4 | --> | 0.4 | 0 | 0 | Constrained, otherwise capacity available =327 kVA | --> | 0.38 | 0 | 0.008 | 0.384 | 0 |  | --> | C22 ex CELBRIDGE | Celbridge [T41,T42] | GRIFFINRATH |  | 53.3384 | -6.5558
MV/LV Substation RI***080Z |  | 10 kV | _ | LV | 200 kVA :Kiosk Substation | 0.2 | --> | 0.2 | 0 | 0 | Constrained, otherwise capacity available =104 kVA | --> | 0.19 | 0 | 0.056 | 0.161 | 0 |  | --> | C22 ex LEIXLIP | Leixlip [T41,T42] | GRIFFINRATH |  | 53.3613 | -6.52
MV/LV Substation GI***081Z |  | 20 kV | _ | LV | 400 kVA :Building Structure | 0.4 | --> | 0.4 | 0 | 0 | Constrained, otherwise capacity available =232 kVA | --> | 0.38 | 0 | 0.05 | 0 | 0 | Constrained, otherwise capacity available =365 kW | --> | E58 ex GRANGE CASTLE |  |  |  | 53.295 | -6.479
MV/LV Substation ST***084Z |  | 10 kV | _ | LV | 50 kVA :Pole Substation | 0.05 | --> | 0.05 | 0 | 0 | Constrained, otherwise capacity available =40 kVA | --> | 0.048 | 0 | 0.005 | 0.045 | 0 |  | --> | C19 ex CELBRIDGE | Celbridge [T41,T42] | GRIFFINRATH |  | 53.3127 | -6.6056
MV/LV Substation EA***089Z |  | 10 kV | _ | LV | 400 kVA :Building Structure | 0.4 | --> | 0.4 | 0 | 0 | Constrained, otherwise capacity available =330 kVA | --> | 0.38 | 0 | 0 | 0.389 | 0 |  | --> | C22 ex LEIXLIP | Leixlip [T41,T42] | GRIFFINRATH |  | 53.3653 | -6.5176
MV/LV Substation WA***090Z |  | 10 kV | _ | LV | 630 kVA :Building Structure | 0.63 | --> | 0.63 | 0 | 0 | Constrained, otherwise capacity available =411 kVA | --> | 0.598 | 0 | 0.003 | 0.5 | 0 |  | --> | C17 ex CELBRIDGE | Celbridge [T41,T42] | GRIFFINRATH |  | 53.3395 | -6.5381
MV/LV Substation OL***104Z |  | 10 kV | _ | LV | 400 kVA :Kiosk Substation | 0.4 | --> | 0.4 | 0 | 0 | Constrained, otherwise capacity available =323 kVA | --> | 0.38 | 0 | 0.037 | 0.363 | 0 |  | --> | C12 ex MONEYCOOLEY | Moneycooley [T41,T42,T44] | GRIFFINRATH |  | 53.3446 | -6.5536
MV/LV Substation OL***105Z |  | 10 kV | _ | LV | 400 kVA :Kiosk Substation | 0.4 | --> | 0.4 | 0 | 0 | Constrained, otherwise capacity available =314 kVA | --> | 0.38 | 0 | 0.024 | 0.374 | 0 |  | --> | C12 ex MONEYCOOLEY | Moneycooley [T41,T42,T44] | GRIFFINRATH |  | 53.3462 | -6.551
MV/LV Substation HA***036Z |  | 10 kV | _ | LV | 400 kVA :Kiosk Substation | 0.4 | --> | 0.4 | 0 | 0 | Constrained, otherwise capacity available =350 kVA | --> | 0.38 | 0 | 0.015 | 0.376 | 0 |  | --> | C23 ex MACETOWN | Macetown [T101,T102] | MACETOWN |  | 53.417 | -6.4702
MV/LV Substation CR***038Z |  | 10 kV | _ | LV | 200 kVA :Pole Substation | 0.2 | --> | 0.2 | 0 | 0 | Constrained, otherwise capacity available =169 kVA | --> | 0.19 | 0 | 0.005 | 0.19 | 0 |  | --> | C15 ex MONEYCOOLEY | Moneycooley [T41,T42,T44] | GRIFFINRATH |  | 53.3671 | -6.6247
MV/LV Substation EA***040Z |  | 10 kV | _ | LV | 50 kVA :Pole Substation | 0.05 | --> | 0.05 | 0 | 0 | Constrained, otherwise capacity available =48 kVA | --> | 0.048 | 0 | 0 | 0.048 | 0 |  | --> | C22 ex LEIXLIP | Leixlip [T41,T42] | GRIFFINRATH |  | 53.3685 | -6.5118
MV/LV Substation DU***043Z |  | 10 kV | _ | LV | 630 kVA :Building Structure | 0.63 | --> | 0.63 | 0 | 0 | Constrained, otherwise capacity available =419 kVA | --> | 0.598 | 0 | 0.11 | 0.5 | 0 |  | --> | C23 ex MACETOWN | Macetown [T101,T102] | MACETOWN |  | 53.4255 | -6.4741
MV/LV Substation LU***047Z |  | 10 kV | _ | LV | 400 kVA :Kiosk Substation | 0.4 | --> | 0.4 | 0 | 0 | Constrained, otherwise capacity available =244 kVA | --> | 0.38 | 0 | 0.058 | 0.358 | 0 |  | --> | C23 ex MACETOWN | Macetown [T101,T102] | MACETOWN |  | 53.4241 | -6.4798
MV/LV Substation TE***048Z |  | 10 kV | _ | LV | 400 kVA :Kiosk Substation | 0.4 | --> | 0.4 | 0 | 0 | Constrained, otherwise capacity available =260 kVA | --> | 0.38 | 0 | 0.085 | 0.336 | 0 |  | --> | C20 ex CELBRIDGE | Celbridge [T41,T42] | GRIFFINRATH |  | 53.3306 | -6.5471
MV/LV Substation PU***049Z |  | 10 kV | _ | LV | 50 kVA :Pole Substation | 0.05 | --> | 0.05 | 0 | 0 | Constrained, otherwise capacity available =50 kVA | --> | 0.048 | 0 | 0 | 0.048 | 0 |  | --> | C17 ex LEIXLIP | Leixlip [T41,T42] | GRIFFINRATH |  | 53.3583 | -6.5062
MV/LV Substation KI***053Z |  | 10 kV | _ | LV | 50 kVA :Pole Substation | 0.05 | --> | 0.05 | 0 | 0 | Constrained, otherwise capacity available =39 kVA | --> | 0.048 | 0 | 0.005 | 0.045 | 0 |  | --> | C29 ex GRANGE CASTLE | Grange Castle [T101,T102] | INCHICORE 220KV |  | 53.3104 | -6.4683
MV/LV Substation GL***113Z |  | 10 kV | _ | LV | 400 kVA :Kiosk Substation | 0.4 | --> | 0.4 | 0 | 0 | Constrained, otherwise capacity available =259 kVA | --> | 0.38 | 0 | 0.045 | 0.366 | 0 |  | --> | C22 ex LEIXLIP | Leixlip [T41,T42] | GRIFFINRATH |  | 53.3676 | -6.5185
MV/LV Substation BR***115Z |  | 10 kV | _ | LV | 50 kVA :Pole Substation | 0.05 | --> | 0.05 | 0 | 0 | Constrained, otherwise capacity available =42 kVA | --> | 0.048 | 0 | 0.006 | 0.044 | 0 |  | --> | C18 ex CELBRIDGE | Celbridge [T41,T42] | GRIFFINRATH |  | 53.3174 | -6.4932
MV/LV Substation SI***117Z |  | 10 kV | _ | LV | 400 kVA :Kiosk Substation | 0.4 | --> | 0.4 | 0 | 0 | Constrained, otherwise capacity available =297 kVA | --> | 0.38 | 0 | 0.023 | 0.377 | 0 |  | --> | C22 ex CELBRIDGE | Celbridge [T41,T42] | GRIFFINRATH |  | 53.3342 | -6.5408
MV/LV Substation CA***119Z |  | 20 kV | _ | LV | 200 kVA :Kiosk Substation | 0.2 | --> | 0.2 | 0 | 0 | Constrained, otherwise capacity available =182 kVA | --> | 0.19 | 0 | 0 | 0.192 | 0 |  | --> | C21 ex MONEYCOOLEY | Moneycooley [T41,T42,T44] | GRIFFINRATH |  | 53.3879 | -6.5524
MV/LV Substation CO***123Z |  | 10 kV | _ | LV | 50 kVA :Pole Substation | 0.05 | --> | 0.05 | 0 | 0 | Constrained, otherwise capacity available =49 kVA | --> | 0.048 | 0 | 0 | 0.048 | 0 |  | --> | C22 ex CELBRIDGE | Celbridge [T41,T42] | GRIFFINRATH |  | 53.3518 | -6.58
MV/LV Substation LY***129Z |  | 10 kV | _ | LV | 50 kVA :Pole Substation | 0.05 | --> | 0.05 | 0 | 0 | Constrained, otherwise capacity available =50 kVA | --> | 0.048 | 0 | 0 | 0.048 | 0 |  | --> | C18 ex CELBRIDGE | Celbridge [T41,T42] | GRIFFINRATH |  | 53.2985 | -6.5383
MV/LV Substation GA***130Z |  | 10 kV | _ | LV | 400 kVA :Kiosk Substation | 0.4 | --> | 0.4 | 0 | 0 | Constrained, otherwise capacity available =316 kVA | --> | 0.38 | 0 | 0.037 | 0.364 | 0 |  | --> | C16 ex MONEYCOOLEY | Moneycooley [T41,T42,T44] | GRIFFINRATH |  | 53.3707 | -6.5826
MV/LV Substation BA***131Z |  | 10 kV | _ | LV | 200 kVA :Kiosk Substation | 0.2 | --> | 0.2 | 0 | 0 | Constrained, otherwise capacity available =129 kVA | --> | 0.19 | 0 | 0.01 | 0.192 | 0 |  | --> | C28 ex MONEYCOOLEY | Moneycooley [T41,T42,T44] | GRIFFINRATH |  | 53.3663 | -6.5916
MV/LV Substation TH***135Z |  | 10 kV | _ | LV | 400 kVA :Kiosk Substation | 0.4 | --> | 0.4 | 0 | 0 | Constrained, otherwise capacity available =220 kVA | --> | 0.38 | 0 | 0.006 | 0.399 | 0 |  | --> | C21 ex MONEYCOOLEY | Moneycooley [T41,T42,T44] | GRIFFINRATH |  | 53.3803 | -6.5921
MV/LV Substation CA***138Z |  | 10 kV | _ | LV | 630 kVA :Kiosk Substation | 0.63 | --> | 0.63 | 0 | 0 | Constrained, otherwise capacity available =466 kVA | --> | 0.598 | 0 | 0.061 | 0.5 | 0 |  | --> | C17 ex LEIXLIP | Leixlip [T41,T42] | GRIFFINRATH |  | 53.3635 | -6.507
MV/LV Substation CA***145Z |  | 20 kV | _ | LV | 200 kVA :Kiosk Substation | 0.2 | --> | 0.2 | 0 | 0 | Constrained, otherwise capacity available =190 kVA | --> | 0.19 | 0 | 0 | 0.191 | 0 |  | --> | C17 ex MONEYCOOLEY | Moneycooley [T41,T42,T44] | GRIFFINRATH |  | 53.3813 | -6.5548
MV/LV Substation PR***153Z |  | 10 kV | _ | LV | 400 kVA :Kiosk Substation | 0.4 | --> | 0.4 | 0 | 0 | Constrained, otherwise capacity available =314 kVA | --> | 0.38 | 0 | 0.022 | 0.375 | 0 |  | --> | C22 ex CELBRIDGE | Celbridge [T41,T42] | GRIFFINRATH |  | 53.3352 | -6.546
MV/LV Substation PR***154Z |  | 10 kV | _ | LV | 400 kVA :Kiosk Substation | 0.4 | --> | 0.4 | 0 | 0 | Constrained, otherwise capacity available =330 kVA | --> | 0.38 | 0 | 0 | 0.389 | 0 |  | --> | C22 ex CELBRIDGE | Celbridge [T41,T42] | GRIFFINRATH |  | 53.3364 | -6.5487
MV/LV Substation PR***155Z |  | 10 kV | _ | LV | 400 kVA :Kiosk Substation | 0.4 | --> | 0.4 | 0 | 0 | Constrained, otherwise capacity available =351 kVA | --> | 0.38 | 0 | 0.006 | 0.382 | 0 |  | --> | C22 ex CELBRIDGE | Celbridge [T41,T42] | GRIFFINRATH |  | 53.3346 | -6.5493
MV/LV Substation RY***158Z |  | 10 kV | _ | LV | 400 kVA :Kiosk Substation | 0.4 | --> | 0.4 | 0 | 0 | Constrained, otherwise capacity available =354 kVA | --> | 0.38 | 0 | 0 | 0.386 | 0 |  | --> | C19 ex CELBRIDGE | Celbridge [T41,T42] | GRIFFINRATH |  | 53.3077 | -6.621
MV/LV Substation MA***159Z |  | 10 kV | _ | LV | 1000 kVA :Building Structure | 1 | --> | 1 | 0 | 0 | Constrained, otherwise capacity available =545 kVA | --> | 0.95 | 0 | 0 | 0.5 | 0 |  | --> | C28 ex MONEYCOOLEY | Moneycooley [T41,T42,T44] | GRIFFINRATH |  | 53.3653 | -6.5899
MV/LV Substation MA***160Z |  | 10 kV | _ | LV | 1000 kVA :Building Structure | 1 | --> | 1 | 0 | 0 | Constrained, otherwise capacity available =1000 kVA | --> | 0.95 | 0 | 0 | 0.5 | 0 |  | --> | C28 ex MONEYCOOLEY | Moneycooley [T41,T42,T44] | GRIFFINRATH |  | 53.3653 | -6.5885
MV/LV Substation MA***161Z |  | 10 kV | _ | LV | 630 kVA :Building Structure | 0.63 | --> | 0.63 | 0 | 0 | Constrained, otherwise capacity available =374 kVA | --> | 0.598 | 0 | 0.01 | 0.5 | 0 |  | --> | C28 ex MONEYCOOLEY | Moneycooley [T41,T42,T44] | GRIFFINRATH |  | 53.3648 | -6.5852
MV/LV Substation K ***166Z |  | 10 kV | _ | LV | 400 kVA :Building Structure | 0.4 | --> | 0.4 | 0 | 0 | Constrained, otherwise capacity available =305 kVA | --> | 0.38 | 0 | 0.022 | 0.376 | 0 |  | --> | C19 ex CELBRIDGE | Celbridge [T41,T42] | GRIFFINRATH |  | 53.3017 | -6.6167
MV/LV Substation GR***168Z |  | 20 kV | _ | LV | 630 kVA :Building Structure | 0.63 | --> | 0.63 | 0 | 0 | Constrained, otherwise capacity available =550 kVA | --> | 0.598 | 0 | 0.021 | 0 | 0 | Constrained, otherwise capacity available =594 kW | --> | E58 ex GRANGE CASTLE |  |  |  | 53.2965 | -6.48
MV/LV Substation GR***169Z |  | 20 kV | _ | LV | 1000 kVA :Building Structure | 1 | --> | 1 | 0 | 0 | Constrained, otherwise capacity available =703 kVA | --> | 0.95 | 0 | 0.061 | 0 | 0 | Constrained, otherwise capacity available =945 kW | --> | E58 ex GRANGE CASTLE |  |  |  | 53.2988 | -6.4784
MV/LV Substation GR***170Z |  | 20 kV | _ | LV | 630 kVA :Building Structure | 0.63 | --> | 0.63 | 0 | 0 | Constrained, otherwise capacity available =568 kVA | --> | 0.598 | 0 | 0 | 0 | 0 | Constrained, otherwise capacity available =607 kW | --> | E58 ex GRANGE CASTLE |  |  |  | 53.2987 | -6.476
MV/LV Substation GR***171Z |  | 20 kV | _ | LV | 630 kVA :Building Structure | 0.63 | --> | 0.63 | 0 | 0 | Constrained, otherwise capacity available =508 kVA | --> | 0.598 | 0 | 0.021 | 0 | 0 | Constrained, otherwise capacity available =599 kW | --> | E58 ex GRANGE CASTLE |  |  |  | 53.2997 | -6.4779
MV/LV Substation HI***173Z |  | 10 kV | _ | LV | 400 kVA :Kiosk Substation | 0.4 | --> | 0.4 | 0 | 0 | Constrained, otherwise capacity available =376 kVA | --> | 0.38 | 0 | 0 | 0.383 | 0 |  | --> | C23 ex MACETOWN | Macetown [T101,T102] | MACETOWN |  | 53.4218 | -6.4797
MV/LV Substation NE***179Z |  | 10 kV | _ | LV | 100 kVA :Pole Substation | 0.1 | --> | 0.1 | 0 | 0 | Constrained, otherwise capacity available =93 kVA | --> | 0.095 | 0 | 0.006 | 0.091 | 0 |  | --> | C18 ex CELBRIDGE | Celbridge [T41,T42] | GRIFFINRATH |  | 53.2979 | -6.52
MV/LV Substation BA***181Z |  | 10 kV | _ | LV | 200 kVA :Kiosk Substation | 0.2 | --> | 0.2 | 0 | 0 | Constrained, otherwise capacity available =157 kVA | --> | 0.19 | 0 | 0.02 | 0.181 | 0 |  | --> | C20 ex CELBRIDGE | Celbridge [T41,T42] | GRIFFINRATH |  | 53.3022 | -6.6048
MV/LV Substation OL***186Z |  | 10 kV | _ | LV | 200 kVA :Kiosk Substation | 0.2 | --> | 0.2 | 0 | 0 | Constrained, otherwise capacity available =85 kVA | --> | 0.19 | 0 | 0.018 | 0.192 | 0 |  | --> | C12 ex MONEYCOOLEY | Moneycooley [T41,T42,T44] | GRIFFINRATH |  | 53.3456 | -6.5558
MV/LV Substation OL***187Z |  | 10 kV | _ | LV | 400 kVA :Kiosk Substation | 0.4 | --> | 0.4 | 0 | 0 | Constrained, otherwise capacity available =283 kVA | --> | 0.38 | 0 | 0.015 | 0.385 | 0 |  | --> | C12 ex MONEYCOOLEY | Moneycooley [T41,T42,T44] | GRIFFINRATH |  | 53.3471 | -6.5543
MV/LV Substation PA***190Z |  | 20 kV | _ | LV | 400 kVA :Building Structure | 0.4 | --> | 0.4 | 0 | 0 | Constrained, otherwise capacity available =157 kVA | --> | 0.38 | 0 | 0 | 0 | 0 | Constrained, otherwise capacity available =412 kW | --> | E58 ex GRANGE CASTLE |  |  |  | 53.2965 | -6.4802
MV/LV Substation AV***191Z |  | 10 kV | _ | LV | 400 kVA :Kiosk Substation | 0.4 | --> | 0.4 | 0 | 0 | Constrained, otherwise capacity available =356 kVA | --> | 0.38 | 0 | 0 | 0.386 | 0 |  | --> | C23 ex MACETOWN | Macetown [T101,T102] | MACETOWN |  | 53.4206 | -6.4757
MV/LV Substation CA***193Z |  | 20 kV | _ | LV | 200 kVA :Kiosk Substation | 0.2 | --> | 0.2 | 0 | 0 | Constrained, otherwise capacity available =190 kVA | --> | 0.19 | 0 | 0 | 0.191 | 0 |  | --> | C21 ex MONEYCOOLEY | Moneycooley [T41,T42,T44] | GRIFFINRATH |  | 53.394 | -6.5561
MV/LV Substation ST***202Z |  | 10 kV | _ | LV | 400 kVA :Kiosk Substation | 0.4 | --> | 0.4 | 0 | 0 | Constrained, otherwise capacity available =283 kVA | --> | 0.38 | 0 | 0.047 | 0.361 | 0 |  | --> | C24 ex CELBRIDGE | Celbridge [T41,T42] | GRIFFINRATH |  | 53.3365 | -6.5321
MV/LV Substation ST***204Z |  | 10 kV | _ | LV | 400 kVA :Kiosk Substation | 0.4 | --> | 0.4 | 0 | 0 | Constrained, otherwise capacity available =316 kVA | --> | 0.38 | 0 | 0 | 0.391 | 0 |  | --> | C24 ex CELBRIDGE | Celbridge [T41,T42] | GRIFFINRATH |  | 53.3379 | -6.5314
MV/LV Substation ST***207Z |  | 10 kV | _ | LV | 400 kVA :Kiosk Substation | 0.4 | --> | 0.4 | 0 | 0 | Constrained, otherwise capacity available =370 kVA | --> | 0.38 | 0 | 0.025 | 0.366 | 0 |  | --> | C18 ex CELBRIDGE | Celbridge [T41,T42] | GRIFFINRATH |  | 53.3347 | -6.5311
MV/LV Substation GR***208Z |  | 20 kV | _ | LV | 630 kVA :Building Structure | 0.63 | --> | 0.63 | 0 | 0 | Constrained, otherwise capacity available =494 kVA | --> | 0.598 | 0 | 0 | 0 | 0 | Constrained, otherwise capacity available =617 kW | --> | E58 ex GRANGE CASTLE |  |  |  | 53.2966 | -6.4765
MV/LV Substation DO***209Z |  | 20 kV | _ | LV | 200 kVA :Kiosk Substation | 0.2 | --> | 0.2 | 0 | 0 | Constrained, otherwise capacity available =170 kVA | --> | 0.19 | 0 | 0.06 | 0.15 | 0 |  | --> | E12 ex KILCOCK | Kilcock [T421,T422] | GRIFFINRATH |  | 53.4216 | -6.5495
MV/LV Substation GR***220Z |  | 20 kV | _ | LV | 630 kVA :Building Structure | 0.63 | --> | 0.63 | 0 | 0 | Constrained, otherwise capacity available =458 kVA | --> | 0.598 | 0 | 0.05 | 0 | 0 | Constrained, otherwise capacity available =584 kW | --> | E60 ex GRANGE CASTLE |  |  |  | 53.3013 | -6.4776
MV/LV Substation GR***221Z |  | 20 kV | _ | LV | 1000 kVA :Building Structure | 1 | --> | 1 | 0 | 0 | Constrained, otherwise capacity available =588 kVA | --> | 0.95 | 0 | 0 | 0 | 0 | Constrained, otherwise capacity available =959 kW | --> | E58 ex GRANGE CASTLE |  |  |  | 53.2966 | -6.4766
MV/LV Substation K ***222Z |  | 10 kV | _ | LV | 200 kVA :Kiosk Substation | 0.2 | --> | 0.2 | 0 | 0 | Constrained, otherwise capacity available =193 kVA | --> | 0.19 | 0 | 0 | 0.191 | 0 |  | --> | C19 ex CELBRIDGE | Celbridge [T41,T42] | GRIFFINRATH |  | 53.3055 | -6.6202
MV/LV Substation EA***223Z |  | 10 kV | _ | LV | 400 kVA :Kiosk Substation | 0.4 | --> | 0.4 | 0 | 0 | Constrained, otherwise capacity available =377 kVA | --> | 0.38 | 0 | 0.003 | 0.381 | 0 |  | --> | C22 ex LEIXLIP | Leixlip [T41,T42] | GRIFFINRATH |  | 53.3637 | -6.5167
MV/LV Substation CA***224Z |  | 20 kV | _ | LV | 200 kVA :Kiosk Substation | 0.2 | --> | 0.2 | 0 | 0 | Constrained, otherwise capacity available =118 kVA | --> | 0.19 | 0 | 0.015 | 0.19 | 0 |  | --> | C21 ex MONEYCOOLEY | Moneycooley [T41,T42,T44] | GRIFFINRATH |  | 53.3921 | -6.5556
MV/LV Substation WI***225Z |  | 10 kV | _ | LV | 400 kVA :Kiosk Substation | 0.4 | --> | 0.4 | 0 | 0 | Constrained, otherwise capacity available =330 kVA | --> | 0.38 | 0 | 0 | 0.389 | 0 |  | --> | C18 ex CELBRIDGE | Celbridge [T41,T42] | GRIFFINRATH |  | 53.3336 | -6.5275
MV/LV Substation WI***226Z |  | 10 kV | _ | LV | 400 kVA :Kiosk Substation | 0.4 | --> | 0.4 | 0 | 0 | Constrained, otherwise capacity available =292 kVA | --> | 0.38 | 0 | 0.063 | 0.348 | 0 |  | --> | C18 ex CELBRIDGE | Celbridge [T41,T42] | GRIFFINRATH |  | 53.3354 | -6.5295
MV/LV Substation K2***227Z |  | 10 kV | _ | LV | 400 kVA :Kiosk Substation | 0.4 | --> | 0.4 | 0 | 0 | Constrained, otherwise capacity available =373 kVA | --> | 0.38 | 0 | 0.005 | 0.38 | 0 |  | --> | C19 ex CELBRIDGE | Celbridge [T41,T42] | GRIFFINRATH |  | 53.3034 | -6.6186
MV/LV Substation WI***228Z |  | 10 kV | _ | LV | 400 kVA :Kiosk Substation | 0.4 | --> | 0.4 | 0 | 0 | Constrained, otherwise capacity available =276 kVA | --> | 0.38 | 0 | 0.025 | 0.378 | 0 |  | --> | C18 ex CELBRIDGE | Celbridge [T41,T42] | GRIFFINRATH |  | 53.3352 | -6.5262
MV/LV Substation CA***229Z |  | 10 kV | _ | LV | 400 kVA :Kiosk Substation | 0.4 | --> | 0.4 | 0 | 0 | Constrained, otherwise capacity available =307 kVA | --> | 0.38 | 0 | 0.003 | 0.39 | 0 |  | --> | C22 ex CELBRIDGE | Celbridge [T41,T42] | GRIFFINRATH |  | 53.3322 | -6.537
MV/LV Substation CA***230Z |  | 10 kV | _ | LV | 200 kVA :Kiosk Substation | 0.2 | --> | 0.2 | 0 | 0 | Constrained, otherwise capacity available =190 kVA | --> | 0.19 | 0 | 0.006 | 0.187 | 0 |  | --> | C21 ex MONEYCOOLEY | Moneycooley [T41,T42,T44] | GRIFFINRATH |  | 53.3793 | -6.5851
MV/LV Substation GR***231Z |  | 20 kV | _ | LV | 630 kVA :Kiosk Substation | 0.63 | --> | 0.63 | 0 | 0 | Constrained, otherwise capacity available =588 kVA | --> | 0.598 | 0 | 0 | 0 | 0 | Constrained, otherwise capacity available =604 kW | --> | E58 ex GRANGE CASTLE |  |  |  | 53.2986 | -6.477
MV/LV Substation A.***233Z |  | 20 kV | _ | LV | 630 kVA :Building Structure | 0.63 | --> | 0.63 | 0 | 0 | Constrained, otherwise capacity available =602 kVA | --> | 0.598 | 0 | 0.04 | 0 | 0 | Constrained, otherwise capacity available =573 kW | --> | E58 ex GRANGE CASTLE |  |  |  | 53.2949 | -6.4811
MV/LV Substation AB***237Z |  | 10 kV | _ | LV | 400 kVA :Kiosk Substation | 0.4 | --> | 0.4 | 0 | 0 | Constrained, otherwise capacity available =333 kVA | --> | 0.38 | 0 | 0 | 0.388 | 0 |  | --> | C22 ex CELBRIDGE | Celbridge [T41,T42] | GRIFFINRATH |  | 53.3343 | -6.5489
MV/LV Substation RA***238Z |  | 10 kV | _ | LV | 200 kVA :Pole Substation | 0.2 | --> | 0.2 | 0 | 0 | Constrained, otherwise capacity available =200 kVA | --> | 0.19 | 0 | 0 | 0.19 | 0 |  | --> | C29 ex GRANGE CASTLE | Grange Castle [T101,T102] | INCHICORE 220KV |  | 53.2894 | -6.4779
MV/LV Substation GR***240Z |  | 20 kV | _ | LV | 1000 kVA :Building Structure | 1 | --> | 1 | 0 | 0 | Constrained, otherwise capacity available =898 kVA | --> | 0.95 | 0 | 0.01 | 0 | 0 | Constrained, otherwise capacity available =956 kW | --> | E58 ex GRANGE CASTLE |  |  |  | 53.2945 | -6.4756
MV/LV Substation GU***241Z |  | 20 kV | _ | LV | 200 kVA :Kiosk Substation | 0.2 | --> | 0.2 | 0 | 0 | Constrained, otherwise capacity available =179 kVA | --> | 0.19 | 0 | 0.025 | 0.174 | 0 |  | --> | C21 ex MONEYCOOLEY | Moneycooley [T41,T42,T44] | GRIFFINRATH |  | 53.3933 | -6.5613
MV/LV Substation GR***242Z |  | 20 kV | _ | LV | 630 kVA :Building Structure | 0.63 | --> | 0.63 | 0 | 0 | Constrained, otherwise capacity available =562 kVA | --> | 0.598 | 0 | 0 | 0 | 0 | Constrained, otherwise capacity available =608 kW | --> | E58 ex GRANGE CASTLE |  |  |  | 53.2945 | -6.4714
MV/LV Substation GR***243Z |  | 20 kV | _ | LV | 630 kVA :Building Structure | 0.63 | --> | 0.63 | 0 | 0 | Constrained, otherwise capacity available =476 kVA | --> | 0.598 | 0 | 0.05 | 0 | 0 | Constrained, otherwise capacity available =582 kW | --> | E60 ex GRANGE CASTLE |  |  |  | 53.2997 | -6.4695
MV/LV Substation GR***244Z |  | 20 kV | _ | LV | 630 kVA :Building Structure | 0.63 | --> | 0.63 | 0 | 0 | Constrained, otherwise capacity available =318 kVA | --> | 0.598 | 0 | 0.033 | 0 | 0 | Constrained, otherwise capacity available =615 kW | --> | E60 ex GRANGE CASTLE |  |  |  | 53.2989 | -6.4729
MV/LV Substation SP***247Z |  | 10 kV | _ | LV | 400 kVA :Kiosk Substation | 0.4 | --> | 0.4 | 0 | 0 | Constrained, otherwise capacity available =340 kVA | --> | 0.38 | 0 | 0.004 | 0.385 | 0 |  | --> | C22 ex CELBRIDGE | Celbridge [T41,T42] | GRIFFINRATH |  | 53.3344 | -6.555
MV/LV Substation GL***249Z |  | 20 kV | _ | LV | 400 kVA :Building Structure | 0.4 | --> | 0.4 | 0 | 0 | Constrained, otherwise capacity available =378 kVA | --> | 0.38 | 0 | 0.005 | 0 | 0 | Constrained, otherwise capacity available =379 kW | --> | E60 ex GRANGE CASTLE |  |  |  | 53.2997 | -6.4731
MV/LV Substation GR***251Z |  | 20 kV | _ | LV | 630 kVA :Building Structure | 0.63 | --> | 0.63 | 0 | 0 | Constrained, otherwise capacity available =586 kVA | --> | 0.598 | 0 | 0 | 0 | 0 | Constrained, otherwise capacity available =604 kW | --> | E58 ex GRANGE CASTLE |  |  |  | 53.2948 | -6.4751
MV/LV Substation CA***253Z |  | 20 kV | _ | LV | 630 kVA :Kiosk Substation | 0.63 | --> | 0.63 | 0 | 0 | Constrained, otherwise capacity available =485 kVA | --> | 0.598 | 0 | 0.044 | 0.5 | 0 |  | --> | C21 ex MONEYCOOLEY | Moneycooley [T41,T42,T44] | GRIFFINRATH |  | 53.3918 | -6.5477
MV/LV Substation MA***254Z |  | 10 kV | _ | LV | 630 kVA :Building Structure | 0.63 | --> | 0.63 | 0 | 0 | Constrained, otherwise capacity available =266 kVA | --> | 0.598 | 0 | 0.02 | 0.5 | 0 |  | --> | C28 ex MONEYCOOLEY | Moneycooley [T41,T42,T44] | GRIFFINRATH |  | 53.3654 | -6.5828
MV/LV Substation WI***256Z |  | 10 kV | _ | LV | 400 kVA :Kiosk Substation | 0.4 | --> | 0.4 | 0 | 0 | Constrained, otherwise capacity available =351 kVA | --> | 0.38 | 0 | 0 | 0.387 | 0 |  | --> | C18 ex CELBRIDGE | Celbridge [T41,T42] | GRIFFINRATH |  | 53.3363 | -6.5299
MV/LV Substation GR***257Z |  | 20 kV | _ | LV | 630 kVA :Building Structure | 0.63 | --> | 0.63 | 0 | 0 | Constrained, otherwise capacity available =556 kVA | --> | 0.598 | 0 | 0 | 0 | 0 | Constrained, otherwise capacity available =608 kW | --> | E58 ex GRANGE CASTLE |  |  |  | 53.296 | -6.475
MV/LV Substation GR***258Z |  | 20 kV | _ | LV | 630 kVA :Building Structure | 0.63 | --> | 0.63 | 0 | 0 | Constrained, otherwise capacity available =606 kVA | --> | 0.598 | 0 | 0 | 0 | 0 | Constrained, otherwise capacity available =602 kW | --> | E58 ex GRANGE CASTLE |  |  |  | 53.2965 | -6.4665
MV/LV Substation GR***259Z |  | 20 kV | _ | LV | 630 kVA :Building Structure | 0.63 | --> | 0.63 | 0 | 0 | Constrained, otherwise capacity available =410 kVA | --> | 0.598 | 0 | 0 | 0 | 0 | Constrained, otherwise capacity available =628 kW | --> | E58 ex GRANGE CASTLE |  |  |  | 53.2977 | -6.467
MV/LV Substation GR***260Z |  | 20 kV | _ | LV | 630 kVA :Building Structure | 0.63 | --> | 0.63 | 0 | 0 | Constrained, otherwise capacity available =474 kVA | --> | 0.598 | 0 | 0 | 0 | 0 | Constrained, otherwise capacity available =620 kW | --> | E60 ex GRANGE CASTLE |  |  |  | 53.2987 | -6.4642
MV/LV Substation NE***261Z |  | 10 kV | _ | LV | 400 kVA :Kiosk Substation | 0.4 | --> | 0.4 | 0 | 0 | Constrained, otherwise capacity available =332 kVA | --> | 0.38 | 0 | 0.024 | 0.372 | 0 |  | --> | C11 ex MONEYCOOLEY | Moneycooley [T41,T42,T44] | GRIFFINRATH |  | 53.3769 | -6.6104
MV/LV Substation NE***262Z |  | 10 kV | _ | LV | 400 kVA :Kiosk Substation | 0.4 | --> | 0.4 | 0 | 0 | Constrained, otherwise capacity available =290 kVA | --> | 0.38 | 0 | 0.04 | 0.365 | 0 |  | --> | C11 ex MONEYCOOLEY | Moneycooley [T41,T42,T44] | GRIFFINRATH |  | 53.3772 | -6.6113
MV/LV Substation K ***263Z |  | 10 kV | _ | LV | 200 kVA :Kiosk Substation | 0.2 | --> | 0.2 | 0 | 0 | Constrained, otherwise capacity available =198 kVA | --> | 0.19 | 0 | 0 | 0.19 | 0 |  | --> | C19 ex CELBRIDGE | Celbridge [T41,T42] | GRIFFINRATH |  | 53.3073 | -6.62
MV/LV Substation M4***268Z |  | 10 kV | _ | LV | 630 kVA :Building Structure | 0.63 | --> | 0.63 | 0 | 0 | Constrained, otherwise capacity available =535 kVA | --> | 0.598 | 0 | 0.006 | 0.5 | 0 |  | --> | C12 ex MONEYCOOLEY | Moneycooley [T41,T42,T44] | GRIFFINRATH |  | 53.3622 | -6.5559
MV/LV Substation M4***269Z |  | 10 kV | _ | LV | 630 kVA :Building Structure | 0.63 | --> | 0.63 | 0 | 0 | Constrained, otherwise capacity available =630 kVA | --> | 0.598 | 0 | 0 | 0.5 | 0 |  | --> | C12 ex MONEYCOOLEY | Moneycooley [T41,T42,T44] | GRIFFINRATH |  | 53.3616 | -6.5556
MV/LV Substation HA***276Z |  | 10 kV | _ | LV | 50 kVA :Pole Substation | 0.05 | --> | 0.05 | 0 | 0 | Constrained, otherwise capacity available =26 kVA | --> | 0.048 | 0 | 0 | 0.051 | 0 |  | --> | C18 ex CELBRIDGE | Celbridge [T41,T42] | GRIFFINRATH |  | 53.323 | -6.5219
MV/LV Substation TE***277Z |  | 20 kV | _ | LV | 200 kVA :Kiosk Substation | 0.2 | --> | 0.2 | 0 | 0 | Constrained, otherwise capacity available =164 kVA | --> | 0.19 | 0 | 0.02 | 0.18 | 0 |  | --> | C21 ex MONEYCOOLEY | Moneycooley [T41,T42,T44] | GRIFFINRATH |  | 53.3885 | -6.5403
MV/LV Substation OL***279Z |  | 10 kV | _ | LV | 400 kVA :Kiosk Substation | 0.4 | --> | 0.4 | 0 | 0 | Constrained, otherwise capacity available =310 kVA | --> | 0.38 | 0 | 0.01 | 0.385 | 0 |  | --> | C12 ex MONEYCOOLEY | Moneycooley [T41,T42,T44] | GRIFFINRATH |  | 53.3483 | -6.5546
MV/LV Substation CA***4003 |  | 20 kV | _ | LV | 50 kVA :Pole Substation | 0.05 | --> | 0.05 | 0 | 0 | Constrained, otherwise capacity available =50 kVA | --> | 0.048 | 0 | 0 | 0.048 | 0 |  | --> | C17 ex MONEYCOOLEY | Moneycooley [T41,T42,T44] | GRIFFINRATH |  | 53.3779 | -6.5544
MV/LV Substation TE***4006 |  | 20 kV | _ | LV | 200 kVA :Kiosk Substation | 0.2 | --> | 0.2 | 0 | 0 | Constrained, otherwise capacity available =115 kVA | --> | 0.19 | 0 | 0.032 | 0.178 | 0 |  | --> | C21 ex MONEYCOOLEY | Moneycooley [T41,T42,T44] | GRIFFINRATH |  | 53.3853 | -6.54
MV/LV Substation RI***4008 |  | 10 kV | _ | LV | 50 kVA :Pole Substation | 0.05 | --> | 0.05 | 0 | 0 | Constrained, otherwise capacity available =50 kVA | --> | 0.048 | 0 | 0 | 0.048 | 0 |  | --> | C16 ex LEIXLIP | Leixlip [T41,T42] | GRIFFINRATH |  | 53.3548 | -6.5216
MV/LV Substation GR***4010 |  | 20 kV | _ | LV | 400 kVA :Kiosk Substation | 0.4 | --> | 0.4 | 0 | 0 | Constrained, otherwise capacity available =303 kVA | --> | 0.38 | 0 | 0 | 0 | 0 | Constrained, otherwise capacity available =393 kW | --> | E58 ex GRANGE CASTLE |  |  |  | 53.294 | -6.4697
MV/LV Substation SU***4011 |  | 10 kV | _ | LV | 400 kVA :Building Structure | 0.4 | --> | 0.4 | 0 | 0 | Constrained, otherwise capacity available =265 kVA | --> | 0.38 | 0 | 0 | 0.398 | 0 |  | --> | C23 ex MACETOWN | Macetown [T101,T102] | MACETOWN |  | 53.4208 | -6.4738
MV/LV Substation ST***4012 |  | 10 kV | _ | LV | 400 kVA :Kiosk Substation | 0.4 | --> | 0.4 | 0 | 0 | Constrained, otherwise capacity available =278 kVA | --> | 0.38 | 0 | 0.044 | 0.364 | 0 |  | --> | C23 ex MACETOWN | Macetown [T101,T102] | MACETOWN |  | 53.4166 | -6.4663
MV/LV Substation OL***4016 |  | 10 kV | _ | LV | 630 kVA :Kiosk Substation | 0.63 | --> | 0.63 | 0 | 0 | Constrained, otherwise capacity available =505 kVA | --> | 0.598 | 0 | 0.058 | 0.5 | 0 |  | --> | C22 ex CELBRIDGE | Celbridge [T41,T42] | GRIFFINRATH |  | 53.3411 | -6.5559
MV/LV Substation OL***4017 |  | 10 kV | _ | LV | 630 kVA :Kiosk Substation | 0.63 | --> | 0.63 | 0 | 0 | Constrained, otherwise capacity available =575 kVA | --> | 0.598 | 0 | 0.036 | 0.5 | 0 |  | --> | C22 ex CELBRIDGE | Celbridge [T41,T42] | GRIFFINRATH |  | 53.3404 | -6.5592
MV/LV Substation OL***4018 |  | 10 kV | _ | LV | 400 kVA :Kiosk Substation | 0.4 | --> | 0.4 | 0 | 0 | Constrained, otherwise capacity available =306 kVA | --> | 0.38 | 0 | 0.05 | 0.356 | 0 |  | --> | C22 ex CELBRIDGE | Celbridge [T41,T42] | GRIFFINRATH |  | 53.3399 | -6.5563
MV/LV Substation LE***4027 |  | 10 kV | _ | LV | 400 kVA :Building Structure | 0.4 | --> | 0.4 | 0 | 0 | Constrained, otherwise capacity available =391 kVA | --> | 0.38 | 0 | 0 | 0.381 | 0 |  | --> | C21 ex MONEYCOOLEY | Moneycooley [T41,T42,T44] | GRIFFINRATH |  | 53.3804 | -6.5923
MV/LV Substation MA***4029 |  | 10 kV | _ | LV | 200 kVA :Kiosk Substation | 0.2 | --> | 0.2 | 0 | 0 | Constrained, otherwise capacity available =81 kVA | --> | 0.19 | 0 | 0 | 0.206 | 0 |  | --> | C28 ex MONEYCOOLEY | Moneycooley [T41,T42,T44] | GRIFFINRATH |  | 53.3664 | -6.5894
MV/LV Substation PO***001 |  | 10 kV | _ | LV | 400 kVA :Kiosk Substation | 0.4 | --> | 0.4 | 0.256 | 1.98 |  | --> | 0.38 | 0 | 0 | 0 | 0 | Constrained, otherwise capacity available =399 kW | --> | E18 ex RATHKEALE | Rathkeale [T421,T422] | RATHKEALE |  | 52.5244 | -8.9364
MV/LV Substation MA***002 |  | 20 kV | _ | LV | 200 kVA :Kiosk Substation | 0.2 | --> | 0.2 | 0.032 | 1.98 |  | --> | 0.19 | 0 | 0.016 | 0 | 0 | Constrained, otherwise capacity available =200 kW | --> | E14 ex RATHKEALE | Rathkeale [T421,T422] | RATHKEALE |  | 52.5197 | -8.7169
MV/LV Substation MC***002X |  | 10 kV | _ | LV | 200 kVA :Pole Substation | 0.2 | --> | 0.2 | 0.192 | 1.05 |  | --> | 0.19 | 0 | 0 | 0 | 0 | Constrained, otherwise capacity available =191 kW | --> | C16 ex NEWCASTLEWEST | Newcastlewest [T41,T42] | RATHKEALE |  | 52.4925 | -9.0625
MV/LV Substation CR***003 |  | 20 kV | _ | LV | 100 kVA :Pole Substation | 0.1 | --> | 0.1 | 0.098 | 1.98 |  | --> | 0.095 | 0 | 0 | 0 | 0 | Constrained, otherwise capacity available =95 kW | --> | E14 ex RATHKEALE | Rathkeale [T421,T422] | RATHKEALE |  | 52.5306 | -8.7169
MV/LV Substation MO***005 |  | 10 kV | _ | LV | 100 kVA :Pole Substation | 0.1 | --> | 0.1 | 0.057 | 1.05 |  | --> | 0.095 | 0 | 0 | 0 | 0 | Constrained, otherwise capacity available =101 kW | --> | C19 ex NEWCASTLEWEST | Newcastlewest [T41,T42] | RATHKEALE |  | 52.3992 | -9.0028
MV/LV Substation ST***005Y |  | 20 kV | _ | LV | 200 kVA :Pole Substation | 0.2 | --> | 0.2 | 0.17 | 1.98 |  | --> | 0.19 | 0 | 0 | 0 | 0 | Constrained, otherwise capacity available =194 kW | --> | E14 ex RATHKEALE | Rathkeale [T421,T422] | RATHKEALE |  | 52.4724 | -8.7562
MV/LV Substation MI***007Z |  | 10 kV | _ | LV | 400 kVA :Building Structure | 0.4 | --> | 0.4 | 0.38 | 4.23 |  | --> | 0.38 | 0 | 0 | 0 | 0 | Constrained, otherwise capacity available =383 kW | --> | C17 ex CHURCHTOWN | Churchtown [T41] | RATHKEALE |  | 52.4494 | -9.0619
MV/LV Substation CH***009 |  | 10 kV | _ | LV | 200 kVA :Kiosk Substation | 0.2 | --> | 0.2 | 0.096 | 1.98 |  | --> | 0.19 | 0 | 0.026 | 0 | 0 | Constrained, otherwise capacity available =184 kW | --> | E18 ex RATHKEALE | Rathkeale [T421,T422] | RATHKEALE |  | 52.5207 | -8.9431
MV/LV Substation SO***010 |  | 10 kV | _ | LV | 400 kVA :Kiosk Substation | 0.4 | --> | 0.4 | 0.299 | 1.05 |  | --> | 0.38 | 0 | 0.002 | 0 | 0 | Constrained, otherwise capacity available =392 kW | --> | C15 ex NEWCASTLEWEST | Newcastlewest [T41,T42] | RATHKEALE |  | 52.449 | -9.0604
MV/LV Substation MA***011 |  | 10 kV | _ | LV | 400 kVA :Building Structure | 0.4 | --> | 0.4 | 0.079 | 4.23 |  | --> | 0.38 | 0 | 0 | 0 | 0 | Constrained, otherwise capacity available =421 kW | --> | C17 ex CHURCHTOWN | Churchtown [T41] | RATHKEALE |  | 52.4517 | -9.0583
MV/LV Substation TH***012 |  | 20 kV | _ | LV | 200 kVA :Pole Substation | 0.2 | --> | 0.2 | 0.147 | 1.98 |  | --> | 0.19 | 0 | 0 | 0 | 0 | Constrained, otherwise capacity available =197 kW | --> | E11 ex RATHKEALE | Rathkeale [T421,T422] | RATHKEALE |  | 52.6017 | -8.9731
MV/LV Substation BA***012Y |  | 20 kV | _ | LV | 50 kVA :Pole Substation | 0.05 | --> | 0.05 | 0.018 | 1.98 |  | --> | 0.048 | 0 | 0 | 0 | 0 | Constrained, otherwise capacity available =52 kW | --> | E12 ex RATHKEALE | Rathkeale [T421,T422] | RATHKEALE |  | 52.4793 | -9.0117
MV/LV Substation BA***014 |  | 10 kV | _ | LV | 50 kVA :Pole Substation | 0.05 | --> | 0.05 | 0.042 | 1.05 |  | --> | 0.048 | 0 | 0 | 0 | 0 | Constrained, otherwise capacity available =49 kW | --> | C19 ex NEWCASTLEWEST | Newcastlewest [T41,T42] | RATHKEALE |  | 52.4068 | -8.995
MV/LV Substation GL***015Z |  | 10 kV | _ | LV | 400 kVA :Kiosk Substation | 0.4 | --> | 0.4 | 0.346 | 1.05 |  | --> | 0.38 | 0 | 0.005 | 0 | 0 | Constrained, otherwise capacity available =384 kW | --> | C15 ex NEWCASTLEWEST | Newcastlewest [T41,T42] | RATHKEALE |  | 52.4423 | -9.0618
MV/LV Substation BA***016Y |  | 20 kV | _ | LV | 200 kVA :Pole Substation | 0.2 | --> | 0.2 | 0.178 | 7.48 |  | --> | 0.19 | 0 | 0 | 0 | 0 | Constrained, otherwise capacity available =193 kW | --> | E12 ex CHURCHTOWN | Churchtown [T422] | RATHKEALE |  | 52.4192 | -9.1351
MV/LV Substation KI***017 |  | 10 kV | _ | LV | 400 kVA :Kiosk Substation | 0.4 | --> | 0.4 | 0.279 | 1.05 |  | --> | 0.38 | 0 | 0.053 | 0 | 0 | Constrained, otherwise capacity available =357 kW | --> | C15 ex NEWCASTLEWEST | Newcastlewest [T41,T42] | RATHKEALE |  | 52.4447 | -9.0471
MV/LV Substation RA***021 |  | 10 kV | _ | LV | 400 kVA :Kiosk Substation | 0.4 | --> | 0.4 | 0.265 | 1.05 |  | --> | 0.38 | 0 | 0.005 | 0 | 0 | Constrained, otherwise capacity available =394 kW | --> | C15 ex NEWCASTLEWEST | Newcastlewest [T41,T42] | RATHKEALE |  | 52.4484 | -9.0505
MV/LV Substation CR***022 |  | 20 kV | _ | LV | 50 kVA :Pole Substation | 0.05 | --> | 0.05 | 0.007 | 1.98 |  | --> | 0.048 | 0 | 0.011 | 0 | 0 | Constrained, otherwise capacity available =45 kW | --> | E14 ex RATHKEALE | Rathkeale [T421,T422] | RATHKEALE |  | 52.5245 | -8.7153
MV/LV Substation KI***023Y |  | 20 kV | _ | LV | 50 kVA :Pole Substation | 0.05 | --> | 0.05 | 0.045 | 1.98 |  | --> | 0.048 | 0 | 0 | 0 | 0 | Constrained, otherwise capacity available =48 kW | --> | E14 ex RATHKEALE | Rathkeale [T421,T422] | RATHKEALE |  | 52.5289 | -8.8309
MV/LV Substation CO***023Z |  | 20 kV | _ | LV | 400 kVA :Building Structure | 0.4 | --> | 0.4 | 0.391 | 1.98 |  | --> | 0.38 | 0 | 0 | 0 | 0 | Constrained, otherwise capacity available =381 kW | --> | E14 ex RATHKEALE | Rathkeale [T421,T422] | RATHKEALE |  | 52.449 | -8.7353
MV/LV Substation AM***026Y |  | 20 kV | _ | LV | 50 kVA :Pole Substation | 0.05 | --> | 0.05 | 0.047 | 1.98 |  | --> | 0.048 | 0 | 0 | 0 | 0 | Constrained, otherwise capacity available =48 kW | --> | E14 ex RATHKEALE | Rathkeale [T421,T422] | RATHKEALE |  | 52.5276 | -8.8945
MV/LV Substation S ***027 |  | 20 kV | _ | LV | 100 kVA :Pole Substation | 0.1 | --> | 0.1 | 0.086 | 1.58 |  | --> | 0.095 | 0 | 0.008 | 0 | 0 | Constrained, otherwise capacity available =91 kW | --> | C17 ex FOYNES | Foynes [T41,T42] | RATHKEALE |  | 52.5778 | -9.1018
MV/LV Substation C.***027Y |  | 10 kV | _ | LV | 200 kVA :Pole Substation | 0.2 | --> | 0.2 | 0.2 | 1.05 |  | --> | 0.19 | 0 | 0 | 0 | 0 | Constrained, otherwise capacity available =190 kW | --> | C18 ex NEWCASTLEWEST | Newcastlewest [T41,T42] | RATHKEALE |  | 52.4299 | -9.0135
MV/LV Substation SH***028 |  | 20 kV | _ | LV | 100 kVA :Pole Substation | 0.1 | --> | 0.1 | 0.081 | 1.58 |  | --> | 0.095 | 0 | 0.005 | 0 | 0 | Constrained, otherwise capacity available =94 kW | --> | C17 ex FOYNES | Foynes [T41,T42] | RATHKEALE |  | 52.576 | -9.1052
MV/LV Substation BA***031Y |  | 20 kV | _ | LV | 100 kVA :Pole Substation | 0.1 | --> | 0.1 | 0.069 | 1.98 |  | --> | 0.095 | 0 | 0 | 0 | 0 | Constrained, otherwise capacity available =99 kW | --> | E14 ex RATHKEALE | Rathkeale [T421,T422] | RATHKEALE |  | 52.5171 | -8.722
MV/LV Substation CA***034Y |  | 20 kV | _ | LV | 50 kVA :Pole Substation | 0.05 | --> | 0.05 | 0.031 | 1.98 |  | --> | 0.048 | 0 | 0 | 0 | 0 | Constrained, otherwise capacity available =50 kW | --> | E12 ex RATHKEALE | Rathkeale [T421,T422] | RATHKEALE |  | 52.4602 | -8.995
MV/LV Substation LI***036Z |  | 10 kV | _ | LV | 400 kVA :Kiosk Substation | 0.4 | --> | 0.4 | 0.325 | 4.23 |  | --> | 0.38 | 0 | 0.035 | 0 | 0 | Constrained, otherwise capacity available =364 kW | --> | C13 ex CHURCHTOWN | Churchtown [T41] | RATHKEALE |  | 52.4535 | -9.052
MV/LV Substation CH***040 |  | 10 kV | _ | LV | 400 kVA :Kiosk Substation | 0.4 | --> | 0.4 | 0.203 | 4.23 |  | --> | 0.38 | 0 | 0.01 | 0 | 0 | Constrained, otherwise capacity available =399 kW | --> | C17 ex CHURCHTOWN | Churchtown [T41] | RATHKEALE |  | 52.4532 | -9.0625
MV/LV Substation CA***040Y |  | 10 kV | _ | LV | 50 kVA :Pole Substation | 0.05 | --> | 0.05 | 0.047 | 1.05 |  | --> | 0.048 | 0 | 0 | 0 | 0 | Constrained, otherwise capacity available =48 kW | --> | C16 ex NEWCASTLEWEST | Newcastlewest [T41,T42] | RATHKEALE |  | 52.4977 | -9.1442
MV/LV Substation BA***049X |  | 10 kV | _ | LV | 50 kVA :Pole Substation | 0.05 | --> | 0.05 | 0.049 | 1.05 |  | --> | 0.048 | 0 | 0 | 0 | 0 | Constrained, otherwise capacity available =48 kW | --> | C16 ex NEWCASTLEWEST | Newcastlewest [T41,T42] | RATHKEALE |  | 52.4623 | -9.0319
MV/LV Substation GL***050Y |  | 20 kV | _ | LV | 50 kVA :Pole Substation | 0.05 | --> | 0.05 | 0.043 | 7.48 |  | --> | 0.048 | 0 | 0.011 | 0 | 0 | Constrained, otherwise capacity available =40 kW | --> | E12 ex CHURCHTOWN | Churchtown [T422] | RATHKEALE |  | 52.4291 | -9.1144
MV/LV Substation EL***050Z |  | 20 kV | _ | LV | 200 kVA :Kiosk Substation | 0.2 | --> | 0.2 | 0.194 | 1.98 |  | --> | 0.19 | 0 | 0.007 | 0 | 0 | Constrained, otherwise capacity available =186 kW | --> | E14 ex RATHKEALE | Rathkeale [T421,T422] | RATHKEALE |  | 52.5201 | -8.7156
MV/LV Substation RE***052Z |  | 10 kV | _ | LV | 200 kVA :Kiosk Substation | 0.2 | --> | 0.2 | 0.185 | 4.23 |  | --> | 0.19 | 0 | 0.022 | 0 | 0 | Constrained, otherwise capacity available =176 kW | --> | C13 ex CHURCHTOWN | Churchtown [T41] | RATHKEALE |  | 52.4581 | -9.059
MV/LV Substation KA***058Y |  | 10 kV | _ | LV | 100 kVA :Pole Substation | 0.1 | --> | 0.1 | 0.096 | 1.05 |  | --> | 0.095 | 0 | 0.095 | 0 | 0 | Constrained, otherwise capacity available =25 kW | --> | C19 ex NEWCASTLEWEST | Newcastlewest [T41,T42] | RATHKEALE |  | 52.3767 | -9.0518
MV/LV Substation CH***059Y |  | 10 kV | _ | LV | 400 kVA :Kiosk Substation | 0.4 | --> | 0.4 | 0.333 | 1.05 |  | --> | 0.38 | 0 | 0.005 | 0 | 0 | Constrained, otherwise capacity available =385 kW | --> | C15 ex NEWCASTLEWEST | Newcastlewest [T41,T42] | RATHKEALE |  | 52.445 | -9.0561
MV/LV Substation ST***060 |  | 20 kV | _ | LV | 100 kVA :Pole Substation | 0.1 | --> | 0.1 | 0.071 | 1.98 |  | --> | 0.095 | 0 | 0 | 0 | 0 | Constrained, otherwise capacity available =99 kW | --> | E11 ex RATHKEALE | Rathkeale [T421,T422] | RATHKEALE |  | 52.6026 | -8.9622
MV/LV Substation CA***061X |  | 10 kV | _ | LV | 200 kVA :Pole Substation | 0.2 | --> | 0.2 | 0.12 | 1.05 |  | --> | 0.19 | 0 | 0 | 0 | 0 | Constrained, otherwise capacity available =201 kW | --> | C18 ex NEWCASTLEWEST | Newcastlewest [T41,T42] | RATHKEALE |  | 52.4288 | -9.0073
MV/LV Substation AS***061Z |  | 10 kV | _ | LV | 400 kVA :Kiosk Substation | 0.4 | --> | 0.4 | 0.344 | 1.05 |  | --> | 0.38 | 0 | 0 | 0 | 0 | Constrained, otherwise capacity available =388 kW | --> | C14 ex NEWCASTLEWEST | Newcastlewest [T41,T42] | RATHKEALE |  | 52.4507 | -9.0573
MV/LV Substation KN***063Z |  | 20 kV | _ | LV | 50 kVA :Pole Substation | 0.05 | --> | 0.05 | 0.038 | 1.58 |  | --> | 0.048 | 0 | 0 | 0 | 0 | Constrained, otherwise capacity available =49 kW | --> | C17 ex FOYNES | Foynes [T41,T42] | RATHKEALE |  | 52.5567 | -9.2007
MV/LV Substation ST***064Z |  | 10 kV | _ | LV | 50 kVA :Pole Substation | 0.05 | --> | 0.05 | 0.045 | 1.05 |  | --> | 0.048 | 0 | 0 | 0 | 0 | Constrained, otherwise capacity available =48 kW | --> | C19 ex NEWCASTLEWEST | Newcastlewest [T41,T42] | RATHKEALE |  | 52.3982 | -9.1081
MV/LV Substation MA***065 |  | 20 kV | _ | LV | 400 kVA :Kiosk Substation | 0.4 | --> | 0.4 | 0.246 | 1.98 |  | --> | 0.38 | 0 | 0.011 | 0 | 0 | Constrained, otherwise capacity available =392 kW | --> | E11 ex RATHKEALE | Rathkeale [T421,T422] | RATHKEALE |  | 52.6006 | -8.9769
MV/LV Substation SE***065X |  | 10 kV | _ | LV | 50 kVA :Pole Substation | 0.05 | --> | 0.05 | 0 | 1.05 |  | --> | 0.048 | 0 | 0 | 0 | 0 | Constrained, otherwise capacity available =55 kW | --> | C18 ex NEWCASTLEWEST | Newcastlewest [T41,T42] | RATHKEALE |  | 52.4429 | -9.0374
MV/LV Substation GO***068 |  | 10 kV | _ | LV | 200 kVA :Kiosk Substation | 0.2 | --> | 0.2 | 0.152 | 4.23 |  | --> | 0.19 | 0 | 0.011 | 0 | 0 | Constrained, otherwise capacity available =188 kW | --> | C13 ex CHURCHTOWN | Churchtown [T41] | RATHKEALE |  | 52.4548 | -9.0479
MV/LV Substation CO***069Y |  | 10 kV | _ | LV | 200 kVA :Pole Substation | 0.2 | --> | 0.2 | 0.188 | 1.98 |  | --> | 0.19 | 0 | 0.013 | 0 | 0 | Constrained, otherwise capacity available =182 kW | --> | E18 ex RATHKEALE | Rathkeale [T421,T422] | RATHKEALE |  | 52.5248 | -8.928
MV/LV Substation RI***072X |  | 10 kV | _ | LV | 100 kVA :Pole Substation | 0.1 | --> | 0.1 | 0.022 | 1.58 |  | --> | 0.095 | 0 | 0 | 0 | 0 | Constrained, otherwise capacity available =105 kW | --> | C18 ex FOYNES | Foynes [T41,T42] | RATHKEALE |  | 52.5878 | -9.0667
MV/LV Substation CA***073 |  | 10 kV | _ | LV | 100 kVA :Pole Substation | 0.1 | --> | 0.1 | 0.085 | 1.05 |  | --> | 0.095 | 0 | 0 | 0 | 0 | Constrained, otherwise capacity available =97 kW | --> | C16 ex NEWCASTLEWEST | Newcastlewest [T41,T42] | RATHKEALE |  | 52.4937 | -9.1476
MV/LV Substation KN***074 |  | 10 kV | _ | LV | 50 kVA :Pole Substation | 0.05 | --> | 0.05 | 0.014 | 1.05 |  | --> | 0.048 | 0 | 0.021 | 0 | 0 | Constrained, otherwise capacity available =37 kW | --> | C16 ex NEWCASTLEWEST | Newcastlewest [T41,T42] | RATHKEALE |  | 52.4948 | -9.146
MV/LV Substation FA***074Y |  | 10 kV | _ | LV | 200 kVA :Kiosk Substation | 0.2 | --> | 0.2 | 0.157 | 1.98 |  | --> | 0.19 | 0 | 0.016 | 0 | 0 | Constrained, otherwise capacity available =184 kW | --> | E18 ex RATHKEALE | Rathkeale [T421,T422] | RATHKEALE |  | 52.5261 | -8.9388
MV/LV Substation RO***077 |  | 10 kV | _ | LV | 200 kVA :Pole Substation | 0.2 | --> | 0.2 | 0.146 | 1.98 |  | --> | 0.19 | 0 | 0 | 0 | 0 | Constrained, otherwise capacity available =197 kW | --> | E18 ex RATHKEALE | Rathkeale [T421,T422] | RATHKEALE |  | 52.5272 | -8.9335
MV/LV Substation CR***079 |  | 20 kV | _ | LV | 400 kVA :Building Structure | 0.4 | --> | 0.4 | 0.393 | 1.98 |  | --> | 0.38 | 0 | 0 | 0 | 0 | Constrained, otherwise capacity available =381 kW | --> | E14 ex RATHKEALE | Rathkeale [T421,T422] | RATHKEALE |  | 52.5275 | -8.7115
MV/LV Substation AB***082 |  | 10 kV | _ | LV | 400 kVA :Kiosk Substation | 0.4 | --> | 0.4 | 0.343 | 1.05 |  | --> | 0.38 | 0 | 0.01 | 0 | 0 | Constrained, otherwise capacity available =380 kW | --> | C15 ex NEWCASTLEWEST | Newcastlewest [T41,T42] | RATHKEALE |  | 52.447 | -9.0659
MV/LV Substation PE***084 |  | 10 kV | _ | LV | 400 kVA :Kiosk Substation | 0.4 | --> | 0.4 | 0.391 | 1.98 |  | --> | 0.38 | 0 | 0 | 0 | 0 | Constrained, otherwise capacity available =381 kW | --> | E18 ex RATHKEALE | Rathkeale [T421,T422] | RATHKEALE |  | 52.5226 | -8.9359
MV/LV Substation FR***085 |  | 20 kV | _ | LV | 50 kVA :Pole Substation | 0.05 | --> | 0.05 | 0.046 | 1.98 |  | --> | 0.048 | 0 | 0.005 | 0 | 0 | Constrained, otherwise capacity available =44 kW | --> | E11 ex RATHKEALE | Rathkeale [T421,T422] | RATHKEALE |  | 52.6049 | -8.978
MV/LV Substation MA***087 |  | 10 kV | _ | LV | 400 kVA :Kiosk Substation | 0.4 | --> | 0.4 | 0.215 | 1.05 |  | --> | 0.38 | 0 | 0.01 | 0 | 0 | Constrained, otherwise capacity available =397 kW | --> | C14 ex NEWCASTLEWEST | Newcastlewest [T41,T42] | RATHKEALE |  | 52.45 | -9.0563
MV/LV Substation KN***089 |  | 10 kV | _ | LV | 100 kVA :Pole Substation | 0.1 | --> | 0.1 | 0.062 | 1.05 |  | --> | 0.095 | 0 | 0.019 | 0 | 0 | Constrained, otherwise capacity available =86 kW | --> | C15 ex NEWCASTLEWEST | Newcastlewest [T41,T42] | RATHKEALE |  | 52.4444 | -9.0627
MV/LV Substation WO***089X |  | 10 kV | _ | LV | 100 kVA :Pole Substation | 0.1 | --> | 0.1 | 0.058 | 1.58 |  | --> | 0.095 | 0 | 0.005 | 0 | 0 | Constrained, otherwise capacity available =97 kW | --> | C11 ex FOYNES | Foynes [T41,T42] | RATHKEALE |  | 52.61 | -9.1073
MV/LV Substation KI***089Z |  | 20 kV | _ | LV | 100 kVA :Pole Substation | 0.1 | --> | 0.1 | 0.09 | 7.48 |  | --> | 0.095 | 0 | 0.021 | 0 | 0 | Constrained, otherwise capacity available =81 kW | --> | E12 ex CHURCHTOWN | Churchtown [T422] | RATHKEALE |  | 52.4426 | -9.1128
MV/LV Substation MA***090 |  | 10 kV | _ | LV | 400 kVA :Kiosk Substation | 0.4 | --> | 0.4 | 0.302 | 1.98 |  | --> | 0.38 | 0 | 0 | 0 | 0 | Constrained, otherwise capacity available =393 kW | --> | E18 ex RATHKEALE | Rathkeale [T421,T422] | RATHKEALE |  | 52.523 | -8.938
MV/LV Substation ST***093 |  | 10 kV | _ | LV | 400 kVA :Kiosk Substation | 0.4 | --> | 0.4 | 0.259 | 4.23 |  | --> | 0.38 | 0 | 0.013 | 0 | 0 | Constrained, otherwise capacity available =389 kW | --> | C13 ex CHURCHTOWN | Churchtown [T41] | RATHKEALE |  | 52.4557 | -9.0531
MV/LV Substation CH***094 |  | 10 kV | _ | LV | 200 kVA :Kiosk Substation | 0.2 | --> | 0.2 | 0.055 | 4.23 |  | --> | 0.19 | 0 | 0.011 | 0 | 0 | Constrained, otherwise capacity available =201 kW | --> | C17 ex CHURCHTOWN | Churchtown [T41] | RATHKEALE |  | 52.4572 | -9.0655
MV/LV Substation AR***095X |  | 10 kV | _ | LV | 100 kVA :Pole Substation | 0.1 | --> | 0.1 | 0.084 | 1.05 |  | --> | 0.095 | 0 | 0.005 | 0 | 0 | Constrained, otherwise capacity available =94 kW | --> | C16 ex NEWCASTLEWEST | Newcastlewest [T41,T42] | RATHKEALE |  | 52.4964 | -9.0619
MV/LV Substation DA***096Z |  | 10 kV | _ | LV | 400 kVA :Kiosk Substation | 0.4 | --> | 0.4 | 0.306 | 4.23 |  | --> | 0.38 | 0 | 0.037 | 0 | 0 | Constrained, otherwise capacity available =365 kW | --> | C13 ex CHURCHTOWN | Churchtown [T41] | RATHKEALE |  | 52.4552 | -9.0449
MV/LV Substation AE***099 |  | 10 kV | _ | LV | 400 kVA :Building Structure | 0.4 | --> | 0.4 | 0.4 | 1.98 |  | --> | 0.38 | 0 | 0 | 0 | 0 | Constrained, otherwise capacity available =380 kW | --> | E11 ex RATHKEALE | Rathkeale [T421,T422] | RATHKEALE |  | 52.5951 | -8.9786
MV/LV Substation SC***101 |  | 10 kV | _ | LV | 630 kVA :Building Structure | 0.63 | --> | 0.63 | 0.5 | 1.05 |  | --> | 0.598 | 0 | 0 | 0 | 0 | Constrained, otherwise capacity available =602 kW | --> | C14 ex NEWCASTLEWEST | Newcastlewest [T41,T42] | RATHKEALE |  | 52.4517 | -9.0546
MV/LV Substation TH***102 |  | 10 kV | _ | LV | 630 kVA :Kiosk Substation | 0.63 | --> | 0.63 | 0.354 | 4.23 |  | --> | 0.598 | 0 | 0.015 | 0 | 0 | Constrained, otherwise capacity available =624 kW | --> | C17 ex CHURCHTOWN | Churchtown [T41] | RATHKEALE |  | 52.4507 | -9.0613
MV/LV Substation LI***103 |  | 10 kV | _ | LV | 400 kVA :Kiosk Substation | 0.4 | --> | 0.4 | 0.306 | 4.23 |  | --> | 0.38 | 0 | 0 | 0 | 0 | Constrained, otherwise capacity available =393 kW | --> | C13 ex CHURCHTOWN | Churchtown [T41] | RATHKEALE |  | 52.4529 | -9.0522
MV/LV Substation CO***104 |  | 10 kV | _ | LV | 630 kVA :Kiosk Substation | 0.63 | --> | 0.63 | 0.5 | 1.05 |  | --> | 0.598 | 0 | 0.011 | 0 | 0 | Constrained, otherwise capacity available =605 kW | --> | C15 ex NEWCASTLEWEST | Newcastlewest [T41,T42] | RATHKEALE |  | 52.4471 | -9.0601
MV/LV Substation DO***107X |  | 20 kV | _ | LV | 200 kVA :Pole Substation | 0.2 | --> | 0.2 | 0.143 | 7.48 |  | --> | 0.19 | 0 | 0.15 | 0 | 0 | Constrained, otherwise capacity available =86 kW | --> | E12 ex CHURCHTOWN | Churchtown [T422] | RATHKEALE |  | 52.4565 | -9.0814
MV/LV Substation CR***110 |  | 20 kV | _ | LV | 200 kVA :Kiosk Substation | 0.2 | --> | 0.2 | 0.147 | 1.98 |  | --> | 0.19 | 0 | 0 | 0 | 0 | Constrained, otherwise capacity available =197 kW | --> | E14 ex RATHKEALE | Rathkeale [T421,T422] | RATHKEALE |  | 52.5178 | -8.7159
MV/LV Substation FO***110X |  | 10 kV | _ | LV | 200 kVA :Building Structure | 0.2 | --> | 0.2 | 0.192 | 1.58 |  | --> | 0.19 | 0 | 0 | 0 | 0 | Constrained, otherwise capacity available =191 kW | --> | C12 ex FOYNES | Foynes [T41,T42] | RATHKEALE |  | 52.6105 | -9.1006
MV/LV Substation CL***110Z |  | 10 kV | _ | LV | 200 kVA :Kiosk Substation | 0.2 | --> | 0.2 | 0.174 | 4.23 |  | --> | 0.19 | 0 | 0.01 | 0 | 0 | Constrained, otherwise capacity available =186 kW | --> | C13 ex CHURCHTOWN | Churchtown [T41] | RATHKEALE |  | 52.4564 | -9.0458
MV/LV Substation BA***111Y |  | 20 kV | _ | LV | 200 kVA :Pole Substation | 0.2 | --> | 0.2 | 0.152 | 1.58 |  | --> | 0.19 | 0 | 0 | 0 | 0 | Constrained, otherwise capacity available =196 kW | --> | C17 ex FOYNES | Foynes [T41,T42] | RATHKEALE |  | 52.5627 | -9.3285
MV/LV Substation CR***112 |  | 10 kV | _ | LV | 50 kVA :Pole Substation | 0.05 | --> | 0.05 | 0.03 | 1.98 |  | --> | 0.048 | 0 | 0 | 0 | 0 | Constrained, otherwise capacity available =50 kW | --> | E18 ex RATHKEALE | Rathkeale [T421,T422] | RATHKEALE |  | 52.5199 | -8.942
MV/LV Substation WO***112Z |  | 10 kV | _ | LV | 200 kVA :Kiosk Substation | 0.2 | --> | 0.2 | 0.143 | 1.05 |  | --> | 0.19 | 0 | 0.01 | 0 | 0 | Constrained, otherwise capacity available =190 kW | --> | C15 ex NEWCASTLEWEST | Newcastlewest [T41,T42] | RATHKEALE |  | 52.4441 | -9.0486
MV/LV Substation L/***113 |  | 10 kV | _ | LV | 630 kVA :Building Structure | 0.63 | --> | 0.63 | 0.474 | 4.23 |  | --> | 0.598 | 0 | 0 | 0 | 0 | Constrained, otherwise capacity available =618 kW | --> | C17 ex CHURCHTOWN | Churchtown [T41] | RATHKEALE |  | 52.451 | -9.0596
MV/LV Substation TY***113X |  | 10 kV | _ | LV | 50 kVA :Pole Substation | 0.05 | --> | 0.05 | 0.033 | 1.98 |  | --> | 0.048 | 0 | 0 | 0 | 0 | Constrained, otherwise capacity available =50 kW | --> | E18 ex RATHKEALE | Rathkeale [T421,T422] | RATHKEALE |  | 52.5265 | -8.9457
MV/LV Substation TE***113Z |  | 10 kV | _ | LV | 400 kVA :Kiosk Substation | 0.4 | --> | 0.4 | 0.331 | 4.23 |  | --> | 0.38 | 0 | 0 | 0 | 0 | Constrained, otherwise capacity available =389 kW | --> | C17 ex CHURCHTOWN | Churchtown [T41] | RATHKEALE |  | 52.4599 | -9.0615
MV/LV Substation AR***114Z |  | 10 kV | _ | LV | 400 kVA :Kiosk Substation | 0.4 | --> | 0.4 | 0.308 | 1.05 |  | --> | 0.38 | 0 | 0.019 | 0 | 0 | Constrained, otherwise capacity available =378 kW | --> | C15 ex NEWCASTLEWEST | Newcastlewest [T41,T42] | RATHKEALE |  | 52.4436 | -9.0545
MV/LV Substation BA***116 |  | 10 kV | _ | LV | 100 kVA :Pole Substation | 0.1 | --> | 0.1 | 0.098 | 1.05 |  | --> | 0.095 | 0 | 0 | 0 | 0 | Constrained, otherwise capacity available =95 kW | --> | C19 ex NEWCASTLEWEST | Newcastlewest [T41,T42] | RATHKEALE |  | 52.3968 | -9.0265
MV/LV Substation ES***118Z |  | 10 kV | _ | LV | 200 kVA :Kiosk Substation | 0.2 | --> | 0.2 | 0.177 | 1.05 |  | --> | 0.19 | 0 | 0 | 0 | 0 | Constrained, otherwise capacity available =193 kW | --> | C19 ex NEWCASTLEWEST | Newcastlewest [T41,T42] | RATHKEALE |  | 52.4438 | -9.0391
MV/LV Substation AR***121Z |  | 10 kV | _ | LV | 400 kVA :Kiosk Substation | 0.4 | --> | 0.4 | 0.385 | 1.05 |  | --> | 0.38 | 0 | 0 | 0 | 0 | Constrained, otherwise capacity available =382 kW | --> | C15 ex NEWCASTLEWEST | Newcastlewest [T41,T42] | RATHKEALE |  | 52.4432 | -9.0568
MV/LV Substation TH***122Z |  | 20 kV | _ | LV | 400 kVA :Kiosk Substation | 0.4 | --> | 0.4 | 0.242 | 1.98 |  | --> | 0.38 | 0 | 0.013 | 0 | 0 | Constrained, otherwise capacity available =391 kW | --> | E12 ex RATHKEALE | Rathkeale [T421,T422] | RATHKEALE |  | 52.4731 | -8.8614
MV/LV Substation HA***127 |  | 10 kV | _ | LV | 50 kVA :Pole Substation | 0.05 | --> | 0.05 | 0.038 | 1.98 |  | --> | 0.048 | 0 | 0 | 0 | 0 | Constrained, otherwise capacity available =49 kW | --> | E18 ex RATHKEALE | Rathkeale [T421,T422] | RATHKEALE |  | 52.5267 | -8.9371
MV/LV Substation GO***127X |  | 10 kV | _ | LV | 400 kVA :Building Structure | 0.4 | --> | 0.4 | 0.4 | 1.58 |  | --> | 0.38 | 0 | 0 | 0 | 0 | Constrained, otherwise capacity available =380 kW | --> | C18 ex FOYNES | Foynes [T41,T42] | RATHKEALE |  | 52.6076 | -9.026
MV/LV Substation CH***128Z |  | 20 kV | _ | LV | 400 kVA :Kiosk Substation | 0.4 | --> | 0.4 | 0.343 | 1.98 |  | --> | 0.38 | 0 | 0 | 0 | 0 | Constrained, otherwise capacity available =388 kW | --> | E14 ex RATHKEALE | Rathkeale [T421,T422] | RATHKEALE |  | 52.518 | -8.7202
MV/LV Substation CA***130 |  | 10 kV | _ | LV | 400 kVA :Kiosk Substation | 0.4 | --> | 0.4 | 0.318 | 4.23 |  | --> | 0.38 | 0 | 0.013 | 0 | 0 | Constrained, otherwise capacity available =381 kW | --> | C13 ex CHURCHTOWN | Churchtown [T41] | RATHKEALE |  | 52.4522 | -9.0481
MV/LV Substation GL***130Y |  | 20 kV | _ | LV | 50 kVA :Pole Substation | 0.05 | --> | 0.05 | 0.015 | 1.58 |  | --> | 0.048 | 0 | 0 | 0 | 0 | Constrained, otherwise capacity available =52 kW | --> | C17 ex FOYNES | Foynes [T41,T42] | RATHKEALE |  | 52.5686 | -9.295
MV/LV Substation UN***131 |  | 10 kV | _ | LV | 400 kVA :Building Structure | 0.4 | --> | 0.4 | 0.383 | 1.58 |  | --> | 0.38 | 0 | 0 | 0 | 0 | Constrained, otherwise capacity available =382 kW | --> | C12 ex FOYNES | Foynes [T41,T42] | RATHKEALE |  | 52.6124 | -9.0992
MV/LV Substation PR***132 |  | 10 kV | _ | LV | 400 kVA :Building Structure | 0.4 | --> | 0.4 | 0.329 | 1.58 |  | --> | 0.38 | 0 | 0 | 0 | 0 | Constrained, otherwise capacity available =390 kW | --> | C12 ex FOYNES | Foynes [T41,T42] | RATHKEALE |  | 52.6127 | -9.1004
MV/LV Substation SO***132Y |  | 20 kV | _ | LV | 200 kVA :Pole Substation | 0.2 | --> | 0.2 | 0.042 | 1.58 |  | --> | 0.19 | 0 | 0.011 | 0 | 0 | Constrained, otherwise capacity available =202 kW | --> | C17 ex FOYNES | Foynes [T41,T42] | RATHKEALE |  | 52.5679 | -9.2821
MV/LV Substation BA***133 |  | 10 kV | _ | LV | 1000 kVA :Building Structure | 1 | --> | 1 | 0.5 | 1.05 |  | --> | 0.95 | 0 | 0.005 | 0 | 0 | Constrained, otherwise capacity available =985 kW | --> | C14 ex NEWCASTLEWEST | Newcastlewest [T41,T42] | RATHKEALE |  | 52.4503 | -9.0499
MV/LV Substation GO***134 |  | 10 kV | _ | LV | 400 kVA :Kiosk Substation | 0.4 | --> | 0.4 | 0.342 | 4.23 |  | --> | 0.38 | 0 | 0.015 | 0 | 0 | Constrained, otherwise capacity available =377 kW | --> | C13 ex CHURCHTOWN | Churchtown [T41] | RATHKEALE |  | 52.4573 | -9.0484
MV/LV Substation WI***139Z |  | 10 kV | _ | LV | 400 kVA :Kiosk Substation | 0.4 | --> | 0.4 | 0.353 | 1.05 |  | --> | 0.38 | 0 | 0.005 | 0 | 0 | Constrained, otherwise capacity available =383 kW | --> | C15 ex NEWCASTLEWEST | Newcastlewest [T41,T42] | RATHKEALE |  | 52.4467 | -9.0447
MV/LV Substation EU***143Z |  | 10 kV | _ | LV | 400 kVA :Kiosk Substation | 0.4 | --> | 0.4 | 0.288 | 1.98 |  | --> | 0.38 | 0 | 0.01 | 0 | 0 | Constrained, otherwise capacity available =388 kW | --> | E18 ex RATHKEALE | Rathkeale [T421,T422] | RATHKEALE |  | 52.5234 | -8.9373
MV/LV Substation CL***146 |  | 10 kV | _ | LV | 100 kVA :Pole Substation | 0.1 | --> | 0.1 | 0.095 | 1.05 |  | --> | 0.095 | 0 | 0 | 0 | 0 | Constrained, otherwise capacity available =96 kW | --> | C19 ex NEWCASTLEWEST | Newcastlewest [T41,T42] | RATHKEALE |  | 52.4007 | -9.0402
MV/LV Substation CA***150X |  | 20 kV | _ | LV | 50 kVA :Pole Substation | 0.05 | --> | 0.05 | 0.03 | 1.58 |  | --> | 0.048 | 0 | 0.005 | 0 | 0 | Constrained, otherwise capacity available =46 kW | --> | C17 ex FOYNES | Foynes [T41,T42] | RATHKEALE |  | 52.5906 | -9.1932
MV/LV Substation AB***154X |  | 10 kV | _ | LV | 400 kVA :Kiosk Substation | 0.4 | --> | 0.4 | 0.336 | 1.98 |  | --> | 0.38 | 0 | 0 | 0 | 0 | Constrained, otherwise capacity available =389 kW | --> | E18 ex RATHKEALE | Rathkeale [T421,T422] | RATHKEALE |  | 52.5244 | -8.9315
MV/LV Substation AB***155X |  | 10 kV | _ | LV | 200 kVA :Kiosk Substation | 0.2 | --> | 0.2 | 0.158 | 1.98 |  | --> | 0.19 | 0 | 0 | 0 | 0 | Constrained, otherwise capacity available =196 kW | --> | E18 ex RATHKEALE | Rathkeale [T421,T422] | RATHKEALE |  | 52.5223 | -8.9308
MV/LV Substation CA***156 |  | 10 kV | _ | LV | 100 kVA :Pole Substation | 0.1 | --> | 0.1 | 0.09 | 1.05 |  | --> | 0.095 | 0 | 0 | 0 | 0 | Constrained, otherwise capacity available =96 kW | --> | C19 ex NEWCASTLEWEST | Newcastlewest [T41,T42] | RATHKEALE |  | 52.3959 | -9.0506
MV/LV Substation P+***156X |  | 10 kV | _ | LV | 200 kVA :Building Structure | 0.2 | --> | 0.2 | 0.071 | 1.98 |  | --> | 0.19 | 0 | 0.007 | 0 | 0 | Constrained, otherwise capacity available =202 kW | --> | E18 ex RATHKEALE | Rathkeale [T421,T422] | RATHKEALE |  | 52.5215 | -8.9345
MV/LV Substation IN***158Y |  | 20 kV | _ | LV | 100 kVA :Pole Substation | 0.1 | --> | 0.1 | 0.072 | 1.58 |  | --> | 0.095 | 0 | 0.014 | 0 | 0 | Constrained, otherwise capacity available =88 kW | --> | C17 ex FOYNES | Foynes [T41,T42] | RATHKEALE |  | 52.5675 | -9.2759
MV/LV Substation KA***160 |  | 10 kV | _ | LV | 100 kVA :Pole Substation | 0.1 | --> | 0.1 | 0.099 | 1.05 |  | --> | 0.095 | 0 | 0 | 0 | 0 | Constrained, otherwise capacity available =95 kW | --> | C19 ex NEWCASTLEWEST | Newcastlewest [T41,T42] | RATHKEALE |  | 52.3792 | -9.0457
MV/LV Substation BA***161X |  | 20 kV | _ | LV | 50 kVA :Pole Substation | 0.05 | --> | 0.05 | 0.038 | 1.98 |  | --> | 0.048 | 0 | 0 | 0 | 0 | Constrained, otherwise capacity available =49 kW | --> | E11 ex RATHKEALE | Rathkeale [T421,T422] | RATHKEALE |  | 52.6049 | -8.9582
MV/LV Substation BA***161Y |  | 20 kV | _ | LV | 400 kVA :Kiosk Substation | 0.4 | --> | 0.4 | 0.398 | 1.58 |  | --> | 0.38 | 0 | 0.05 | 0 | 0 | Constrained, otherwise capacity available =343 kW | --> | C17 ex FOYNES | Foynes [T41,T42] | RATHKEALE |  | 52.5605 | -9.2663
MV/LV Substation N ***166 |  | 20 kV | _ | LV | 50 kVA :Pole Substation | 0.05 | --> | 0.05 | 0.007 | 7.48 |  | --> | 0.048 | 0 | 0 | 0 | 0 | Constrained, otherwise capacity available =53 kW | --> | E12 ex CHURCHTOWN | Churchtown [T422] | RATHKEALE |  | 52.4549 | -9.0677
MV/LV Substation SO***167 |  | 20 kV | _ | LV | 50 kVA :Pole Substation | 0.05 | --> | 0.05 | 0.048 | 7.48 |  | --> | 0.048 | 0 | 0 | 0 | 0 | Constrained, otherwise capacity available =48 kW | --> | E12 ex CHURCHTOWN | Churchtown [T422] | RATHKEALE |  | 52.4502 | -9.0688
MV/LV Substation AD***168 |  | 10 kV | _ | LV | 400 kVA :Building Structure | 0.4 | --> | 0.4 | 0.294 | 4.23 |  | --> | 0.38 | 0 | 0.011 | 0 | 0 | Constrained, otherwise capacity available =386 kW | --> | C13 ex CHURCHTOWN | Churchtown [T41] | RATHKEALE |  | 52.4567 | -9.0575
MV/LV Substation SH***170 |  | 10 kV | _ | LV | 50 kVA :Pole Substation | 0.05 | --> | 0.05 | 0.017 | 1.05 |  | --> | 0.048 | 0 | 0.006 | 0 | 0 | Constrained, otherwise capacity available =47 kW | --> | C15 ex NEWCASTLEWEST | Newcastlewest [T41,T42] | RATHKEALE |  | 52.4439 | -9.0736
MV/LV Substation FO***174Y |  | 20 kV | _ | LV | 400 kVA :Kiosk Substation | 0.4 | --> | 0.4 | 0.259 | 1.58 |  | --> | 0.38 | 0 | 0.057 | 0 | 0 | Constrained, otherwise capacity available =356 kW | --> | C17 ex FOYNES | Foynes [T41,T42] | RATHKEALE |  | 52.5716 | -9.2829
MV/LV Substation CO***175Y |  | 20 kV | _ | LV | 400 kVA :Kiosk Substation | 0.4 | --> | 0.4 | 0.4 | 1.58 |  | --> | 0.38 | 0 | 0 | 0 | 0 | Constrained, otherwise capacity available =380 kW | --> | C17 ex FOYNES | Foynes [T41,T42] | RATHKEALE |  | 52.5632 | -9.2659
MV/LV Substation GL***180 |  | 20 kV | _ | LV | 50 kVA :Pole Substation | 0.05 | --> | 0.05 | 0.04 | 7.48 |  | --> | 0.048 | 0 | 0 | 0 | 0 | Constrained, otherwise capacity available =49 kW | --> | E12 ex CHURCHTOWN | Churchtown [T422] | RATHKEALE |  | 52.4249 | -9.1194
MV/LV Substation GA***180X |  | 20 kV | _ | LV | 100 kVA :Pole Substation | 0.1 | --> | 0.1 | 0.086 | 1.98 |  | --> | 0.095 | 0 | 0 | 0 | 0 | Constrained, otherwise capacity available =97 kW | --> | E12 ex RATHKEALE | Rathkeale [T421,T422] | RATHKEALE |  | 52.4121 | -8.9374
MV/LV Substation CH***186Z |  | 10 kV | _ | LV | 100 kVA :Pole Substation | 0.1 | --> | 0.1 | 0.098 | 1.05 |  | --> | 0.095 | 0 | 0 | 0 | 0 | Constrained, otherwise capacity available =95 kW | --> | C18 ex NEWCASTLEWEST | Newcastlewest [T41,T42] | RATHKEALE |  | 52.4389 | -9.0389
MV/LV Substation TE***195Z |  | 10 kV | _ | LV | 50 kVA :Pole Substation | 0.05 | --> | 0.05 | 0.049 | 1.05 |  | --> | 0.048 | 0 | 0.01 | 0 | 0 | Constrained, otherwise capacity available =40 kW | --> | C19 ex NEWCASTLEWEST | Newcastlewest [T41,T42] | RATHKEALE |  | 52.4366 | -9.0377
MV/LV Substation TI***197Y |  | 20 kV | _ | LV | 50 kVA :Pole Substation | 0.05 | --> | 0.05 | 0.029 | 1.58 |  | --> | 0.048 | 0 | 0.033 | 0 | 0 | Constrained, otherwise capacity available =26 kW | --> | C17 ex FOYNES | Foynes [T41,T42] | RATHKEALE |  | 52.5529 | -9.2233
MV/LV Substation DO***197Z |  | 20 kV | _ | LV | 400 kVA :Kiosk Substation | 0.4 | --> | 0.4 | 0.369 | 1.98 |  | --> | 0.38 | 0 | 0.014 | 0 | 0 | Constrained, otherwise capacity available =374 kW | --> | E12 ex RATHKEALE | Rathkeale [T421,T422] | RATHKEALE |  | 52.4746 | -8.8671
MV/LV Substation FE***212Z |  | 20 kV | _ | LV | 100 kVA :Pole Substation | 0.1 | --> | 0.1 | 0.094 | 1.98 |  | --> | 0.095 | 0 | 0 | 0 | 0 | Constrained, otherwise capacity available =96 kW | --> | E12 ex RATHKEALE | Rathkeale [T421,T422] | RATHKEALE |  | 52.4169 | -8.9233
MV/LV Substation TE***213Z |  | 10 kV | _ | LV | 400 kVA :Building Structure | 0.4 | --> | 0.4 | 0.305 | 1.05 |  | --> | 0.38 | 0 | 0 | 0 | 0 | Constrained, otherwise capacity available =393 kW | --> | C14 ex NEWCASTLEWEST | Newcastlewest [T41,T42] | RATHKEALE |  | 52.4498 | -9.0471
MV/LV Substation NA***214X |  | 10 kV | _ | LV | 400 kVA :Building Structure | 0.4 | --> | 0.4 | 0.398 | 4.23 |  | --> | 0.38 | 0 | 0 | 0 | 0 | Constrained, otherwise capacity available =380 kW | --> | C17 ex CHURCHTOWN | Churchtown [T41] | RATHKEALE |  | 52.4515 | -9.0633
MV/LV Substation BA***216X |  | 20 kV | _ | LV | 200 kVA :Pole Substation | 0.2 | --> | 0.2 | 0.2 | 1.58 |  | --> | 0.19 | 0 | 0 | 0 | 0 | Constrained, otherwise capacity available =190 kW | --> | C17 ex FOYNES | Foynes [T41,T42] | RATHKEALE |  | 52.537 | -9.1501
MV/LV Substation KI***217Z |  | 20 kV | _ | LV | 100 kVA :Pole Substation | 0.1 | --> | 0.1 | 0.078 | 1.58 |  | --> | 0.095 | 0 | 0.01 | 0 | 0 | Constrained, otherwise capacity available =90 kW | --> | C17 ex FOYNES | Foynes [T41,T42] | RATHKEALE |  | 52.5673 | -9.2717
MV/LV Substation ST***218 |  | 20 kV | _ | LV | 50 kVA :Pole Substation | 0.05 | --> | 0.05 | 0.027 | 1.05 |  | --> | 0.048 | 0 | 0.525 | 0 | 0 |  | --> | C16 ex NEWCASTLEWEST | Newcastlewest [T41,T42] | RATHKEALE |  | 52.5427 | -9.0772
MV/LV Substation DA***218Z |  | 10 kV | _ | LV | 100 kVA :Pole Substation | 0.1 | --> | 0.1 | 0.085 | 1.05 |  | --> | 0.095 | 0 | 0 | 0 | 0 | Constrained, otherwise capacity available =97 kW | --> | C19 ex NEWCASTLEWEST | Newcastlewest [T41,T42] | RATHKEALE |  | 52.4141 | -9.0109
MV/LV Substation QU***219Z |  | 10 kV | _ | LV | 50 kVA :Pole Substation | 0.05 | --> | 0.05 | 0.05 | 4.23 |  | --> | 0.048 | 0 | 0 | 0 | 0 | Constrained, otherwise capacity available =48 kW | --> | C17 ex CHURCHTOWN | Churchtown [T41] | RATHKEALE |  | 52.4565 | -9.0648
MV/LV Substation CH***222X |  | 20 kV | _ | LV | 400 kVA :Kiosk Substation | 0.4 | --> | 0.4 | 0.264 | 1.98 |  | --> | 0.38 | 0 | 0.005 | 0 | 0 | Constrained, otherwise capacity available =394 kW | --> | E11 ex RATHKEALE | Rathkeale [T421,T422] | RATHKEALE |  | 52.6008 | -8.9691
MV/LV Substation DE***223X |  | 20 kV | _ | LV | 400 kVA :Kiosk Substation | 0.4 | --> | 0.4 | 0.187 | 1.98 |  | --> | 0.38 | 0 | 0.041 | 0 | 0 | Constrained, otherwise capacity available =378 kW | --> | E11 ex RATHKEALE | Rathkeale [T421,T422] | RATHKEALE |  | 52.6005 | -8.9796
MV/LV Substation FI***226X |  | 20 kV | _ | LV | 100 kVA :Pole Substation | 0.1 | --> | 0.1 | 0.088 | 1.98 |  | --> | 0.095 | 0 | 0 | 0 | 0 | Constrained, otherwise capacity available =97 kW | --> | E14 ex RATHKEALE | Rathkeale [T421,T422] | RATHKEALE |  | 52.5222 | -8.811
MV/LV Substation RA***233Y |  | 10 kV | _ | LV | 100 kVA :Pole Substation | 0.1 | --> | 0.1 | 0.09 | 1.98 |  | --> | 0.095 | 0 | 0 | 0 | 0 | Constrained, otherwise capacity available =96 kW | --> | E18 ex RATHKEALE | Rathkeale [T421,T422] | RATHKEALE |  | 52.5232 | -8.9427
MV/LV Substation PR***238Z |  | 20 kV | _ | LV | 400 kVA :Building Structure | 0.4 | --> | 0.4 | 0.034 | 1.98 |  | --> | 0.38 | 0 | 0 | 0 | 0 | Constrained, otherwise capacity available =416 kW | --> | E14 ex RATHKEALE | Rathkeale [T421,T422] | RATHKEALE |  | 52.5182 | -8.7128
MV/LV Substation KI***239 |  | 20 kV | _ | LV | 100 kVA :Pole Substation | 0.1 | --> | 0.1 | 0.086 | 1.05 |  | --> | 0.095 | 0 | 0.01 | 0 | 0 | Constrained, otherwise capacity available =89 kW | --> | C16 ex NEWCASTLEWEST | Newcastlewest [T41,T42] | RATHKEALE |  | 52.5325 | -9.0845
MV/LV Substation DE***240Z |  | 10 kV | _ | LV | 200 kVA :Kiosk Substation | 0.2 | --> | 0.2 | 0.14 | 4.23 |  | --> | 0.19 | 0 | 0.01 | 0 | 0 | Constrained, otherwise capacity available =191 kW | --> | C13 ex CHURCHTOWN | Churchtown [T41] | RATHKEALE |  | 52.4546 | -9.0576
MV/LV Substation CL***244Y |  | 10 kV | _ | LV | 100 kVA :Pole Substation | 0.1 | --> | 0.1 | 0.098 | 1.58 |  | --> | 0.095 | 0 | 0 | 0 | 0 | Constrained, otherwise capacity available =95 kW | --> | C18 ex FOYNES | Foynes [T41,T42] | RATHKEALE |  | 52.6021 | -8.9985
MV/LV Substation LO***244Z |  | 20 kV | _ | LV | 50 kVA :Pole Substation | 0.05 | --> | 0.05 | 0.05 | 1.58 |  | --> | 0.048 | 0 | 0 | 0 | 0 | Constrained, otherwise capacity available =48 kW | --> | C17 ex FOYNES | Foynes [T41,T42] | RATHKEALE |  | 52.5948 | -9.1928
MV/LV Substation BO***246Z |  | 20 kV | _ | LV | 100 kVA :Pole Substation | 0.1 | --> | 0.1 | 0.094 | 1.58 |  | --> | 0.095 | 0 | 0 | 0 | 0 | Constrained, otherwise capacity available =96 kW | --> | C17 ex FOYNES | Foynes [T41,T42] | RATHKEALE |  | 52.6116 | -9.1303
MV/LV Substation CR***252X |  | 20 kV | _ | LV | 50 kVA :Pole Substation | 0.05 | --> | 0.05 | 0.045 | 1.98 |  | --> | 0.048 | 0 | 0 | 0 | 0 | Constrained, otherwise capacity available =48 kW | --> | E14 ex RATHKEALE | Rathkeale [T421,T422] | RATHKEALE |  | 52.5272 | -8.9148
MV/LV Substation AR***257X |  | 20 kV | _ | LV | 50 kVA :Pole Substation | 0.05 | --> | 0.05 | 0.048 | 1.98 |  | --> | 0.048 | 0 | 0.01 | 0 | 0 | Constrained, otherwise capacity available =40 kW | --> | E12 ex RATHKEALE | Rathkeale [T421,T422] | RATHKEALE |  | 52.518 | -8.9719
MV/LV Substation KI***268X |  | 20 kV | _ | LV | 50 kVA :Pole Substation | 0.05 | --> | 0.05 | 0.033 | 1.98 |  | --> | 0.048 | 0 | 0 | 0 | 0 | Constrained, otherwise capacity available =50 kW | --> | E12 ex RATHKEALE | Rathkeale [T421,T422] | RATHKEALE |  | 52.478 | -8.9459
MV/LV Substation GR***268Y |  | 10 kV | _ | LV | 400 kVA :Building Structure | 0.4 | --> | 0.4 | 0.361 | 1.58 |  | --> | 0.38 | 0 | 0 | 0 | 0 | Constrained, otherwise capacity available =385 kW | --> | C18 ex FOYNES | Foynes [T41,T42] | RATHKEALE |  | 52.5891 | -9.0685
MV/LV Substation TH***279Z |  | 10 kV | _ | LV | 200 kVA :Kiosk Substation | 0.2 | --> | 0.2 | 0.173 | 1.05 |  | --> | 0.19 | 0 | 0.015 | 0 | 0 | Constrained, otherwise capacity available =183 kW | --> | C19 ex NEWCASTLEWEST | Newcastlewest [T41,T42] | RATHKEALE |  | 52.4169 | -9.0844
MV/LV Substation DO***280Y |  | 10 kV | _ | LV | 400 kVA :Kiosk Substation | 0.4 | --> | 0.4 | 0.27 | 4.23 |  | --> | 0.38 | 0 | 0 | 0 | 0 | Constrained, otherwise capacity available =397 kW | --> | C17 ex CHURCHTOWN | Churchtown [T41] | RATHKEALE |  | 52.4529 | -9.0594
MV/LV Substation BA***283Y |  | 20 kV | _ | LV | 50 kVA :Pole Substation | 0.05 | --> | 0.05 | 0.048 | 1.98 |  | --> | 0.048 | 0 | 0 | 0 | 0 | Constrained, otherwise capacity available =48 kW | --> | E11 ex RATHKEALE | Rathkeale [T421,T422] | RATHKEALE |  | 52.6044 | -8.9601
MV/LV Substation GR***286X |  | 20 kV | _ | LV | 200 kVA :Pole Substation | 0.2 | --> | 0.2 | 0.097 | 1.98 |  | --> | 0.19 | 0 | 0 | 0 | 0 | Constrained, otherwise capacity available =204 kW | --> | E12 ex RATHKEALE | Rathkeale [T421,T422] | RATHKEALE |  | 52.4629 | -9.0074
MV/LV Substation BA***291X |  | 20 kV | _ | LV | 50 kVA :Pole Substation | 0.05 | --> | 0.05 | 0.048 | 7.48 |  | --> | 0.048 | 0 | 0 | 0 | 0 | Constrained, otherwise capacity available =48 kW | --> | E12 ex CHURCHTOWN | Churchtown [T422] | RATHKEALE |  | 52.4295 | -9.1126
MV/LV Substation ST***291Z |  | 10 kV | _ | LV | 400 kVA :Building Structure | 0.4 | --> | 0.4 | 0.39 | 1.05 |  | --> | 0.38 | 0 | 0 | 0 | 0 | Constrained, otherwise capacity available =381 kW | --> | C19 ex NEWCASTLEWEST | Newcastlewest [T41,T42] | RATHKEALE |  | 52.3775 | -9.0537
MV/LV Substation BA***299 |  | 20 kV | _ | LV | 200 kVA :Pole Substation | 0.2 | --> | 0.2 | 0.146 | 1.58 |  | --> | 0.19 | 0 | 0.005 | 0 | 0 | Constrained, otherwise capacity available =194 kW | --> | C17 ex FOYNES | Foynes [T41,T42] | RATHKEALE |  | 52.5601 | -9.1944
MV/LV Substation FI***299Y |  | 20 kV | _ | LV | 50 kVA :Pole Substation | 0.05 | --> | 0.05 | 0.049 | 1.98 |  | --> | 0.048 | 0 | 0 | 0 | 0 | Constrained, otherwise capacity available =48 kW | --> | E14 ex RATHKEALE | Rathkeale [T421,T422] | RATHKEALE |  | 52.5179 | -8.8172
MV/LV Substation CL***300X |  | 20 kV | _ | LV | 50 kVA :Pole Substation | 0.05 | --> | 0.05 | 0.048 | 1.98 |  | --> | 0.048 | 0 | 0 | 0 | 0 | Constrained, otherwise capacity available =48 kW | --> | E12 ex RATHKEALE | Rathkeale [T421,T422] | RATHKEALE |  | 52.4305 | -8.9266
MV/LV Substation AS***305Z |  | 20 kV | _ | LV | 200 kVA :Pole Substation | 0.2 | --> | 0.2 | 0.183 | 1.98 |  | --> | 0.19 | 0 | 0 | 0 | 0 | Constrained, otherwise capacity available =191 kW | --> | E11 ex RATHKEALE | Rathkeale [T421,T422] | RATHKEALE |  | 52.6022 | -8.9749
MV/LV Substation CO***307Z |  | 10 kV | _ | LV | 1000 kVA :Building Structure | 1 | --> | 1 | 0.5 | 4.23 |  | --> | 0.95 | 0 | 0 | 0 | 0 | Constrained, otherwise capacity available =954 kW | --> | C11 ex CHURCHTOWN | Churchtown [T41] | RATHKEALE |  | 52.4605 | -9.0637
MV/LV Substation GA***309X |  | 20 kV | _ | LV | 50 kVA :Pole Substation | 0.05 | --> | 0.05 | 0.034 | 1.98 |  | --> | 0.048 | 0 | 0 | 0 | 0 | Constrained, otherwise capacity available =50 kW | --> | E12 ex RATHKEALE | Rathkeale [T421,T422] | RATHKEALE |  | 52.416 | -8.9389
MV/LV Substation DA***309Z |  | 10 kV | _ | LV | 50 kVA :Pole Substation | 0.05 | --> | 0.05 | 0.05 | 1.05 |  | --> | 0.048 | 0 | 0 | 0 | 0 | Constrained, otherwise capacity available =48 kW | --> | C19 ex NEWCASTLEWEST | Newcastlewest [T41,T42] | RATHKEALE |  | 52.4116 | -9.0091
MV/LV Substation CO***315Z |  | 20 kV | _ | LV | 200 kVA :Kiosk Substation | 0.2 | --> | 0.2 | 0.147 | 1.98 |  | --> | 0.19 | 0 | 0.006 | 0 | 0 | Constrained, otherwise capacity available =193 kW | --> | E14 ex RATHKEALE | Rathkeale [T421,T422] | RATHKEALE |  | 52.5163 | -8.7207
MV/LV Substation WO***317Z |  | 10 kV | _ | LV | 630 kVA :Kiosk Substation | 0.63 | --> | 0.63 | 0.5 | 1.05 |  | --> | 0.598 | 0 | 0.016 | 0 | 0 | Constrained, otherwise capacity available =592 kW | --> | C19 ex NEWCASTLEWEST | Newcastlewest [T41,T42] | RATHKEALE |  | 52.4412 | -9.05
MV/LV Substation CR***319Z |  | 20 kV | _ | LV | 50 kVA :Pole Substation | 0.05 | --> | 0.05 | 0.04 | 1.98 |  | --> | 0.048 | 0 | 0 | 0 | 0 | Constrained, otherwise capacity available =49 kW | --> | E14 ex RATHKEALE | Rathkeale [T421,T422] | RATHKEALE |  | 52.5342 | -8.8625
MV/LV Substation KI***323 |  | 20 kV | _ | LV | 50 kVA :Pole Substation | 0.05 | --> | 0.05 | 0.043 | 1.98 |  | --> | 0.048 | 0 | 0.005 | 0 | 0 | Constrained, otherwise capacity available =45 kW | --> | E11 ex RATHKEALE | Rathkeale [T421,T422] | RATHKEALE |  | 52.5856 | -8.9356
MV/LV Substation TA***330Z |  | 10 kV | _ | LV | 100 kVA :Pole Substation | 0.1 | --> | 0.1 | 0.059 | 1.05 |  | --> | 0.095 | 0 | 0 | 0 | 0 | Constrained, otherwise capacity available =100 kW | --> | C19 ex NEWCASTLEWEST | Newcastlewest [T41,T42] | RATHKEALE |  | 52.3758 | -9.054
MV/LV Substation CR***334X |  | 20 kV | _ | LV | 50 kVA :Pole Substation | 0.05 | --> | 0.05 | 0.044 | 1.98 |  | --> | 0.048 | 0 | 0 | 0 | 0 | Constrained, otherwise capacity available =48 kW | --> | E14 ex RATHKEALE | Rathkeale [T421,T422] | RATHKEALE |  | 52.5205 | -8.726
MV/LV Substation BU***334Z |  | 10 kV | _ | LV | 200 kVA :Kiosk Substation | 0.2 | --> | 0.2 | 0.186 | 1.05 |  | --> | 0.19 | 0 | 0 | 0 | 0 | Constrained, otherwise capacity available =192 kW | --> | C18 ex NEWCASTLEWEST | Newcastlewest [T41,T42] | RATHKEALE |  | 52.4269 | -9.0161
MV/LV Substation KI***338Z |  | 20 kV | _ | LV | 50 kVA :Pole Substation | 0.05 | --> | 0.05 | 0.048 | 1.98 |  | --> | 0.048 | 0 | 0 | 0 | 0 | Constrained, otherwise capacity available =48 kW | --> | E14 ex RATHKEALE | Rathkeale [T421,T422] | RATHKEALE |  | 52.4807 | -8.7906
MV/LV Substation DE***354Z |  | 20 kV | _ | LV | 200 kVA :Kiosk Substation | 0.2 | --> | 0.2 | 0.197 | 1.98 |  | --> | 0.19 | 0 | 0 | 0 | 0 | Constrained, otherwise capacity available =190 kW | --> | E11 ex RATHKEALE | Rathkeale [T421,T422] | RATHKEALE |  | 52.6029 | -8.9796
MV/LV Substation CA***355Z |  | 20 kV | _ | LV | 630 kVA :Kiosk Substation | 0.63 | --> | 0.63 | 0.5 | 7.48 |  | --> | 0.598 | 0 | 0.01 | 0 | 0 | Constrained, otherwise capacity available =598 kW | --> | E12 ex CHURCHTOWN | Churchtown [T422] | RATHKEALE |  | 52.4542 | -9.0664
MV/LV Substation TO***356 |  | 10 kV | _ | LV | 100 kVA :Pole Substation | 0.1 | --> | 0.1 | 0.097 | 1.58 |  | --> | 0.095 | 0 | 0 | 0 | 0 | Constrained, otherwise capacity available =95 kW | --> | C18 ex FOYNES | Foynes [T41,T42] | RATHKEALE |  | 52.6046 | -9.0142
MV/LV Substation LE***360Z |  | 20 kV | _ | LV | 50 kVA :Pole Substation | 0.05 | --> | 0.05 | 0.05 | 7.48 |  | --> | 0.048 | 0 | 0 | 0 | 0 | Constrained, otherwise capacity available =48 kW | --> | E12 ex CHURCHTOWN | Churchtown [T422] | RATHKEALE |  | 52.4516 | -9.0752
MV/LV Substation RA***361 |  | 10 kV | _ | LV | 50 kVA :Pole Substation | 0.05 | --> | 0.05 | 0.05 | 1.05 |  | --> | 0.048 | 0 | 0 | 0 | 0 | Constrained, otherwise capacity available =48 kW | --> | C16 ex NEWCASTLEWEST | Newcastlewest [T41,T42] | RATHKEALE |  | 52.5169 | -9.0422
MV/LV Substation KI***363X |  | 20 kV | _ | LV | 50 kVA :Pole Substation | 0.05 | --> | 0.05 | 0.041 | 1.98 |  | --> | 0.048 | 0 | 0 | 0 | 0 | Constrained, otherwise capacity available =49 kW | --> | E12 ex RATHKEALE | Rathkeale [T421,T422] | RATHKEALE |  | 52.4791 | -8.9357
MV/LV Substation AM***367X |  | 20 kV | _ | LV | 50 kVA :Pole Substation | 0.05 | --> | 0.05 | 0.035 | 1.98 |  | --> | 0.048 | 0 | 0.011 | 0 | 0 | Constrained, otherwise capacity available =41 kW | --> | E14 ex RATHKEALE | Rathkeale [T421,T422] | RATHKEALE |  | 52.5296 | -8.8942
MV/LV Substation IJ***376X |  | 10 kV | _ | LV | 400 kVA :Building Structure | 0.4 | --> | 0.4 | 0.374 | 1.58 |  | --> | 0.38 | 0 | 0 | 0 | 0 | Constrained, otherwise capacity available =384 kW | --> | C12 ex FOYNES | Foynes [T41,T42] | RATHKEALE |  | 52.6116 | -9.0924
MV/LV Substation CA***376Z |  | 10 kV | _ | LV | 200 kVA :Kiosk Substation | 0.2 | --> | 0.2 | 0.189 | 1.98 |  | --> | 0.19 | 0 | 0 | 0 | 0 | Constrained, otherwise capacity available =192 kW | --> | E18 ex RATHKEALE | Rathkeale [T421,T422] | RATHKEALE |  | 52.5276 | -8.9395
MV/LV Substation CA***377Z |  | 20 kV | _ | LV | 50 kVA :Pole Substation | 0.05 | --> | 0.05 | 0.048 | 1.98 |  | --> | 0.048 | 0 | 0 | 0 | 0 | Constrained, otherwise capacity available =48 kW | --> | E14 ex RATHKEALE | Rathkeale [T421,T422] | RATHKEALE |  | 52.5144 | -8.8097
MV/LV Substation B/***388X |  | 20 kV | _ | LV | 630 kVA :Building Structure | 0.63 | --> | 0.63 | 0.5 | 1.98 |  | --> | 0.598 | 0 | 0 | 0 | 0 | Constrained, otherwise capacity available =608 kW | --> | E14 ex RATHKEALE | Rathkeale [T421,T422] | RATHKEALE |  | 52.5102 | -8.7993
MV/LV Substation AN***392X |  | 20 kV | _ | LV | 400 kVA :Kiosk Substation | 0.4 | --> | 0.4 | 0.398 | 1.98 |  | --> | 0.38 | 0 | 0 | 0 | 0 | Constrained, otherwise capacity available =380 kW | --> | E14 ex RATHKEALE | Rathkeale [T421,T422] | RATHKEALE |  | 52.5063 | -8.7395
MV/LV Substation MT***394 |  | 20 kV | _ | LV | 50 kVA :Pole Substation | 0.05 | --> | 0.05 | 0.038 | 1.58 |  | --> | 0.048 | 0 | 0 | 0 | 0 | Constrained, otherwise capacity available =49 kW | --> | C17 ex FOYNES | Foynes [T41,T42] | RATHKEALE |  | 52.5998 | -9.1505
MV/LV Substation BA***394X |  | 20 kV | _ | LV | 100 kVA :Pole Substation | 0.1 | --> | 0.1 | 0.064 | 1.98 |  | --> | 0.095 | 0 | 0 | 0 | 0 | Constrained, otherwise capacity available =100 kW | --> | E14 ex RATHKEALE | Rathkeale [T421,T422] | RATHKEALE |  | 52.4687 | -8.8044
MV/LV Substation DO***395X |  | 10 kV | _ | LV | 50 kVA :Pole Substation | 0.05 | --> | 0.05 | 0.04 | 1.05 |  | --> | 0.048 | 0 | 0 | 0 | 0 | Constrained, otherwise capacity available =49 kW | --> | C16 ex NEWCASTLEWEST | Newcastlewest [T41,T42] | RATHKEALE |  | 52.4616 | -9.0977
MV/LV Substation SU***397Z |  | 20 kV | _ | LV | 50 kVA :Pole Substation | 0.05 | --> | 0.05 | 0.046 | 1.98 |  | --> | 0.048 | 0 | 0 | 0 | 0 | Constrained, otherwise capacity available =48 kW | --> | E12 ex RATHKEALE | Rathkeale [T421,T422] | RATHKEALE |  | 52.4745 | -8.9944
MV/LV Substation CU***399X |  | 20 kV | _ | LV | 400 kVA :Kiosk Substation | 0.4 | --> | 0.4 | 0 | 0 | Constrained, otherwise capacity available =400 kVA | --> | 0.38 | 0 | 0 | 0.38 | 0 |  | --> | E16 ex PATRICKSWELL | Patrickswell [T421,T422] | LIMERICK |  | 52.5921 | -8.8772
MV/LV Substation GR***4012 |  | 10 kV | _ | LV | 200 kVA :Kiosk Substation | 0.2 | --> | 0.2 | 0.15 | 4.23 |  | --> | 0.19 | 0 | 0.011 | 0 | 0 | Constrained, otherwise capacity available =189 kW | --> | C13 ex CHURCHTOWN | Churchtown [T41] | RATHKEALE |  | 52.4517 | -9.0522
MV/LV Substation AS***4022 |  | 20 kV | _ | LV | 50 kVA :Pole Substation | 0.05 | --> | 0.05 | 0.049 | 1.98 |  | --> | 0.048 | 0 | 0 | 0 | 0 | Constrained, otherwise capacity available =48 kW | --> | E11 ex RATHKEALE | Rathkeale [T421,T422] | RATHKEALE |  | 52.5994 | -8.9663
MV/LV Substation GO***4029 |  | 20 kV | _ | LV | 50 kVA :Pole Substation | 0.05 | --> | 0.05 | 0.042 | 1.98 |  | --> | 0.048 | 0 | 0 | 0 | 0 | Constrained, otherwise capacity available =49 kW | --> | E14 ex RATHKEALE | Rathkeale [T421,T422] | RATHKEALE |  | 52.5122 | -8.7392
MV/LV Substation OR***4034 |  | 10 kV | _ | LV | 200 kVA :Kiosk Substation | 0.2 | --> | 0.2 | 0.2 | 1.98 |  | --> | 0.19 | 0 | 0 | 0 | 0 | Constrained, otherwise capacity available =190 kW | --> | E18 ex RATHKEALE | Rathkeale [T421,T422] | RATHKEALE |  | 52.5205 | -8.9472
MV/LV Substation TA***404Z |  | 10 kV | _ | LV | 100 kVA :Pole Substation | 0.1 | --> | 0.1 | 0.087 | 1.98 |  | --> | 0.095 | 0 | 0 | 0 | 0 | Constrained, otherwise capacity available =97 kW | --> | E18 ex RATHKEALE | Rathkeale [T421,T422] | RATHKEALE |  | 52.5214 | -8.9375
MV/LV Substation CR***4050 |  | 10 kV | _ | LV | 50 kVA :Pole Substation | 0.05 | --> | 0.05 | 0.05 | 1.58 |  | --> | 0.048 | 0 | 0 | 0 | 0 | Constrained, otherwise capacity available =48 kW | --> | C18 ex FOYNES | Foynes [T41,T42] | RATHKEALE |  | 52.5771 | -9.036
MV/LV Substation GR***4062 |  | 20 kV | _ | LV | 200 kVA :Pole Substation | 0.2 | --> | 0.2 | 0.151 | 1.98 |  | --> | 0.19 | 0 | 0 | 0 | 0 | Constrained, otherwise capacity available =197 kW | --> | E14 ex RATHKEALE | Rathkeale [T421,T422] | RATHKEALE |  | 52.4571 | -8.7593
MV/LV Substation BA***4081 |  | 20 kV | _ | LV | 50 kVA :Pole Substation | 0.05 | --> | 0.05 | 0.047 | 1.98 |  | --> | 0.048 | 0 | 0 | 0 | 0 | Constrained, otherwise capacity available =48 kW | --> | E12 ex RATHKEALE | Rathkeale [T421,T422] | RATHKEALE |  | 52.4638 | -8.9118
MV/LV Substation TE***4082 |  | 10 kV | _ | LV | 200 kVA :Building Structure | 0.2 | --> | 0.2 | 0.2 | 4.23 |  | --> | 0.19 | 0 | 0 | 0 | 0 | Constrained, otherwise capacity available =190 kW | --> | C13 ex CHURCHTOWN | Churchtown [T41] | RATHKEALE |  | 52.4602 | -9.0574
MV/LV Substation ET***4086 |  | 20 kV | _ | LV | 50 kVA :Pole Substation | 0.05 | --> | 0.05 | 0.045 | 1.98 |  | --> | 0.048 | 0 | 0 | 0 | 0 | Constrained, otherwise capacity available =48 kW | --> | E14 ex RATHKEALE | Rathkeale [T421,T422] | RATHKEALE |  | 52.5345 | -8.8689
MV/LV Substation CR***410 |  | 20 kV | _ | LV | 200 kVA :Pole Substation | 0.2 | --> | 0.2 | 0.111 | 1.98 |  | --> | 0.19 | 0 | 0.02 | 0 | 0 | Constrained, otherwise capacity available =187 kW | --> | E14 ex RATHKEALE | Rathkeale [T421,T422] | RATHKEALE |  | 52.5345 | -8.8716
MV/LV Substation BA***4103 |  | 20 kV | _ | LV | 50 kVA :Pole Substation | 0.05 | --> | 0.05 | 0.048 | 7.48 |  | --> | 0.048 | 0 | 0 | 0 | 0 | Constrained, otherwise capacity available =48 kW | --> | E12 ex CHURCHTOWN | Churchtown [T422] | RATHKEALE |  | 52.4317 | -9.1028
MV/LV Substation CA***411Z |  | 10 kV | _ | LV | 200 kVA :Pole Substation | 0.2 | --> | 0.2 | 0.19 | 1.05 |  | --> | 0.19 | 0 | 0 | 0 | 0 | Constrained, otherwise capacity available =191 kW | --> | C18 ex NEWCASTLEWEST | Newcastlewest [T41,T42] | RATHKEALE |  | 52.4269 | -9.0191
MV/LV Substation SM***414 |  | 20 kV | _ | LV | 200 kVA :Pole Substation | 0.2 | --> | 0.2 | 0.171 | 1.98 |  | --> | 0.19 | 0 | 0 | 0 | 0 | Constrained, otherwise capacity available =194 kW | --> | E14 ex RATHKEALE | Rathkeale [T421,T422] | RATHKEALE |  | 52.543 | -8.8609
MV/LV Substation WA***4140 |  | 20 kV | _ | LV | 100 kVA :Pole Substation | 0.1 | --> | 0.1 | 0.1 | 1.98 |  | --> | 0.095 | 0 | 0 | 0 | 0 | Constrained, otherwise capacity available =95 kW | --> | E12 ex RATHKEALE | Rathkeale [T421,T422] | RATHKEALE |  | 52.4628 | -8.9233
MV/LV Substation FA***4173 |  | 20 kV | _ | LV | 50 kVA :Pole Substation | 0.05 | --> | 0.05 | 0.05 | 1.58 |  | --> | 0.048 | 0 | 0 | 0 | 0 | Constrained, otherwise capacity available =48 kW | --> | C17 ex FOYNES | Foynes [T41,T42] | RATHKEALE |  | 52.5907 | -9.2019
MV/LV Substation RA***4191 |  | 10 kV | _ | LV | 50 kVA :Pole Substation | 0.05 | --> | 0.05 | 0.048 | 1.05 |  | --> | 0.048 | 0 | 0.005 | 0 | 0 | Constrained, otherwise capacity available =44 kW | --> | C16 ex NEWCASTLEWEST | Newcastlewest [T41,T42] | RATHKEALE |  | 52.4579 | -9.0334
MV/LV Substation MO***4206 |  | 10 kV | _ | LV | 200 kVA :Kiosk Substation | 0.2 | --> | 0.2 | 0.199 | 1.58 |  | --> | 0.19 | 0 | 0 | 0 | 0 | Constrained, otherwise capacity available =190 kW | --> | C12 ex FOYNES | Foynes [T41,T42] | RATHKEALE |  | 52.6121 | -9.1016
MV/LV Substation CU***4221 |  | 20 kV | _ | LV | 50 kVA :Pole Substation | 0.05 | --> | 0.05 | 0.05 | 7.48 |  | --> | 0.048 | 0 | 0 | 0 | 0 | Constrained, otherwise capacity available =48 kW | --> | E12 ex CHURCHTOWN | Churchtown [T422] | RATHKEALE |  | 52.446 | -9.0733
MV/LV Substation SH***422X |  | 20 kV | _ | LV | 50 kVA :Pole Substation | 0.05 | --> | 0.05 | 0.028 | 1.98 |  | --> | 0.048 | 0 | 0.005 | 0 | 0 | Constrained, otherwise capacity available =47 kW | --> | E11 ex RATHKEALE | Rathkeale [T421,T422] | RATHKEALE |  | 52.6146 | -8.8854
MV/LV Substation CA***4246 |  | 10 kV | _ | LV | 50 kVA :Pole Substation | 0.05 | --> | 0.05 | 0.05 | 1.05 |  | --> | 0.048 | 0 | 0 | 0 | 0 | Constrained, otherwise capacity available =48 kW | --> | C19 ex NEWCASTLEWEST | Newcastlewest [T41,T42] | RATHKEALE |  | 52.3987 | -9.0455
MV/LV Substation PA***4288 |  | 10 kV | _ | LV | 50 kVA :Pole Substation | 0.05 | --> | 0.05 | 0.048 | 1.05 |  | --> | 0.048 | 0 | 0 | 0 | 0 | Constrained, otherwise capacity available =48 kW | --> | C16 ex NEWCASTLEWEST | Newcastlewest [T41,T42] | RATHKEALE |  | 52.5002 | -9.0608
MV/LV Substation TE***4290 |  | 20 kV | _ | LV | 50 kVA :Pole Substation | 0.05 | --> | 0.05 | 0.05 | 1.98 |  | --> | 0.048 | 0 | 0 | 0 | 0 | Constrained, otherwise capacity available =48 kW | --> | E12 ex RATHKEALE | Rathkeale [T421,T422] | RATHKEALE |  | 52.5147 | -8.9735
MV/LV Substation NE***4308 |  | 20 kV | _ | LV | 400 kVA :Kiosk Substation | 0.4 | --> | 0.4 | 0.344 | 1.98 |  | --> | 0.38 | 0 | 0.005 | 0 | 0 | Constrained, otherwise capacity available =384 kW | --> | E14 ex RATHKEALE | Rathkeale [T421,T422] | RATHKEALE |  | 52.5293 | -8.713
MV/LV Substation RU***4313 |  | 10 kV | _ | LV | 200 kVA :Pole Substation | 0.2 | --> | 0.2 | 0.166 | 1.05 |  | --> | 0.19 | 0 | 0.005 | 0 | 0 | Constrained, otherwise capacity available =191 kW | --> | C15 ex NEWCASTLEWEST | Newcastlewest [T41,T42] | RATHKEALE |  | 52.4444 | -9.0432
MV/LV Substation NA***4320 |  | 10 kV | _ | LV | 50 kVA :Pole Substation | 0.05 | --> | 0.05 | 0.046 | 1.05 |  | --> | 0.048 | 0 | 0 | 0 | 0 | Constrained, otherwise capacity available =48 kW | --> | C19 ex NEWCASTLEWEST | Newcastlewest [T41,T42] | RATHKEALE |  | 52.4086 | -9.0309
MV/LV Substation TA***4322 |  | 20 kV | _ | LV | 200 kVA :Pole Substation | 0.2 | --> | 0.2 | 0.198 | 1.98 |  | --> | 0.19 | 0 | 0 | 0 | 0 | Constrained, otherwise capacity available =190 kW | --> | E14 ex RATHKEALE | Rathkeale [T421,T422] | RATHKEALE |  | 52.5263 | -8.7133
MV/LV Substation BA***432X |  | 20 kV | _ | LV | 50 kVA :Pole Substation | 0.05 | --> | 0.05 | 0.036 | 1.98 |  | --> | 0.048 | 0 | 0 | 0 | 0 | Constrained, otherwise capacity available =49 kW | --> | E14 ex RATHKEALE | Rathkeale [T421,T422] | RATHKEALE |  | 52.4762 | -8.6998
MV/LV Substation GR***4330 |  | 20 kV | _ | LV | 50 kVA :Pole Substation | 0.05 | --> | 0.05 | 0.05 | 1.98 |  | --> | 0.048 | 0 | 0 | 0 | 0 | Constrained, otherwise capacity available =48 kW | --> | E12 ex RATHKEALE | Rathkeale [T421,T422] | RATHKEALE |  | 52.4709 | -9.0046
MV/LV Substation NA***4331 |  | 10 kV | _ | LV | 50 kVA :Pole Substation | 0.05 | --> | 0.05 | 0.04 | 1.05 |  | --> | 0.048 | 0 | 0 | 0 | 0 | Constrained, otherwise capacity available =49 kW | --> | C19 ex NEWCASTLEWEST | Newcastlewest [T41,T42] | RATHKEALE |  | 52.4082 | -9.0422
MV/LV Substation BA***4340 |  | 20 kV | _ | LV | 50 kVA :Pole Substation | 0.05 | --> | 0.05 | 0.05 | 1.98 |  | --> | 0.048 | 0 | 0 | 0 | 0 | Constrained, otherwise capacity available =48 kW | --> | E14 ex RATHKEALE | Rathkeale [T421,T422] | RATHKEALE |  | 52.5184 | -8.8096
MV/LV Substation MA***4352 |  | 20 kV | _ | LV | 50 kVA :Pole Substation | 0.05 | --> | 0.05 | 0.05 | 1.98 |  | --> | 0.048 | 0 | 0 | 0 | 0 | Constrained, otherwise capacity available =48 kW | --> | E11 ex RATHKEALE | Rathkeale [T421,T422] | RATHKEALE |  | 52.5436 | -8.9511
MV/LV Substation LA***4353 |  | 20 kV | _ | LV | 50 kVA :Pole Substation | 0.05 | --> | 0.05 | 0.038 | 1.98 |  | --> | 0.048 | 0 | 0.01 | 0 | 0 | Constrained, otherwise capacity available =42 kW | --> | E12 ex RATHKEALE | Rathkeale [T421,T422] | RATHKEALE |  | 52.4757 | -8.8683
MV/LV Substation CH***4358 |  | 10 kV | _ | LV | 400 kVA :Kiosk Substation | 0.4 | --> | 0.4 | 0.365 | 1.58 |  | --> | 0.38 | 0 | 0 | 0 | 0 | Constrained, otherwise capacity available =385 kW | --> | C12 ex FOYNES | Foynes [T41,T42] | RATHKEALE |  | 52.6107 | -9.0981
MV/LV Substation TA***4365 |  | 10 kV | _ | LV | 200 kVA :Pole Substation | 0.2 | --> | 0.2 | 0.2 | 1.05 |  | --> | 0.19 | 0 | 0 | 0 | 0 | Constrained, otherwise capacity available =190 kW | --> | C19 ex NEWCASTLEWEST | Newcastlewest [T41,T42] | RATHKEALE |  | 52.3759 | -9.0542
MV/LV Substation KC***4397 |  | 10 kV | _ | LV | 630 kVA :Building Structure | 0.63 | --> | 0.63 | 0.251 | 1.05 |  | --> | 0.598 | 0 | 0 | 0 | 0 | Constrained, otherwise capacity available =637 kW | --> | C19 ex NEWCASTLEWEST | Newcastlewest [T41,T42] | RATHKEALE |  | 52.3755 | -9.0517
MV/LV Substation WO***4404 |  | 10 kV | _ | LV | 400 kVA :Kiosk Substation | 0.4 | --> | 0.4 | 0.342 | 1.05 |  | --> | 0.38 | 0 | 0 | 0 | 0 | Constrained, otherwise capacity available =388 kW | --> | C19 ex NEWCASTLEWEST | Newcastlewest [T41,T42] | RATHKEALE |  | 52.4419 | -9.0527
MV/LV Substation LI***4406 |  | 10 kV | _ | LV | 400 kVA :Building Structure | 0.4 | --> | 0.4 | 0.396 | 4.23 |  | --> | 0.38 | 0 | 0 | 0 | 0 | Constrained, otherwise capacity available =381 kW | --> | C13 ex CHURCHTOWN | Churchtown [T41] | RATHKEALE |  | 52.4576 | -9.059
MV/LV Substation DE***4440 |  | 20 kV | _ | LV | 100 kVA :Pole Substation | 0.1 | --> | 0.1 | 0.1 | 1.98 |  | --> | 0.095 | 0 | 0 | 0 | 0 | Constrained, otherwise capacity available =95 kW | --> | E11 ex RATHKEALE | Rathkeale [T421,T422] | RATHKEALE |  | 52.606 | -8.9281
MV/LV Substation RA***4443 |  | 10 kV | _ | LV | 630 kVA :Kiosk Substation | 0.63 | --> | 0.63 | 0.484 | 1.98 |  | --> | 0.598 | 0 | 0.005 | 0 | 0 | Constrained, otherwise capacity available =614 kW | --> | E18 ex RATHKEALE | Rathkeale [T421,T422] | RATHKEALE |  | 52.5246 | -8.944
MV/LV Substation OC***4444 |  | 10 kV | _ | LV | 630 kVA :Kiosk Substation | 0.63 | --> | 0.63 | 0.5 | 4.23 |  | --> | 0.598 | 0 | 0 | 0 | 0 | Constrained, otherwise capacity available =600 kW | --> | C13 ex CHURCHTOWN | Churchtown [T41] | RATHKEALE |  | 52.4586 | -9.0559
MV/LV Substation AS***446Z |  | 10 kV | _ | LV | 50 kVA :Pole Substation | 0.05 | --> | 0.05 | 0.05 | 1.58 |  | --> | 0.048 | 0 | 0 | 0 | 0 | Constrained, otherwise capacity available =48 kW | --> | C18 ex FOYNES | Foynes [T41,T42] | RATHKEALE |  | 52.6084 | -9.055
MV/LV Substation MO***4481 |  | 10 kV | _ | LV | 50 kVA :Pole Substation | 0.05 | --> | 0.05 | 0.041 | 1.05 |  | --> | 0.048 | 0 | 0 | 0 | 0 | Constrained, otherwise capacity available =49 kW | --> | C19 ex NEWCASTLEWEST | Newcastlewest [T41,T42] | RATHKEALE |  | 52.4148 | -9.0721
MV/LV Substation CR***4488 |  | 20 kV | _ | LV | 630 kVA :Kiosk Substation | 0.63 | --> | 0.63 | 0.5 | 1.98 |  | --> | 0.598 | 0 | 0.005 | 0 | 0 | Constrained, otherwise capacity available =599 kW | --> | E14 ex RATHKEALE | Rathkeale [T421,T422] | RATHKEALE |  | 52.523 | -8.7131
MV/LV Substation KI***448X |  | 20 kV | _ | LV | 50 kVA :Pole Substation | 0.05 | --> | 0.05 | 0.05 | 1.98 |  | --> | 0.048 | 0 | 0 | 0 | 0 | Constrained, otherwise capacity available =48 kW | --> | E12 ex RATHKEALE | Rathkeale [T421,T422] | RATHKEALE |  | 52.4177 | -8.9096
MV/LV Substation MU***4495 |  | 10 kV | _ | LV | 100 kVA :Pole Substation | 0.1 | --> | 0.1 | 0.097 | 1.05 |  | --> | 0.095 | 0 | 0 | 0 | 0 | Constrained, otherwise capacity available =95 kW | --> | C19 ex NEWCASTLEWEST | Newcastlewest [T41,T42] | RATHKEALE |  | 52.3784 | -9.0728
MV/LV Substation DE***449Z |  | 20 kV | _ | LV | 50 kVA :Pole Substation | 0.05 | --> | 0.05 | 0.05 | 7.48 |  | --> | 0.048 | 0 | 0 | 0 | 0 | Constrained, otherwise capacity available =48 kW | --> | E12 ex CHURCHTOWN | Churchtown [T422] | RATHKEALE |  | 52.4511 | -9.0662
MV/LV Substation KI***451 |  | 20 kV | _ | LV | 50 kVA :Pole Substation | 0.05 | --> | 0.05 | 0.048 | 1.98 |  | --> | 0.048 | 0 | 0 | 0 | 0 | Constrained, otherwise capacity available =48 kW | --> | E14 ex RATHKEALE | Rathkeale [T421,T422] | RATHKEALE |  | 52.4934 | -8.7911
MV/LV Substation VE***4511 |  | 20 kV | _ | LV | 100 kVA :Pole Substation | 0.1 | --> | 0.1 | 0.099 | 1.98 |  | --> | 0.095 | 0 | 0 | 0 | 0 | Constrained, otherwise capacity available =95 kW | --> | E12 ex RATHKEALE | Rathkeale [T421,T422] | RATHKEALE |  | 52.4822 | -8.8693
MV/LV Substation RO***4521 |  | 20 kV | _ | LV | 100 kVA :Pole Substation | 0.1 | --> | 0.1 | 0.098 | 1.58 |  | --> | 0.095 | 0 | 0 | 0 | 0 | Constrained, otherwise capacity available =95 kW | --> | C17 ex FOYNES | Foynes [T41,T42] | RATHKEALE |  | 52.5714 | -9.1065
MV/LV Substation DA***4547 |  | 10 kV | _ | LV | 100 kVA :Pole Substation | 0.1 | --> | 0.1 | 0.092 | 1.05 |  | --> | 0.095 | 0 | 0.011 | 0 | 0 | Constrained, otherwise capacity available =88 kW | --> | C19 ex NEWCASTLEWEST | Newcastlewest [T41,T42] | RATHKEALE |  | 52.4109 | -9.0005
MV/LV Substation LO***4554 |  | 20 kV | _ | LV | 400 kVA :Kiosk Substation | 0.4 | --> | 0.4 | 0.4 | 1.98 |  | --> | 0.38 | 0 | 0 | 0 | 0 | Constrained, otherwise capacity available =380 kW | --> | E14 ex RATHKEALE | Rathkeale [T421,T422] | RATHKEALE |  | 52.5436 | -8.8584
MV/LV Substation LO***4555 |  | 20 kV | _ | LV | 400 kVA :Kiosk Substation | 0.4 | --> | 0.4 | 0.398 | 1.98 |  | --> | 0.38 | 0 | 0 | 0 | 0 | Constrained, otherwise capacity available =380 kW | --> | E14 ex RATHKEALE | Rathkeale [T421,T422] | RATHKEALE |  | 52.5475 | -8.8592
MV/LV Substation BA***461Z |  | 10 kV | _ | LV | 50 kVA :Pole Substation | 0.05 | --> | 0.05 | 0.039 | 1.05 |  | --> | 0.048 | 0 | 0 | 0 | 0 | Constrained, otherwise capacity available =49 kW | --> | C19 ex NEWCASTLEWEST | Newcastlewest [T41,T42] | RATHKEALE |  | 52.3901 | -9.0313
MV/LV Substation GR***473 |  | 20 kV | _ | LV | 50 kVA :Pole Substation | 0.05 | --> | 0.05 | 0.031 | 1.98 |  | --> | 0.048 | 0 | 0.011 | 0 | 0 | Constrained, otherwise capacity available =42 kW | --> | E14 ex RATHKEALE | Rathkeale [T421,T422] | RATHKEALE |  | 52.4591 | -8.7647
MV/LV Substation CL***473X |  | 20 kV | _ | LV | 50 kVA :Pole Substation | 0.05 | --> | 0.05 | 0.038 | 1.98 |  | --> | 0.048 | 0 | 0 | 0 | 0 | Constrained, otherwise capacity available =49 kW | --> | E11 ex RATHKEALE | Rathkeale [T421,T422] | RATHKEALE |  | 52.6058 | -8.9824
MV/LV Substation BA***476X |  | 10 kV | _ | LV | 150 kVA :Pole Substation | 0.15 | --> | 0.15 | 0.143 | 1.58 |  | --> | 0.142 | 0 | 0 | 0 | 0 | Constrained, otherwise capacity available =144 kW | --> | C18 ex FOYNES | Foynes [T41,T42] | RATHKEALE |  | 52.5934 | -9.0544
MV/LV Substation RO***478X |  | 10 kV | _ | LV | 200 kVA :Pole Substation | 0.2 | --> | 0.2 | 0.198 | 1.58 |  | --> | 0.19 | 0 | 0 | 0 | 0 | Constrained, otherwise capacity available =190 kW | --> | C18 ex FOYNES | Foynes [T41,T42] | RATHKEALE |  | 52.5937 | -9.0679
MV/LV Substation CU***480X |  | 20 kV | _ | LV | 400 kVA :Kiosk Substation | 0.4 | --> | 0.4 | 0 | 0 | Constrained, otherwise capacity available =395 kVA | --> | 0.38 | 0 | 0 | 0.381 | 0 |  | --> | E16 ex PATRICKSWELL | Patrickswell [T421,T422] | LIMERICK |  | 52.5923 | -8.869
MV/LV Substation CE***482X |  | 10 kV | _ | LV | 400 kVA :Building Structure | 0.4 | --> | 0.4 | 0.381 | 1.58 |  | --> | 0.38 | 0 | 0.009 | 0 | 0 | Constrained, otherwise capacity available =376 kW | --> | C12 ex FOYNES | Foynes [T41,T42] | RATHKEALE |  | 52.6089 | -9.1011
MV/LV Substation DI***501X |  | 20 kV | _ | LV | 200 kVA :Pole Substation | 0.2 | --> | 0.2 | 0.152 | 1.05 |  | --> | 0.19 | 0 | 0 | 0 | 0 | Constrained, otherwise capacity available =196 kW | --> | C16 ex NEWCASTLEWEST | Newcastlewest [T41,T42] | RATHKEALE |  | 52.5714 | -9.0995
MV/LV Substation BA***510 |  | 10 kV | _ | LV | 200 kVA :Kiosk Substation | 0.2 | --> | 0.2 | 0.191 | 1.05 |  | --> | 0.19 | 0 | 0.062 | 0 | 0 | Constrained, otherwise capacity available =145 kW | --> | C16 ex NEWCASTLEWEST | Newcastlewest [T41,T42] | RATHKEALE |  | 52.4757 | -9.0152
MV/LV Substation CR***513X |  | 10 kV | _ | LV | 100 kVA :Pole Substation | 0.1 | --> | 0.1 | 0.092 | 1.05 |  | --> | 0.095 | 0 | 0.006 | 0 | 0 | Constrained, otherwise capacity available =92 kW | --> | C16 ex NEWCASTLEWEST | Newcastlewest [T41,T42] | RATHKEALE |  | 52.4979 | -9.0623
MV/LV Substation BA***518 |  | 20 kV | _ | LV | 50 kVA :Pole Substation | 0.05 | --> | 0.05 | 0.035 | 7.48 |  | --> | 0.048 | 0 | 0 | 0 | 0 | Constrained, otherwise capacity available =49 kW | --> | E12 ex CHURCHTOWN | Churchtown [T422] | RATHKEALE |  | 52.4197 | -9.1342
MV/LV Substation CR***522 |  | 20 kV | _ | LV | 50 kVA :Pole Substation | 0.05 | --> | 0.05 | 0.023 | 1.98 |  | --> | 0.048 | 0 | 0 | 0 | 0 | Constrained, otherwise capacity available =51 kW | --> | E14 ex RATHKEALE | Rathkeale [T421,T422] | RATHKEALE |  | 52.5283 | -8.7253
MV/LV Substation KI***522X |  | 10 kV | _ | LV | 100 kVA :Pole Substation | 0.1 | --> | 0.1 | 0.092 | 1.05 |  | --> | 0.095 | 0 | 0 | 0 | 0 | Constrained, otherwise capacity available =96 kW | --> | C18 ex NEWCASTLEWEST | Newcastlewest [T41,T42] | RATHKEALE |  | 52.4401 | -9.0216
MV/LV Substation FR***525 |  | 20 kV | _ | LV | 100 kVA :Pole Substation | 0.1 | --> | 0.1 | 0.1 | 1.98 |  | --> | 0.095 | 0 | 0 | 0 | 0 | Constrained, otherwise capacity available =95 kW | --> | E11 ex RATHKEALE | Rathkeale [T421,T422] | RATHKEALE |  | 52.6026 | -8.9661
MV/LV Substation KI***553X |  | 20 kV | _ | LV | 100 kVA :Pole Substation | 0.1 | --> | 0.1 | 0.074 | 1.98 |  | --> | 0.095 | 0 | 0 | 0 | 0 | Constrained, otherwise capacity available =98 kW | --> | E12 ex RATHKEALE | Rathkeale [T421,T422] | RATHKEALE |  | 52.4512 | -8.9744
MV/LV Substation BI***562Y |  | 10 kV | _ | LV | 200 kVA :Kiosk Substation | 0.2 | --> | 0.2 | 0.153 | 4.23 |  | --> | 0.19 | 0 | 0.005 | 0 | 0 | Constrained, otherwise capacity available =193 kW | --> | C13 ex CHURCHTOWN | Churchtown [T41] | RATHKEALE |  | 52.4543 | -9.0589
MV/LV Substation LA***563Y |  | 10 kV | _ | LV | 50 kVA :Pole Substation | 0.05 | --> | 0.05 | 0.011 | 1.58 |  | --> | 0.048 | 0 | 0 | 0 | 0 | Constrained, otherwise capacity available =53 kW | --> | C18 ex FOYNES | Foynes [T41,T42] | RATHKEALE |  | 52.6139 | -9.0635
MV/LV Substation GO***569 |  | 10 kV | _ | LV | 400 kVA :Kiosk Substation | 0.4 | --> | 0.4 | 0.358 | 4.23 |  | --> | 0.38 | 0 | 0.014 | 0 | 0 | Constrained, otherwise capacity available =375 kW | --> | C13 ex CHURCHTOWN | Churchtown [T41] | RATHKEALE |  | 52.4561 | -9.049
MV/LV Substation TH***569Y |  | 10 kV | _ | LV | 400 kVA :Kiosk Substation | 0.4 | --> | 0.4 | 0.316 | 1.05 |  | --> | 0.38 | 0 | 0.016 | 0 | 0 | Constrained, otherwise capacity available =379 kW | --> | C15 ex NEWCASTLEWEST | Newcastlewest [T41,T42] | RATHKEALE |  | 52.4465 | -9.0497
MV/LV Substation CO***585X |  | 20 kV | _ | LV | 50 kVA :Pole Substation | 0.05 | --> | 0.05 | 0.029 | 1.98 |  | --> | 0.048 | 0 | 0.01 | 0 | 0 | Constrained, otherwise capacity available =43 kW | --> | E12 ex RATHKEALE | Rathkeale [T421,T422] | RATHKEALE |  | 52.514 | -8.9557
MV/LV Substation FI***594X |  | 20 kV | _ | LV | 50 kVA :Pole Substation | 0.05 | --> | 0.05 | 0.041 | 1.98 |  | --> | 0.048 | 0 | 0 | 0 | 0 | Constrained, otherwise capacity available =49 kW | --> | E14 ex RATHKEALE | Rathkeale [T421,T422] | RATHKEALE |  | 52.527 | -8.9102
MV/LV Substation SH***596Y |  | 10 kV | _ | LV | 400 kVA :Kiosk Substation | 0.4 | --> | 0.4 | 0.318 | 1.05 |  | --> | 0.38 | 0 | 0.006 | 0 | 0 | Constrained, otherwise capacity available =386 kW | --> | C14 ex NEWCASTLEWEST | Newcastlewest [T41,T42] | RATHKEALE |  | 52.4495 | -9.0531
MV/LV Substation CO***598X |  | 20 kV | _ | LV | 100 kVA :Pole Substation | 0.1 | --> | 0.1 | 0.07 | 1.98 |  | --> | 0.095 | 0 | 0 | 0 | 0 | Constrained, otherwise capacity available =99 kW | --> | E14 ex RATHKEALE | Rathkeale [T421,T422] | RATHKEALE |  | 52.5432 | -8.8543
MV/LV Substation MI***601X |  | 20 kV | _ | LV | 100 kVA :Pole Substation | 0.1 | --> | 0.1 | 0.087 | 1.98 |  | --> | 0.095 | 0 | 0.005 | 0 | 0 | Constrained, otherwise capacity available =93 kW | --> | E14 ex RATHKEALE | Rathkeale [T421,T422] | RATHKEALE |  | 52.5247 | -8.8468
MV/LV Substation WO***609 |  | 10 kV | _ | LV | 50 kVA :Pole Substation | 0.05 | --> | 0.05 | 0.037 | 1.98 |  | --> | 0.048 | 0 | 0.003 | 0 | 0 | Constrained, otherwise capacity available =47 kW | --> | E18 ex RATHKEALE | Rathkeale [T421,T422] | RATHKEALE |  | 52.5286 | -8.9473
MV/LV Substation KI***612X |  | 20 kV | _ | LV | 200 kVA :Pole Substation | 0.2 | --> | 0.2 | 0.096 | 1.98 |  | --> | 0.19 | 0 | 0 | 0 | 0 | Constrained, otherwise capacity available =204 kW | --> | E14 ex RATHKEALE | Rathkeale [T421,T422] | RATHKEALE |  | 52.4596 | -8.7362
MV/LV Substation KI***613X |  | 20 kV | _ | LV | 50 kVA :Pole Substation | 0.05 | --> | 0.05 | 0.027 | 1.98 |  | --> | 0.048 | 0 | 0 | 0 | 0 | Constrained, otherwise capacity available =50 kW | --> | E14 ex RATHKEALE | Rathkeale [T421,T422] | RATHKEALE |  | 52.461 | -8.7392
MV/LV Substation BA***621X |  | 10 kV | _ | LV | 400 kVA :Building Structure | 0.4 | --> | 0.4 | 0.39 | 1.05 |  | --> | 0.38 | 0 | 0 | 0 | 0 | Constrained, otherwise capacity available =381 kW | --> | C14 ex NEWCASTLEWEST | Newcastlewest [T41,T42] | RATHKEALE |  | 52.4503 | -9.0513
MV/LV Substation PL***625X |  | 20 kV | _ | LV | 50 kVA :Pole Substation | 0.05 | --> | 0.05 | 0.016 | 1.98 |  | --> | 0.048 | 0 | 0.016 | 0 | 0 | Constrained, otherwise capacity available =40 kW | --> | E14 ex RATHKEALE | Rathkeale [T421,T422] | RATHKEALE |  | 52.5101 | -8.7418
MV/LV Substation C/***629 |  | 20 kV | _ | LV | 100 kVA :Pole Substation | 0.1 | --> | 0.1 | 0.094 | 1.98 |  | --> | 0.095 | 0 | 0 | 0 | 0 | Constrained, otherwise capacity available =96 kW | --> | E12 ex RATHKEALE | Rathkeale [T421,T422] | RATHKEALE |  | 52.5184 | -8.9564
MV/LV Substation AL***634X |  | 20 kV | _ | LV | 50 kVA :Pole Substation | 0.05 | --> | 0.05 | 0.041 | 1.98 |  | --> | 0.048 | 0 | 0 | 0 | 0 | Constrained, otherwise capacity available =49 kW | --> | E11 ex RATHKEALE | Rathkeale [T421,T422] | RATHKEALE |  | 52.5629 | -8.9753
MV/LV Substation LE***649Y |  | 20 kV | _ | LV | 100 kVA :Pole Substation | 0.1 | --> | 0.1 | 0.089 | 1.58 |  | --> | 0.095 | 0 | 0.006 | 0 | 0 | Constrained, otherwise capacity available =92 kW | --> | C17 ex FOYNES | Foynes [T41,T42] | RATHKEALE |  | 52.6107 | -9.1321
MV/LV Substation DU***662 |  | 20 kV | _ | LV | 50 kVA :Pole Substation | 0.05 | --> | 0.05 | 0.044 | 1.98 |  | --> | 0.048 | 0 | 0.005 | 0 | 0 | Constrained, otherwise capacity available =45 kW | --> | E12 ex RATHKEALE | Rathkeale [T421,T422] | RATHKEALE |  | 52.4773 | -8.9145
MV/LV Substation ST***670Y |  | 20 kV | _ | LV | 100 kVA :Pole Substation | 0.1 | --> | 0.1 | 0.086 | 1.98 |  | --> | 0.095 | 0 | 0.006 | 0 | 0 | Constrained, otherwise capacity available =92 kW | --> | E11 ex RATHKEALE | Rathkeale [T421,T422] | RATHKEALE |  | 52.5435 | -8.9483
MV/LV Substation CO***672X |  | 20 kV | _ | LV | 50 kVA :Pole Substation | 0.05 | --> | 0.05 | 0 | 1.98 |  | --> | 0.048 | 0 | 0 | 0 | 0 | Constrained, otherwise capacity available =56 kW | --> | E12 ex RATHKEALE | Rathkeale [T421,T422] | RATHKEALE |  | 52.4749 | -8.8683
MV/LV Substation ME***674Y |  | 10 kV | _ | LV | 400 kVA :Kiosk Substation | 0.4 | --> | 0.4 | 0.348 | 1.05 |  | --> | 0.38 | 0 | 0.005 | 0 | 0 | Constrained, otherwise capacity available =383 kW | --> | C15 ex NEWCASTLEWEST | Newcastlewest [T41,T42] | RATHKEALE |  | 52.4473 | -9.0563
MV/LV Substation PA***676 |  | 20 kV | _ | LV | 50 kVA :Pole Substation | 0.05 | --> | 0.05 | 0.034 | 1.98 |  | --> | 0.048 | 0 | 0 | 0 | 0 | Constrained, otherwise capacity available =50 kW | --> | E12 ex RATHKEALE | Rathkeale [T421,T422] | RATHKEALE |  | 52.4342 | -8.9333
MV/LV Substation GU***681Y |  | 20 kV | _ | LV | 50 kVA :Pole Substation | 0.05 | --> | 0.05 | 0.047 | 1.98 |  | --> | 0.048 | 0 | 0 | 0 | 0 | Constrained, otherwise capacity available =48 kW | --> | E12 ex RATHKEALE | Rathkeale [T421,T422] | RATHKEALE |  | 52.4435 | -8.9302
MV/LV Substation C/***684X |  | 20 kV | _ | LV | 50 kVA :Pole Substation | 0.05 | --> | 0.05 | 0.042 | 1.98 |  | --> | 0.048 | 0 | 0.015 | 0 | 0 | Constrained, otherwise capacity available =38 kW | --> | E14 ex RATHKEALE | Rathkeale [T421,T422] | RATHKEALE |  | 52.5133 | -8.7452
MV/LV Substation CA***685Y |  | 20 kV | _ | LV | 50 kVA :Pole Substation | 0.05 | --> | 0.05 | 0.049 | 1.98 |  | --> | 0.048 | 0 | 0 | 0 | 0 | Constrained, otherwise capacity available =48 kW | --> | E12 ex RATHKEALE | Rathkeale [T421,T422] | RATHKEALE |  | 52.5161 | -8.9499
MV/LV Substation TE***688 |  | 20 kV | _ | LV | 50 kVA :Pole Substation | 0.05 | --> | 0.05 | 0.035 | 1.98 |  | --> | 0.048 | 0 | 0 | 0 | 0 | Constrained, otherwise capacity available =49 kW | --> | E12 ex RATHKEALE | Rathkeale [T421,T422] | RATHKEALE |  | 52.4654 | -8.8982
MV/LV Substation LO***693Y |  | 20 kV | _ | LV | 200 kVA :Pole Substation | 0.2 | --> | 0.2 | 0.158 | 1.58 |  | --> | 0.19 | 0 | 0.005 | 0 | 0 | Constrained, otherwise capacity available =192 kW | --> | C17 ex FOYNES | Foynes [T41,T42] | RATHKEALE |  | 52.5943 | -9.1955
MV/LV Substation AS***701Y |  | 20 kV | _ | LV | 100 kVA :Pole Substation | 0.1 | --> | 0.1 | 0.076 | 1.98 |  | --> | 0.095 | 0 | 0.002 | 0 | 0 | Constrained, otherwise capacity available =97 kW | --> | E11 ex RATHKEALE | Rathkeale [T421,T422] | RATHKEALE |  | 52.6024 | -8.97
MV/LV Substation CA***702X |  | 10 kV | _ | LV | 400 kVA :Building Structure | 0.4 | --> | 0.4 | 0.4 | 1.05 |  | --> | 0.38 | 0 | 0 | 0 | 0 | Constrained, otherwise capacity available =380 kW | --> | C18 ex NEWCASTLEWEST | Newcastlewest [T41,T42] | RATHKEALE |  | 52.4294 | -9.0108
MV/LV Substation CA***703X |  | 10 kV | _ | LV | 100 kVA :Pole Substation | 0.1 | --> | 0.1 | 0.032 | 1.05 |  | --> | 0.095 | 0 | 0 | 0 | 0 | Constrained, otherwise capacity available =104 kW | --> | C18 ex NEWCASTLEWEST | Newcastlewest [T41,T42] | RATHKEALE |  | 52.4299 | -9.0086
MV/LV Substation FI***711 |  | 20 kV | _ | LV | 200 kVA :Pole Substation | 0.2 | --> | 0.2 | 0.184 | 1.58 |  | --> | 0.19 | 0 | 0 | 0 | 0 | Constrained, otherwise capacity available =192 kW | --> | C17 ex FOYNES | Foynes [T41,T42] | RATHKEALE |  | 52.5617 | -9.1877
MV/LV Substation MO***712 |  | 10 kV | _ | LV | 200 kVA :Building Structure | 0.2 | --> | 0.2 | 0.179 | 1.58 |  | --> | 0.19 | 0 | 0 | 0 | 0 | Constrained, otherwise capacity available =193 kW | --> | C12 ex FOYNES | Foynes [T41,T42] | RATHKEALE |  | 52.6107 | -9.0944
MV/LV Substation LO***720Y |  | 20 kV | _ | LV | 400 kVA :Kiosk Substation | 0.4 | --> | 0.4 | 0.36 | 1.58 |  | --> | 0.38 | 0 | 0.01 | 0 | 0 | Constrained, otherwise capacity available =378 kW | --> | C17 ex FOYNES | Foynes [T41,T42] | RATHKEALE |  | 52.5695 | -9.2823
MV/LV Substation RA***722 |  | 20 kV | _ | LV | 200 kVA :Pole Substation | 0.2 | --> | 0.2 | 0.143 | 1.98 |  | --> | 0.19 | 0 | 0.006 | 0 | 0 | Constrained, otherwise capacity available =193 kW | --> | E14 ex RATHKEALE | Rathkeale [T421,T422] | RATHKEALE |  | 52.5438 | -8.7254
MV/LV Substation BA***722X |  | 10 kV | _ | LV | 630 kVA :Kiosk Substation | 0.63 | --> | 0.63 | 0.5 | 4.23 |  | --> | 0.598 | 0 | 0 | 0 | 0 | Constrained, otherwise capacity available =609 kW | --> | C17 ex CHURCHTOWN | Churchtown [T41] | RATHKEALE |  | 52.4592 | -9.0621
MV/LV Substation GO***725X |  | 10 kV | _ | LV | 100 kVA :Pole Substation | 0.1 | --> | 0.1 | 0.1 | 1.05 |  | --> | 0.095 | 0 | 0 | 0 | 0 | Constrained, otherwise capacity available =95 kW | --> | C16 ex NEWCASTLEWEST | Newcastlewest [T41,T42] | RATHKEALE |  | 52.454 | -9.0354
MV/LV Substation WO***732Y |  | 10 kV | _ | LV | 400 kVA :Kiosk Substation | 0.4 | --> | 0.4 | 0.308 | 1.05 |  | --> | 0.38 | 0 | 0.01 | 0 | 0 | Constrained, otherwise capacity available =385 kW | --> | C19 ex NEWCASTLEWEST | Newcastlewest [T41,T42] | RATHKEALE |  | 52.4418 | -9.0465
MV/LV Substation BA***738Y |  | 10 kV | _ | LV | 50 kVA :Pole Substation | 0.05 | --> | 0.05 | 0.045 | 1.05 |  | --> | 0.048 | 0 | 0 | 0 | 0 | Constrained, otherwise capacity available =48 kW | --> | C16 ex NEWCASTLEWEST | Newcastlewest [T41,T42] | RATHKEALE |  | 52.4825 | -9.032
MV/LV Substation CR***739Y |  | 20 kV | _ | LV | 50 kVA :Pole Substation | 0.05 | --> | 0.05 | 0.045 | 7.48 |  | --> | 0.048 | 0 | 0 | 0 | 0 | Constrained, otherwise capacity available =48 kW | --> | E12 ex CHURCHTOWN | Churchtown [T422] | RATHKEALE |  | 52.4167 | -9.1126
MV/LV Substation CO***746X |  | 10 kV | _ | LV | 200 kVA :Pole Substation | 0.2 | --> | 0.2 | 0.148 | 1.98 |  | --> | 0.19 | 0 | 0 | 0 | 0 | Constrained, otherwise capacity available =197 kW | --> | E18 ex RATHKEALE | Rathkeale [T421,T422] | RATHKEALE |  | 52.5217 | -8.9438
MV/LV Substation R/***747X |  | 10 kV | _ | LV | 100 kVA :Pole Substation | 0.1 | --> | 0.1 | 0.1 | 1.98 |  | --> | 0.095 | 0 | 0 | 0 | 0 | Constrained, otherwise capacity available =95 kW | --> | E18 ex RATHKEALE | Rathkeale [T421,T422] | RATHKEALE |  | 52.5215 | -8.9471
MV/LV Substation BA***749 |  | 10 kV | _ | LV | 100 kVA :Pole Substation | 0.1 | --> | 0.1 | 0.087 | 1.05 |  | --> | 0.095 | 0 | 0 | 0 | 0 | Constrained, otherwise capacity available =97 kW | --> | C16 ex NEWCASTLEWEST | Newcastlewest [T41,T42] | RATHKEALE |  | 52.4829 | -9.0342
MV/LV Substation BA***751X |  | 10 kV | _ | LV | 1000 kVA :Building Structure | 1 | --> | 1 | 0.5 | 1.58 |  | --> | 0.95 | 0 | 0 | 0 | 0 | Constrained, otherwise capacity available =959 kW | --> | C18 ex FOYNES | Foynes [T41,T42] | RATHKEALE |  | 52.5731 | -9.039
MV/LV Substation KI***753 |  | 10 kV | _ | LV | 30 kVA :Pole Substation | 0.03 | --> | 0.03 | 0.022 | 1.05 |  | --> | 0.028 | 0 | 0 | 0 | 0 | Constrained, otherwise capacity available =30 kW | --> | C16 ex NEWCASTLEWEST | Newcastlewest [T41,T42] | RATHKEALE |  | 52.4908 | -9.0504
MV/LV Substation CO***756Y |  | 20 kV | _ | LV | 50 kVA :Pole Substation | 0.05 | --> | 0.05 | 0.048 | 1.98 |  | --> | 0.048 | 0 | 0 | 0 | 0 | Constrained, otherwise capacity available =48 kW | --> | E14 ex RATHKEALE | Rathkeale [T421,T422] | RATHKEALE |  | 52.5151 | -8.723
MV/LV Substation BE***772X |  | 20 kV | _ | LV | 50 kVA :Pole Substation | 0.05 | --> | 0.05 | 0.043 | 1.98 |  | --> | 0.048 | 0 | 0 | 0 | 0 | Constrained, otherwise capacity available =48 kW | --> | E14 ex RATHKEALE | Rathkeale [T421,T422] | RATHKEALE |  | 52.5253 | -8.9188
MV/LV Substation TA***776X |  | 20 kV | _ | LV | 100 kVA :Pole Substation | 0.1 | --> | 0.1 | 0.094 | 1.98 |  | --> | 0.095 | 0 | 0 | 0 | 0 | Constrained, otherwise capacity available =96 kW | --> | E11 ex RATHKEALE | Rathkeale [T421,T422] | RATHKEALE |  | 52.5477 | -8.9353
MV/LV Substation FI***781X |  | 20 kV | _ | LV | 200 kVA :Pole Substation | 0.2 | --> | 0.2 | 0.159 | 1.98 |  | --> | 0.19 | 0 | 0 | 0 | 0 | Constrained, otherwise capacity available =196 kW | --> | E14 ex RATHKEALE | Rathkeale [T421,T422] | RATHKEALE |  | 52.5243 | -8.812
MV/LV Substation BA***782X |  | 20 kV | _ | LV | 200 kVA :Kiosk Substation | 0.2 | --> | 0.2 | 0.15 | 1.98 |  | --> | 0.19 | 0 | 0 | 0 | 0 | Constrained, otherwise capacity available =197 kW | --> | E14 ex RATHKEALE | Rathkeale [T421,T422] | RATHKEALE |  | 52.5151 | -8.7906
MV/LV Substation KI***782Y |  | 20 kV | _ | LV | 50 kVA :Pole Substation | 0.05 | --> | 0.05 | 0.04 | 1.98 |  | --> | 0.048 | 0 | 0 | 0 | 0 | Constrained, otherwise capacity available =49 kW | --> | E14 ex RATHKEALE | Rathkeale [T421,T422] | RATHKEALE |  | 52.523 | -8.8129
MV/LV Substation IS***785X |  | 20 kV | _ | LV | 400 kVA :Kiosk Substation | 0.4 | --> | 0.4 | 0.357 | 1.98 |  | --> | 0.38 | 0 | 0.011 | 0 | 0 | Constrained, otherwise capacity available =378 kW | --> | E14 ex RATHKEALE | Rathkeale [T421,T422] | RATHKEALE |  | 52.5105 | -8.7095
MV/LV Substation BA***785Y |  | 20 kV | _ | LV | 50 kVA :Pole Substation | 0.05 | --> | 0.05 | 0.031 | 1.98 |  | --> | 0.048 | 0 | 0 | 0 | 0 | Constrained, otherwise capacity available =50 kW | --> | E14 ex RATHKEALE | Rathkeale [T421,T422] | RATHKEALE |  | 52.4667 | -8.7872
MV/LV Substation KI***787X |  | 20 kV | _ | LV | 100 kVA :Pole Substation | 0.1 | --> | 0.1 | 0.033 | 1.98 |  | --> | 0.095 | 0 | 0 | 0 | 0 | Constrained, otherwise capacity available =104 kW | --> | E12 ex RATHKEALE | Rathkeale [T421,T422] | RATHKEALE |  | 52.4807 | -8.9416
MV/LV Substation CR***788Y |  | 20 kV | _ | LV | 200 kVA :Kiosk Substation | 0.2 | --> | 0.2 | 0.171 | 1.98 |  | --> | 0.19 | 0 | 0 | 0 | 0 | Constrained, otherwise capacity available =194 kW | --> | E14 ex RATHKEALE | Rathkeale [T421,T422] | RATHKEALE |  | 52.5195 | -8.7141
MV/LV Substation CL***789X |  | 20 kV | _ | LV | 50 kVA :Pole Substation | 0.05 | --> | 0.05 | 0.04 | 1.98 |  | --> | 0.048 | 0 | 0.004 | 0 | 0 | Constrained, otherwise capacity available =46 kW | --> | E12 ex RATHKEALE | Rathkeale [T421,T422] | RATHKEALE |  | 52.4587 | -8.9259
MV/LV Substation GL***790X |  | 20 kV | _ | LV | 50 kVA :Pole Substation | 0.05 | --> | 0.05 | 0.044 | 1.98 |  | --> | 0.048 | 0 | 0 | 0 | 0 | Constrained, otherwise capacity available =48 kW | --> | E12 ex RATHKEALE | Rathkeale [T421,T422] | RATHKEALE |  | 52.4627 | -8.867
MV/LV Substation OL***791 |  | 10 kV | _ | LV | 100 kVA :Pole Substation | 0.1 | --> | 0.1 | 0.089 | 1.05 |  | --> | 0.095 | 0 | 0 | 0 | 0 | Constrained, otherwise capacity available =96 kW | --> | C16 ex NEWCASTLEWEST | Newcastlewest [T41,T42] | RATHKEALE |  | 52.4792 | -9.0998
MV/LV Substation ST***791X |  | 20 kV | _ | LV | 630 kVA :Kiosk Substation | 0.63 | --> | 0.63 | 0.5 | 1.98 |  | --> | 0.598 | 0 | 0 | 0 | 0 | Constrained, otherwise capacity available =610 kW | --> | E14 ex RATHKEALE | Rathkeale [T421,T422] | RATHKEALE |  | 52.5237 | -8.7165
MV/LV Substation AR***793X |  | 10 kV | _ | LV | 75 kVA :Pole Substation | 0.075 | --> | 0.075 | 0.056 | 1.05 |  | --> | 0.071 | 0 | 0.006 | 0 | 0 | Constrained, otherwise capacity available =69 kW | --> | C16 ex NEWCASTLEWEST | Newcastlewest [T41,T42] | RATHKEALE |  | 52.494 | -9.0559
MV/LV Substation MA***794X |  | 10 kV | _ | LV | 200 kVA :Pole Substation | 0.2 | --> | 0.2 | 0.163 | 1.05 |  | --> | 0.19 | 0 | 0.005 | 0 | 0 | Constrained, otherwise capacity available =191 kW | --> | C16 ex NEWCASTLEWEST | Newcastlewest [T41,T42] | RATHKEALE |  | 52.494 | -9.0623
MV/LV Substation CA***795X |  | 10 kV | _ | LV | 30 kVA :Pole Substation | 0.03 | --> | 0.03 | 0.022 | 1.05 |  | --> | 0.028 | 0 | 0 | 0 | 0 | Constrained, otherwise capacity available =30 kW | --> | C16 ex NEWCASTLEWEST | Newcastlewest [T41,T42] | RATHKEALE |  | 52.5083 | -9.0493
MV/LV Substation RA***797X |  | 10 kV | _ | LV | 50 kVA :Pole Substation | 0.05 | --> | 0.05 | 0.024 | 1.05 |  | --> | 0.048 | 0 | 0 | 0 | 0 | Constrained, otherwise capacity available =51 kW | --> | C16 ex NEWCASTLEWEST | Newcastlewest [T41,T42] | RATHKEALE |  | 52.5181 | -9.0463
MV/LV Substation CO***797Y |  | 20 kV | _ | LV | 50 kVA :Pole Substation | 0.05 | --> | 0.05 | 0.028 | 1.58 |  | --> | 0.048 | 0 | 0 | 0 | 0 | Constrained, otherwise capacity available =50 kW | --> | C17 ex FOYNES | Foynes [T41,T42] | RATHKEALE |  | 52.5645 | -9.2645
MV/LV Substation AR***798X |  | 10 kV | _ | LV | 30 kVA :Pole Substation | 0.03 | --> | 0.03 | 0.029 | 1.05 |  | --> | 0.028 | 0 | 0 | 0 | 0 | Constrained, otherwise capacity available =29 kW | --> | C16 ex NEWCASTLEWEST | Newcastlewest [T41,T42] | RATHKEALE |  | 52.5046 | -9.0742
MV/LV Substation SH***799X |  | 20 kV | _ | LV | 200 kVA :Pole Substation | 0.2 | --> | 0.2 | 0.057 | 1.58 |  | --> | 0.19 | 0 | 0 | 0 | 0 | Constrained, otherwise capacity available =209 kW | --> | C17 ex FOYNES | Foynes [T41,T42] | RATHKEALE |  | 52.5745 | -9.102
MV/LV Substation DU***801X |  | 10 kV | _ | LV | 200 kVA :Pole Substation | 0.2 | --> | 0.2 | 0.1 | 1.58 |  | --> | 0.19 | 0 | 0.02 | 0 | 0 | Constrained, otherwise capacity available =188 kW | --> | C11 ex FOYNES | Foynes [T41,T42] | RATHKEALE |  | 52.6068 | -9.0972
MV/LV Substation SE***803X |  | 10 kV | _ | LV | 200 kVA :Pole Substation | 0.2 | --> | 0.2 | 0.154 | 1.58 |  | --> | 0.19 | 0 | 0.022 | 0 | 0 | Constrained, otherwise capacity available =180 kW | --> | C11 ex FOYNES | Foynes [T41,T42] | RATHKEALE |  | 52.6093 | -9.1051
MV/LV Substation FO***804X |  | 10 kV | _ | LV | 400 kVA :Kiosk Substation | 0.4 | --> | 0.4 | 0.255 | 1.58 |  | --> | 0.38 | 0 | 0.006 | 0 | 0 | Constrained, otherwise capacity available =395 kW | --> | C11 ex FOYNES | Foynes [T41,T42] | RATHKEALE |  | 52.6113 | -9.1091
MV/LV Substation TH***805X |  | 10 kV | _ | LV | 200 kVA :Kiosk Substation | 0.2 | --> | 0.2 | 0.164 | 1.58 |  | --> | 0.19 | 0 | 0.005 | 0 | 0 | Constrained, otherwise capacity available =191 kW | --> | C12 ex FOYNES | Foynes [T41,T42] | RATHKEALE |  | 52.6123 | -9.1124
MV/LV Substation FO***806X |  | 10 kV | _ | LV | 50 kVA :Pole Substation | 0.05 | --> | 0.05 | 0.047 | 1.58 |  | --> | 0.048 | 0 | 0.004 | 0 | 0 | Constrained, otherwise capacity available =45 kW | --> | C18 ex FOYNES | Foynes [T41,T42] | RATHKEALE |  | 52.5899 | -9.0776
MV/LV Substation MA***806Y |  | 10 kV | _ | LV | 200 kVA :Kiosk Substation | 0.2 | --> | 0.2 | 0.172 | 1.58 |  | --> | 0.19 | 0 | 0.041 | 0 | 0 | Constrained, otherwise capacity available =163 kW | --> | C12 ex FOYNES | Foynes [T41,T42] | RATHKEALE |  | 52.6107 | -9.112
MV/LV Substation MT***809X |  | 20 kV | _ | LV | 50 kVA :Pole Substation | 0.05 | --> | 0.05 | 0.041 | 1.58 |  | --> | 0.048 | 0 | 0 | 0 | 0 | Constrained, otherwise capacity available =49 kW | --> | C17 ex FOYNES | Foynes [T41,T42] | RATHKEALE |  | 52.6043 | -9.1561
MV/LV Substation OA***809Y |  | 10 kV | _ | LV | 400 kVA :Kiosk Substation | 0.4 | --> | 0.4 | 0.339 | 4.23 |  | --> | 0.38 | 0 | 0 | 0 | 0 | Constrained, otherwise capacity available =388 kW | --> | C13 ex CHURCHTOWN | Churchtown [T41] | RATHKEALE |  | 52.4573 | -9.053
MV/LV Substation CA***810 |  | 10 kV | _ | LV | 50 kVA :Pole Substation | 0.05 | --> | 0.05 | 0.029 | 1.05 |  | --> | 0.048 | 0 | 0.011 | 0 | 0 | Constrained, otherwise capacity available =42 kW | --> | C16 ex NEWCASTLEWEST | Newcastlewest [T41,T42] | RATHKEALE |  | 52.4935 | -9.1487
MV/LV Substation ST***811Y |  | 10 kV | _ | LV | 50 kVA :Pole Substation | 0.05 | --> | 0.05 | 0.034 | 1.58 |  | --> | 0.048 | 0 | 0 | 0 | 0 | Constrained, otherwise capacity available =50 kW | --> | C18 ex FOYNES | Foynes [T41,T42] | RATHKEALE |  | 52.5863 | -9.0669
MV/LV Substation FO***825X |  | 10 kV | _ | LV | 200 kVA :Pole Substation | 0.2 | --> | 0.2 | 0.19 | 1.58 |  | --> | 0.19 | 0 | 0 | 0 | 0 | Constrained, otherwise capacity available =191 kW | --> | C12 ex FOYNES | Foynes [T41,T42] | RATHKEALE |  | 52.6097 | -9.0977
MV/LV Substation ST***834Y |  | 20 kV | _ | LV | 100 kVA :Pole Substation | 0.1 | --> | 0.1 | 0.086 | 1.98 |  | --> | 0.095 | 0 | 0 | 0 | 0 | Constrained, otherwise capacity available =97 kW | --> | E12 ex RATHKEALE | Rathkeale [T421,T422] | RATHKEALE |  | 52.4757 | -8.8644
MV/LV Substation PO***844X |  | 20 kV | _ | LV | 50 kVA :Pole Substation | 0.05 | --> | 0.05 | 0.044 | 1.98 |  | --> | 0.048 | 0 | 0 | 0 | 0 | Constrained, otherwise capacity available =48 kW | --> | E14 ex RATHKEALE | Rathkeale [T421,T422] | RATHKEALE |  | 52.5339 | -8.738
MV/LV Substation CO***845X |  | 20 kV | _ | LV | 400 kVA :Building Structure | 0.4 | --> | 0.4 | 0.36 | 1.98 |  | --> | 0.38 | 0 | 0 | 0 | 0 | Constrained, otherwise capacity available =385 kW | --> | E11 ex RATHKEALE | Rathkeale [T421,T422] | RATHKEALE |  | 52.5901 | -8.9688
MV/LV Substation TU***847X |  | 20 kV | _ | LV | 50 kVA :Pole Substation | 0.05 | --> | 0.05 | 0.037 | 7.48 |  | --> | 0.048 | 0 | 0 | 0 | 0 | Constrained, otherwise capacity available =49 kW | --> | E12 ex CHURCHTOWN | Churchtown [T422] | RATHKEALE |  | 52.4456 | -9.0742
MV/LV Substation OA***848Y |  | 10 kV | _ | LV | 200 kVA :Kiosk Substation | 0.2 | --> | 0.2 | 0.148 | 4.23 |  | --> | 0.19 | 0 | 0.002 | 0 | 0 | Constrained, otherwise capacity available =196 kW | --> | C13 ex CHURCHTOWN | Churchtown [T41] | RATHKEALE |  | 52.4538 | -9.049
MV/LV Substation CA***851Y |  | 20 kV | _ | LV | 50 kVA :Pole Substation | 0.05 | --> | 0.05 | 0.023 | 1.98 |  | --> | 0.048 | 0 | 0 | 0 | 0 | Constrained, otherwise capacity available =51 kW | --> | E14 ex RATHKEALE | Rathkeale [T421,T422] | RATHKEALE |  | 52.5356 | -8.7183
MV/LV Substation CL***852X |  | 20 kV | _ | LV | 50 kVA :Pole Substation | 0.05 | --> | 0.05 | 0.035 | 1.98 |  | --> | 0.048 | 0 | 0 | 0 | 0 | Constrained, otherwise capacity available =50 kW | --> | E12 ex RATHKEALE | Rathkeale [T421,T422] | RATHKEALE |  | 52.5101 | -8.9896
MV/LV Substation EN***852Y |  | 10 kV | _ | LV | 200 kVA :Kiosk Substation | 0.2 | --> | 0.2 | 0.168 | 1.98 |  | --> | 0.19 | 0 | 0 | 0 | 0 | Constrained, otherwise capacity available =194 kW | --> | E18 ex RATHKEALE | Rathkeale [T421,T422] | RATHKEALE |  | 52.5187 | -8.9322
MV/LV Substation AU***854X |  | 10 kV | _ | LV | 100 kVA :Pole Substation | 0.1 | --> | 0.1 | 0.095 | 1.58 |  | --> | 0.095 | 0 | 0 | 0 | 0 | Constrained, otherwise capacity available =96 kW | --> | C18 ex FOYNES | Foynes [T41,T42] | RATHKEALE |  | 52.6154 | -9.0626
MV/LV Substation BO***854Y |  | 10 kV | _ | LV | 50 kVA :Pole Substation | 0.05 | --> | 0.05 | 0.047 | 1.58 |  | --> | 0.048 | 0 | 0 | 0 | 0 | Constrained, otherwise capacity available =48 kW | --> | C18 ex FOYNES | Foynes [T41,T42] | RATHKEALE |  | 52.5952 | -9.0496
MV/LV Substation CL***870 |  | 10 kV | _ | LV | 50 kVA :Pole Substation | 0.05 | --> | 0.05 | 0.032 | 1.05 |  | --> | 0.048 | 0 | 0.005 | 0 | 0 | Constrained, otherwise capacity available =46 kW | --> | C19 ex NEWCASTLEWEST | Newcastlewest [T41,T42] | RATHKEALE |  | 52.4003 | -9.043
MV/LV Substation CR***871Y |  | 20 kV | _ | LV | 50 kVA :Pole Substation | 0.05 | --> | 0.05 | 0.049 | 7.48 |  | --> | 0.048 | 0 | 0.011 | 0 | 0 | Constrained, otherwise capacity available =40 kW | --> | E12 ex CHURCHTOWN | Churchtown [T422] | RATHKEALE |  | 52.4187 | -9.1125
MV/LV Substation CL***872 |  | 10 kV | _ | LV | 50 kVA :Pole Substation | 0.05 | --> | 0.05 | 0.028 | 1.05 |  | --> | 0.048 | 0 | 0 | 0 | 0 | Constrained, otherwise capacity available =50 kW | --> | C19 ex NEWCASTLEWEST | Newcastlewest [T41,T42] | RATHKEALE |  | 52.4024 | -9.0235
MV/LV Substation GR***890X |  | 20 kV | _ | LV | 200 kVA :Pole Substation | 0.2 | --> | 0.2 | 0.194 | 1.98 |  | --> | 0.19 | 0 | 0 | 0 | 0 | Constrained, otherwise capacity available =191 kW | --> | E14 ex RATHKEALE | Rathkeale [T421,T422] | RATHKEALE |  | 52.4598 | -8.7671
MV/LV Substation CA***895X |  | 10 kV | _ | LV | 100 kVA :Pole Substation | 0.1 | --> | 0.1 | 0.08 | 1.05 |  | --> | 0.095 | 0 | 0.01 | 0 | 0 | Constrained, otherwise capacity available =90 kW | --> | C18 ex NEWCASTLEWEST | Newcastlewest [T41,T42] | RATHKEALE |  | 52.4324 | -9.0133
MV/LV Substation DO***896X |  | 20 kV | _ | LV | 50 kVA :Pole Substation | 0.05 | --> | 0.05 | 0.047 | 7.48 |  | --> | 0.048 | 0 | 0 | 0 | 0 | Constrained, otherwise capacity available =48 kW | --> | E12 ex CHURCHTOWN | Churchtown [T422] | RATHKEALE |  | 52.4607 | -9.0722
MV/LV Substation ST***899 |  | 10 kV | _ | LV | 100 kVA :Pole Substation | 0.1 | --> | 0.1 | 0.089 | 1.05 |  | --> | 0.095 | 0 | 0.01 | 0 | 0 | Constrained, otherwise capacity available =89 kW | --> | C19 ex NEWCASTLEWEST | Newcastlewest [T41,T42] | RATHKEALE |  | 52.3971 | -9.107
MV/LV Substation CO***904 |  | 10 kV | _ | LV | 400 kVA :Kiosk Substation | 0.4 | --> | 0.4 | 0.349 | 4.23 |  | --> | 0.38 | 0 | 0 | 0 | 0 | Constrained, otherwise capacity available =387 kW | --> | C13 ex CHURCHTOWN | Churchtown [T41] | RATHKEALE |  | 52.4577 | -9.0553
MV/LV Substation RO***910X |  | 10 kV | _ | LV | 630 kVA :Building Structure | 0.63 | --> | 0.63 | 0.5 | 1.58 |  | --> | 0.598 | 0 | 0 | 0 | 0 | Constrained, otherwise capacity available =598 kW | --> | C18 ex FOYNES | Foynes [T41,T42] | RATHKEALE |  | 52.5998 | -9.0419
MV/LV Substation KI***911 |  | 10 kV | _ | LV | 50 kVA :Pole Substation | 0.05 | --> | 0.05 | 0.024 | 1.05 |  | --> | 0.048 | 0 | 0 | 0 | 0 | Constrained, otherwise capacity available =51 kW | --> | C19 ex NEWCASTLEWEST | Newcastlewest [T41,T42] | RATHKEALE |  | 52.4435 | -9.0446
MV/LV Substation PO***914 |  | 10 kV | _ | LV | 100 kVA :Pole Substation | 0.1 | --> | 0.1 | 0.076 | 1.05 |  | --> | 0.095 | 0 | 0 | 0 | 0 | Constrained, otherwise capacity available =98 kW | --> | C14 ex NEWCASTLEWEST | Newcastlewest [T41,T42] | RATHKEALE |  | 52.4524 | -9.0449
MV/LV Substation BE***915 |  | 10 kV | _ | LV | 200 kVA :Pole Substation | 0.2 | --> | 0.2 | 0.09 | 1.05 |  | --> | 0.19 | 0 | 0.011 | 0 | 0 | Constrained, otherwise capacity available =196 kW | --> | C15 ex NEWCASTLEWEST | Newcastlewest [T41,T42] | RATHKEALE |  | 52.4459 | -9.0535
MV/LV Substation BO***916 |  | 10 kV | _ | LV | 400 kVA :Kiosk Substation | 0.4 | --> | 0.4 | 0.326 | 1.05 |  | --> | 0.38 | 0 | 0.011 | 0 | 0 | Constrained, otherwise capacity available =382 kW | --> | C15 ex NEWCASTLEWEST | Newcastlewest [T41,T42] | RATHKEALE |  | 52.4449 | -9.0587
MV/LV Substation KI***919 |  | 10 kV | _ | LV | 100 kVA :Pole Substation | 0.1 | --> | 0.1 | 0.082 | 1.05 |  | --> | 0.095 | 0 | 0.004 | 0 | 0 | Constrained, otherwise capacity available =94 kW | --> | C15 ex NEWCASTLEWEST | Newcastlewest [T41,T42] | RATHKEALE |  | 52.4395 | -9.0569
MV/LV Substation GA***938 |  | 20 kV | _ | LV | 50 kVA :Pole Substation | 0.05 | --> | 0.05 | 0.044 | 7.48 |  | --> | 0.048 | 0 | 0.01 | 0 | 0 | Constrained, otherwise capacity available =41 kW | --> | E12 ex CHURCHTOWN | Churchtown [T422] | RATHKEALE |  | 52.4342 | -9.1138
MV/LV Substation CH***942X |  | 20 kV | _ | LV | 200 kVA :Pole Substation | 0.2 | --> | 0.2 | 0.174 | 1.98 |  | --> | 0.19 | 0 | 0 | 0 | 0 | Constrained, otherwise capacity available =194 kW | --> | E11 ex RATHKEALE | Rathkeale [T421,T422] | RATHKEALE |  | 52.6019 | -8.9717
MV/LV Substation RA***951X |  | 10 kV | _ | LV | 50 kVA :Pole Substation | 0.05 | --> | 0.05 | 0.026 | 1.05 |  | --> | 0.048 | 0 | 0 | 0 | 0 | Constrained, otherwise capacity available =51 kW | --> | C19 ex NEWCASTLEWEST | Newcastlewest [T41,T42] | RATHKEALE |  | 52.376 | -9.0467
MV/LV Substation CO***955Y |  | 20 kV | _ | LV | 50 kVA :Pole Substation | 0.05 | --> | 0.05 | 0.039 | 1.98 |  | --> | 0.048 | 0 | 0 | 0 | 0 | Constrained, otherwise capacity available =49 kW | --> | E11 ex RATHKEALE | Rathkeale [T421,T422] | RATHKEALE |  | 52.6193 | -8.8774
MV/LV Substation CU***962 |  | 20 kV | _ | LV | 100 kVA :Pole Substation | 0.1 | --> | 0.1 | 0.089 | 7.48 |  | --> | 0.095 | 0 | 0.01 | 0 | 0 | Constrained, otherwise capacity available =89 kW | --> | E12 ex CHURCHTOWN | Churchtown [T422] | RATHKEALE |  | 52.4485 | -9.0798
MV/LV Substation CL***967Y |  | 10 kV | _ | LV | 400 kVA :Kiosk Substation | 0.4 | --> | 0.4 | 0.34 | 4.23 |  | --> | 0.38 | 0 | 0 | 0 | 0 | Constrained, otherwise capacity available =388 kW | --> | C13 ex CHURCHTOWN | Churchtown [T41] | RATHKEALE |  | 52.4554 | -9.047
MV/LV Substation WY***969X |  | 20 kV | _ | LV | 200 kVA :Pole Substation | 0.2 | --> | 0.2 | 0.174 | 1.98 |  | --> | 0.19 | 0 | 0 | 0 | 0 | Constrained, otherwise capacity available =194 kW | --> | E11 ex RATHKEALE | Rathkeale [T421,T422] | RATHKEALE |  | 52.5947 | -8.9765
MV/LV Substation GR***972X |  | 20 kV | _ | LV | 50 kVA :Pole Substation | 0.05 | --> | 0.05 | 0.034 | 1.98 |  | --> | 0.048 | 0 | 0 | 0 | 0 | Constrained, otherwise capacity available =50 kW | --> | E14 ex RATHKEALE | Rathkeale [T421,T422] | RATHKEALE |  | 52.4537 | -8.7403
MV/LV Substation BA***976Y |  | 20 kV | _ | LV | 50 kVA :Pole Substation | 0.05 | --> | 0.05 | 0.046 | 7.48 |  | --> | 0.048 | 0 | 0 | 0 | 0 | Constrained, otherwise capacity available =48 kW | --> | E12 ex CHURCHTOWN | Churchtown [T422] | RATHKEALE |  | 52.4349 | -9.0862
MV/LV Substation KY***977X |  | 20 kV | _ | LV | 200 kVA :Kiosk Substation | 0.2 | --> | 0.2 | 0.158 | 1.98 |  | --> | 0.19 | 0 | 0 | 0 | 0 | Constrained, otherwise capacity available =196 kW | --> | E14 ex RATHKEALE | Rathkeale [T421,T422] | RATHKEALE |  | 52.5184 | -8.7131
MV/LV Substation CR***981X |  | 20 kV | _ | LV | 100 kVA :Pole Substation | 0.1 | --> | 0.1 | 0.06 | 1.98 |  | --> | 0.095 | 0 | 0.015 | 0 | 0 | Constrained, otherwise capacity available =89 kW | --> | E14 ex RATHKEALE | Rathkeale [T421,T422] | RATHKEALE |  | 52.5211 | -8.7131
MV/LV Substation EL***982X |  | 20 kV | _ | LV | 50 kVA :Pole Substation | 0.05 | --> | 0.05 | 0.032 | 1.98 |  | --> | 0.048 | 0 | 0.008 | 0 | 0 | Constrained, otherwise capacity available =44 kW | --> | E14 ex RATHKEALE | Rathkeale [T421,T422] | RATHKEALE |  | 52.5213 | -8.7149
MV/LV Substation AS***985X |  | 20 kV | _ | LV | 100 kVA :Pole Substation | 0.1 | --> | 0.1 | 0.095 | 1.98 |  | --> | 0.095 | 0 | 0 | 0 | 0 | Constrained, otherwise capacity available =96 kW | --> | E11 ex RATHKEALE | Rathkeale [T421,T422] | RATHKEALE |  | 52.6029 | -8.9736
MV/LV Substation AS***986Y |  | 20 kV | _ | LV | 400 kVA :Kiosk Substation | 0.4 | --> | 0.4 | 0.393 | 1.58 |  | --> | 0.38 | 0 | 0 | 0 | 0 | Constrained, otherwise capacity available =381 kW | --> | C17 ex FOYNES | Foynes [T41,T42] | RATHKEALE |  | 52.5965 | -9.1908
MV/LV Substation DE***990Y |  | 10 kV | _ | LV | 630 kVA :Kiosk Substation | 0.63 | --> | 0.63 | 0.5 | 4.23 |  | --> | 0.598 | 0 | 0.005 | 0 | 0 | Constrained, otherwise capacity available =611 kW | --> | C13 ex CHURCHTOWN | Churchtown [T41] | RATHKEALE |  | 52.4594 | -9.0542
MV/LV Substation DE***991Y |  | 10 kV | _ | LV | 200 kVA :Kiosk Substation | 0.2 | --> | 0.2 | 0.184 | 4.23 |  | --> | 0.19 | 0 | 0 | 0 | 0 | Constrained, otherwise capacity available =192 kW | --> | C13 ex CHURCHTOWN | Churchtown [T41] | RATHKEALE |  | 52.46 | -9.0531
MV/LV Substation RE***995Y |  | 10 kV | _ | LV | 50 kVA :Pole Substation | 0.05 | --> | 0.05 | 0.046 | 1.05 |  | --> | 0.048 | 0 | 0.005 | 0 | 0 | Constrained, otherwise capacity available =44 kW | --> | C16 ex NEWCASTLEWEST | Newcastlewest [T41,T42] | RATHKEALE |  | 52.4931 | -9.0662
MV/LV Substation GL***998Y |  | 10 kV | _ | LV | 50 kVA :Pole Substation | 0.05 | --> | 0.05 | 0.049 | 1.05 |  | --> | 0.048 | 0 | 0 | 0 | 0 | Constrained, otherwise capacity available =48 kW | --> | C16 ex NEWCASTLEWEST | Newcastlewest [T41,T42] | RATHKEALE |  | 52.5034 | -9.0704
MV/LV Substation CH***001 |  | 10 kV | _ | LV | 400 kVA :Kiosk Substation | 0.4 | --> | 0.4 | 0.23 | 3.75 |  | --> | 0.38 | 0 | 0 | 0 | 0 | Constrained, otherwise capacity available =403 kW | --> | C11 ex SMEARLA | Smearla [T41,T42] | TRIEN |  | 52.4458 | -9.485
MV/LV Substation WI***002 |  | 10 kV | _ | LV | 400 kVA :Kiosk Substation | 0.4 | --> | 0.4 | 0.226 | 3.75 |  | --> | 0.38 | 0 | 0 | 0 | 0 | Constrained, otherwise capacity available =403 kW | --> | C11 ex SMEARLA | Smearla [T41,T42] | TRIEN |  | 52.4475 | -9.4865
MV/LV Substation BR***010 |  | 10 kV | _ | LV | 400 kVA :Kiosk Substation | 0.4 | --> | 0.4 | 0.298 | 3.75 |  | --> | 0.38 | 0 | 0.01 | 0 | 0 | Constrained, otherwise capacity available =386 kW | --> | C11 ex SMEARLA | Smearla [T41,T42] | TRIEN |  | 52.4424 | -9.4779
MV/LV Substation CO***019 |  | 10 kV | _ | LV | 400 kVA :Kiosk Substation | 0.4 | --> | 0.4 | 0.304 | 3.75 |  | --> | 0.38 | 0 | 0.057 | 0 | 0 | Constrained, otherwise capacity available =351 kW | --> | C12 ex SMEARLA | Smearla [T41,T42] | TRIEN |  | 52.4483 | -9.4945
MV/LV Substation FI***025 |  | 10 kV | _ | LV | 100 kVA :Pole Substation | 0.1 | --> | 0.1 | 0.072 | 3.75 |  | --> | 0.095 | 0 | 0 | 0 | 0 | Constrained, otherwise capacity available =99 kW | --> | C18 ex SMEARLA | Smearla [T41,T42] | TRIEN |  | 52.4295 | -9.5257
MV/LV Substation CA***026 |  | 10 kV | _ | LV | 200 kVA :Kiosk Substation | 0.2 | --> | 0.2 | 0.159 | 3.75 |  | --> | 0.19 | 0 | 0.022 | 0 | 0 | Constrained, otherwise capacity available =179 kW | --> | C13 ex SMEARLA | Smearla [T41,T42] | TRIEN |  | 52.4478 | -9.4665
MV/LV Substation TH***028 |  | 10 kV | _ | LV | 630 kVA :Kiosk Substation | 0.63 | --> | 0.63 | 0.39 | 3.75 |  | --> | 0.598 | 0 | 0.043 | 0 | 0 | Constrained, otherwise capacity available =599 kW | --> | C13 ex SMEARLA | Smearla [T41,T42] | TRIEN |  | 52.4487 | -9.483
MV/LV Substation GR***030 |  | 10 kV | _ | LV | 50 kVA :Pole Substation | 0.05 | --> | 0.05 | 0.049 | 3.75 |  | --> | 0.048 | 0 | 0 | 0 | 0 | Constrained, otherwise capacity available =48 kW | --> | C11 ex SMEARLA | Smearla [T41,T42] | TRIEN |  | 52.4383 | -9.4555
MV/LV Substation BR***033 |  | 20 kV | _ | LV | 200 kVA :Pole Substation | 0.2 | --> | 0.2 | 0.132 | 3.75 |  | --> | 0.19 | 0 | 0 | 0 | 0 | Constrained, otherwise capacity available =199 kW | --> | C14 ex SMEARLA | Smearla [T41,T42] | TRIEN |  | 52.5726 | -9.377
MV/LV Substation DR***037 |  | 10 kV | _ | LV | 400 kVA :Kiosk Substation | 0.4 | --> | 0.4 | 0.344 | 3.75 |  | --> | 0.38 | 0 | 0.004 | 0 | 0 | Constrained, otherwise capacity available =385 kW | --> | C11 ex SMEARLA | Smearla [T41,T42] | TRIEN |  | 52.4509 | -9.4728
MV/LV Substation MO***041X |  | 10 kV | _ | LV | 50 kVA :Pole Substation | 0.05 | --> | 0.05 | 0.04 | 3.75 |  | --> | 0.048 | 0 | 0 | 0 | 0 | Constrained, otherwise capacity available =49 kW | --> | C19 ex SMEARLA | Smearla [T41,T42] | TRIEN |  | 52.3917 | -9.3149
MV/LV Substation GU***045 |  | 10 kV | _ | LV | 400 kVA :Kiosk Substation | 0.4 | --> | 0.4 | 0.261 | 3.75 |  | --> | 0.38 | 0 | 0.048 | 0 | 0 | Constrained, otherwise capacity available =363 kW | --> | C11 ex SMEARLA | Smearla [T41,T42] | TRIEN |  | 52.4476 | -9.4748
MV/LV Substation IS***051 |  | 10 kV | _ | LV | 200 kVA :Pole Substation | 0.2 | --> | 0.2 | 0.181 | 3.75 |  | --> | 0.19 | 0 | 0.004 | 0 | 0 | Constrained, otherwise capacity available =190 kW | --> | C12 ex SMEARLA | Smearla [T41,T42] | TRIEN |  | 52.4455 | -9.5051
MV/LV Substation GR***052 |  | 10 kV | _ | LV | 400 kVA :Kiosk Substation | 0.4 | --> | 0.4 | 0.301 | 3.75 |  | --> | 0.38 | 0 | 0.01 | 0 | 0 | Constrained, otherwise capacity available =386 kW | --> | C12 ex SMEARLA | Smearla [T41,T42] | TRIEN |  | 52.4469 | -9.4979
MV/LV Substation TH***062 |  | 10 kV | _ | LV | 630 kVA :Kiosk Substation | 0.63 | --> | 0.63 | 0.452 | 3.75 |  | --> | 0.598 | 0 | 0.058 | 0 | 0 | Constrained, otherwise capacity available =579 kW | --> | C11 ex SMEARLA | Smearla [T41,T42] | TRIEN |  | 52.4447 | -9.4847
MV/LV Substation LI***064 |  | 10 kV | _ | LV | 400 kVA :Building Structure | 0.4 | --> | 0.4 | 0.258 | 3.75 |  | --> | 0.38 | 0 | 0.005 | 0 | 0 | Constrained, otherwise capacity available =395 kW | --> | C11 ex SMEARLA | Smearla [T41,T42] | TRIEN |  | 52.4488 | -9.4871
MV/LV Substation TH***068 |  | 10 kV | _ | LV | 400 kVA :Kiosk Substation | 0.4 | --> | 0.4 | 0.308 | 3.75 |  | --> | 0.38 | 0 | 0.016 | 0 | 0 | Constrained, otherwise capacity available =380 kW | --> | C13 ex SMEARLA | Smearla [T41,T42] | TRIEN |  | 52.4514 | -9.4764
MV/LV Substation GO***072 |  | 10 kV | _ | LV | 100 kVA :Pole Substation | 0.1 | --> | 0.1 | 0.073 | 3.75 |  | --> | 0.095 | 0 | 0 | 0 | 0 | Constrained, otherwise capacity available =99 kW | --> | C12 ex SMEARLA | Smearla [T41,T42] | TRIEN |  | 52.4441 | -9.5233
MV/LV Substation TA***076 |  | 20 kV | _ | LV | 50 kVA :Building Structure | 0.05 | --> | 0.05 | 0 | 3.75 |  | --> | 0.048 | 0 | 0 | 0 | 0 | Constrained, otherwise capacity available =61 kW | --> | C14 ex SMEARLA | Smearla [T41,T42] | TRIEN |  | 52.5883 | -9.3648
MV/LV Substation TA***077 |  | 20 kV | _ | LV | 630 kVA :Building Structure | 0.63 | --> | 0.63 | 0.5 | 3.75 |  | --> | 0.598 | 0 | 0 | 0 | 0 | Constrained, otherwise capacity available =598 kW | --> | C14 ex SMEARLA | Smearla [T41,T42] | TRIEN |  | 52.5888 | -9.3685
MV/LV Substation TA***078 |  | 20 kV | _ | LV | 100 kVA :Pole Substation | 0.1 | --> | 0.1 | 0.096 | 3.75 |  | --> | 0.095 | 0 | 0 | 0 | 0 | Constrained, otherwise capacity available =96 kW | --> | C14 ex SMEARLA | Smearla [T41,T42] | TRIEN |  | 52.5869 | -9.365
MV/LV Substation FE***081 |  | 10 kV | _ | LV | 200 kVA :Kiosk Substation | 0.2 | --> | 0.2 | 0.077 | 3.75 |  | --> | 0.19 | 0 | 0.005 | 0 | 0 | Constrained, otherwise capacity available =202 kW | --> | C12 ex SMEARLA | Smearla [T41,T42] | TRIEN |  | 52.4487 | -9.4926
MV/LV Substation AS***082 |  | 10 kV | _ | LV | 400 kVA :Kiosk Substation | 0.4 | --> | 0.4 | 0.356 | 3.75 |  | --> | 0.38 | 0 | 0 | 0 | 0 | Constrained, otherwise capacity available =386 kW | --> | C13 ex SMEARLA | Smearla [T41,T42] | TRIEN |  | 52.4499 | -9.4807
MV/LV Substation DU***084 |  | 10 kV | _ | LV | 100 kVA :Pole Substation | 0.1 | --> | 0.1 | 0.093 | 3.75 |  | --> | 0.095 | 0 | 0 | 0 | 0 | Constrained, otherwise capacity available =96 kW | --> | C19 ex SMEARLA | Smearla [T41,T42] | TRIEN |  | 52.4118 | -9.3863
MV/LV Substation DO***104 |  | 20 kV | _ | LV | 50 kVA :Pole Substation | 0.05 | --> | 0.05 | 0.041 | 3.75 |  | --> | 0.048 | 0 | 0 | 0 | 0 | Constrained, otherwise capacity available =49 kW | --> | C14 ex SMEARLA | Smearla [T41,T42] | TRIEN |  | 52.5677 | -9.3903
MV/LV Substation TI***114Z |  | 20 kV | _ | LV | 50 kVA :Pole Substation | 0.05 | --> | 0.05 | 0.049 | 3.75 |  | --> | 0.048 | 0 | 0.016 | 0 | 0 | Constrained, otherwise capacity available =36 kW | --> | C14 ex SMEARLA | Smearla [T41,T42] | TRIEN |  | 52.5708 | -9.3713
MV/LV Substation AS***117Z |  | 10 kV | _ | LV | 200 kVA :Kiosk Substation | 0.2 | --> | 0.2 | 0.113 | 3.75 |  | --> | 0.19 | 0 | 0.04 | 0 | 0 | Constrained, otherwise capacity available =172 kW | --> | C12 ex SMEARLA | Smearla [T41,T42] | TRIEN |  | 52.4475 | -9.502
MV/LV Substation FI***118Z |  | 10 kV | _ | LV | 50 kVA :Pole Substation | 0.05 | --> | 0.05 | 0.049 | 3.75 |  | --> | 0.048 | 0 | 0 | 0 | 0 | Constrained, otherwise capacity available =48 kW | --> | C18 ex SMEARLA | Smearla [T41,T42] | TRIEN |  | 52.4231 | -9.5426
MV/LV Substation LI***121Z |  | 10 kV | _ | LV | 630 kVA :Kiosk Substation | 0.63 | --> | 0.63 | 0.5 | 3.75 |  | --> | 0.598 | 0 | 0.02 | 0 | 0 | Constrained, otherwise capacity available =589 kW | --> | C11 ex SMEARLA | Smearla [T41,T42] | TRIEN |  | 52.4458 | -9.4875
MV/LV Substation GL***123Z |  | 20 kV | _ | LV | 100 kVA :Pole Substation | 0.1 | --> | 0.1 | 0.084 | 3.75 |  | --> | 0.095 | 0 | 0.005 | 0 | 0 | Constrained, otherwise capacity available =94 kW | --> | C14 ex SMEARLA | Smearla [T41,T42] | TRIEN |  | 52.5054 | -9.3582
MV/LV Substation TA***133 |  | 20 kV | _ | LV | 400 kVA :Kiosk Substation | 0.4 | --> | 0.4 | 0.368 | 3.75 |  | --> | 0.38 | 0 | 0 | 0 | 0 | Constrained, otherwise capacity available =384 kW | --> | C14 ex SMEARLA | Smearla [T41,T42] | TRIEN |  | 52.5743 | -9.3823
MV/LV Substation CO***136 |  | 10 kV | _ | LV | 30 kVA :Pole Substation | 0.03 | --> | 0.03 | 0.022 | 3.75 |  | --> | 0.028 | 0 | 0 | 0 | 0 | Constrained, otherwise capacity available =30 kW | --> | C18 ex SMEARLA | Smearla [T41,T42] | TRIEN |  | 52.4241 | -9.4995
MV/LV Substation ES***137 |  | 20 kV | _ | LV | 50 kVA :Pole Substation | 0.05 | --> | 0.05 | 0.04 | 3.75 |  | --> | 0.048 | 0 | 0 | 0 | 0 | Constrained, otherwise capacity available =49 kW | --> | C14 ex SMEARLA | Smearla [T41,T42] | TRIEN |  | 52.5678 | -9.373
MV/LV Substation TH***139Z |  | 10 kV | _ | LV | 630 kVA :Kiosk Substation | 0.63 | --> | 0.63 | 0.5 | 3.75 |  | --> | 0.598 | 0 | 0.005 | 0 | 0 | Constrained, otherwise capacity available =600 kW | --> | C11 ex SMEARLA | Smearla [T41,T42] | TRIEN |  | 52.4431 | -9.4826
MV/LV Substation ES***153 |  | 20 kV | _ | LV | 100 kVA :Pole Substation | 0.1 | --> | 0.1 | 0.091 | 3.75 |  | --> | 0.095 | 0 | 0 | 0 | 0 | Constrained, otherwise capacity available =96 kW | --> | C14 ex SMEARLA | Smearla [T41,T42] | TRIEN |  | 52.5707 | -9.3839
MV/LV Substation AD***156Z |  | 10 kV | _ | LV | 400 kVA :Building Structure | 0.4 | --> | 0.4 | 0.385 | 3.75 |  | --> | 0.38 | 0 | 0 | 0 | 0 | Constrained, otherwise capacity available =382 kW | --> | C13 ex SMEARLA | Smearla [T41,T42] | TRIEN |  | 52.4513 | -9.492
MV/LV Substation TA***189Z |  | 10 kV | _ | LV | 400 kVA :Kiosk Substation | 0.4 | --> | 0.4 | 0.344 | 3.75 |  | --> | 0.38 | 0 | 0.041 | 0 | 0 | Constrained, otherwise capacity available =357 kW | --> | C18 ex SMEARLA | Smearla [T41,T42] | TRIEN |  | 52.4337 | -9.4996
MV/LV Substation DR***198 |  | 10 kV | _ | LV | 400 kVA :Building Structure | 0.4 | --> | 0.4 | 0.4 | 3.75 |  | --> | 0.38 | 0 | 0 | 0 | 0 | Constrained, otherwise capacity available =380 kW | --> | C12 ex SMEARLA | Smearla [T41,T42] | TRIEN |  | 52.4385 | -9.5289
MV/LV Substation SK***198Z |  | 10 kV | _ | LV | 100 kVA :Pole Substation | 0.1 | --> | 0.1 | 0.081 | 3.75 |  | --> | 0.095 | 0 | 0 | 0 | 0 | Constrained, otherwise capacity available =98 kW | --> | C13 ex SMEARLA | Smearla [T41,T42] | TRIEN |  | 52.4484 | -9.4414
MV/LV Substation DR***199 |  | 10 kV | _ | LV | 100 kVA :Pole Substation | 0.1 | --> | 0.1 | 0.047 | 3.75 |  | --> | 0.095 | 0 | 0.011 | 0 | 0 | Constrained, otherwise capacity available =94 kW | --> | C13 ex SMEARLA | Smearla [T41,T42] | TRIEN |  | 52.4598 | -9.4632
MV/LV Substation LA***200Z |  | 10 kV | _ | LV | 200 kVA :Kiosk Substation | 0.2 | --> | 0.2 | 0.187 | 3.75 |  | --> | 0.19 | 0 | 0 | 0 | 0 | Constrained, otherwise capacity available =192 kW | --> | C13 ex SMEARLA | Smearla [T41,T42] | TRIEN |  | 52.4523 | -9.4828
MV/LV Substation SL***203Z |  | 10 kV | _ | LV | 400 kVA :Kiosk Substation | 0.4 | --> | 0.4 | 0.34 | 3.75 |  | --> | 0.38 | 0 | 0.012 | 0 | 0 | Constrained, otherwise capacity available =379 kW | --> | C13 ex SMEARLA | Smearla [T41,T42] | TRIEN |  | 52.46 | -9.4884
MV/LV Substation GA***206Z |  | 10 kV | _ | LV | 630 kVA :Building Structure | 0.63 | --> | 0.63 | 0.46 | 3.75 |  | --> | 0.598 | 0 | 0 | 0 | 0 | Constrained, otherwise capacity available =621 kW | --> | C11 ex SMEARLA | Smearla [T41,T42] | TRIEN |  | 52.4478 | -9.4903
MV/LV Substation ST***209Z |  | 10 kV | _ | LV | 400 kVA :Kiosk Substation | 0.4 | --> | 0.4 | 0.319 | 3.75 |  | --> | 0.38 | 0 | 0 | 0 | 0 | Constrained, otherwise capacity available =391 kW | --> | C11 ex SMEARLA | Smearla [T41,T42] | TRIEN |  | 52.4498 | -9.4712
MV/LV Substation ME***214Z |  | 10 kV | _ | LV | 200 kVA :Kiosk Substation | 0.2 | --> | 0.2 | 0.18 | 3.75 |  | --> | 0.19 | 0 | 0 | 0 | 0 | Constrained, otherwise capacity available =193 kW | --> | C13 ex SMEARLA | Smearla [T41,T42] | TRIEN |  | 52.45 | -9.4781
MV/LV Substation WI***217Z |  | 10 kV | _ | LV | 400 kVA :Kiosk Substation | 0.4 | --> | 0.4 | 0.313 | 3.75 |  | --> | 0.38 | 0 | 0.01 | 0 | 0 | Constrained, otherwise capacity available =384 kW | --> | C13 ex SMEARLA | Smearla [T41,T42] | TRIEN |  | 52.4496 | -9.4802
MV/LV Substation IS***219Z |  | 10 kV | _ | LV | 200 kVA :Pole Substation | 0.2 | --> | 0.2 | 0.187 | 3.75 |  | --> | 0.19 | 0 | 0.015 | 0 | 0 | Constrained, otherwise capacity available =181 kW | --> | C12 ex SMEARLA | Smearla [T41,T42] | TRIEN |  | 52.4458 | -9.5091
MV/LV Substation KE***222Z |  | 10 kV | _ | LV | 630 kVA :Kiosk Substation | 0.63 | --> | 0.63 | 0.5 | 3.75 |  | --> | 0.598 | 0 | 0.025 | 0 | 0 | Constrained, otherwise capacity available =587 kW | --> | C11 ex SMEARLA | Smearla [T41,T42] | TRIEN |  | 52.4467 | -9.4687
MV/LV Substation BE***227Z |  | 20 kV | _ | LV | 100 kVA :Pole Substation | 0.1 | --> | 0.1 | 0.043 | 3.75 |  | --> | 0.095 | 0 | 0 | 0 | 0 | Constrained, otherwise capacity available =102 kW | --> | C18 ex SMEARLA | Smearla [T41,T42] | TRIEN |  | 52.4058 | -9.4805
MV/LV Substation MU***236Z |  | 20 kV | _ | LV | 200 kVA :Pole Substation | 0.2 | --> | 0.2 | 0.149 | 3.75 |  | --> | 0.19 | 0 | 0 | 0 | 0 | Constrained, otherwise capacity available =197 kW | --> | C18 ex SMEARLA | Smearla [T41,T42] | TRIEN |  | 52.2988 | -9.5453
MV/LV Substation KN***240 |  | 20 kV | _ | LV | 50 kVA :Pole Substation | 0.05 | --> | 0.05 | 0.037 | 3.75 |  | --> | 0.048 | 0 | 0.006 | 0 | 0 | Constrained, otherwise capacity available =45 kW | --> | C14 ex SMEARLA | Smearla [T41,T42] | TRIEN |  | 52.4614 | -9.3725
MV/LV Substation WO***243Z |  | 20 kV | _ | LV | 100 kVA :Pole Substation | 0.1 | --> | 0.1 | 0.068 | 3.75 |  | --> | 0.095 | 0 | 0 | 0 | 0 | Constrained, otherwise capacity available =99 kW | --> | C14 ex SMEARLA | Smearla [T41,T42] | TRIEN |  | 52.5754 | -9.3795
MV/LV Substation MO***256 |  | 20 kV | _ | LV | 50 kVA :Pole Substation | 0.05 | --> | 0.05 | 0.05 | 3.75 |  | --> | 0.048 | 0 | 0 | 0 | 0 | Constrained, otherwise capacity available =48 kW | --> | C14 ex SMEARLA | Smearla [T41,T42] | TRIEN |  | 52.4777 | -9.37
MV/LV Substation GL***260 |  | 20 kV | _ | LV | 200 kVA :Kiosk Substation | 0.2 | --> | 0.2 | 0.165 | 3.75 |  | --> | 0.19 | 0 | 0.02 | 0 | 0 | Constrained, otherwise capacity available =180 kW | --> | C14 ex SMEARLA | Smearla [T41,T42] | TRIEN |  | 52.5023 | -9.3675
MV/LV Substation MO***261 |  | 20 kV | _ | LV | 100 kVA :Pole Substation | 0.1 | --> | 0.1 | 0.043 | 3.75 |  | --> | 0.095 | 0 | 0.017 | 0 | 0 | Constrained, otherwise capacity available =90 kW | --> | C14 ex SMEARLA | Smearla [T41,T42] | TRIEN |  | 52.5 | -9.3723
MV/LV Substation MO***262 |  | 20 kV | _ | LV | 200 kVA :Pole Substation | 0.2 | --> | 0.2 | 0.168 | 3.75 |  | --> | 0.19 | 0 | 0 | 0 | 0 | Constrained, otherwise capacity available =194 kW | --> | C14 ex SMEARLA | Smearla [T41,T42] | TRIEN |  | 52.5034 | -9.37
MV/LV Substation LE***267 |  | 20 kV | _ | LV | 50 kVA :Pole Substation | 0.05 | --> | 0.05 | 0.03 | 3.75 |  | --> | 0.048 | 0 | 0 | 0 | 0 | Constrained, otherwise capacity available =50 kW | --> | C14 ex SMEARLA | Smearla [T41,T42] | TRIEN |  | 52.5225 | -9.3727
MV/LV Substation ES***272 |  | 20 kV | _ | LV | 100 kVA :Pole Substation | 0.1 | --> | 0.1 | 0.076 | 3.75 |  | --> | 0.095 | 0 | 0.006 | 0 | 0 | Constrained, otherwise capacity available =94 kW | --> | C14 ex SMEARLA | Smearla [T41,T42] | TRIEN |  | 52.5727 | -9.3811
MV/LV Substation TA***273 |  | 20 kV | _ | LV | 200 kVA :Pole Substation | 0.2 | --> | 0.2 | 0.127 | 3.75 |  | --> | 0.19 | 0 | 0.017 | 0 | 0 | Constrained, otherwise capacity available =187 kW | --> | C14 ex SMEARLA | Smearla [T41,T42] | TRIEN |  | 52.5714 | -9.3762
MV/LV Substation KE***276 |  | 20 kV | _ | LV | 50 kVA :Pole Substation | 0.05 | --> | 0.05 | 0.042 | 3.75 |  | --> | 0.048 | 0 | 0 | 0 | 0 | Constrained, otherwise capacity available =49 kW | --> | C14 ex SMEARLA | Smearla [T41,T42] | TRIEN |  | 52.4697 | -9.3712
MV/LV Substation DR***277Z |  | 10 kV | _ | LV | 400 kVA :Kiosk Substation | 0.4 | --> | 0.4 | 0.341 | 3.75 |  | --> | 0.38 | 0 | 0.005 | 0 | 0 | Constrained, otherwise capacity available =384 kW | --> | C13 ex SMEARLA | Smearla [T41,T42] | TRIEN |  | 52.4496 | -9.4605
MV/LV Substation TH***282Z |  | 10 kV | _ | LV | 200 kVA :Kiosk Substation | 0.2 | --> | 0.2 | 0.166 | 3.75 |  | --> | 0.19 | 0 | 0.005 | 0 | 0 | Constrained, otherwise capacity available =191 kW | --> | C11 ex SMEARLA | Smearla [T41,T42] | TRIEN |  | 52.4419 | -9.4854
MV/LV Substation CA***285Z |  | 20 kV | _ | LV | 200 kVA :Pole Substation | 0.2 | --> | 0.2 | 0.194 | 3.75 |  | --> | 0.19 | 0 | 0 | 0 | 0 | Constrained, otherwise capacity available =191 kW | --> | C14 ex SMEARLA | Smearla [T41,T42] | TRIEN |  | 52.4522 | -9.3898
MV/LV Substation CR***310Z |  | 10 kV | _ | LV | 50 kVA :Pole Substation | 0.05 | --> | 0.05 | 0.05 | 3.75 |  | --> | 0.048 | 0 | 0 | 0 | 0 | Constrained, otherwise capacity available =48 kW | --> | C12 ex SMEARLA | Smearla [T41,T42] | TRIEN |  | 52.4513 | -9.4983
MV/LV Substation IN***318Z |  | 10 kV | _ | LV | 400 kVA :Kiosk Substation | 0.4 | --> | 0.4 | 0.369 | 3.75 |  | --> | 0.38 | 0 | 0.01 | 0 | 0 | Constrained, otherwise capacity available =377 kW | --> | C13 ex SMEARLA | Smearla [T41,T42] | TRIEN |  | 52.4513 | -9.4904
MV/LV Substation TH***320Z |  | 10 kV | _ | LV | 400 kVA :Kiosk Substation | 0.4 | --> | 0.4 | 0.372 | 3.75 |  | --> | 0.38 | 0 | 0.005 | 0 | 0 | Constrained, otherwise capacity available =380 kW | --> | C13 ex SMEARLA | Smearla [T41,T42] | TRIEN |  | 52.4552 | -9.4697
MV/LV Substation LA***323 |  | 20 kV | _ | LV | 50 kVA :Pole Substation | 0.05 | --> | 0.05 | 0.038 | 3.75 |  | --> | 0.048 | 0 | 0 | 0 | 0 | Constrained, otherwise capacity available =49 kW | --> | C14 ex SMEARLA | Smearla [T41,T42] | TRIEN |  | 52.5676 | -9.3458
MV/LV Substation CO***333Z |  | 10 kV | _ | LV | 400 kVA :Kiosk Substation | 0.4 | --> | 0.4 | 0.36 | 3.75 |  | --> | 0.38 | 0 | 0.005 | 0 | 0 | Constrained, otherwise capacity available =382 kW | --> | C13 ex SMEARLA | Smearla [T41,T42] | TRIEN |  | 52.4523 | -9.472
MV/LV Substation CO***348 |  | 10 kV | _ | LV | 200 kVA :Pole Substation | 0.2 | --> | 0.2 | 0.197 | 3.75 |  | --> | 0.19 | 0 | 0 | 0 | 0 | Constrained, otherwise capacity available =190 kW | --> | C13 ex SMEARLA | Smearla [T41,T42] | TRIEN |  | 52.4948 | -9.4545
MV/LV Substation TA***353 |  | 10 kV | _ | LV | 50 kVA :Pole Substation | 0.05 | --> | 0.05 | 0.047 | 3.75 |  | --> | 0.048 | 0 | 0 | 0 | 0 | Constrained, otherwise capacity available =48 kW | --> | C12 ex SMEARLA | Smearla [T41,T42] | TRIEN |  | 52.4465 | -9.5157
MV/LV Substation KC***353Z |  | 10 kV | _ | LV | 50 kVA :Pole Substation | 0.05 | --> | 0.05 | 0.05 | 3.75 |  | --> | 0.048 | 0 | 0 | 0 | 0 | Constrained, otherwise capacity available =48 kW | --> | C19 ex SMEARLA | Smearla [T41,T42] | TRIEN |  | 52.4254 | -9.4279
MV/LV Substation KN***356 |  | 10 kV | _ | LV | 50 kVA :Pole Substation | 0.05 | --> | 0.05 | 0.022 | 3.75 |  | --> | 0.048 | 0 | 0 | 0 | 0 | Constrained, otherwise capacity available =51 kW | --> | C18 ex SMEARLA | Smearla [T41,T42] | TRIEN |  | 52.4341 | -9.4599
MV/LV Substation SH***359Z |  | 20 kV | _ | LV | 50 kVA :Pole Substation | 0.05 | --> | 0.05 | 0.044 | 3.75 |  | --> | 0.048 | 0 | 0 | 0 | 0 | Constrained, otherwise capacity available =48 kW | --> | C14 ex SMEARLA | Smearla [T41,T42] | TRIEN |  | 52.4425 | -9.4259
MV/LV Substation RE***382Z |  | 10 kV | _ | LV | 200 kVA :Kiosk Substation | 0.2 | --> | 0.2 | 0.18 | 3.75 |  | --> | 0.19 | 0 | 0 | 0 | 0 | Constrained, otherwise capacity available =193 kW | --> | C13 ex SMEARLA | Smearla [T41,T42] | TRIEN |  | 52.4522 | -9.4801
MV/LV Substation AR***388Z |  | 10 kV | _ | LV | 100 kVA :Pole Substation | 0.1 | --> | 0.1 | 0.067 | 3.75 |  | --> | 0.095 | 0 | 0.045 | 0 | 0 | Constrained, otherwise capacity available =66 kW | --> | C12 ex SMEARLA | Smearla [T41,T42] | TRIEN |  | 52.4488 | -9.4988
MV/LV Substation KN***391Z |  | 10 kV | _ | LV | 50 kVA :Pole Substation | 0.05 | --> | 0.05 | 0.049 | 3.75 |  | --> | 0.048 | 0 | 0 | 0 | 0 | Constrained, otherwise capacity available =48 kW | --> | C19 ex SMEARLA | Smearla [T41,T42] | TRIEN |  | 52.3801 | -9.3568
MV/LV Substation KE***396Z |  | 10 kV | _ | LV | 630 kVA :Kiosk Substation | 0.63 | --> | 0.63 | 0.392 | 3.75 |  | --> | 0.598 | 0 | 0 | 0 | 0 | Constrained, otherwise capacity available =613 kW | --> | C19 ex SMEARLA | Smearla [T41,T42] | TRIEN |  | 52.4352 | -9.3899
MV/LV Substation TR***397Z |  | 10 kV | _ | LV | 50 kVA :Pole Substation | 0.05 | --> | 0.05 | 0.046 | 3.75 |  | --> | 0.048 | 0 | 0 | 0 | 0 | Constrained, otherwise capacity available =48 kW | --> | C19 ex SMEARLA | Smearla [T41,T42] | TRIEN |  | 52.4415 | -9.3746
MV/LV Substation TA***4024 |  | 20 kV | _ | LV | 200 kVA :Kiosk Substation | 0.2 | --> | 0.2 | 0.181 | 3.75 |  | --> | 0.19 | 0 | 0.011 | 0 | 0 | Constrained, otherwise capacity available =184 kW | --> | C14 ex SMEARLA | Smearla [T41,T42] | TRIEN |  | 52.5871 | -9.3743
MV/LV Substation DU***402Z |  | 10 kV | _ | LV | 630 kVA :Kiosk Substation | 0.63 | --> | 0.63 | 0.5 | 3.75 |  | --> | 0.598 | 0 | 0.006 | 0 | 0 | Constrained, otherwise capacity available =596 kW | --> | C13 ex SMEARLA | Smearla [T41,T42] | TRIEN |  | 52.4562 | -9.4942
MV/LV Substation HU***4032 |  | 20 kV | _ | LV | 50 kVA :Pole Substation | 0.05 | --> | 0.05 | 0.044 | 3.75 |  | --> | 0.048 | 0 | 0 | 0 | 0 | Constrained, otherwise capacity available =48 kW | --> | C18 ex SMEARLA | Smearla [T41,T42] | TRIEN |  | 52.3316 | -9.5172
MV/LV Substation CL***4038 |  | 10 kV | _ | LV | 100 kVA :Pole Substation | 0.1 | --> | 0.1 | 0.083 | 3.75 |  | --> | 0.095 | 0 | 0 | 0 | 0 | Constrained, otherwise capacity available =97 kW | --> | C13 ex SMEARLA | Smearla [T41,T42] | TRIEN |  | 52.4529 | -9.4875
MV/LV Substation LY***4041 |  | 20 kV | _ | LV | 50 kVA :Pole Substation | 0.05 | --> | 0.05 | 0.045 | 3.75 |  | --> | 0.048 | 0 | 0 | 0 | 0 | Constrained, otherwise capacity available =48 kW | --> | C18 ex SMEARLA | Smearla [T41,T42] | TRIEN |  | 52.3507 | -9.4947
MV/LV Substation LE***4047 |  | 20 kV | _ | LV | 50 kVA :Pole Substation | 0.05 | --> | 0.05 | 0.045 | 3.75 |  | --> | 0.048 | 0 | 0 | 0 | 0 | Constrained, otherwise capacity available =48 kW | --> | C14 ex SMEARLA | Smearla [T41,T42] | TRIEN |  | 52.5225 | -9.3657
MV/LV Substation ST***4051 |  | 10 kV | _ | LV | 100 kVA :Pole Substation | 0.1 | --> | 0.1 | 0.09 | 3.75 |  | --> | 0.095 | 0 | 0 | 0 | 0 | Constrained, otherwise capacity available =96 kW | --> | C13 ex SMEARLA | Smearla [T41,T42] | TRIEN |  | 52.4533 | -9.4912
MV/LV Substation FU***4054 |  | 20 kV | _ | LV | 50 kVA :Pole Substation | 0.05 | --> | 0.05 | 0.044 | 3.75 |  | --> | 0.048 | 0 | 0 | 0 | 0 | Constrained, otherwise capacity available =48 kW | --> | C18 ex SMEARLA | Smearla [T41,T42] | TRIEN |  | 52.4095 | -9.4801
MV/LV Substation KI***4064 |  | 20 kV | _ | LV | 200 kVA :Kiosk Substation | 0.2 | --> | 0.2 | 0.171 | 3.75 |  | --> | 0.19 | 0 | 0 | 0 | 0 | Constrained, otherwise capacity available =194 kW | --> | C14 ex SMEARLA | Smearla [T41,T42] | TRIEN |  | 52.5803 | -9.3973
MV/LV Substation KN***4065 |  | 10 kV | _ | LV | 200 kVA :Kiosk Substation | 0.2 | --> | 0.2 | 0.168 | 3.75 |  | --> | 0.19 | 0 | 0 | 0 | 0 | Constrained, otherwise capacity available =194 kW | --> | C19 ex SMEARLA | Smearla [T41,T42] | TRIEN |  | 52.434 | -9.3727
MV/LV Substation DE***4068 |  | 10 kV | _ | LV | 100 kVA :Pole Substation | 0.1 | --> | 0.1 | 0.1 | 3.75 |  | --> | 0.095 | 0 | 0 | 0 | 0 | Constrained, otherwise capacity available =95 kW | --> | C13 ex SMEARLA | Smearla [T41,T42] | TRIEN |  | 52.4832 | -9.4204
MV/LV Substation PU***409 |  | 20 kV | _ | LV | 100 kVA :Pole Substation | 0.1 | --> | 0.1 | 0.075 | 3.75 |  | --> | 0.095 | 0 | 0 | 0 | 0 | Constrained, otherwise capacity available =98 kW | --> | C18 ex SMEARLA | Smearla [T41,T42] | TRIEN |  | 52.3517 | -9.4931
MV/LV Substation DO***4098 |  | 10 kV | _ | LV | 100 kVA :Pole Substation | 0.1 | --> | 0.1 | 0.1 | 3.75 |  | --> | 0.095 | 0 | 0 | 0 | 0 | Constrained, otherwise capacity available =95 kW | --> | C19 ex SMEARLA | Smearla [T41,T42] | TRIEN |  | 52.414 | -9.3733
MV/LV Substation FR***410Z |  | 10 kV | _ | LV | 100 kVA :Pole Substation | 0.1 | --> | 0.1 | 0.099 | 3.75 |  | --> | 0.095 | 0 | 0 | 0 | 0 | Constrained, otherwise capacity available =95 kW | --> | C18 ex SMEARLA | Smearla [T41,T42] | TRIEN |  | 52.4107 | -9.5948
MV/LV Substation PU***411 |  | 20 kV | _ | LV | 50 kVA :Pole Substation | 0.05 | --> | 0.05 | 0.009 | 3.75 |  | --> | 0.048 | 0 | 0 | 0 | 0 | Constrained, otherwise capacity available =53 kW | --> | C18 ex SMEARLA | Smearla [T41,T42] | TRIEN |  | 52.3562 | -9.4748
MV/LV Substation TO***4120 |  | 10 kV | _ | LV | 100 kVA :Pole Substation | 0.1 | --> | 0.1 | 0.092 | 3.75 |  | --> | 0.095 | 0 | 0.003 | 0 | 0 | Constrained, otherwise capacity available =94 kW | --> | C19 ex SMEARLA | Smearla [T41,T42] | TRIEN |  | 52.3929 | -9.4156
MV/LV Substation MO***4128 |  | 20 kV | _ | LV | 630 kVA :Building Structure | 0.63 | --> | 0.63 | 0.5 | 3.75 |  | --> | 0.598 | 0 | 0 | 0 | 0 | Constrained, otherwise capacity available =598 kW | --> | C14 ex SMEARLA | Smearla [T41,T42] | TRIEN |  | 52.4622 | -9.386
MV/LV Substation HA***412Z |  | 20 kV | _ | LV | 200 kVA :Kiosk Substation | 0.2 | --> | 0.2 | 0.196 | 3.75 |  | --> | 0.19 | 0 | 0 | 0 | 0 | Constrained, otherwise capacity available =191 kW | --> | C14 ex SMEARLA | Smearla [T41,T42] | TRIEN |  | 52.5711 | -9.3788
MV/LV Substation AP***4130 |  | 10 kV | _ | LV | 400 kVA :Kiosk Substation | 0.4 | --> | 0.4 | 0.209 | 3.75 |  | --> | 0.38 | 0 | 0.011 | 0 | 0 | Constrained, otherwise capacity available =397 kW | --> | C13 ex SMEARLA | Smearla [T41,T42] | TRIEN |  | 52.4484 | -9.4664
MV/LV Substation KN***4135 |  | 20 kV | _ | LV | 100 kVA :Pole Substation | 0.1 | --> | 0.1 | 0.098 | 3.75 |  | --> | 0.095 | 0 | 0 | 0 | 0 | Constrained, otherwise capacity available =95 kW | --> | C14 ex SMEARLA | Smearla [T41,T42] | TRIEN |  | 52.4646 | -9.3718
MV/LV Substation BI***4144 |  | 10 kV | _ | LV | 100 kVA :Pole Substation | 0.1 | --> | 0.1 | 0.1 | 3.75 |  | --> | 0.095 | 0 | 0 | 0 | 0 | Constrained, otherwise capacity available =95 kW | --> | C18 ex SMEARLA | Smearla [T41,T42] | TRIEN |  | 52.4245 | -9.5127
MV/LV Substation MO***4147 |  | 10 kV | _ | LV | 100 kVA :Pole Substation | 0.1 | --> | 0.1 | 0.1 | 3.75 |  | --> | 0.095 | 0 | 0 | 0 | 0 | Constrained, otherwise capacity available =95 kW | --> | C18 ex SMEARLA | Smearla [T41,T42] | TRIEN |  | 52.4003 | -9.5302
MV/LV Substation CL***4152 |  | 10 kV | _ | LV | 630 kVA :Building Structure | 0.63 | --> | 0.63 | 0.5 | 3.75 |  | --> | 0.598 | 0 | 0 | 0 | 0 | Constrained, otherwise capacity available =598 kW | --> | C13 ex SMEARLA | Smearla [T41,T42] | TRIEN |  | 52.4512 | -9.4942
MV/LV Substation IS***4153 |  | 10 kV | _ | LV | 200 kVA :Pole Substation | 0.2 | --> | 0.2 | 0.2 | 3.75 |  | --> | 0.19 | 0 | 0 | 0 | 0 | Constrained, otherwise capacity available =190 kW | --> | C12 ex SMEARLA | Smearla [T41,T42] | TRIEN |  | 52.446 | -9.5061
MV/LV Substation DO***429Z |  | 10 kV | _ | LV | 200 kVA :Kiosk Substation | 0.2 | --> | 0.2 | 0.2 | 3.75 |  | --> | 0.19 | 0 | 0 | 0 | 0 | Constrained, otherwise capacity available =190 kW | --> | C13 ex SMEARLA | Smearla [T41,T42] | TRIEN |  | 52.4503 | -9.4947
MV/LV Substation FI***432Z |  | 10 kV | _ | LV | 50 kVA :Pole Substation | 0.05 | --> | 0.05 | 0.05 | 3.75 |  | --> | 0.048 | 0 | 0 | 0 | 0 | Constrained, otherwise capacity available =48 kW | --> | C18 ex SMEARLA | Smearla [T41,T42] | TRIEN |  | 52.4281 | -9.5267
MV/LV Substation CO***438Z |  | 20 kV | _ | LV | 50 kVA :Pole Substation | 0.05 | --> | 0.05 | 0.047 | 3.75 |  | --> | 0.048 | 0 | 0 | 0 | 0 | Constrained, otherwise capacity available =48 kW | --> | C14 ex SMEARLA | Smearla [T41,T42] | TRIEN |  | 52.569 | -9.4207
MV/LV Substation GL***439Z |  | 20 kV | _ | LV | 200 kVA :Pole Substation | 0.2 | --> | 0.2 | 0.182 | 3.75 |  | --> | 0.19 | 0 | 0 | 0 | 0 | Constrained, otherwise capacity available =192 kW | --> | C14 ex SMEARLA | Smearla [T41,T42] | TRIEN |  | 52.5716 | -9.3724
MV/LV Substation DU***456 |  | 10 kV | _ | LV | 400 kVA :Kiosk Substation | 0.4 | --> | 0.4 | 0.3 | 3.75 |  | --> | 0.38 | 0 | 0.011 | 0 | 0 | Constrained, otherwise capacity available =385 kW | --> | C19 ex SMEARLA | Smearla [T41,T42] | TRIEN |  | 52.4133 | -9.3892
MV/LV Substation TO***457 |  | 10 kV | _ | LV | 100 kVA :Pole Substation | 0.1 | --> | 0.1 | 0.096 | 3.75 |  | --> | 0.095 | 0 | 0 | 0 | 0 | Constrained, otherwise capacity available =96 kW | --> | C19 ex SMEARLA | Smearla [T41,T42] | TRIEN |  | 52.3948 | -9.4096
MV/LV Substation FO***503 |  | 10 kV | _ | LV | 100 kVA :Pole Substation | 0.1 | --> | 0.1 | 0.08 | 3.75 |  | --> | 0.095 | 0 | 0.005 | 0 | 0 | Constrained, otherwise capacity available =94 kW | --> | C19 ex SMEARLA | Smearla [T41,T42] | TRIEN |  | 52.4094 | -9.3799
MV/LV Substation TR***516 |  | 10 kV | _ | LV | 200 kVA :Kiosk Substation | 0.2 | --> | 0.2 | 0.2 | 3.75 |  | --> | 0.19 | 0 | 0 | 0 | 0 | Constrained, otherwise capacity available =190 kW | --> | C19 ex SMEARLA | Smearla [T41,T42] | TRIEN |  | 52.4245 | -9.426
MV/LV Substation TA***521 |  | 20 kV | _ | LV | 100 kVA :Pole Substation | 0.1 | --> | 0.1 | 0.076 | 3.75 |  | --> | 0.095 | 0 | 0 | 0 | 0 | Constrained, otherwise capacity available =98 kW | --> | C14 ex SMEARLA | Smearla [T41,T42] | TRIEN |  | 52.5743 | -9.3774
MV/LV Substation RA***533 |  | 10 kV | _ | LV | 400 kVA :Building Structure | 0.4 | --> | 0.4 | 0.37 | 3.75 |  | --> | 0.38 | 0 | 0 | 0 | 0 | Constrained, otherwise capacity available =384 kW | --> | C12 ex SMEARLA | Smearla [T41,T42] | TRIEN |  | 52.4454 | -9.4962
MV/LV Substation ST***535 |  | 10 kV | _ | LV | 200 kVA :Pole Substation | 0.2 | --> | 0.2 | 0.173 | 3.75 |  | --> | 0.19 | 0 | 0.014 | 0 | 0 | Constrained, otherwise capacity available =183 kW | --> | C13 ex SMEARLA | Smearla [T41,T42] | TRIEN |  | 52.4511 | -9.4643
MV/LV Substation HA***548 |  | 20 kV | _ | LV | 50 kVA :Pole Substation | 0.05 | --> | 0.05 | 0.046 | 3.75 |  | --> | 0.048 | 0 | 0.006 | 0 | 0 | Constrained, otherwise capacity available =44 kW | --> | C14 ex SMEARLA | Smearla [T41,T42] | TRIEN |  | 52.4684 | -9.3417
MV/LV Substation LI***556 |  | 10 kV | _ | LV | 630 kVA :Building Structure | 0.63 | --> | 0.63 | 0.5 | 3.75 |  | --> | 0.598 | 0 | 0.027 | 0 | 0 | Constrained, otherwise capacity available =591 kW | --> | C13 ex SMEARLA | Smearla [T41,T42] | TRIEN |  | 52.45 | -9.4912
MV/LV Substation MO***569 |  | 20 kV | _ | LV | 630 kVA :Kiosk Substation | 0.63 | --> | 0.63 | 0.5 | 3.75 |  | --> | 0.598 | 0 | 0.015 | 0 | 0 | Constrained, otherwise capacity available =596 kW | --> | C14 ex SMEARLA | Smearla [T41,T42] | TRIEN |  | 52.4986 | -9.3725
MV/LV Substation KN***644 |  | 10 kV | _ | LV | 100 kVA :Pole Substation | 0.1 | --> | 0.1 | 0.088 | 3.75 |  | --> | 0.095 | 0 | 0 | 0 | 0 | Constrained, otherwise capacity available =97 kW | --> | C13 ex SMEARLA | Smearla [T41,T42] | TRIEN |  | 52.4777 | -9.4643
MV/LV Substation CL***645 |  | 10 kV | _ | LV | 200 kVA :Pole Substation | 0.2 | --> | 0.2 | 0.112 | 3.75 |  | --> | 0.19 | 0 | 0.01 | 0 | 0 | Constrained, otherwise capacity available =194 kW | --> | C13 ex SMEARLA | Smearla [T41,T42] | TRIEN |  | 52.4575 | -9.4897
MV/LV Substation CU***661 |  | 10 kV | _ | LV | 100 kVA :Pole Substation | 0.1 | --> | 0.1 | 0.087 | 3.75 |  | --> | 0.095 | 0 | 0.006 | 0 | 0 | Constrained, otherwise capacity available =92 kW | --> | C12 ex SMEARLA | Smearla [T41,T42] | TRIEN |  | 52.4536 | -9.505
MV/LV Substation CO***662 |  | 10 kV | _ | LV | 50 kVA :Pole Substation | 0.05 | --> | 0.05 | 0.034 | 3.75 |  | --> | 0.048 | 0 | 0 | 0 | 0 | Constrained, otherwise capacity available =50 kW | --> | C12 ex SMEARLA | Smearla [T41,T42] | TRIEN |  | 52.4493 | -9.499
MV/LV Substation MO***691 |  | 20 kV | _ | LV | 50 kVA :Pole Substation | 0.05 | --> | 0.05 | 0.045 | 3.75 |  | --> | 0.048 | 0 | 0 | 0 | 0 | Constrained, otherwise capacity available =48 kW | --> | C14 ex SMEARLA | Smearla [T41,T42] | TRIEN |  | 52.5054 | -9.3723
MV/LV Substation ME***693 |  | 10 kV | _ | LV | 630 kVA :Kiosk Substation | 0.63 | --> | 0.63 | 0.5 | 3.75 |  | --> | 0.598 | 0 | 0.092 | 0 | 0 | Constrained, otherwise capacity available =536 kW | --> | C13 ex SMEARLA | Smearla [T41,T42] | TRIEN |  | 52.452 | -9.4891
MV/LV Substation TR***696 |  | 10 kV | _ | LV | 100 kVA :Pole Substation | 0.1 | --> | 0.1 | 0.077 | 3.75 |  | --> | 0.095 | 0 | 0 | 0 | 0 | Constrained, otherwise capacity available =98 kW | --> | C12 ex SMEARLA | Smearla [T41,T42] | TRIEN |  | 52.4333 | -9.5396
MV/LV Substation AH***702 |  | 20 kV | _ | LV | 100 kVA :Pole Substation | 0.1 | --> | 0.1 | 0.09 | 3.75 |  | --> | 0.095 | 0 | 0 | 0 | 0 | Constrained, otherwise capacity available =96 kW | --> | C14 ex SMEARLA | Smearla [T41,T42] | TRIEN |  | 52.48 | -9.3703
MV/LV Substation DE***734 |  | 10 kV | _ | LV | 100 kVA :Pole Substation | 0.1 | --> | 0.1 | 0.088 | 3.75 |  | --> | 0.095 | 0 | 0 | 0 | 0 | Constrained, otherwise capacity available =97 kW | --> | C18 ex SMEARLA | Smearla [T41,T42] | TRIEN |  | 52.4026 | -9.5375
MV/LV Substation FI***743 |  | 10 kV | _ | LV | 100 kVA :Pole Substation | 0.1 | --> | 0.1 | 0.078 | 3.75 |  | --> | 0.095 | 0 | 0 | 0 | 0 | Constrained, otherwise capacity available =98 kW | --> | C18 ex SMEARLA | Smearla [T41,T42] | TRIEN |  | 52.424 | -9.5366
MV/LV Substation BA***750 |  | 10 kV | _ | LV | 50 kVA :Pole Substation | 0.05 | --> | 0.05 | 0.031 | 3.75 |  | --> | 0.048 | 0 | 0 | 0 | 0 | Constrained, otherwise capacity available =50 kW | --> | C18 ex SMEARLA | Smearla [T41,T42] | TRIEN |  | 52.4179 | -9.5659
MV/LV Substation TA***767 |  | 20 kV | _ | LV | 100 kVA :Pole Substation | 0.1 | --> | 0.1 | 0.089 | 3.75 |  | --> | 0.095 | 0 | 0.005 | 0 | 0 | Constrained, otherwise capacity available =93 kW | --> | C14 ex SMEARLA | Smearla [T41,T42] | TRIEN |  | 52.5732 | -9.3798
MV/LV Substation MO***771 |  | 20 kV | _ | LV | 50 kVA :Pole Substation | 0.05 | --> | 0.05 | 0.042 | 3.75 |  | --> | 0.048 | 0 | 0 | 0 | 0 | Constrained, otherwise capacity available =49 kW | --> | C14 ex SMEARLA | Smearla [T41,T42] | TRIEN |  | 52.4941 | -9.3717
MV/LV Substation KE***774 |  | 20 kV | _ | LV | 50 kVA :Pole Substation | 0.05 | --> | 0.05 | 0.04 | 3.75 |  | --> | 0.048 | 0 | 0 | 0 | 0 | Constrained, otherwise capacity available =49 kW | --> | C14 ex SMEARLA | Smearla [T41,T42] | TRIEN |  | 52.4786 | -9.3781
MV/LV Substation TR***786 |  | 10 kV | _ | LV | 100 kVA :Pole Substation | 0.1 | --> | 0.1 | 0.095 | 3.75 |  | --> | 0.095 | 0 | 0 | 0 | 0 | Constrained, otherwise capacity available =96 kW | --> | C19 ex SMEARLA | Smearla [T41,T42] | TRIEN |  | 52.4261 | -9.4173
MV/LV Substation MC***796 |  | 10 kV | _ | LV | 100 kVA :Pole Substation | 0.1 | --> | 0.1 | 0.092 | 3.75 |  | --> | 0.095 | 0 | 0 | 0 | 0 | Constrained, otherwise capacity available =96 kW | --> | C12 ex SMEARLA | Smearla [T41,T42] | TRIEN |  | 52.4505 | -9.4962
MV/LV Substation LA***819 |  | 10 kV | _ | LV | 400 kVA :Kiosk Substation | 0.4 | --> | 0.4 | 0.338 | 3.75 |  | --> | 0.38 | 0 | 0.005 | 0 | 0 | Constrained, otherwise capacity available =385 kW | --> | C13 ex SMEARLA | Smearla [T41,T42] | TRIEN |  | 52.4504 | -9.4855
MV/LV Substation IR***841 |  | 10 kV | _ | LV | 50 kVA :Pole Substation | 0.05 | --> | 0.05 | 0.041 | 3.75 |  | --> | 0.048 | 0 | 0.011 | 0 | 0 | Constrained, otherwise capacity available =41 kW | --> | C18 ex SMEARLA | Smearla [T41,T42] | TRIEN |  | 52.404 | -9.5347
MV/LV Substation MI***842 |  | 10 kV | _ | LV | 1000 kVA :Building Structure | 1 | --> | 1 | 0.5 | 3.75 |  | --> | 0.95 | 0 | 0.003 | 0 | 0 | Constrained, otherwise capacity available =976 kW | --> | C11 ex SMEARLA | Smearla [T41,T42] | TRIEN |  | 52.4471 | -9.4848
MV/LV Substation CO***848 |  | 10 kV | _ | LV | 200 kVA :Kiosk Substation | 0.2 | --> | 0.2 | 0.179 | 3.75 |  | --> | 0.19 | 0 | 0.01 | 0 | 0 | Constrained, otherwise capacity available =185 kW | --> | C11 ex SMEARLA | Smearla [T41,T42] | TRIEN |  | 52.4495 | -9.4744
MV/LV Substation S.***850 |  | 10 kV | _ | LV | 50 kVA :Pole Substation | 0.05 | --> | 0.05 | 0.05 | 3.75 |  | --> | 0.048 | 0 | 0 | 0 | 0 | Constrained, otherwise capacity available =48 kW | --> | C19 ex SMEARLA | Smearla [T41,T42] | TRIEN |  | 52.399 | -9.421
MV/LV Substation DU***879 |  | 10 kV | _ | LV | 50 kVA :Pole Substation | 0.05 | --> | 0.05 | 0.05 | 3.75 |  | --> | 0.048 | 0 | 0 | 0 | 0 | Constrained, otherwise capacity available =48 kW | --> | C19 ex SMEARLA | Smearla [T41,T42] | TRIEN |  | 52.4189 | -9.3665
MV/LV Substation TR***900 |  | 10 kV | _ | LV | 50 kVA :Pole Substation | 0.05 | --> | 0.05 | 0.045 | 3.75 |  | --> | 0.048 | 0 | 0 | 0 | 0 | Constrained, otherwise capacity available =48 kW | --> | C19 ex SMEARLA | Smearla [T41,T42] | TRIEN |  | 52.4428 | -9.3746
MV/LV Substation SI***952 |  | 10 kV | _ | LV | 50 kVA :Pole Substation | 0.05 | --> | 0.05 | 0.012 | 3.75 |  | --> | 0.048 | 0 | 0.006 | 0 | 0 | Constrained, otherwise capacity available =48 kW | --> | C18 ex SMEARLA | Smearla [T41,T42] | TRIEN |  | 52.4128 | -9.5126
MV/LV Substation AH***960 |  | 20 kV | _ | LV | 100 kVA :Pole Substation | 0.1 | --> | 0.1 | 0.095 | 3.75 |  | --> | 0.095 | 0 | 0.02 | 0 | 0 | Constrained, otherwise capacity available =81 kW | --> | C14 ex SMEARLA | Smearla [T41,T42] | TRIEN |  | 52.4819 | -9.3743
MV/LV Substation BA***002X |  | 10 kV | _ | LV | 630 kVA :Building Structure | 0.63 | --> | 0.63 | 0.5 | 2.18 |  | --> | 0.598 | 0 | 0 | 0.5 | 0 |  | --> | C21 ex BALLYRICKARD | Ballyrickard [T41,T42] | TRALEE |  | 52.2657 | -9.7152
MV/LV Substation ST***003 |  | 10 kV | _ | LV | 400 kVA :Kiosk Substation | 0.4 | --> | 0.4 | 0.024 | 2.18 |  | --> | 0.38 | 0 | 0.03 | 0.406 | 0 |  | --> | C18 ex BALLYRICKARD | Ballyrickard [T41,T42] | TRALEE |  | 52.2693 | -9.7099
MV/LV Substation SH***004 |  | 10 kV | _ | LV | 630 kVA :Building Structure | 0.63 | --> | 0.63 | 0.23 | 2.18 |  | --> | 0.598 | 0 | 0.04 | 0.5 | 0 |  | --> | C18 ex BALLYRICKARD | Ballyrickard [T41,T42] | TRALEE |  | 52.2699 | -9.7084
MV/LV Substation GA***005 |  | 10 kV | _ | LV | 400 kVA :Kiosk Substation | 0.4 | --> | 0.4 | 0.318 | 1.54 |  | --> | 0.38 | 0 | 0.009 | 0.384 | 0 |  | --> | C20 ex BALLYARD | Ballyard [T41,T42] | TRALEE |  | 52.2643 | -9.6948
MV/LV Substation CO***006 |  | 10 kV | _ | LV | 630 kVA :Kiosk Substation | 0.63 | --> | 0.63 | 0.047 | 0.05 | Constrained, otherwise capacity available =600 kVA | --> | 0.598 | 0 | 0.24 | 0.425 | 0 |  | --> | C13 ex BALLYBEGGAN | Ballybeggan [T43,T44] | TRALEE |  | 52.2665 | -9.6794
MV/LV Substation BL***006X |  | 10 kV | _ | LV | 400 kVA :Building Structure | 0.4 | --> | 0.4 | 0.279 | 1.54 |  | --> | 0.38 | 0 | 0.065 | 0.348 | 0 |  | --> | C22 ex BALLYARD | Ballyard [T41,T42] | TRALEE |  | 52.2556 | -9.737
MV/LV Substation BA***008 |  | 10 kV | _ | LV | 400 kVA :Kiosk Substation | 0.4 | --> | 0.4 | 0.257 | 2.18 |  | --> | 0.38 | 0 | 0.005 | 0.395 | 0 |  | --> | C19 ex BALLYRICKARD | Ballyrickard [T41,T42] | TRALEE |  | 52.2742 | -9.7061
MV/LV Substation ME***009 |  | 10 kV | _ | LV | 630 kVA :Kiosk Substation | 0.63 | --> | 0.63 | 0.047 | 0.05 | Constrained, otherwise capacity available =422 kVA | --> | 0.598 | 0 | 0.037 | 0.5 | 0 |  | --> | C17 ex BALLYBEGGAN | Ballybeggan [T43,T44] | TRALEE |  | 52.2763 | -9.692
MV/LV Substation KI***011 |  | 10 kV | _ | LV | 630 kVA :Building Structure | 0.63 | --> | 0.63 | 0.476 | 2.18 |  | --> | 0.598 | 0 | 0.008 | 0.5 | 0 |  | --> | C19 ex BALLYRICKARD | Ballyrickard [T41,T42] | TRALEE |  | 52.2752 | -9.7045
MV/LV Substation CL***011X |  | 10 kV | _ | LV | 50 kVA :Pole Substation | 0.05 | --> | 0.05 | 0.038 | 1.54 |  | --> | 0.048 | 0 | 0.005 | 0.046 | 0 |  | --> | C22 ex BALLYARD | Ballyard [T41,T42] | TRALEE |  | 52.2514 | -9.7076
MV/LV Substation WO***012X |  | 10 kV | _ | LV | 200 kVA :Kiosk Substation | 0.2 | --> | 0.2 | 0.178 | 1.54 |  | --> | 0.19 | 0 | 0 | 0.193 | 0 |  | --> | C11 ex BALLYARD | Ballyard [T41,T42] | TRALEE |  | 52.262 | -9.7032
MV/LV Substation EW***013X |  | 10 kV | _ | LV | 200 kVA :Building Structure | 0.2 | --> | 0.2 | 0.126 | 2.18 |  | --> | 0.19 | 0 | 0 | 0.2 | 0 |  | --> | C18 ex BALLYRICKARD | Ballyrickard [T41,T42] | TRALEE |  | 52.2855 | -9.7052
MV/LV Substation WE***014 |  | 10 kV | _ | LV | 400 kVA :Kiosk Substation | 0.4 | --> | 0.4 | 0.331 | 2.18 |  | --> | 0.38 | 0 | 0.011 | 0.381 | 0 |  | --> | C18 ex BALLYRICKARD | Ballyrickard [T41,T42] | TRALEE |  | 52.2736 | -9.7143
MV/LV Substation CL***014X |  | 10 kV | _ | LV | 50 kVA :Pole Substation | 0.05 | --> | 0.05 | 0.031 | 1.54 |  | --> | 0.048 | 0 | 0.035 | 0.024 | 0 |  | --> | C22 ex BALLYARD | Ballyard [T41,T42] | TRALEE |  | 52.2424 | -9.7204
MV/LV Substation DE***015 |  | 10 kV | _ | LV | 630 kVA :Building Structure | 0.63 | --> | 0.63 | 0.25 | 1.54 |  | --> | 0.598 | 0 | 0.011 | 0.5 | 0 |  | --> | C16 ex BALLYARD | Ballyard [T41,T42] | TRALEE |  | 52.2684 | -9.7046
MV/LV Substation BO***017 |  | 10 kV | _ | LV | 630 kVA :Kiosk Substation | 0.63 | --> | 0.63 | 0.5 | 2.18 |  | --> | 0.598 | 0 | 0 | 0.5 | 0 |  | --> | C18 ex BALLYRICKARD | Ballyrickard [T41,T42] | TRALEE |  | 52.2696 | -9.7142
MV/LV Substation KI***019X |  | 10 kV | _ | LV | 200 kVA :Kiosk Substation | 0.2 | --> | 0.2 | 0.047 | 0.05 | Constrained, otherwise capacity available =128 kVA | --> | 0.19 | 0 | 0.007 | 0.194 | 0 |  | --> | C14 ex BALLYBEGGAN | Ballybeggan [T43,T44] | TRALEE |  | 52.2852 | -9.6961
MV/LV Substation BA***021 |  | 10 kV | _ | LV | 400 kVA :Kiosk Substation | 0.4 | --> | 0.4 | 0.356 | 1.54 |  | --> | 0.38 | 0 | 0.005 | 0.382 | 0 |  | --> | C17 ex BALLYARD | Ballyard [T41,T42] | TRALEE |  | 52.2603 | -9.6906
MV/LV Substation FA***021X |  | 10 kV | _ | LV | 200 kVA :Kiosk Substation | 0.2 | --> | 0.2 | 0.047 | 0.05 | Constrained, otherwise capacity available =170 kVA | --> | 0.19 | 0 | 0 | 0.194 | 0 |  | --> | C20 ex BALLYBEGGAN | Ballybeggan [T43,T44] | TRALEE |  | 52.273 | -9.6964
MV/LV Substation MA***024 |  | 10 kV | _ | LV | 1000 kVA :Building Structure | 1 | --> | 1 | 0.471 | 1.54 |  | --> | 0.95 | 0 | 0.057 | 0.5 | 0 |  | --> | C16 ex BALLYARD | Ballyard [T41,T42] | TRALEE |  | 52.2705 | -9.7071
MV/LV Substation BA***024X |  | 10 kV | _ | LV | 50 kVA :Pole Substation | 0.05 | --> | 0.05 | 0.047 | 0.05 | Constrained, otherwise capacity available =48 kVA | --> | 0.048 | 0 | 0 | 0.048 | 0 |  | --> | C12 ex BALLYBEGGAN | Ballybeggan [T43,T44] | TRALEE |  | 52.2554 | -9.5911
MV/LV Substation CL***025 |  | 10 kV | _ | LV | 400 kVA :Kiosk Substation | 0.4 | --> | 0.4 | 0.274 | 2.18 |  | --> | 0.38 | 0 | 0.024 | 0.379 | 0 |  | --> | C21 ex BALLYRICKARD | Ballyrickard [T41,T42] | TRALEE |  | 52.2679 | -9.7239
MV/LV Substation CO***025X |  | 10 kV | _ | LV | 200 kVA :Kiosk Substation | 0.2 | --> | 0.2 | 0.047 | 0.05 | Constrained, otherwise capacity available =142 kVA | --> | 0.19 | 0 | 0.009 | 0.191 | 0 |  | --> | C17 ex BALLYBEGGAN | Ballybeggan [T43,T44] | TRALEE |  | 52.2859 | -9.6941
MV/LV Substation CL***031 |  | 10 kV | _ | LV | 630 kVA :Kiosk Substation | 0.63 | --> | 0.63 | 0.047 | 0.05 | Constrained, otherwise capacity available =518 kVA | --> | 0.598 | 0 | 0.034 | 0.5 | 0 |  | --> | C11 ex BALLYBEGGAN | Ballybeggan [T43,T44] | TRALEE |  | 52.2748 | -9.6928
MV/LV Substation MA***032 |  | 10 kV | _ | LV | 400 kVA :Kiosk Substation | 0.4 | --> | 0.4 | 0.047 | 0.05 | Constrained, otherwise capacity available =222 kVA | --> | 0.38 | 0 | 0.021 | 0.388 | 0 |  | --> | C20 ex BALLYBEGGAN | Ballybeggan [T43,T44] | TRALEE |  | 52.2679 | -9.6883
MV/LV Substation AQ***033 |  | 10 kV | _ | LV | 630 kVA :Building Structure | 0.63 | --> | 0.63 | 0.5 | 2.18 |  | --> | 0.598 | 0 | 0.014 | 0.5 | 0 |  | --> | C21 ex BALLYRICKARD | Ballyrickard [T41,T42] | TRALEE |  | 52.2636 | -9.7101
MV/LV Substation WO***034 |  | 10 kV | _ | LV | 400 kVA :Kiosk Substation | 0.4 | --> | 0.4 | 0.047 | 0.05 | Constrained, otherwise capacity available =306 kVA | --> | 0.38 | 0 | 0 | 0.393 | 0 |  | --> | C17 ex BALLYBEGGAN | Ballybeggan [T43,T44] | TRALEE |  | 52.2859 | -9.6914
MV/LV Substation CA***035 |  | 10 kV | _ | LV | 200 kVA :Pole Substation | 0.2 | --> | 0.2 | 0.08 | 2.18 |  | --> | 0.19 | 0 | 0.031 | 0.183 | 0 |  | --> | C16 ex BALLYRICKARD | Ballyrickard [T41,T42] | TRALEE |  | 52.2779 | -9.7212
MV/LV Substation KN***035X |  | 10 kV | _ | LV | 50 kVA :Pole Substation | 0.05 | --> | 0.05 | 0.047 | 1.54 |  | --> | 0.048 | 0 | 0.006 | 0.044 | 0 |  | --> | C22 ex BALLYARD | Ballyard [T41,T42] | TRALEE |  | 52.2259 | -9.8893
MV/LV Substation WA***036 |  | 10 kV | _ | LV | 630 kVA :Kiosk Substation | 0.63 | --> | 0.63 | 0.047 | 0.05 | Constrained, otherwise capacity available =370 kVA | --> | 0.598 | 0 | 0.005 | 0.5 | 0 |  | --> | C20 ex BALLYBEGGAN | Ballybeggan [T43,T44] | TRALEE |  | 52.2694 | -9.7012
MV/LV Substation BA***036X |  | 10 kV | _ | LV | 200 kVA :Kiosk Substation | 0.2 | --> | 0.2 | 0.047 | 0.05 | Constrained, otherwise capacity available =191 kVA | --> | 0.19 | 0 | 0 | 0.191 | 0 |  | --> | C12 ex BALLYBEGGAN | Ballybeggan [T43,T44] | TRALEE |  | 52.2726 | -9.6672
MV/LV Substation ST***038 |  | 10 kV | _ | LV | 400 kVA :Kiosk Substation | 0.4 | --> | 0.4 | 0.296 | 2.18 |  | --> | 0.38 | 0 | 0 | 0.394 | 0 |  | --> | C11 ex BALLYRICKARD | Ballyrickard [T41,T42] | TRALEE |  | 52.2786 | -9.7047
MV/LV Substation CA***040 |  | 10 kV | _ | LV | 630 kVA :Building Structure | 0.63 | --> | 0.63 | 0.482 | 2.18 |  | --> | 0.598 | 0 | 0 | 0.5 | 0 |  | --> | C19 ex BALLYRICKARD | Ballyrickard [T41,T42] | TRALEE |  | 52.2725 | -9.7038
MV/LV Substation KE***041 |  | 10 kV | _ | LV | 630 kVA :Kiosk Substation | 0.63 | --> | 0.63 | 0.047 | 0.05 | Constrained, otherwise capacity available =442 kVA | --> | 0.598 | 0 | 0.101 | 0.5 | 0 |  | --> | C13 ex BALLYBEGGAN | Ballybeggan [T43,T44] | TRALEE |  | 52.2658 | -9.6825
MV/LV Substation MA***042 |  | 10 kV | _ | LV | 400 kVA :Kiosk Substation | 0.4 | --> | 0.4 | 0.047 | 0.05 | Constrained, otherwise capacity available =240 kVA | --> | 0.38 | 0 | 0.005 | 0.398 | 0 |  | --> | C17 ex BALLYBEGGAN | Ballybeggan [T43,T44] | TRALEE |  | 52.2787 | -9.6887
MV/LV Substation AS***043 |  | 10 kV | _ | LV | 630 kVA :Building Structure | 0.63 | --> | 0.63 | 0.5 | 1.54 |  | --> | 0.598 | 0 | 0 | 0.5 | 0 |  | --> | C16 ex BALLYARD | Ballyard [T41,T42] | TRALEE |  | 52.2707 | -9.7023
MV/LV Substation GL***043X |  | 10 kV | _ | LV | 200 kVA :Kiosk Substation | 0.2 | --> | 0.2 | 0.143 | 2.18 |  | --> | 0.19 | 0 | 0.01 | 0.19 | 0 |  | --> | C11 ex BALLYRICKARD | Ballyrickard [T41,T42] | TRALEE |  | 52.2734 | -9.7195
MV/LV Substation PR***044 |  | 10 kV | _ | LV | 400 kVA :Building Structure | 0.4 | --> | 0.4 | 0.332 | 1.54 |  | --> | 0.38 | 0 | 0.028 | 0.368 | 0 |  | --> | C11 ex BALLYARD | Ballyard [T41,T42] | TRALEE |  | 52.2663 | -9.6994
MV/LV Substation CL***046X |  | 10 kV | _ | LV | 200 kVA :Kiosk Substation | 0.2 | --> | 0.2 | 0.139 | 1.54 |  | --> | 0.19 | 0 | 0 | 0.198 | 0 |  | --> | C17 ex BALLYARD | Ballyard [T41,T42] | TRALEE |  | 52.2594 | -9.6916
MV/LV Substation DE***048 |  | 10 kV | _ | LV | 400 kVA :Kiosk Substation | 0.4 | --> | 0.4 | 0.047 | 0.05 | Constrained, otherwise capacity available =262 kVA | --> | 0.38 | 0 | 0.005 | 0.395 | 0 |  | --> | C18 ex BALLYBEGGAN | Ballybeggan [T43,T44] | TRALEE |  | 52.2837 | -9.6808
MV/LV Substation MT***049 |  | 10 kV | _ | LV | 630 kVA :Building Structure | 0.63 | --> | 0.63 | 0.479 | 2.18 |  | --> | 0.598 | 0 | 0.047 | 0.5 | 0 |  | --> | C21 ex BALLYRICKARD | Ballyrickard [T41,T42] | TRALEE |  | 52.2675 | -9.7107
MV/LV Substation QU***050 |  | 10 kV | _ | LV | 1000 kVA :Building Structure | 1 | --> | 1 | 0.5 | 1.54 |  | --> | 0.95 | 0 | 0.025 | 0.5 | 0 |  | --> | C16 ex BALLYARD | Ballyard [T41,T42] | TRALEE |  | 52.2688 | -9.7061
MV/LV Substation KI***050X |  | 10 kV | _ | LV | 400 kVA :Kiosk Substation | 0.4 | --> | 0.4 | 0.047 | 0.05 | Constrained, otherwise capacity available =303 kVA | --> | 0.38 | 0 | 0 | 0.393 | 0 |  | --> | C17 ex BALLYBEGGAN | Ballybeggan [T43,T44] | TRALEE |  | 52.2843 | -9.6881
MV/LV Substation CA***051 |  | 10 kV | _ | LV | 400 kVA :Kiosk Substation | 0.4 | --> | 0.4 | 0.351 | 2.18 |  | --> | 0.38 | 0 | 0 | 0.387 | 0 |  | --> | C21 ex BALLYRICKARD | Ballyrickard [T41,T42] | TRALEE |  | 52.268 | -9.7163
MV/LV Substation RI***052 |  | 10 kV | _ | LV | 400 kVA :Kiosk Substation | 0.4 | --> | 0.4 | 0.047 | 0.05 | Constrained, otherwise capacity available =278 kVA | --> | 0.38 | 0 | 0.014 | 0.386 | 0 |  | --> | C17 ex BALLYBEGGAN | Ballybeggan [T43,T44] | TRALEE |  | 52.2756 | -9.6964
MV/LV Substation CA***053 |  | 10 kV | _ | LV | 200 kVA :Kiosk Substation | 0.2 | --> | 0.2 | 0.097 | 2.18 |  | --> | 0.19 | 0 | 0.024 | 0.186 | 0 |  | --> | C11 ex BALLYRICKARD | Ballyrickard [T41,T42] | TRALEE |  | 52.2761 | -9.7177
MV/LV Substation FA***054 |  | 10 kV | _ | LV | 630 kVA :Building Structure | 0.63 | --> | 0.63 | 0.431 | 2.18 |  | --> | 0.598 | 0 | 0.062 | 0.5 | 0 |  | --> | C11 ex BALLYRICKARD | Ballyrickard [T41,T42] | TRALEE |  | 52.2806 | -9.7021
MV/LV Substation BL***055 |  | 10 kV | _ | LV | 400 kVA :Kiosk Substation | 0.4 | --> | 0.4 | 0.274 | 2.18 |  | --> | 0.38 | 0 | 0.029 | 0.375 | 0 |  | --> | C19 ex BALLYRICKARD | Ballyrickard [T41,T42] | TRALEE |  | 52.276 | -9.7002
MV/LV Substation RA***056 |  | 10 kV | _ | LV | 630 kVA :Kiosk Substation | 0.63 | --> | 0.63 | 0.047 | 0.05 | Constrained, otherwise capacity available =576 kVA | --> | 0.598 | 0 | 0.024 | 0.5 | 0 |  | --> | C17 ex BALLYBEGGAN | Ballybeggan [T43,T44] | TRALEE |  | 52.2782 | -9.6855
MV/LV Substation BA***057X |  | 10 kV | _ | LV | 200 kVA :Kiosk Substation | 0.2 | --> | 0.2 | 0.047 | 0.05 | Constrained, otherwise capacity available =160 kVA | --> | 0.19 | 0 | 0.005 | 0.192 | 0 |  | --> | C20 ex BALLYBEGGAN | Ballybeggan [T43,T44] | TRALEE |  | 52.2698 | -9.6864
MV/LV Substation CO***059 |  | 10 kV | _ | LV | 630 kVA :Kiosk Substation | 0.63 | --> | 0.63 | 0.492 | 2.18 |  | --> | 0.598 | 0 | 0.021 | 0.5 | 0 |  | --> | C19 ex BALLYRICKARD | Ballyrickard [T41,T42] | TRALEE |  | 52.2746 | -9.7089
MV/LV Substation ES***060 |  | 10 kV | _ | LV | 630 kVA :Building Structure | 0.63 | --> | 0.63 | 0.404 | 1.54 |  | --> | 0.598 | 0 | 0 | 0.5 | 0 |  | --> | C16 ex BALLYARD | Ballyard [T41,T42] | TRALEE |  | 52.2696 | -9.7019
MV/LV Substation BA***061 |  | 10 kV | _ | LV | 400 kVA :Kiosk Substation | 0.4 | --> | 0.4 | 0.338 | 2.18 |  | --> | 0.38 | 0 | 0.02 | 0.374 | 0 |  | --> | C18 ex BALLYRICKARD | Ballyrickard [T41,T42] | TRALEE |  | 52.2708 | -9.7212
MV/LV Substation CO***062 |  | 10 kV | _ | LV | 400 kVA :Kiosk Substation | 0.4 | --> | 0.4 | 0.256 | 1.54 |  | --> | 0.38 | 0 | 0.048 | 0.364 | 0 |  | --> | C17 ex BALLYARD | Ballyard [T41,T42] | TRALEE |  | 52.259 | -9.6918
MV/LV Substation KI***063 |  | 10 kV | _ | LV | 400 kVA :Kiosk Substation | 0.4 | --> | 0.4 | 0.308 | 1.54 |  | --> | 0.38 | 0 | 0.02 | 0.378 | 0 |  | --> | C17 ex BALLYARD | Ballyard [T41,T42] | TRALEE |  | 52.263 | -9.6847
MV/LV Substation OA***064 |  | 10 kV | _ | LV | 200 kVA :Kiosk Substation | 0.2 | --> | 0.2 | 0.047 | 0.05 | Constrained, otherwise capacity available =136 kVA | --> | 0.19 | 0 | 0.012 | 0.19 | 0 |  | --> | C17 ex BALLYBEGGAN | Ballybeggan [T43,T44] | TRALEE |  | 52.2804 | -9.6896
MV/LV Substation FA***064X |  | 10 kV | _ | LV | 400 kVA :Kiosk Substation | 0.4 | --> | 0.4 | 0.234 | 2.18 |  | --> | 0.38 | 0 | 0.03 | 0.38 | 0 |  | --> | C17 ex BALLYRICKARD | Ballyrickard [T41,T42] | TRALEE |  | 52.2718 | -9.7245
MV/LV Substation FE***067 |  | 10 kV | _ | LV | 400 kVA :Kiosk Substation | 0.4 | --> | 0.4 | 0.354 | 2.18 |  | --> | 0.38 | 0 | 0.006 | 0.382 | 0 |  | --> | C12 ex BALLYRICKARD | Ballyrickard [T41,T42] | TRALEE |  | 52.2695 | -9.8625
MV/LV Substation TI***068 |  | 10 kV | _ | LV | 630 kVA :Building Structure | 0.63 | --> | 0.63 | 0.047 | 0.05 | Constrained, otherwise capacity available =572 kVA | --> | 0.598 | 0 | 0.1 | 0.5 | 0 |  | --> | C11 ex BALLYBEGGAN | Ballybeggan [T43,T44] | TRALEE |  | 52.2726 | -9.6836
MV/LV Substation BA***068X |  | 10 kV | _ | LV | 630 kVA :Building Structure | 0.63 | --> | 0.63 | 0.5 | 1.54 |  | --> | 0.598 | 0 | 0.01 | 0.5 | 0 |  | --> | C17 ex BALLYARD | Ballyard [T41,T42] | TRALEE |  | 52.2609 | -9.6924
MV/LV Substation HO***069 |  | 10 kV | _ | LV | 400 kVA :Building Structure | 0.4 | --> | 0.4 | 0.047 | 0.05 | Constrained, otherwise capacity available =272 kVA | --> | 0.38 | 0 | 0.005 | 0.393 | 0 |  | --> | C20 ex BALLYBEGGAN | Ballybeggan [T43,T44] | TRALEE |  | 52.2696 | -9.69
MV/LV Substation ME***070 |  | 10 kV | _ | LV | 400 kVA :Kiosk Substation | 0.4 | --> | 0.4 | 0.047 | 0.05 | Constrained, otherwise capacity available =314 kVA | --> | 0.38 | 0 | 0.019 | 0.377 | 0 |  | --> | C17 ex BALLYBEGGAN | Ballybeggan [T43,T44] | TRALEE |  | 52.2772 | -9.6934
MV/LV Substation RE***072 |  | 10 kV | _ | LV | 400 kVA :Building Structure | 0.4 | --> | 0.4 | 0.047 | 0.05 | Constrained, otherwise capacity available =353 kVA | --> | 0.38 | 0 | 0.005 | 0.383 | 0 |  | --> | C11 ex BALLYBEGGAN | Ballybeggan [T43,T44] | TRALEE |  | 52.2719 | -9.6875
MV/LV Substation BE***073X |  | 10 kV | _ | LV | 400 kVA :Kiosk Substation | 0.4 | --> | 0.4 | 0.342 | 1.54 |  | --> | 0.38 | 0 | 0.035 | 0.362 | 0 |  | --> | C20 ex BALLYARD | Ballyard [T41,T42] | TRALEE |  | 52.2574 | -9.6991
MV/LV Substation CA***074X |  | 10 kV | _ | LV | 400 kVA :Kiosk Substation | 0.4 | --> | 0.4 | 0.301 | 2.18 |  | --> | 0.38 | 0 | 0.009 | 0.387 | 0 |  | --> | C21 ex BALLYRICKARD | Ballyrickard [T41,T42] | TRALEE |  | 52.2666 | -9.7218
MV/LV Substation CU***075X |  | 10 kV | _ | LV | 200 kVA :Building Structure | 0.2 | --> | 0.2 | 0.168 | 1.54 |  | --> | 0.19 | 0 | 0.08 | 0.135 | 0 |  | --> | C22 ex BALLYARD | Ballyard [T41,T42] | TRALEE |  | 52.2385 | -9.7936
MV/LV Substation JO***076 |  | 10 kV | _ | LV | 400 kVA :Building Structure | 0.4 | --> | 0.4 | 0.303 | 2.18 |  | --> | 0.38 | 0 | 0 | 0.393 | 0 |  | --> | C21 ex BALLYRICKARD | Ballyrickard [T41,T42] | TRALEE |  | 52.2641 | -9.7172
MV/LV Substation SH***076X |  | 10 kV | _ | LV | 630 kVA :Building Structure | 0.63 | --> | 0.63 | 0.047 | 0.05 | Constrained, otherwise capacity available =457 kVA | --> | 0.598 | 0 | 0 | 0.5 | 0 |  | --> | C19 ex BALLYBEGGAN | Ballybeggan [T43,T44] | TRALEE |  | 52.2635 | -9.6789
MV/LV Substation GP***077 |  | 10 kV | _ | LV | 400 kVA :Kiosk Substation | 0.4 | --> | 0.4 | 0.276 | 1.54 |  | --> | 0.38 | 0 | 0.015 | 0.386 | 0 |  | --> | C16 ex BALLYARD | Ballyard [T41,T42] | TRALEE |  | 52.2697 | -9.7026
MV/LV Substation PI***077X |  | 10 kV | _ | LV | 400 kVA :Kiosk Substation | 0.4 | --> | 0.4 | 0.336 | 1.54 |  | --> | 0.38 | 0 | 0 | 0.389 | 0 |  | --> | C11 ex BALLYARD | Ballyard [T41,T42] | TRALEE |  | 52.2637 | -9.7049
MV/LV Substation KE***078 |  | 10 kV | _ | LV | 400 kVA :Building Structure | 0.4 | --> | 0.4 | 0.047 | 0.05 | Constrained, otherwise capacity available =351 kVA | --> | 0.38 | 0 | 0.017 | 0.374 | 0 |  | --> | C11 ex BALLYBEGGAN | Ballybeggan [T43,T44] | TRALEE |  | 52.2734 | -9.6826
MV/LV Substation KT***078X |  | 10 kV | _ | LV | 630 kVA :Building Structure | 0.63 | --> | 0.63 | 0.047 | 0.05 | Constrained, otherwise capacity available =554 kVA | --> | 0.598 | 0 | 0 | 0.5 | 0 |  | --> | C14 ex BALLYBEGGAN | Ballybeggan [T43,T44] | TRALEE |  | 52.2874 | -9.6679
MV/LV Substation LA***079 |  | 10 kV | _ | LV | 400 kVA :Kiosk Substation | 0.4 | --> | 0.4 | 0.047 | 0.05 | Constrained, otherwise capacity available =215 kVA | --> | 0.38 | 0 | 0.035 | 0.379 | 0 |  | --> | C18 ex BALLYBEGGAN | Ballybeggan [T43,T44] | TRALEE |  | 52.28 | -9.684
MV/LV Substation ME***079X |  | 10 kV | _ | LV | 200 kVA :Kiosk Substation | 0.2 | --> | 0.2 | 0.172 | 2.18 |  | --> | 0.19 | 0 | 0 | 0.194 | 0 |  | --> | C16 ex BALLYRICKARD | Ballyrickard [T41,T42] | TRALEE |  | 52.2837 | -9.7229
MV/LV Substation BA***080 |  | 10 kV | _ | LV | 400 kVA :Kiosk Substation | 0.4 | --> | 0.4 | 0.178 | 2.18 |  | --> | 0.38 | 0 | 0.005 | 0.406 | 0 |  | --> | C19 ex BALLYRICKARD | Ballyrickard [T41,T42] | TRALEE |  | 52.2725 | -9.7109
MV/LV Substation WO***081 |  | 10 kV | _ | LV | 400 kVA :Kiosk Substation | 0.4 | --> | 0.4 | 0.297 | 2.18 |  | --> | 0.38 | 0 | 0.044 | 0.361 | 0 |  | --> | C11 ex BALLYRICKARD | Ballyrickard [T41,T42] | TRALEE |  | 52.2781 | -9.7022
MV/LV Substation HA***082 |  | 10 kV | _ | LV | 400 kVA :Kiosk Substation | 0.4 | --> | 0.4 | 0.047 | 0.05 | Constrained, otherwise capacity available =266 kVA | --> | 0.38 | 0 | 0.016 | 0.386 | 0 |  | --> | C20 ex BALLYBEGGAN | Ballybeggan [T43,T44] | TRALEE |  | 52.2666 | -9.6934
MV/LV Substation AB***084 |  | 10 kV | _ | LV | 400 kVA :Kiosk Substation | 0.4 | --> | 0.4 | 0.254 | 2.18 |  | --> | 0.38 | 0 | 0.002 | 0.398 | 0 |  | --> | C19 ex BALLYRICKARD | Ballyrickard [T41,T42] | TRALEE |  | 52.2709 | -9.7045
MV/LV Substation BA***087 |  | 10 kV | _ | LV | 200 kVA :Kiosk Substation | 0.2 | --> | 0.2 | 0.047 | 0.05 | Constrained, otherwise capacity available =129 kVA | --> | 0.19 | 0 | 0.01 | 0.192 | 0 |  | --> | C20 ex BALLYBEGGAN | Ballybeggan [T43,T44] | TRALEE |  | 52.2698 | -9.6836
MV/LV Substation MU***088 |  | 10 kV | _ | LV | 400 kVA :Building Structure | 0.4 | --> | 0.4 | 0.047 | 0.05 | Constrained, otherwise capacity available =341 kVA | --> | 0.38 | 0 | 0 | 0.388 | 0 |  | --> | C11 ex BALLYBEGGAN | Ballybeggan [T43,T44] | TRALEE |  | 52.2725 | -9.68
MV/LV Substation AR***090 |  | 10 kV | _ | LV | 200 kVA :Kiosk Substation | 0.2 | --> | 0.2 | 0.155 | 2.18 |  | --> | 0.19 | 0 | 0.011 | 0.188 | 0 |  | --> | C18 ex BALLYRICKARD | Ballyrickard [T41,T42] | TRALEE |  | 52.2766 | -9.7147
MV/LV Substation SP***091 |  | 10 kV | _ | LV | 630 kVA :Kiosk Substation | 0.63 | --> | 0.63 | 0.492 | 2.18 |  | --> | 0.598 | 0 | 0.025 | 0.5 | 0 |  | --> | C18 ex BALLYRICKARD | Ballyrickard [T41,T42] | TRALEE |  | 52.2703 | -9.7176
MV/LV Substation KN***092 |  | 10 kV | _ | LV | 400 kVA :Kiosk Substation | 0.4 | --> | 0.4 | 0.308 | 2.18 |  | --> | 0.38 | 0 | 0.021 | 0.377 | 0 |  | --> | C21 ex BALLYRICKARD | Ballyrickard [T41,T42] | TRALEE |  | 52.2667 | -9.7186
MV/LV Substation DE***093 |  | 10 kV | _ | LV | 400 kVA :Kiosk Substation | 0.4 | --> | 0.4 | 0.047 | 0.05 | Constrained, otherwise capacity available =345 kVA | --> | 0.38 | 0 | 0.026 | 0.368 | 0 |  | --> | C18 ex BALLYBEGGAN | Ballybeggan [T43,T44] | TRALEE |  | 52.2817 | -9.682
MV/LV Substation BA***094X |  | 10 kV | _ | LV | 50 kVA :Pole Substation | 0.05 | --> | 0.05 | 0.038 | 2.18 |  | --> | 0.048 | 0 | 0.013 | 0.039 | 0 |  | --> | C12 ex BALLYRICKARD | Ballyrickard [T41,T42] | TRALEE |  | 52.2777 | -9.7787
MV/LV Substation LE***097 |  | 10 kV | _ | LV | 200 kVA :Kiosk Substation | 0.2 | --> | 0.2 | 0.17 | 2.18 |  | --> | 0.19 | 0 | 0 | 0.194 | 0 |  | --> | C18 ex BALLYRICKARD | Ballyrickard [T41,T42] | TRALEE |  | 52.2777 | -9.7155
MV/LV Substation SH***098 |  | 10 kV | _ | LV | 630 kVA :Kiosk Substation | 0.63 | --> | 0.63 | 0.047 | 0.05 | Constrained, otherwise capacity available =612 kVA | --> | 0.598 | 0 | 0 | 0.5 | 0 |  | --> | C20 ex BALLYBEGGAN | Ballybeggan [T43,T44] | TRALEE |  | 52.2712 | -9.6851
MV/LV Substation LI***098X |  | 10 kV | _ | LV | 400 kVA :Kiosk Substation | 0.4 | --> | 0.4 | 0.047 | 0.05 | Constrained, otherwise capacity available =311 kVA | --> | 0.38 | 0 | 0.008 | 0.386 | 0 |  | --> | C14 ex BALLYBEGGAN | Ballybeggan [T43,T44] | TRALEE |  | 52.2875 | -9.6983
MV/LV Substation WA***099X |  | 10 kV | _ | LV | 630 kVA :Kiosk Substation | 0.63 | --> | 0.63 | 0.5 | 2.18 |  | --> | 0.598 | 0 | 0 | 0.5 | 0 |  | --> | C21 ex BALLYRICKARD | Ballyrickard [T41,T42] | TRALEE |  | 52.2652 | -9.7179
MV/LV Substation BA***109 |  | 10 kV | _ | LV | 400 kVA :Kiosk Substation | 0.4 | --> | 0.4 | 0.29 | 2.18 |  | --> | 0.38 | 0 | 0 | 0.395 | 0 |  | --> | C21 ex BALLYRICKARD | Ballyrickard [T41,T42] | TRALEE |  | 52.2662 | -9.7145
MV/LV Substation SM***112X |  | 10 kV | _ | LV | 630 kVA :Building Structure | 0.63 | --> | 0.63 | 0.047 | 0.05 | Constrained, otherwise capacity available =344 kVA | --> | 0.598 | 0 | 0 | 0.5 | 0 |  | --> | C19 ex BALLYBEGGAN | Ballybeggan [T43,T44] | TRALEE |  | 52.2613 | -9.6787
MV/LV Substation BA***113 |  | 10 kV | _ | LV | 50 kVA :Pole Substation | 0.05 | --> | 0.05 | 0.044 | 0.05 |  | --> | 0.048 | 0 | 0.003 | 0.046 | 0 |  | --> | C12 ex BALLYBEGGAN | Ballybeggan [T43,T44] | TRALEE |  | 52.2557 | -9.5911
MV/LV Substation AU***113X |  | 10 kV | _ | LV | 630 kVA :Kiosk Substation | 0.63 | --> | 0.63 | 0.047 | 0.05 | Constrained, otherwise capacity available =586 kVA | --> | 0.598 | 0 | 0 | 0.5 | 0 |  | --> | C20 ex BALLYBEGGAN | Ballybeggan [T43,T44] | TRALEE |  | 52.2694 | -9.6923
MV/LV Substation KI***117X |  | 10 kV | _ | LV | 630 kVA :Kiosk Substation | 0.63 | --> | 0.63 | 0.047 | 0.05 | Constrained, otherwise capacity available =583 kVA | --> | 0.598 | 0 | 0 | 0.5 | 0 |  | --> | C17 ex BALLYBEGGAN | Ballybeggan [T43,T44] | TRALEE |  | 52.2842 | -9.6861
MV/LV Substation CL***118X |  | 10 kV | _ | LV | 200 kVA :Kiosk Substation | 0.2 | --> | 0.2 | 0.166 | 2.18 |  | --> | 0.19 | 0 | 0.005 | 0.191 | 0 |  | --> | C16 ex BALLYRICKARD | Ballyrickard [T41,T42] | TRALEE |  | 52.2835 | -9.7267
MV/LV Substation ST***119 |  | 10 kV | _ | LV | 400 kVA :Kiosk Substation | 0.4 | --> | 0.4 | 0.047 | 0.05 | Constrained, otherwise capacity available =276 kVA | --> | 0.38 | 0 | 0.071 | 0.344 | 0 |  | --> | C20 ex BALLYBEGGAN | Ballybeggan [T43,T44] | TRALEE |  | 52.2687 | -9.6961
MV/LV Substation KN***119X |  | 10 kV | _ | LV | 50 kVA :Pole Substation | 0.05 | --> | 0.05 | 0.046 | 2.18 |  | --> | 0.048 | 0 | 0.006 | 0.044 | 0 |  | --> | C12 ex BALLYRICKARD | Ballyrickard [T41,T42] | TRALEE |  | 52.2796 | -9.7723
MV/LV Substation GR***120 |  | 10 kV | _ | LV | 630 kVA :Building Structure | 0.63 | --> | 0.63 | 0.5 | 2.18 |  | --> | 0.598 | 0 | 0.01 | 0.5 | 0 |  | --> | C21 ex BALLYRICKARD | Ballyrickard [T41,T42] | TRALEE |  | 52.266 | -9.7117
MV/LV Substation CO***124X |  | 10 kV | _ | LV | 400 kVA :Kiosk Substation | 0.4 | --> | 0.4 | 0.342 | 1.54 |  | --> | 0.38 | 0 | 0.017 | 0.375 | 0 |  | --> | C17 ex BALLYARD | Ballyard [T41,T42] | TRALEE |  | 52.2563 | -9.6913
MV/LV Substation SP***127 |  | 10 kV | _ | LV | 400 kVA :Kiosk Substation | 0.4 | --> | 0.4 | 0.313 | 2.18 |  | --> | 0.38 | 0 | 0.01 | 0.384 | 0 |  | --> | C18 ex BALLYRICKARD | Ballyrickard [T41,T42] | TRALEE |  | 52.2723 | -9.7172
MV/LV Substation LI***127X |  | 10 kV | _ | LV | 400 kVA :Kiosk Substation | 0.4 | --> | 0.4 | 0.335 | 2.18 |  | --> | 0.38 | 0 | 0.01 | 0.381 | 0 |  | --> | C18 ex BALLYRICKARD | Ballyrickard [T41,T42] | TRALEE |  | 52.2824 | -9.7108
MV/LV Substation BR***131X |  | 10 kV | _ | LV | 630 kVA :Building Structure | 0.63 | --> | 0.63 | 0.047 | 0.05 | Constrained, otherwise capacity available =594 kVA | --> | 0.598 | 0 | 0 | 0.5 | 0 |  | --> | C14 ex BALLYBEGGAN | Ballybeggan [T43,T44] | TRALEE |  | 52.2737 | -9.6739
MV/LV Substation AN***136X |  | 10 kV | _ | LV | 630 kVA :Building Structure | 0.63 | --> | 0.63 | 0.047 | 0.05 | Constrained, otherwise capacity available =477 kVA | --> | 0.598 | 0 | 0 | 0.5 | 0 |  | --> | C20 ex BALLYBEGGAN | Ballybeggan [T43,T44] | TRALEE |  | 52.2717 | -9.7014
MV/LV Substation RU***143 |  | 10 kV | _ | LV | 100 kVA :Pole Substation | 0.1 | --> | 0.1 | 0.091 | 1.54 |  | --> | 0.095 | 0 | 0.005 | 0.092 | 0 |  | --> | C22 ex BALLYARD | Ballyard [T41,T42] | TRALEE |  | 52.2497 | -9.7004
MV/LV Substation CL***144 |  | 10 kV | _ | LV | 400 kVA :Kiosk Substation | 0.4 | --> | 0.4 | 0.315 | 2.18 |  | --> | 0.38 | 0 | 0.024 | 0.374 | 0 |  | --> | C18 ex BALLYRICKARD | Ballyrickard [T41,T42] | TRALEE |  | 52.2791 | -9.7077
MV/LV Substation BO***154 |  | 10 kV | _ | LV | 200 kVA :Building Structure | 0.2 | --> | 0.2 | 0.047 | 0.05 | Constrained, otherwise capacity available =173 kVA | --> | 0.19 | 0 | 0 | 0.194 | 0 |  | --> | C18 ex BALLYBEGGAN | Ballybeggan [T43,T44] | TRALEE |  | 52.2749 | -9.6785
MV/LV Substation AS***155 |  | 10 kV | _ | LV | 200 kVA :Kiosk Substation | 0.2 | --> | 0.2 | 0.052 | 1.54 |  | --> | 0.19 | 0 | 0.006 | 0.205 | 0 |  | --> | C22 ex BALLYARD | Ballyard [T41,T42] | TRALEE |  | 52.2653 | -9.7298
MV/LV Substation WE***157 |  | 10 kV | _ | LV | 400 kVA :Building Structure | 0.4 | --> | 0.4 | 0.047 | 0.05 | Constrained, otherwise capacity available =332 kVA | --> | 0.38 | 0 | 0.005 | 0.386 | 0 |  | --> | C20 ex BALLYBEGGAN | Ballybeggan [T43,T44] | TRALEE |  | 52.2721 | -9.6972
MV/LV Substation RA***158X |  | 10 kV | _ | LV | 400 kVA :Kiosk Substation | 0.4 | --> | 0.4 | 0.047 | 0.05 | Constrained, otherwise capacity available =308 kVA | --> | 0.38 | 0 | 0 | 0.392 | 0 |  | --> | C19 ex BALLYBEGGAN | Ballybeggan [T43,T44] | TRALEE |  | 52.2627 | -9.6753
MV/LV Substation KN***159 |  | 10 kV | _ | LV | 50 kVA :Pole Substation | 0.05 | --> | 0.05 | 0.028 | 1.54 |  | --> | 0.048 | 0 | 0 | 0.05 | 0 |  | --> | C22 ex BALLYARD | Ballyard [T41,T42] | TRALEE |  | 52.2255 | -9.8899
MV/LV Substation GL***160 |  | 10 kV | _ | LV | 400 kVA :Kiosk Substation | 0.4 | --> | 0.4 | 0.047 | 0.05 | Constrained, otherwise capacity available =284 kVA | --> | 0.38 | 0 | 0.025 | 0.377 | 0 |  | --> | C17 ex BALLYBEGGAN | Ballybeggan [T43,T44] | TRALEE |  | 52.2815 | -9.6974
MV/LV Substation FE***161 |  | 10 kV | _ | LV | 50 kVA :Pole Substation | 0.05 | --> | 0.05 | 0.05 | 2.18 |  | --> | 0.048 | 0 | 0 | 0.048 | 0 |  | --> | C12 ex BALLYRICKARD | Ballyrickard [T41,T42] | TRALEE |  | 52.2759 | -9.8739
MV/LV Substation AB***161X |  | 10 kV | _ | LV | 1000 kVA :Building Structure | 1 | --> | 1 | 0.5 | 1.54 |  | --> | 0.95 | 0 | 0 | 0.5 | 0 |  | --> | C16 ex BALLYARD | Ballyard [T41,T42] | TRALEE |  | 52.2686 | -9.7062
MV/LV Substation FE***162 |  | 10 kV | _ | LV | 50 kVA :Pole Substation | 0.05 | --> | 0.05 | 0.047 | 2.18 |  | --> | 0.048 | 0 | 0 | 0.048 | 0 |  | --> | C12 ex BALLYRICKARD | Ballyrickard [T41,T42] | TRALEE |  | 52.2833 | -9.8606
MV/LV Substation FE***163 |  | 10 kV | _ | LV | 100 kVA :Pole Substation | 0.1 | --> | 0.1 | 0.097 | 2.18 |  | --> | 0.095 | 0 | 0 | 0.095 | 0 |  | --> | C12 ex BALLYRICKARD | Ballyrickard [T41,T42] | TRALEE |  | 52.2805 | -9.8477
MV/LV Substation RE***167 |  | 10 kV | _ | LV | 400 kVA :Building Structure | 0.4 | --> | 0.4 | 0.363 | 2.18 |  | --> | 0.38 | 0 | 0.037 | 0.358 | 0 |  | --> | C11 ex BALLYRICKARD | Ballyrickard [T41,T42] | TRALEE |  | 52.2811 | -9.7051
MV/LV Substation CA***169 |  | 10 kV | _ | LV | 200 kVA :Pole Substation | 0.2 | --> | 0.2 | 0.134 | 2.18 |  | --> | 0.19 | 0 | 0.005 | 0.195 | 0 |  | --> | C18 ex BALLYRICKARD | Ballyrickard [T41,T42] | TRALEE |  | 52.28 | -9.711
MV/LV Substation CH***172 |  | 10 kV | _ | LV | 400 kVA :Kiosk Substation | 0.4 | --> | 0.4 | 0.047 | 0.05 | Constrained, otherwise capacity available =295 kVA | --> | 0.38 | 0 | 0.014 | 0.384 | 0 |  | --> | C20 ex BALLYBEGGAN | Ballybeggan [T43,T44] | TRALEE |  | 52.2696 | -9.6974
MV/LV Substation AN***180 |  | 10 kV | _ | LV | 400 kVA :Building Structure | 0.4 | --> | 0.4 | 0.23 | 2.18 |  | --> | 0.38 | 0 | 0.05 | 0.366 | 0 |  | --> | C11 ex BALLYRICKARD | Ballyrickard [T41,T42] | TRALEE |  | 52.2815 | -9.7042
MV/LV Substation OA***181X |  | 10 kV | _ | LV | 630 kVA :Kiosk Substation | 0.63 | --> | 0.63 | 0.047 | 0.05 | Constrained, otherwise capacity available =606 kVA | --> | 0.598 | 0 | 0.005 | 0.5 | 0 |  | --> | C18 ex BALLYBEGGAN | Ballybeggan [T43,T44] | TRALEE |  | 52.286 | -9.6792
MV/LV Substation CU***182X |  | 10 kV | _ | LV | 50 kVA :Pole Substation | 0.05 | --> | 0.05 | 0.019 | 1.54 |  | --> | 0.048 | 0 | 0 | 0.052 | 0 |  | --> | C22 ex BALLYARD | Ballyard [T41,T42] | TRALEE |  | 52.2466 | -9.6898
MV/LV Substation SH***184 |  | 10 kV | _ | LV | 400 kVA :Kiosk Substation | 0.4 | --> | 0.4 | 0.047 | 0.05 | Constrained, otherwise capacity available =281 kVA | --> | 0.38 | 0 | 0.017 | 0.383 | 0 |  | --> | C17 ex BALLYBEGGAN | Ballybeggan [T43,T44] | TRALEE |  | 52.2829 | -9.697
MV/LV Substation KI***184X |  | 10 kV | _ | LV | 630 kVA :Kiosk Substation | 0.63 | --> | 0.63 | 0.047 | 0.05 | Constrained, otherwise capacity available =461 kVA | --> | 0.598 | 0 | 0 | 0.5 | 0 |  | --> | C19 ex BALLYBEGGAN | Ballybeggan [T43,T44] | TRALEE |  | 52.2628 | -9.6796
MV/LV Substation GA***187X |  | 10 kV | _ | LV | 630 kVA :Building Structure | 0.63 | --> | 0.63 | 0.5 | 2.18 |  | --> | 0.598 | 0 | 0 | 0.5 | 0 |  | --> | C18 ex BALLYRICKARD | Ballyrickard [T41,T42] | TRALEE |  | 52.2707 | -9.7091
MV/LV Substation TE***194 |  | 10 kV | _ | LV | 400 kVA :Building Structure | 0.4 | --> | 0.4 | 0.316 | 1.54 |  | --> | 0.38 | 0 | 0.02 | 0.376 | 0 |  | --> | C17 ex BALLYARD | Ballyard [T41,T42] | TRALEE |  | 52.2603 | -9.6883
MV/LV Substation MU***194X |  | 10 kV | _ | LV | 400 kVA :Kiosk Substation | 0.4 | --> | 0.4 | 0.047 | 0.05 | Constrained, otherwise capacity available =355 kVA | --> | 0.38 | 0 | 0.01 | 0.379 | 0 |  | --> | C18 ex BALLYBEGGAN | Ballybeggan [T43,T44] | TRALEE |  | 52.2832 | -9.6793
MV/LV Substation CO***196X |  | 10 kV | _ | LV | 400 kVA :Kiosk Substation | 0.4 | --> | 0.4 | 0.351 | 2.18 |  | --> | 0.38 | 0 | 0.01 | 0.379 | 0 |  | --> | C21 ex BALLYRICKARD | Ballyrickard [T41,T42] | TRALEE |  | 52.265 | -9.7227
MV/LV Substation DE***197X |  | 10 kV | _ | LV | 400 kVA :Kiosk Substation | 0.4 | --> | 0.4 | 0.308 | 1.54 |  | --> | 0.38 | 0 | 0.015 | 0.381 | 0 |  | --> | C17 ex BALLYARD | Ballyard [T41,T42] | TRALEE |  | 52.2591 | -9.6813
MV/LV Substation RA***198X |  | 10 kV | _ | LV | 400 kVA :Kiosk Substation | 0.4 | --> | 0.4 | 0.047 | 0.05 | Constrained, otherwise capacity available =239 kVA | --> | 0.38 | 0 | 0 | 0.396 | 0 |  | --> | C19 ex BALLYBEGGAN | Ballybeggan [T43,T44] | TRALEE |  | 52.266 | -9.6771
MV/LV Substation TO***202X |  | 10 kV | _ | LV | 50 kVA :Pole Substation | 0.05 | --> | 0.05 | 0.036 | 0.05 |  | --> | 0.048 | 0 | 0 | 0.049 | 0 |  | --> | C14 ex BALLYBEGGAN | Ballybeggan [T43,T44] | TRALEE |  | 52.2897 | -9.6734
MV/LV Substation FA***204X |  | 10 kV | _ | LV | 400 kVA :Kiosk Substation | 0.4 | --> | 0.4 | 0.338 | 2.18 |  | --> | 0.38 | 0 | 0.015 | 0.377 | 0 |  | --> | C16 ex BALLYRICKARD | Ballyrickard [T41,T42] | TRALEE |  | 52.2727 | -9.7234
MV/LV Substation CO***205X |  | 10 kV | _ | LV | 400 kVA :Kiosk Substation | 0.4 | --> | 0.4 | 0.35 | 1.54 |  | --> | 0.38 | 0 | 0.005 | 0.383 | 0 |  | --> | C17 ex BALLYARD | Ballyard [T41,T42] | TRALEE |  | 52.2558 | -9.6928
MV/LV Substation TH***209X |  | 10 kV | _ | LV | 630 kVA :Kiosk Substation | 0.63 | --> | 0.63 | 0.428 | 2.18 |  | --> | 0.598 | 0 | 0 | 0.5 | 0 |  | --> | C21 ex BALLYRICKARD | Ballyrickard [T41,T42] | TRALEE |  | 52.2677 | -9.7073
MV/LV Substation SK***211X |  | 10 kV | _ | LV | 200 kVA :Kiosk Substation | 0.2 | --> | 0.2 | 0.119 | 1.54 |  | --> | 0.19 | 0 | 0.027 | 0.181 | 0 |  | --> | C22 ex BALLYARD | Ballyard [T41,T42] | TRALEE |  | 52.2545 | -9.6876
MV/LV Substation BU***214 |  | 10 kV | _ | LV | 200 kVA :Kiosk Substation | 0.2 | --> | 0.2 | 0.047 | 0.05 | Constrained, otherwise capacity available =180 kVA | --> | 0.19 | 0 | 0.01 | 0.185 | 0 |  | --> | C14 ex BALLYBEGGAN | Ballybeggan [T43,T44] | TRALEE |  | 52.2902 | -9.6736
MV/LV Substation CO***216 |  | 10 kV | _ | LV | 400 kVA :Kiosk Substation | 0.4 | --> | 0.4 | 0.286 | 2.18 |  | --> | 0.38 | 0 | 0.027 | 0.375 | 0 |  | --> | C18 ex BALLYRICKARD | Ballyrickard [T41,T42] | TRALEE |  | 52.2823 | -9.7067
MV/LV Substation CL***217 |  | 10 kV | _ | LV | 400 kVA :Kiosk Substation | 0.4 | --> | 0.4 | 0.317 | 1.54 |  | --> | 0.38 | 0 | 0.029 | 0.37 | 0 |  | --> | C17 ex BALLYARD | Ballyard [T41,T42] | TRALEE |  | 52.2585 | -9.6955
MV/LV Substation C/***218 |  | 10 kV | _ | LV | 50 kVA :Pole Substation | 0.05 | --> | 0.05 | 0.048 | 1.54 |  | --> | 0.048 | 0 | 0 | 0.048 | 0 |  | --> | C22 ex BALLYARD | Ballyard [T41,T42] | TRALEE |  | 52.2439 | -9.7633
MV/LV Substation BR***219X |  | 10 kV | _ | LV | 400 kVA :Kiosk Substation | 0.4 | --> | 0.4 | 0.047 | 0.05 | Constrained, otherwise capacity available =309 kVA | --> | 0.38 | 0 | 0 | 0.392 | 0 |  | --> | C17 ex BALLYBEGGAN | Ballybeggan [T43,T44] | TRALEE |  | 52.276 | -9.6971
MV/LV Substation RI***220 |  | 10 kV | _ | LV | 400 kVA :Building Structure | 0.4 | --> | 0.4 | 0.369 | 2.18 |  | --> | 0.38 | 0 | 0 | 0.384 | 0 |  | --> | C11 ex BALLYRICKARD | Ballyrickard [T41,T42] | TRALEE |  | 52.2833 | -9.7075
MV/LV Substation FO***221 |  | 10 kV | _ | LV | 200 kVA :Kiosk Substation | 0.2 | --> | 0.2 | 0.047 | 0.05 | Constrained, otherwise capacity available =122 kVA | --> | 0.19 | 0 | 0.02 | 0.186 | 0 |  | --> | C13 ex BALLYBEGGAN | Ballybeggan [T43,T44] | TRALEE |  | 52.2698 | -9.68
MV/LV Substation BA***227 |  | 10 kV | _ | LV | 100 kVA :Pole Substation | 0.1 | --> | 0.1 | 0.09 | 2.18 |  | --> | 0.095 | 0 | 0.016 | 0.085 | 0 |  | --> | C12 ex BALLYRICKARD | Ballyrickard [T41,T42] | TRALEE |  | 52.2738 | -9.7441
MV/LV Substation LE***234X |  | 10 kV | _ | LV | 400 kVA :Kiosk Substation | 0.4 | --> | 0.4 | 0.047 | 0.05 | Constrained, otherwise capacity available =327 kVA | --> | 0.38 | 0 | 0.02 | 0.375 | 0 |  | --> | C13 ex BALLYBEGGAN | Ballybeggan [T43,T44] | TRALEE |  | 52.2672 | -9.6751
MV/LV Substation RA***239 |  | 10 kV | _ | LV | 400 kVA :Kiosk Substation | 0.4 | --> | 0.4 | 0.047 | 0.05 | Constrained, otherwise capacity available =329 kVA | --> | 0.38 | 0 | 0.01 | 0.382 | 0 |  | --> | C17 ex BALLYBEGGAN | Ballybeggan [T43,T44] | TRALEE |  | 52.2836 | -9.6947
MV/LV Substation HI***240 |  | 10 kV | _ | LV | 50 kVA :Pole Substation | 0.05 | --> | 0.05 | 0.027 | 2.18 |  | --> | 0.048 | 0 | 0.021 | 0.035 | 0 |  | --> | C18 ex BALLYRICKARD | Ballyrickard [T41,T42] | TRALEE |  | 52.2796 | -9.7138
MV/LV Substation SL***241X |  | 10 kV | _ | LV | 50 kVA :Pole Substation | 0.05 | --> | 0.05 | 0.05 | 1.54 |  | --> | 0.048 | 0 | 0 | 0.048 | 0 |  | --> | C22 ex BALLYARD | Ballyard [T41,T42] | TRALEE |  | 52.2452 | -9.7402
MV/LV Substation MO***253X |  | 10 kV | _ | LV | 630 kVA :Building Structure | 0.63 | --> | 0.63 | 0.5 | 2.18 |  | --> | 0.598 | 0 | 0 | 0.5 | 0 |  | --> | C16 ex BALLYRICKARD | Ballyrickard [T41,T42] | TRALEE |  | 52.2831 | -9.7251
MV/LV Substation OA***254X |  | 10 kV | _ | LV | 400 kVA :Kiosk Substation | 0.4 | --> | 0.4 | 0.047 | 0.05 | Constrained, otherwise capacity available =356 kVA | --> | 0.38 | 0 | 0.021 | 0.37 | 0 |  | --> | C17 ex BALLYBEGGAN | Ballybeggan [T43,T44] | TRALEE |  | 52.2797 | -9.6897
MV/LV Substation CL***257X |  | 10 kV | _ | LV | 200 kVA :Kiosk Substation | 0.2 | --> | 0.2 | 0.047 | 0.05 | Constrained, otherwise capacity available =182 kVA | --> | 0.19 | 0 | 0 | 0.192 | 0 |  | --> | C17 ex BALLYBEGGAN | Ballybeggan [T43,T44] | TRALEE |  | 52.2762 | -9.6807
MV/LV Substation MA***264X |  | 10 kV | _ | LV | 630 kVA :Building Structure | 0.63 | --> | 0.63 | 0.047 | 0.05 | Constrained, otherwise capacity available =432 kVA | --> | 0.598 | 0 | 0 | 0.5 | 0 |  | --> | C19 ex BALLYBEGGAN | Ballybeggan [T43,T44] | TRALEE |  | 52.2638 | -9.6762
MV/LV Substation DE***266 |  | 10 kV | _ | LV | 630 kVA :Kiosk Substation | 0.63 | --> | 0.63 | 0.047 | 0.05 | Constrained, otherwise capacity available =424 kVA | --> | 0.598 | 0 | 0.026 | 0.5 | 0 |  | --> | C12 ex BALLYBEGGAN | Ballybeggan [T43,T44] | TRALEE |  | 52.2625 | -9.672
MV/LV Substation CR***266X |  | 10 kV | _ | LV | 200 kVA :Kiosk Substation | 0.2 | --> | 0.2 | 0.145 | 2.18 |  | --> | 0.19 | 0 | 0 | 0.197 | 0 |  | --> | C18 ex BALLYRICKARD | Ballyrickard [T41,T42] | TRALEE |  | 52.281 | -9.7122
MV/LV Substation BE***267 |  | 10 kV | _ | LV | 630 kVA :Building Structure | 0.63 | --> | 0.63 | 0.5 | 2.18 |  | --> | 0.598 | 0 | 0 | 0.5 | 0 |  | --> | C11 ex BALLYRICKARD | Ballyrickard [T41,T42] | TRALEE |  | 52.2833 | -9.7086
MV/LV Substation RE***273 |  | 10 kV | _ | LV | 1000 kVA :Building Structure | 1 | --> | 1 | 0.047 | 0.05 | Constrained, otherwise capacity available =917 kVA | --> | 0.95 | 0 | 0.002 | 0.5 | 0 |  | --> | C11 ex BALLYBEGGAN | Ballybeggan [T43,T44] | TRALEE |  | 52.2718 | -9.6887
MV/LV Substation CL***273X |  | 10 kV | _ | LV | 400 kVA :Kiosk Substation | 0.4 | --> | 0.4 | 0.332 | 2.18 |  | --> | 0.38 | 0 | 0.01 | 0.382 | 0 |  | --> | C16 ex BALLYRICKARD | Ballyrickard [T41,T42] | TRALEE |  | 52.2733 | -9.7218
MV/LV Substation BA***274X |  | 10 kV | _ | LV | 100 kVA :Pole Substation | 0.1 | --> | 0.1 | 0.047 | 0.05 | Constrained, otherwise capacity available =89 kVA | --> | 0.095 | 0 | 0 | 0.096 | 0 |  | --> | C12 ex BALLYBEGGAN | Ballybeggan [T43,T44] | TRALEE |  | 52.2739 | -9.6536
MV/LV Substation CH***277X |  | 10 kV | _ | LV | 100 kVA :Pole Substation | 0.1 | --> | 0.1 | 0.096 | 2.18 |  | --> | 0.095 | 0 | 0 | 0.096 | 0 |  | --> | C12 ex BALLYRICKARD | Ballyrickard [T41,T42] | TRALEE |  | 52.2912 | -9.8281
MV/LV Substation KE***278 |  | 10 kV | _ | LV | 50 kVA :Pole Substation | 0.05 | --> | 0.05 | 0.03 | 2.18 |  | --> | 0.048 | 0 | 0.01 | 0.043 | 0 |  | --> | C12 ex BALLYRICKARD | Ballyrickard [T41,T42] | TRALEE |  | 52.2725 | -9.7496
MV/LV Substation CO***280 |  | 10 kV | _ | LV | 100 kVA :Pole Substation | 0.1 | --> | 0.1 | 0.047 | 0.05 | Constrained, otherwise capacity available =96 kVA | --> | 0.095 | 0 | 0 | 0.096 | 0 |  | --> | C12 ex BALLYBEGGAN | Ballybeggan [T43,T44] | TRALEE |  | 52.2447 | -9.6119
MV/LV Substation LE***281X |  | 10 kV | _ | LV | 50 kVA :Pole Substation | 0.05 | --> | 0.05 | 0.049 | 3.74 |  | --> | 0.048 | 0 | 0 | 0.048 | 0 |  | --> | C15 ex KILFLYNN | Kilflynn [T41,T42] | TRALEE |  | 52.316 | -9.6541
MV/LV Substation BA***282 |  | 10 kV | _ | LV | 100 kVA :Pole Substation | 0.1 | --> | 0.1 | 0.047 | 0.05 | Constrained, otherwise capacity available =92 kVA | --> | 0.095 | 0 | 0.006 | 0.092 | 0 |  | --> | C12 ex BALLYBEGGAN | Ballybeggan [T43,T44] | TRALEE |  | 52.2755 | -9.6582
MV/LV Substation FE***283X |  | 10 kV | _ | LV | 50 kVA :Pole Substation | 0.05 | --> | 0.05 | 0.045 | 2.18 |  | --> | 0.048 | 0 | 0.005 | 0.044 | 0 |  | --> | C12 ex BALLYRICKARD | Ballyrickard [T41,T42] | TRALEE |  | 52.2766 | -9.8651
MV/LV Substation BA***284 |  | 10 kV | _ | LV | 200 kVA :Pole Substation | 0.2 | --> | 0.2 | 0.121 | 2.18 |  | --> | 0.19 | 0 | 0.005 | 0.197 | 0 |  | --> | C17 ex BALLYRICKARD | Ballyrickard [T41,T42] | TRALEE |  | 52.2964 | -9.752
MV/LV Substation BA***297 |  | 10 kV | _ | LV | 200 kVA :Pole Substation | 0.2 | --> | 0.2 | 0.165 | 1.54 |  | --> | 0.19 | 0 | 0 | 0.195 | 0 |  | --> | C22 ex BALLYARD | Ballyard [T41,T42] | TRALEE |  | 52.259 | -9.715
MV/LV Substation MA***300 |  | 10 kV | _ | LV | 200 kVA :Pole Substation | 0.2 | --> | 0.2 | 0.168 | 2.18 |  | --> | 0.19 | 0 | 0.005 | 0.191 | 0 |  | --> | C12 ex BALLYRICKARD | Ballyrickard [T41,T42] | TRALEE |  | 52.2822 | -9.8527
MV/LV Substation KE***301 |  | 10 kV | _ | LV | 630 kVA :Building Structure | 0.63 | --> | 0.63 | 0.047 | 0.05 | Constrained, otherwise capacity available =537 kVA | --> | 0.598 | 0 | 0 | 0.5 | 0 |  | --> | C20 ex BALLYBEGGAN | Ballybeggan [T43,T44] | TRALEE |  | 52.2711 | -9.7013
MV/LV Substation HA***302 |  | 10 kV | _ | LV | 200 kVA :Pole Substation | 0.2 | --> | 0.2 | 0.186 | 1.54 |  | --> | 0.19 | 0 | 0 | 0.192 | 0 |  | --> | C22 ex BALLYARD | Ballyard [T41,T42] | TRALEE |  | 52.2588 | -9.7353
MV/LV Substation CH***305 |  | 10 kV | _ | LV | 100 kVA :Building Structure | 0.1 | --> | 0.1 | 0.072 | 2.18 |  | --> | 0.095 | 0 | 0 | 0.099 | 0 |  | --> | C12 ex BALLYRICKARD | Ballyrickard [T41,T42] | TRALEE |  | 52.2899 | -9.8237
MV/LV Substation LI***311 |  | 10 kV | _ | LV | 200 kVA :Kiosk Substation | 0.2 | --> | 0.2 | 0.151 | 2.18 |  | --> | 0.19 | 0 | 0.03 | 0.174 | 0 |  | --> | C12 ex BALLYRICKARD | Ballyrickard [T41,T42] | TRALEE |  | 52.2844 | -9.8552
MV/LV Substation TA***312 |  | 10 kV | _ | LV | 100 kVA :Pole Substation | 0.1 | --> | 0.1 | 0.076 | 2.18 |  | --> | 0.095 | 0 | 0 | 0.098 | 0 |  | --> | C12 ex BALLYRICKARD | Ballyrickard [T41,T42] | TRALEE |  | 52.2846 | -9.8466
MV/LV Substation SP***318X |  | 10 kV | _ | LV | 200 kVA :Kiosk Substation | 0.2 | --> | 0.2 | 0.17 | 1.54 |  | --> | 0.19 | 0 | 0.012 | 0.185 | 0 |  | --> | C11 ex BALLYARD | Ballyard [T41,T42] | TRALEE |  | 52.2611 | -9.7099
MV/LV Substation CE***319X |  | 10 kV | _ | LV | 1000 kVA :Building Structure | 1 | --> | 1 | 0.047 | 0.05 | Constrained, otherwise capacity available =657 kVA | --> | 0.95 | 0 | 0 | 0.5 | 0 |  | --> | C20 ex BALLYBEGGAN | Ballybeggan [T43,T44] | TRALEE |  | 52.2702 | -9.6996
MV/LV Substation FE***327X |  | 10 kV | _ | LV | 630 kVA :Building Structure | 0.63 | --> | 0.63 | 0.328 | 1.54 |  | --> | 0.598 | 0 | 0 | 0.5 | 0 |  | --> | C11 ex BALLYARD | Ballyard [T41,T42] | TRALEE |  | 52.2637 | -9.7013
MV/LV Substation GA***328X |  | 10 kV | _ | LV | 200 kVA :Pole Substation | 0.2 | --> | 0.2 | 0.132 | 1.54 |  | --> | 0.19 | 0 | 0 | 0.199 | 0 |  | --> | C17 ex BALLYARD | Ballyard [T41,T42] | TRALEE |  | 52.2586 | -9.6895
MV/LV Substation OA***330X |  | 10 kV | _ | LV | 400 kVA :Kiosk Substation | 0.4 | --> | 0.4 | 0.047 | 0.05 | Constrained, otherwise capacity available =324 kVA | --> | 0.38 | 0 | 0.015 | 0.379 | 0 |  | --> | C17 ex BALLYBEGGAN | Ballybeggan [T43,T44] | TRALEE |  | 52.2784 | -9.6936
MV/LV Substation CU***338X |  | 10 kV | _ | LV | 400 kVA :Kiosk Substation | 0.4 | --> | 0.4 | 0.047 | 0.05 | Constrained, otherwise capacity available =364 kVA | --> | 0.38 | 0 | 0.004 | 0.382 | 0 |  | --> | C20 ex BALLYBEGGAN | Ballybeggan [T43,T44] | TRALEE |  | 52.2684 | -9.6895
MV/LV Substation MA***342 |  | 10 kV | _ | LV | 400 kVA :Kiosk Substation | 0.4 | --> | 0.4 | 0.285 | 1.54 |  | --> | 0.38 | 0 | 0.046 | 0.361 | 0 |  | --> | C17 ex BALLYARD | Ballyard [T41,T42] | TRALEE |  | 52.2593 | -9.687
MV/LV Substation MA***343 |  | 10 kV | _ | LV | 200 kVA :Kiosk Substation | 0.2 | --> | 0.2 | 0.132 | 1.54 |  | --> | 0.19 | 0 | 0.054 | 0.159 | 0 |  | --> | C17 ex BALLYARD | Ballyard [T41,T42] | TRALEE |  | 52.2588 | -9.6837
MV/LV Substation DE***345 |  | 10 kV | _ | LV | 400 kVA :Kiosk Substation | 0.4 | --> | 0.4 | 0.371 | 2.18 |  | --> | 0.38 | 0 | 0 | 0.384 | 0 |  | --> | C18 ex BALLYRICKARD | Ballyrickard [T41,T42] | TRALEE |  | 52.27 | -9.7109
MV/LV Substation DA***346X |  | 10 kV | _ | LV | 400 kVA :Kiosk Substation | 0.4 | --> | 0.4 | 0.332 | 2.18 |  | --> | 0.38 | 0 | 0 | 0.389 | 0 |  | --> | C11 ex BALLYRICKARD | Ballyrickard [T41,T42] | TRALEE |  | 52.2826 | -9.7077
MV/LV Substation SC***347X |  | 10 kV | _ | LV | 50 kVA :Pole Substation | 0.05 | --> | 0.05 | 0.047 | 0.05 | Constrained, otherwise capacity available =48 kVA | --> | 0.048 | 0 | 0 | 0.048 | 0 |  | --> | C12 ex BALLYBEGGAN | Ballybeggan [T43,T44] | TRALEE |  | 52.2368 | -9.5546
MV/LV Substation SP***348X |  | 10 kV | _ | LV | 200 kVA :Pole Substation | 0.2 | --> | 0.2 | 0.15 | 2.18 |  | --> | 0.19 | 0 | 0.035 | 0.171 | 0 |  | --> | C12 ex BALLYRICKARD | Ballyrickard [T41,T42] | TRALEE |  | 52.2768 | -9.7886
MV/LV Substation BA***351X |  | 10 kV | _ | LV | 100 kVA :Pole Substation | 0.1 | --> | 0.1 | 0.087 | 2.18 |  | --> | 0.095 | 0 | 0.01 | 0.089 | 0 |  | --> | C12 ex BALLYRICKARD | Ballyrickard [T41,T42] | TRALEE |  | 52.2789 | -9.8174
MV/LV Substation HU***352X |  | 10 kV | _ | LV | 630 kVA :Kiosk Substation | 0.63 | --> | 0.63 | 0.5 | 1.54 |  | --> | 0.598 | 0 | 0.015 | 0.5 | 0 |  | --> | C17 ex BALLYARD | Ballyard [T41,T42] | TRALEE |  | 52.2573 | -9.6863
MV/LV Substation PE***363X |  | 10 kV | _ | LV | 630 kVA :Building Structure | 0.63 | --> | 0.63 | 0.5 | 1.54 |  | --> | 0.598 | 0 | 0 | 0.5 | 0 |  | --> | C16 ex BALLYARD | Ballyard [T41,T42] | TRALEE |  | 52.27 | -9.7052
MV/LV Substation CA***364 |  | 10 kV | _ | LV | 50 kVA :Pole Substation | 0.05 | --> | 0.05 | 0.02 | 0.05 |  | --> | 0.048 | 0 | 0.011 | 0.043 | 0 |  | --> | C12 ex BALLYBEGGAN | Ballybeggan [T43,T44] | TRALEE |  | 52.2609 | -9.6491
MV/LV Substation CA***365 |  | 10 kV | _ | LV | 50 kVA :Pole Substation | 0.05 | --> | 0.05 | 0.036 | 2.18 |  | --> | 0.048 | 0 | 0.005 | 0.046 | 0 |  | --> | C16 ex BALLYRICKARD | Ballyrickard [T41,T42] | TRALEE |  | 52.2765 | -9.7244
MV/LV Substation FE***365X |  | 10 kV | _ | LV | 630 kVA :Building Structure | 0.63 | --> | 0.63 | 0.5 | 1.54 |  | --> | 0.598 | 0 | 0.006 | 0.5 | 0 |  | --> | C11 ex BALLYARD | Ballyard [T41,T42] | TRALEE |  | 52.2634 | -9.7068
MV/LV Substation CH***366X |  | 10 kV | _ | LV | 100 kVA :Pole Substation | 0.1 | --> | 0.1 | 0.1 | 2.18 |  | --> | 0.095 | 0 | 0 | 0.095 | 0 |  | --> | C12 ex BALLYRICKARD | Ballyrickard [T41,T42] | TRALEE |  | 52.2911 | -9.8231
MV/LV Substation BA***367 |  | 10 kV | _ | LV | 50 kVA :Pole Substation | 0.05 | --> | 0.05 | 0.015 | 1.54 |  | --> | 0.048 | 0 | 0.006 | 0.048 | 0 |  | --> | C22 ex BALLYARD | Ballyard [T41,T42] | TRALEE |  | 52.2452 | -9.7298
MV/LV Substation TO***368 |  | 10 kV | _ | LV | 50 kVA :Pole Substation | 0.05 | --> | 0.05 | 0.047 | 1.54 |  | --> | 0.048 | 0 | 0 | 0.048 | 0 |  | --> | C22 ex BALLYARD | Ballyard [T41,T42] | TRALEE |  | 52.2448 | -9.7498
MV/LV Substation CU***370X |  | 10 kV | _ | LV | 50 kVA :Pole Substation | 0.05 | --> | 0.05 | 0.044 | 1.54 |  | --> | 0.048 | 0 | 0 | 0.048 | 0 |  | --> | C22 ex BALLYARD | Ballyard [T41,T42] | TRALEE |  | 52.2397 | -9.7321
MV/LV Substation CL***371 |  | 10 kV | _ | LV | 200 kVA :Kiosk Substation | 0.2 | --> | 0.2 | 0.12 | 1.54 |  | --> | 0.19 | 0 | 0.005 | 0.197 | 0 |  | --> | C20 ex BALLYARD | Ballyard [T41,T42] | TRALEE |  | 52.2642 | -9.6965
MV/LV Substation SI***373 |  | 10 kV | _ | LV | 630 kVA :Building Structure | 0.63 | --> | 0.63 | 0.5 | 2.18 |  | --> | 0.598 | 0 | 0.01 | 0.5 | 0 |  | --> | C21 ex BALLYRICKARD | Ballyrickard [T41,T42] | TRALEE |  | 52.2665 | -9.708
MV/LV Substation NA***374 |  | 10 kV | _ | LV | 200 kVA :Kiosk Substation | 0.2 | --> | 0.2 | 0.047 | 0.05 | Constrained, otherwise capacity available =137 kVA | --> | 0.19 | 0 | 0.044 | 0.166 | 0 |  | --> | C17 ex BALLYBEGGAN | Ballybeggan [T43,T44] | TRALEE |  | 52.2824 | -9.6879
MV/LV Substation CU***374X |  | 10 kV | _ | LV | 50 kVA :Pole Substation | 0.05 | --> | 0.05 | 0.048 | 1.54 |  | --> | 0.048 | 0 | 0.005 | 0.044 | 0 |  | --> | C22 ex BALLYARD | Ballyard [T41,T42] | TRALEE |  | 52.2425 | -9.7797
MV/LV Substation CM***376X |  | 10 kV | _ | LV | 630 kVA :Building Structure | 0.63 | --> | 0.63 | 0.5 | 2.18 |  | --> | 0.598 | 0 | 0.044 | 0.5 | 0 |  | --> | C11 ex BALLYRICKARD | Ballyrickard [T41,T42] | TRALEE |  | 52.2798 | -9.7031
MV/LV Substation RO***377 |  | 10 kV | _ | LV | 200 kVA :Kiosk Substation | 0.2 | --> | 0.2 | 0.13 | 2.18 |  | --> | 0.19 | 0 | 0.024 | 0.182 | 0 |  | --> | C19 ex BALLYRICKARD | Ballyrickard [T41,T42] | TRALEE |  | 52.2771 | -9.7114
MV/LV Substation BA***378 |  | 10 kV | _ | LV | 200 kVA :Pole Substation | 0.2 | --> | 0.2 | 0.047 | 0.05 | Constrained, otherwise capacity available =87 kVA | --> | 0.19 | 0 | 0.009 | 0.194 | 0 |  | --> | C14 ex BALLYBEGGAN | Ballybeggan [T43,T44] | TRALEE |  | 52.2835 | -9.6652
MV/LV Substation NU***379X |  | 10 kV | _ | LV | 400 kVA :Building Structure | 0.4 | --> | 0.4 | 0.336 | 1.54 |  | --> | 0.38 | 0 | 0 | 0.389 | 0 |  | --> | C20 ex BALLYARD | Ballyard [T41,T42] | TRALEE |  | 52.2647 | -9.6825
MV/LV Substation AS***380 |  | 10 kV | _ | LV | 400 kVA :Building Structure | 0.4 | --> | 0.4 | 0.357 | 1.54 |  | --> | 0.38 | 0 | 0.005 | 0.382 | 0 |  | --> | C16 ex BALLYARD | Ballyard [T41,T42] | TRALEE |  | 52.2666 | -9.7061
MV/LV Substation CA***383X |  | 10 kV | _ | LV | 200 kVA :Pole Substation | 0.2 | --> | 0.2 | 0.047 | 0.05 | Constrained, otherwise capacity available =134 kVA | --> | 0.19 | 0 | 0 | 0.199 | 0 |  | --> | C12 ex BALLYBEGGAN | Ballybeggan [T43,T44] | TRALEE |  | 52.2576 | -9.638
MV/LV Substation LI***384X |  | 10 kV | _ | LV | 200 kVA :Kiosk Substation | 0.2 | --> | 0.2 | 0.047 | 0.05 | Constrained, otherwise capacity available =144 kVA | --> | 0.19 | 0 | 0 | 0.198 | 0 |  | --> | C14 ex BALLYBEGGAN | Ballybeggan [T43,T44] | TRALEE |  | 52.2894 | -9.6953
MV/LV Substation JA***385 |  | 10 kV | _ | LV | 400 kVA :Kiosk Substation | 0.4 | --> | 0.4 | 0.378 | 2.18 |  | --> | 0.38 | 0 | 0.005 | 0.379 | 0 |  | --> | C18 ex BALLYRICKARD | Ballyrickard [T41,T42] | TRALEE |  | 52.2837 | -9.7062
MV/LV Substation TO***387X |  | 10 kV | _ | LV | 630 kVA :Kiosk Substation | 0.63 | --> | 0.63 | 0.047 | 0.05 | Constrained, otherwise capacity available =549 kVA | --> | 0.598 | 0 | 0.036 | 0.5 | 0 |  | --> | C20 ex BALLYBEGGAN | Ballybeggan [T43,T44] | TRALEE |  | 52.2681 | -9.6988
MV/LV Substation LE***388 |  | 10 kV | _ | LV | 400 kVA :Building Structure | 0.4 | --> | 0.4 | 0.297 | 1.54 |  | --> | 0.38 | 0 | 0.2 | 0.246 | 0 |  | --> | C20 ex BALLYARD | Ballyard [T41,T42] | TRALEE |  | 52.2638 | -9.691
MV/LV Substation BE***388X |  | 10 kV | _ | LV | 400 kVA :Kiosk Substation | 0.4 | --> | 0.4 | 0.388 | 1.54 |  | --> | 0.38 | 0 | 0 | 0.382 | 0 |  | --> | C11 ex BALLYARD | Ballyard [T41,T42] | TRALEE |  | 52.2569 | -9.7042
MV/LV Substation PE***389 |  | 10 kV | _ | LV | 400 kVA :Kiosk Substation | 0.4 | --> | 0.4 | 0.329 | 2.18 |  | --> | 0.38 | 0 | 0.01 | 0.382 | 0 |  | --> | C19 ex BALLYRICKARD | Ballyrickard [T41,T42] | TRALEE |  | 52.2719 | -9.7129
MV/LV Substation AS***390 |  | 10 kV | _ | LV | 630 kVA :Kiosk Substation | 0.63 | --> | 0.63 | 0.487 | 1.54 |  | --> | 0.598 | 0 | 0.041 | 0.5 | 0 |  | --> | C17 ex BALLYARD | Ballyard [T41,T42] | TRALEE |  | 52.2613 | -9.6819
MV/LV Substation WO***391 |  | 10 kV | _ | LV | 200 kVA :Kiosk Substation | 0.2 | --> | 0.2 | 0.125 | 2.18 |  | --> | 0.19 | 0 | 0.014 | 0.19 | 0 |  | --> | C11 ex BALLYRICKARD | Ballyrickard [T41,T42] | TRALEE |  | 52.2796 | -9.7012
MV/LV Substation CH***395 |  | 10 kV | _ | LV | 200 kVA :Kiosk Substation | 0.2 | --> | 0.2 | 0.169 | 2.18 |  | --> | 0.19 | 0 | 0 | 0.194 | 0 |  | --> | C18 ex BALLYRICKARD | Ballyrickard [T41,T42] | TRALEE |  | 52.2684 | -9.7105
MV/LV Substation ED***399X |  | 10 kV | _ | LV | 400 kVA :Building Structure | 0.4 | --> | 0.4 | 0.047 | 0.05 | Constrained, otherwise capacity available =271 kVA | --> | 0.38 | 0 | 0 | 0.397 | 0 |  | --> | C20 ex BALLYBEGGAN | Ballybeggan [T43,T44] | TRALEE |  | 52.2693 | -9.6955
MV/LV Substation MI***4008 |  | 10 kV | _ | LV | 400 kVA :Building Structure | 0.4 | --> | 0.4 | 0.311 | 1.54 |  | --> | 0.38 | 0 | 0 | 0.392 | 0 |  | --> | C22 ex BALLYARD | Ballyard [T41,T42] | TRALEE |  | 52.2487 | -9.6771
MV/LV Substation BA***4029 |  | 10 kV | _ | LV | 50 kVA :Pole Substation | 0.05 | --> | 0.05 | 0.047 | 0.05 | Constrained, otherwise capacity available =48 kVA | --> | 0.048 | 0 | 0 | 0.048 | 0 |  | --> | C12 ex BALLYBEGGAN | Ballybeggan [T43,T44] | TRALEE |  | 52.2624 | -9.6607
MV/LV Substation TH***4030 |  | 10 kV | _ | LV | 200 kVA :Pole Substation | 0.2 | --> | 0.2 | 0.176 | 1.54 |  | --> | 0.19 | 0 | 0 | 0.193 | 0 |  | --> | C11 ex BALLYARD | Ballyard [T41,T42] | TRALEE |  | 52.2621 | -9.7112
MV/LV Substation RO***4040 |  | 10 kV | _ | LV | 400 kVA :Building Structure | 0.4 | --> | 0.4 | 0.22 | 2.18 |  | --> | 0.38 | 0 | 0 | 0.404 | 0 |  | --> | C18 ex BALLYRICKARD | Ballyrickard [T41,T42] | TRALEE |  | 52.2845 | -9.7064
MV/LV Substation CU***4048 |  | 10 kV | _ | LV | 50 kVA :Pole Substation | 0.05 | --> | 0.05 | 0.05 | 1.54 |  | --> | 0.048 | 0 | 0 | 0.048 | 0 |  | --> | C22 ex BALLYARD | Ballyard [T41,T42] | TRALEE |  | 52.2088 | -9.8925
MV/LV Substation CU***405 |  | 10 kV | _ | LV | 400 kVA :Kiosk Substation | 0.4 | --> | 0.4 | 0.047 | 0.05 | Constrained, otherwise capacity available =333 kVA | --> | 0.38 | 0 | 0.011 | 0.381 | 0 |  | --> | C14 ex BALLYBEGGAN | Ballybeggan [T43,T44] | TRALEE |  | 52.2847 | -9.699
MV/LV Substation RO***4062 |  | 10 kV | _ | LV | 630 kVA :Kiosk Substation | 0.63 | --> | 0.63 | 0.047 | 0.05 | Constrained, otherwise capacity available =458 kVA | --> | 0.598 | 0 | 0 | 0.5 | 0 |  | --> | C12 ex BALLYBEGGAN | Ballybeggan [T43,T44] | TRALEE |  | 52.2658 | -9.6748
MV/LV Substation DI***4071 |  | 10 kV | _ | LV | 630 kVA :Building Structure | 0.63 | --> | 0.63 | 0.459 | 2.18 |  | --> | 0.598 | 0 | 0 | 0.5 | 0 |  | --> | C12 ex BALLYRICKARD | Ballyrickard [T41,T42] | TRALEE |  | 52.2707 | -9.7324
MV/LV Substation SI***4080 |  | 10 kV | _ | LV | 50 kVA :Pole Substation | 0.05 | --> | 0.05 | 0.046 | 2.18 |  | --> | 0.048 | 0 | 0 | 0.048 | 0 |  | --> | C12 ex BALLYRICKARD | Ballyrickard [T41,T42] | TRALEE |  | 52.2695 | -9.7249
MV/LV Substation FO***409 |  | 10 kV | _ | LV | 50 kVA :Pole Substation | 0.05 | --> | 0.05 | 0.011 | 0.05 |  | --> | 0.048 | 0 | 0.024 | 0.035 | 0 |  | --> | C14 ex BALLYBEGGAN | Ballybeggan [T43,T44] | TRALEE |  | 52.2883 | -9.6779
MV/LV Substation AT***4090 |  | 10 kV | _ | LV | 400 kVA :Building Structure | 0.4 | --> | 0.4 | 0 | 0.05 |  | --> | 0.38 | 0 | 0 | 0.391 | 0 |  | --> | C14 ex BALLYBEGGAN | Ballybeggan [T43,T44] | TRALEE |  | 52.289 | -9.6682
MV/LV Substation DE***4094 |  | 10 kV | _ | LV | 100 kVA :Pole Substation | 0.1 | --> | 0.1 | 0.092 | 1.54 |  | --> | 0.095 | 0 | 0 | 0.096 | 0 |  | --> | C22 ex BALLYARD | Ballyard [T41,T42] | TRALEE |  | 52.2407 | -9.8257
MV/LV Substation HA***4095 |  | 10 kV | _ | LV | 100 kVA :Pole Substation | 0.1 | --> | 0.1 | 0.085 | 2.18 |  | --> | 0.095 | 0 | 0 | 0.097 | 0 |  | --> | C12 ex BALLYRICKARD | Ballyrickard [T41,T42] | TRALEE |  | 52.2873 | -9.8001
MV/LV Substation CO***4102 |  | 10 kV | _ | LV | 400 kVA :Kiosk Substation | 0.4 | --> | 0.4 | 0.047 | 0.05 | Constrained, otherwise capacity available =327 kVA | --> | 0.38 | 0 | 0 | 0.39 | 0 |  | --> | C20 ex BALLYBEGGAN | Ballybeggan [T43,T44] | TRALEE |  | 52.2697 | -9.6951
MV/LV Substation CR***4103 |  | 10 kV | _ | LV | 400 kVA :Kiosk Substation | 0.4 | --> | 0.4 | 0.047 | 0.05 | Constrained, otherwise capacity available =359 kVA | --> | 0.38 | 0 | 0.002 | 0.384 | 0 |  | --> | C20 ex BALLYBEGGAN | Ballybeggan [T43,T44] | TRALEE |  | 52.2681 | -9.6947
MV/LV Substation FO***4105 |  | 10 kV | _ | LV | 400 kVA :Kiosk Substation | 0.4 | --> | 0.4 | 0.365 | 1.54 |  | --> | 0.38 | 0 | 0 | 0.385 | 0 |  | --> | C17 ex BALLYARD | Ballyard [T41,T42] | TRALEE |  | 52.2627 | -9.6859
MV/LV Substation RE***4108 |  | 10 kV | _ | LV | 200 kVA :Kiosk Substation | 0.2 | --> | 0.2 | 0.047 | 0.05 | Constrained, otherwise capacity available =182 kVA | --> | 0.19 | 0 | 0 | 0.192 | 0 |  | --> | C14 ex BALLYBEGGAN | Ballybeggan [T43,T44] | TRALEE |  | 52.2873 | -9.6955
MV/LV Substation AN***4112 |  | 10 kV | _ | LV | 200 kVA :Kiosk Substation | 0.2 | --> | 0.2 | 0.047 | 0.05 | Constrained, otherwise capacity available =183 kVA | --> | 0.19 | 0 | 0 | 0.192 | 0 |  | --> | C17 ex BALLYBEGGAN | Ballybeggan [T43,T44] | TRALEE |  | 52.2848 | -9.6901
MV/LV Substation GA***4120 |  | 10 kV | _ | LV | 400 kVA :Building Structure | 0.4 | --> | 0.4 | 0.047 | 0.05 | Constrained, otherwise capacity available =368 kVA | --> | 0.38 | 0 | 0 | 0.384 | 0 |  | --> | C20 ex BALLYBEGGAN | Ballybeggan [T43,T44] | TRALEE |  | 52.2663 | -9.6911
MV/LV Substation CL***4121 |  | 10 kV | _ | LV | 400 kVA :Kiosk Substation | 0.4 | --> | 0.4 | 0.4 | 1.54 |  | --> | 0.38 | 0 | 0 | 0.38 | 0 |  | --> | C22 ex BALLYARD | Ballyard [T41,T42] | TRALEE |  | 52.2645 | -9.7326
MV/LV Substation CU***4122 |  | 10 kV | _ | LV | 100 kVA :Pole Substation | 0.1 | --> | 0.1 | 0.098 | 1.54 |  | --> | 0.095 | 0 | 0 | 0.095 | 0 |  | --> | C22 ex BALLYARD | Ballyard [T41,T42] | TRALEE |  | 52.2486 | -9.7365
MV/LV Substation SH***4124 |  | 10 kV | _ | LV | 100 kVA :Pole Substation | 0.1 | --> | 0.1 | 0.047 | 0.05 | Constrained, otherwise capacity available =96 kVA | --> | 0.095 | 0 | 0.005 | 0.092 | 0 |  | --> | C12 ex BALLYBEGGAN | Ballybeggan [T43,T44] | TRALEE |  | 52.2411 | -9.5691
MV/LV Substation AR***413 |  | 10 kV | _ | LV | 200 kVA :Kiosk Substation | 0.2 | --> | 0.2 | 0.134 | 2.18 |  | --> | 0.19 | 0 | 0.047 | 0.164 | 0 |  | --> | C16 ex BALLYRICKARD | Ballyrickard [T41,T42] | TRALEE |  | 52.2804 | -9.7245
MV/LV Substation SC***4136 |  | 10 kV | _ | LV | 100 kVA :Pole Substation | 0.1 | --> | 0.1 | 0.088 | 1.54 |  | --> | 0.095 | 0 | 0 | 0.097 | 0 |  | --> | C22 ex BALLYARD | Ballyard [T41,T42] | TRALEE |  | 52.2422 | -9.7902
MV/LV Substation AM***4137 |  | 10 kV | _ | LV | 630 kVA :Building Structure | 0.63 | --> | 0.63 | 0.047 | 0.05 | Constrained, otherwise capacity available =446 kVA | --> | 0.598 | 0 | 0 | 0.5 | 0 |  | --> | C12 ex BALLYBEGGAN | Ballybeggan [T43,T44] | TRALEE |  | 52.2723 | -9.6734
MV/LV Substation LI***4138 |  | 10 kV | _ | LV | 100 kVA :Pole Substation | 0.1 | --> | 0.1 | 0.096 | 3.74 |  | --> | 0.095 | 0 | 0 | 0.096 | 0 |  | --> | C11 ex KILFLYNN | Kilflynn [T41,T42] | TRALEE |  | 52.2996 | -9.693
MV/LV Substation HI***4139 |  | 10 kV | _ | LV | 100 kVA :Pole Substation | 0.1 | --> | 0.1 | 0.074 | 2.18 |  | --> | 0.095 | 0 | 0 | 0.098 | 0 |  | --> | C12 ex BALLYRICKARD | Ballyrickard [T41,T42] | TRALEE |  | 52.2689 | -9.7254
MV/LV Substation CL***414 |  | 10 kV | _ | LV | 400 kVA :Kiosk Substation | 0.4 | --> | 0.4 | 0.344 | 2.18 |  | --> | 0.38 | 0 | 0.036 | 0.361 | 0 |  | --> | C16 ex BALLYRICKARD | Ballyrickard [T41,T42] | TRALEE |  | 52.2818 | -9.7286
MV/LV Substation BE***4148 |  | 10 kV | _ | LV | 400 kVA :Kiosk Substation | 0.4 | --> | 0.4 | 0.047 | 0.05 | Constrained, otherwise capacity available =259 kVA | --> | 0.38 | 0 | 0.16 | 0.265 | 0 |  | --> | C12 ex BALLYBEGGAN | Ballybeggan [T43,T44] | TRALEE |  | 52.2657 | -9.6722
MV/LV Substation CA***4149 |  | 10 kV | _ | LV | 400 kVA :Kiosk Substation | 0.4 | --> | 0.4 | 0.047 | 0.05 | Constrained, otherwise capacity available =307 kVA | --> | 0.38 | 0 | 0 | 0.392 | 0 |  | --> | C20 ex BALLYBEGGAN | Ballybeggan [T43,T44] | TRALEE |  | 52.2709 | -9.6998
MV/LV Substation KI***4155 |  | 10 kV | _ | LV | 100 kVA :Pole Substation | 0.1 | --> | 0.1 | 0.086 | 2.18 |  | --> | 0.095 | 0 | 0 | 0.097 | 0 |  | --> | C12 ex BALLYRICKARD | Ballyrickard [T41,T42] | TRALEE |  | 52.2791 | -9.824
MV/LV Substation KI***4159 |  | 10 kV | _ | LV | 630 kVA :Kiosk Substation | 0.63 | --> | 0.63 | 0.5 | 1.54 |  | --> | 0.598 | 0 | 0.01 | 0.5 | 0 |  | --> | C17 ex BALLYARD | Ballyard [T41,T42] | TRALEE |  | 52.2624 | -9.6878
MV/LV Substation TH***4161 |  | 10 kV | _ | LV | 630 kVA :Kiosk Substation | 0.63 | --> | 0.63 | 0.5 | 1.54 |  | --> | 0.598 | 0 | 0 | 0.5 | 0 |  | --> | C11 ex BALLYARD | Ballyard [T41,T42] | TRALEE |  | 52.2648 | -9.7067
MV/LV Substation KI***4163 |  | 10 kV | _ | LV | 100 kVA :Pole Substation | 0.1 | --> | 0.1 | 0.047 | 0.05 | Constrained, otherwise capacity available =93 kVA | --> | 0.095 | 0 | 0 | 0.096 | 0 |  | --> | C12 ex BALLYBEGGAN | Ballybeggan [T43,T44] | TRALEE |  | 52.2526 | -9.5859
MV/LV Substation BE***4167 |  | 10 kV | _ | LV | 630 kVA :Kiosk Substation | 0.63 | --> | 0.63 | 0.5 | 1.54 |  | --> | 0.598 | 0 | 0.005 | 0.5 | 0 |  | --> | C22 ex BALLYARD | Ballyard [T41,T42] | TRALEE |  | 52.2594 | -9.7089
MV/LV Substation LI***4175 |  | 10 kV | _ | LV | 100 kVA :Pole Substation | 0.1 | --> | 0.1 | 0.047 | 0.05 | Constrained, otherwise capacity available =97 kVA | --> | 0.095 | 0 | 0 | 0.095 | 0 |  | --> | C14 ex BALLYBEGGAN | Ballybeggan [T43,T44] | TRALEE |  | 52.2985 | -9.6935
MV/LV Substation OY***421 |  | 10 kV | _ | LV | 200 kVA :Pole Substation | 0.2 | --> | 0.2 | 0.146 | 2.18 |  | --> | 0.19 | 0 | 0 | 0.197 | 0 |  | --> | C12 ex BALLYRICKARD | Ballyrickard [T41,T42] | TRALEE |  | 52.2757 | -9.7799
MV/LV Substation FE***422 |  | 10 kV | _ | LV | 400 kVA :Kiosk Substation | 0.4 | --> | 0.4 | 0.307 | 2.18 |  | --> | 0.38 | 0 | 0.02 | 0.378 | 0 |  | --> | C12 ex BALLYRICKARD | Ballyrickard [T41,T42] | TRALEE |  | 52.2786 | -9.862
MV/LV Substation SE***424 |  | 10 kV | _ | LV | 50 kVA :Pole Substation | 0.05 | --> | 0.05 | 0.045 | 2.18 |  | --> | 0.048 | 0 | 0 | 0.048 | 0 |  | --> | C12 ex BALLYRICKARD | Ballyrickard [T41,T42] | TRALEE |  | 52.2775 | -9.8038
MV/LV Substation CH***434 |  | 10 kV | _ | LV | 50 kVA :Pole Substation | 0.05 | --> | 0.05 | 0.039 | 2.18 |  | --> | 0.048 | 0 | 0.01 | 0.042 | 0 |  | --> | C12 ex BALLYRICKARD | Ballyrickard [T41,T42] | TRALEE |  | 52.2915 | -9.8331
MV/LV Substation BA***439 |  | 10 kV | _ | LV | 50 kVA :Pole Substation | 0.05 | --> | 0.05 | 0.027 | 2.18 |  | --> | 0.048 | 0 | 0.011 | 0.042 | 0 |  | --> | C12 ex BALLYRICKARD | Ballyrickard [T41,T42] | TRALEE |  | 52.2825 | -9.8565
MV/LV Substation FE***444 |  | 10 kV | _ | LV | 200 kVA :Pole Substation | 0.2 | --> | 0.2 | 0.168 | 2.18 |  | --> | 0.19 | 0 | 0.01 | 0.187 | 0 |  | --> | C12 ex BALLYRICKARD | Ballyrickard [T41,T42] | TRALEE |  | 52.2776 | -9.8656
MV/LV Substation LO***453 |  | 10 kV | _ | LV | 100 kVA :Pole Substation | 0.1 | --> | 0.1 | 0.072 | 1.54 |  | --> | 0.095 | 0 | 0 | 0.099 | 0 |  | --> | C22 ex BALLYARD | Ballyard [T41,T42] | TRALEE |  | 52.2632 | -9.7349
MV/LV Substation LO***455 |  | 10 kV | _ | LV | 200 kVA :Pole Substation | 0.2 | --> | 0.2 | 0.188 | 1.54 |  | --> | 0.19 | 0 | 0 | 0.192 | 0 |  | --> | C22 ex BALLYARD | Ballyard [T41,T42] | TRALEE |  | 52.262 | -9.7322
MV/LV Substation CL***460 |  | 10 kV | _ | LV | 400 kVA :Kiosk Substation | 0.4 | --> | 0.4 | 0.327 | 1.54 |  | --> | 0.38 | 0 | 0.053 | 0.35 | 0 |  | --> | C22 ex BALLYARD | Ballyard [T41,T42] | TRALEE |  | 52.2573 | -9.712
MV/LV Substation B/***482 |  | 10 kV | _ | LV | 100 kVA :Pole Substation | 0.1 | --> | 0.1 | 0.025 | 0.05 |  | --> | 0.095 | 0 | 0 | 0.105 | 0 |  | --> | C12 ex BALLYBEGGAN | Ballybeggan [T43,T44] | TRALEE |  | 52.2569 | -9.6476
MV/LV Substation KI***498 |  | 10 kV | _ | LV | 50 kVA :Pole Substation | 0.05 | --> | 0.05 | 0.012 | 2.18 |  | --> | 0.048 | 0 | 0.015 | 0.041 | 0 |  | --> | C12 ex BALLYRICKARD | Ballyrickard [T41,T42] | TRALEE |  | 52.2775 | -9.8268
MV/LV Substation BA***506 |  | 10 kV | _ | LV | 100 kVA :Pole Substation | 0.1 | --> | 0.1 | 0.047 | 0.05 | Constrained, otherwise capacity available =88 kVA | --> | 0.095 | 0 | 0 | 0.097 | 0 |  | --> | C12 ex BALLYBEGGAN | Ballybeggan [T43,T44] | TRALEE |  | 52.254 | -9.6446
MV/LV Substation RA***515 |  | 10 kV | _ | LV | 50 kVA :Pole Substation | 0.05 | --> | 0.05 | 0.047 | 0.05 | Constrained, otherwise capacity available =50 kVA | --> | 0.048 | 0 | 0 | 0.048 | 0 |  | --> | C14 ex BALLYBEGGAN | Ballybeggan [T43,T44] | TRALEE |  | 52.2778 | -9.6686
MV/LV Substation EA***516 |  | 10 kV | _ | LV | 200 kVA :Pole Substation | 0.2 | --> | 0.2 | 0.005 | 0.05 |  | --> | 0.19 | 0 | 0 | 0.213 | 0 |  | --> | C12 ex BALLYBEGGAN | Ballybeggan [T43,T44] | TRALEE |  | 52.2558 | -9.637
MV/LV Substation BA***519 |  | 10 kV | _ | LV | 200 kVA :Kiosk Substation | 0.2 | --> | 0.2 | 0.047 | 0.05 | Constrained, otherwise capacity available =195 kVA | --> | 0.19 | 0 | 0.005 | 0.187 | 0 |  | --> | C12 ex BALLYBEGGAN | Ballybeggan [T43,T44] | TRALEE |  | 52.2532 | -9.6325
MV/LV Substation BA***530 |  | 10 kV | _ | LV | 50 kVA :Pole Substation | 0.05 | --> | 0.05 | 0.043 | 0.05 |  | --> | 0.048 | 0 | 0.005 | 0.045 | 0 |  | --> | C12 ex BALLYBEGGAN | Ballybeggan [T43,T44] | TRALEE |  | 52.2733 | -9.6144
MV/LV Substation FA***552 |  | 10 kV | _ | LV | 100 kVA :Pole Substation | 0.1 | --> | 0.1 | 0.047 | 0.05 | Constrained, otherwise capacity available =79 kVA | --> | 0.095 | 0 | 0 | 0.098 | 0 |  | --> | C12 ex BALLYBEGGAN | Ballybeggan [T43,T44] | TRALEE |  | 52.2427 | -9.6605
MV/LV Substation BA***555 |  | 10 kV | _ | LV | 50 kVA :Pole Substation | 0.05 | --> | 0.05 | 0.034 | 2.18 |  | --> | 0.048 | 0 | 0.005 | 0.046 | 0 |  | --> | C12 ex BALLYRICKARD | Ballyrickard [T41,T42] | TRALEE |  | 52.2797 | -9.818
MV/LV Substation SI***561 |  | 10 kV | _ | LV | 50 kVA :Pole Substation | 0.05 | --> | 0.05 | 0.05 | 1.54 |  | --> | 0.048 | 0 | 0 | 0.048 | 0 |  | --> | C22 ex BALLYARD | Ballyard [T41,T42] | TRALEE |  | 52.2417 | -9.7706
MV/LV Substation AR***568 |  | 10 kV | _ | LV | 50 kVA :Pole Substation | 0.05 | --> | 0.05 | 0.045 | 1.54 |  | --> | 0.048 | 0 | 0.01 | 0.041 | 0 |  | --> | C22 ex BALLYARD | Ballyard [T41,T42] | TRALEE |  | 52.2431 | -9.7821
MV/LV Substation ED***574 |  | 10 kV | _ | LV | 50 kVA :Pole Substation | 0.05 | --> | 0.05 | 0.047 | 0.05 | Constrained, otherwise capacity available =47 kVA | --> | 0.048 | 0 | 0 | 0.048 | 0 |  | --> | C12 ex BALLYBEGGAN | Ballybeggan [T43,T44] | TRALEE |  | 52.2454 | -9.5651
MV/LV Substation BL***578 |  | 10 kV | _ | LV | 200 kVA :Kiosk Substation | 0.2 | --> | 0.2 | 0.174 | 1.54 |  | --> | 0.19 | 0 | 0 | 0.194 | 0 |  | --> | C22 ex BALLYARD | Ballyard [T41,T42] | TRALEE |  | 52.2566 | -9.734
MV/LV Substation KY***591 |  | 10 kV | _ | LV | 100 kVA :Pole Substation | 0.1 | --> | 0.1 | 0.047 | 0.05 | Constrained, otherwise capacity available =86 kVA | --> | 0.095 | 0 | 0.015 | 0.086 | 0 |  | --> | C12 ex BALLYBEGGAN | Ballybeggan [T43,T44] | TRALEE |  | 52.2731 | -9.6303
MV/LV Substation KI***596 |  | 10 kV | _ | LV | 50 kVA :Pole Substation | 0.05 | --> | 0.05 | 0.047 | 0.05 | Constrained, otherwise capacity available =49 kVA | --> | 0.048 | 0 | 0 | 0.048 | 0 |  | --> | C14 ex BALLYBEGGAN | Ballybeggan [T43,T44] | TRALEE |  | 52.2875 | -9.693
MV/LV Substation CU***597 |  | 10 kV | _ | LV | 50 kVA :Pole Substation | 0.05 | --> | 0.05 | 0.04 | 1.54 |  | --> | 0.048 | 0 | 0 | 0.049 | 0 |  | --> | C22 ex BALLYARD | Ballyard [T41,T42] | TRALEE |  | 52.243 | -9.7874
MV/LV Substation TR***598 |  | 10 kV | _ | LV | 400 kVA :Kiosk Substation | 0.4 | --> | 0.4 | 0.346 | 2.18 |  | --> | 0.38 | 0 | 0.031 | 0.364 | 0 |  | --> | C16 ex BALLYRICKARD | Ballyrickard [T41,T42] | TRALEE |  | 52.2795 | -9.7257
MV/LV Substation SC***599 |  | 10 kV | _ | LV | 50 kVA :Pole Substation | 0.05 | --> | 0.05 | 0.047 | 0.05 | Constrained, otherwise capacity available =49 kVA | --> | 0.048 | 0 | 0 | 0.048 | 0 |  | --> | C12 ex BALLYBEGGAN | Ballybeggan [T43,T44] | TRALEE |  | 52.2379 | -9.5542
MV/LV Substation AT***603 |  | 10 kV | _ | LV | 100 kVA :Pole Substation | 0.1 | --> | 0.1 | 0.081 | 2.18 |  | --> | 0.095 | 0 | 0.011 | 0.089 | 0 |  | --> | C12 ex BALLYRICKARD | Ballyrickard [T41,T42] | TRALEE |  | 52.2809 | -9.8592
MV/LV Substation BA***613 |  | 10 kV | _ | LV | 50 kVA :Pole Substation | 0.05 | --> | 0.05 | 0.033 | 0.05 |  | --> | 0.048 | 0 | 0 | 0.05 | 0 |  | --> | C12 ex BALLYBEGGAN | Ballybeggan [T43,T44] | TRALEE |  | 52.2721 | -9.6665
MV/LV Substation CA***618 |  | 10 kV | _ | LV | 100 kVA :Pole Substation | 0.1 | --> | 0.1 | 0.078 | 1.54 |  | --> | 0.095 | 0 | 0.011 | 0.09 | 0 |  | --> | C22 ex BALLYARD | Ballyard [T41,T42] | TRALEE |  | 52.2532 | -9.6963
MV/LV Substation CL***622 |  | 10 kV | _ | LV | 50 kVA :Pole Substation | 0.05 | --> | 0.05 | 0.02 | 0.05 |  | --> | 0.048 | 0 | 0.003 | 0.049 | 0 |  | --> | C12 ex BALLYBEGGAN | Ballybeggan [T43,T44] | TRALEE |  | 52.2487 | -9.6455
MV/LV Substation DR***623 |  | 10 kV | _ | LV | 100 kVA :Pole Substation | 0.1 | --> | 0.1 | 0.047 | 0.05 | Constrained, otherwise capacity available =76 kVA | --> | 0.095 | 0 | 0.005 | 0.095 | 0 |  | --> | C12 ex BALLYBEGGAN | Ballybeggan [T43,T44] | TRALEE |  | 52.2419 | -9.6427
MV/LV Substation KY***625 |  | 10 kV | _ | LV | 200 kVA :Pole Substation | 0.2 | --> | 0.2 | 0.047 | 0.05 | Constrained, otherwise capacity available =184 kVA | --> | 0.19 | 0 | 0 | 0.192 | 0 |  | --> | C12 ex BALLYBEGGAN | Ballybeggan [T43,T44] | TRALEE |  | 52.2724 | -9.6358
MV/LV Substation LI***647 |  | 10 kV | _ | LV | 100 kVA :Pole Substation | 0.1 | --> | 0.1 | 0.047 | 0.05 | Constrained, otherwise capacity available =93 kVA | --> | 0.095 | 0 | 0 | 0.096 | 0 |  | --> | C12 ex BALLYBEGGAN | Ballybeggan [T43,T44] | TRALEE |  | 52.2704 | -9.6161
MV/LV Substation BA***674 |  | 10 kV | _ | LV | 200 kVA :Pole Substation | 0.2 | --> | 0.2 | 0.047 | 0.05 | Constrained, otherwise capacity available =176 kVA | --> | 0.19 | 0 | 0 | 0.193 | 0 |  | --> | C12 ex BALLYBEGGAN | Ballybeggan [T43,T44] | TRALEE |  | 52.2545 | -9.5793
MV/LV Substation SC***679 |  | 10 kV | _ | LV | 100 kVA :Pole Substation | 0.1 | --> | 0.1 | 0.047 | 0.05 | Constrained, otherwise capacity available =91 kVA | --> | 0.095 | 0 | 0.01 | 0.089 | 0 |  | --> | C12 ex BALLYBEGGAN | Ballybeggan [T43,T44] | TRALEE |  | 52.2354 | -9.555
MV/LV Substation GO***683 |  | 10 kV | _ | LV | 50 kVA :Pole Substation | 0.05 | --> | 0.05 | 0.04 | 0.05 |  | --> | 0.048 | 0 | 0 | 0.049 | 0 |  | --> | C12 ex BALLYBEGGAN | Ballybeggan [T43,T44] | TRALEE |  | 52.2306 | -9.5559
MV/LV Substation AL***722 |  | 10 kV | _ | LV | 200 kVA :Pole Substation | 0.2 | --> | 0.2 | 0.176 | 3.74 |  | --> | 0.19 | 0 | 0.011 | 0.185 | 0 |  | --> | C15 ex KILFLYNN | Kilflynn [T41,T42] | TRALEE |  | 52.2941 | -9.6661
MV/LV Substation BA***723 |  | 10 kV | _ | LV | 200 kVA :Pole Substation | 0.2 | --> | 0.2 | 0.047 | 0.05 | Constrained, otherwise capacity available =186 kVA | --> | 0.19 | 0 | 0.006 | 0.188 | 0 |  | --> | C12 ex BALLYBEGGAN | Ballybeggan [T43,T44] | TRALEE |  | 52.2611 | -9.6549
MV/LV Substation MO***724 |  | 10 kV | _ | LV | 200 kVA :Building Structure | 0.2 | --> | 0.2 | 0.186 | 2.18 |  | --> | 0.19 | 0 | 0 | 0.192 | 0 |  | --> | C18 ex BALLYRICKARD | Ballyrickard [T41,T42] | TRALEE |  | 52.2864 | -9.7077
MV/LV Substation KE***725 |  | 10 kV | _ | LV | 400 kVA :Kiosk Substation | 0.4 | --> | 0.4 | 0.325 | 2.18 |  | --> | 0.38 | 0 | 0.023 | 0.373 | 0 |  | --> | C21 ex BALLYRICKARD | Ballyrickard [T41,T42] | TRALEE |  | 52.2686 | -9.7228
MV/LV Substation CA***726 |  | 10 kV | _ | LV | 400 kVA :Building Structure | 0.4 | --> | 0.4 | 0.272 | 2.18 |  | --> | 0.38 | 0 | 0 | 0.397 | 0 |  | --> | C19 ex BALLYRICKARD | Ballyrickard [T41,T42] | TRALEE |  | 52.2708 | -9.7063
MV/LV Substation CL***743 |  | 10 kV | _ | LV | 50 kVA :Pole Substation | 0.05 | --> | 0.05 | 0.035 | 1.54 |  | --> | 0.048 | 0 | 0.011 | 0.041 | 0 |  | --> | C22 ex BALLYARD | Ballyard [T41,T42] | TRALEE |  | 52.2542 | -9.7039
MV/LV Substation ED***748 |  | 10 kV | _ | LV | 630 kVA :Building Structure | 0.63 | --> | 0.63 | 0.5 | 1.54 |  | --> | 0.598 | 0 | 0 | 0.5 | 0 |  | --> | C16 ex BALLYARD | Ballyard [T41,T42] | TRALEE |  | 52.2709 | -9.7014
MV/LV Substation WI***749 |  | 10 kV | _ | LV | 630 kVA :Building Structure | 0.63 | --> | 0.63 | 0.5 | 2.18 |  | --> | 0.598 | 0 | 0 | 0.5 | 0 |  | --> | C18 ex BALLYRICKARD | Ballyrickard [T41,T42] | TRALEE |  | 52.2851 | -9.7079
MV/LV Substation GR***751 |  | 10 kV | _ | LV | 630 kVA :Building Structure | 0.63 | --> | 0.63 | 0.5 | 2.18 |  | --> | 0.598 | 0 | 0 | 0.5 | 0 |  | --> | C18 ex BALLYRICKARD | Ballyrickard [T41,T42] | TRALEE |  | 52.2849 | -9.7059
MV/LV Substation MC***752 |  | 10 kV | _ | LV | 400 kVA :Kiosk Substation | 0.4 | --> | 0.4 | 0.047 | 0.05 | Constrained, otherwise capacity available =203 kVA | --> | 0.38 | 0 | 0 | 0.406 | 0 |  | --> | C19 ex BALLYBEGGAN | Ballybeggan [T43,T44] | TRALEE |  | 52.2646 | -9.6777
MV/LV Substation CU***754 |  | 10 kV | _ | LV | 200 kVA :Pole Substation | 0.2 | --> | 0.2 | 0.197 | 1.54 |  | --> | 0.19 | 0 | 0 | 0.19 | 0 |  | --> | C22 ex BALLYARD | Ballyard [T41,T42] | TRALEE |  | 52.2417 | -9.7965
MV/LV Substation AR***755 |  | 10 kV | _ | LV | 400 kVA :Kiosk Substation | 0.4 | --> | 0.4 | 0.355 | 2.18 |  | --> | 0.38 | 0 | 0 | 0.386 | 0 |  | --> | C18 ex BALLYRICKARD | Ballyrickard [T41,T42] | TRALEE |  | 52.2856 | -9.7083
MV/LV Substation MU***758 |  | 10 kV | _ | LV | 400 kVA :Building Structure | 0.4 | --> | 0.4 | 0.192 | 2.18 |  | --> | 0.38 | 0 | 0 | 0.407 | 0 |  | --> | C21 ex BALLYRICKARD | Ballyrickard [T41,T42] | TRALEE |  | 52.2637 | -9.7142
MV/LV Substation BA***761 |  | 10 kV | _ | LV | 630 kVA :Kiosk Substation | 0.63 | --> | 0.63 | 0.5 | 1.54 |  | --> | 0.598 | 0 | 0 | 0.5 | 0 |  | --> | C20 ex BALLYARD | Ballyard [T41,T42] | TRALEE |  | 52.262 | -9.6981
MV/LV Substation PA***762 |  | 10 kV | _ | LV | 50 kVA :Pole Substation | 0.05 | --> | 0.05 | 0 | 1.54 |  | --> | 0.048 | 0 | 0.005 | 0.051 | 0 |  | --> | C11 ex BALLYARD | Ballyard [T41,T42] | TRALEE |  | 52.265 | -9.7022
MV/LV Substation KN***973 |  | 10 kV | _ | LV | 50 kVA :Pole Substation | 0.05 | --> | 0.05 | 0.043 | 2.18 |  | --> | 0.048 | 0 | 0 | 0.048 | 0 |  | --> | C17 ex BALLYRICKARD | Ballyrickard [T41,T42] | TRALEE |  | 52.2715 | -9.7288
MV/LV Substation RA***975 |  | 10 kV | _ | LV | 400 kVA :Kiosk Substation | 0.4 | --> | 0.4 | 0.047 | 0.05 | Constrained, otherwise capacity available =306 kVA | --> | 0.38 | 0 | 0.03 | 0.37 | 0 |  | --> | C13 ex BALLYBEGGAN | Ballybeggan [T43,T44] | TRALEE |  | 52.2695 | -9.6758
MV/LV Substation BA***976 |  | 10 kV | _ | LV | 400 kVA :Kiosk Substation | 0.4 | --> | 0.4 | 0.047 | 0.05 | Constrained, otherwise capacity available =119 kVA | --> | 0.38 | 0 | 0.2 | 0.268 | 0 |  | --> | C12 ex BALLYBEGGAN | Ballybeggan [T43,T44] | TRALEE |  | 52.2606 | -9.6596
MV/LV Substation KE***983 |  | 10 kV | _ | LV | 630 kVA :Building Structure | 0.63 | --> | 0.63 | 0.5 | 2.18 |  | --> | 0.598 | 0 | 0 | 0.5 | 0 |  | --> | C12 ex BALLYRICKARD | Ballyrickard [T41,T42] | TRALEE |  | 52.2682 | -9.7379
MV/LV Substation MO***984 |  | 10 kV | _ | LV | 400 kVA :Kiosk Substation | 0.4 | --> | 0.4 | 0.32 | 2.18 |  | --> | 0.38 | 0 | 0.021 | 0.375 | 0 |  | --> | C16 ex BALLYRICKARD | Ballyrickard [T41,T42] | TRALEE |  | 52.2859 | -9.723
MV/LV Substation MO***985 |  | 10 kV | _ | LV | 200 kVA :Kiosk Substation | 0.2 | --> | 0.2 | 0.142 | 2.18 |  | --> | 0.19 | 0 | 0.027 | 0.178 | 0 |  | --> | C16 ex BALLYRICKARD | Ballyrickard [T41,T42] | TRALEE |  | 52.281 | -9.7222
MV/LV Substation LI***986 |  | 10 kV | _ | LV | 400 kVA :Kiosk Substation | 0.4 | --> | 0.4 | 0.303 | 2.18 |  | --> | 0.38 | 0 | 0.015 | 0.382 | 0 |  | --> | C16 ex BALLYRICKARD | Ballyrickard [T41,T42] | TRALEE |  | 52.2748 | -9.7247
MV/LV Substation CO***988 |  | 10 kV | _ | LV | 630 kVA :Building Structure | 0.63 | --> | 0.63 | 0.406 | 1.54 |  | --> | 0.598 | 0 | 0.016 | 0.5 | 0 |  | --> | C16 ex BALLYARD | Ballyard [T41,T42] | TRALEE |  | 52.2686 | -9.7027
MV/LV Substation DU***990 |  | 10 kV | _ | LV | 400 kVA :Building Structure | 0.4 | --> | 0.4 | 0.047 | 0.05 | Constrained, otherwise capacity available =224 kVA | --> | 0.38 | 0 | 0 | 0.403 | 0 |  | --> | C20 ex BALLYBEGGAN | Ballybeggan [T43,T44] | TRALEE |  | 52.2702 | -9.6905
MV/LV Substation ED***991 |  | 10 kV | _ | LV | 630 kVA :Building Structure | 0.63 | --> | 0.63 | 0.5 | 1.54 |  | --> | 0.598 | 0 | 0 | 0.5 | 0 |  | --> | C16 ex BALLYARD | Ballyard [T41,T42] | TRALEE |  | 52.2708 | -9.7023
MV/LV Substation BA***994 |  | 10 kV | _ | LV | 200 kVA :Kiosk Substation | 0.2 | --> | 0.2 | 0.162 | 2.18 |  | --> | 0.19 | 0 | 0.011 | 0.187 | 0 |  | --> | C21 ex BALLYRICKARD | Ballyrickard [T41,T42] | TRALEE |  | 52.269 | -9.7209
MV/LV Substation KL***995 |  | 10 kV | _ | LV | 630 kVA :Building Structure | 0.63 | --> | 0.63 | 0.047 | 0.05 | Constrained, otherwise capacity available =475 kVA | --> | 0.598 | 0 | 0 | 0.5 | 0 |  | --> | C14 ex BALLYBEGGAN | Ballybeggan [T43,T44] | TRALEE |  | 52.2728 | -9.6734
MV/LV Substation BA***999 |  | 10 kV | _ | LV | 630 kVA :Building Structure | 0.63 | --> | 0.63 | 0.198 | 1.54 |  | --> | 0.598 | 0 | 0 | 0.5 | 0 |  | --> | C16 ex BALLYARD | Ballyard [T41,T42] | TRALEE |  | 52.2699 | -9.7048
MV/LV Substation GL***007 |  | 10 kV | _ | LV | 1000 kVA :Building Structure | 1 | --> | 1 | 0 | 0 | Constrained, otherwise capacity available =283 kVA | --> | 0.95 | 0 | 0 | 0.5 | 0 |  | --> | C12 ex COOLCORCORAN | Coolcorcoran [T41,T42] | KNOCKEARAGH |  | 52.0593 | -9.508
MV/LV Substation NE***020 |  | 10 kV | _ | LV | 400 kVA :Kiosk Substation | 0.4 | --> | 0.4 | 0 | 0 | Constrained, otherwise capacity available =354 kVA | --> | 0.38 | 0 | 0.005 | 0.382 | 0 |  | --> | C16 ex COOLCORCORAN | Coolcorcoran [T41,T42] | KNOCKEARAGH |  | 52.0627 | -9.516
MV/LV Substation HI***030 |  | 10 kV | _ | LV | 630 kVA :Building Structure | 0.63 | --> | 0.63 | 0 | 0 | Constrained, otherwise capacity available =275 kVA | --> | 0.598 | 0 | 0.01 | 0.5 | 0 |  | --> | C16 ex COOLCORCORAN | Coolcorcoran [T41,T42] | KNOCKEARAGH |  | 52.0601 | -9.5088
MV/LV Substation GO***033 |  | 10 kV | _ | LV | 100 kVA :Pole Substation | 0.1 | --> | 0.1 | 0 | 0 | Constrained, otherwise capacity available =84 kVA | --> | 0.095 | 0 | 0.005 | 0.094 | 0 |  | --> | C18 ex COOLCORCORAN | Coolcorcoran [T41,T42] | KNOCKEARAGH |  | 52.0676 | -9.6108
MV/LV Substation ST***039 |  | 10 kV | _ | LV | 400 kVA :Kiosk Substation | 0.4 | --> | 0.4 | 0 | 0 | Constrained, otherwise capacity available =68 kVA | --> | 0.38 | 0 | 0.027 | 0.403 | 0 |  | --> | C16 ex COOLCORCORAN | Coolcorcoran [T41,T42] | KNOCKEARAGH |  | 52.0589 | -9.5136
MV/LV Substation FI***048 |  | 10 kV | _ | LV | 630 kVA :Kiosk Substation | 0.63 | --> | 0.63 | 0 | 0 | Constrained, otherwise capacity available =484 kVA | --> | 0.598 | 0 | 0.022 | 0.5 | 0 |  | --> | C12 ex COOLCORCORAN | Coolcorcoran [T41,T42] | KNOCKEARAGH |  | 52.0657 | -9.5074
MV/LV Substation KI***050 |  | 10 kV | _ | LV | 630 kVA :Building Structure | 0.63 | --> | 0.63 | 0 | 0 | Constrained, otherwise capacity available =588 kVA | --> | 0.598 | 0 | 0.006 | 0.5 | 0 |  | --> | C12 ex COOLCORCORAN | Coolcorcoran [T41,T42] | KNOCKEARAGH |  | 52.0633 | -9.5115
MV/LV Substation IN***061 |  | 10 kV | _ | LV | 630 kVA :Kiosk Substation | 0.63 | --> | 0.63 | 0.252 | 0.76 |  | --> | 0.598 | 0 | 0 | 0.5 | 0 |  | --> | C11 ex WOODFORD | Woodford [T41,T42] | KNOCKEARAGH |  | 52.0584 | -9.5074
MV/LV Substation OK***063 |  | 10 kV | _ | LV | 630 kVA :Kiosk Substation | 0.63 | --> | 0.63 | 0 | 0 | Constrained, otherwise capacity available =562 kVA | --> | 0.598 | 0 | 0.004 | 0.5 | 0 |  | --> | C12 ex COOLCORCORAN | Coolcorcoran [T41,T42] | KNOCKEARAGH |  | 52.0653 | -9.5131
MV/LV Substation EM***065 |  | 10 kV | _ | LV | 200 kVA :Pole Substation | 0.2 | --> | 0.2 | 0 | 0 | Constrained, otherwise capacity available =69 kVA | --> | 0.19 | 0 | 0.014 | 0.197 | 0 |  | --> | C11 ex COOLCORCORAN | Coolcorcoran [T41,T42] | KNOCKEARAGH |  | 52.062 | -9.506
MV/LV Substation CO***066 |  | 10 kV | _ | LV | 630 kVA :Building Structure | 0.63 | --> | 0.63 | 0 | 0 | Constrained, otherwise capacity available =162 kVA | --> | 0.598 | 0 | 0.013 | 0.5 | 0 |  | --> | C12 ex COOLCORCORAN | Coolcorcoran [T41,T42] | KNOCKEARAGH |  | 52.0591 | -9.5064
MV/LV Substation PO***067 |  | 10 kV | _ | LV | 400 kVA :Building Structure | 0.4 | --> | 0.4 | 0 | 0 | Constrained, otherwise capacity available =317 kVA | --> | 0.38 | 0 | 0 | 0.391 | 0 |  | --> | C16 ex COOLCORCORAN | Coolcorcoran [T41,T42] | KNOCKEARAGH |  | 52.0581 | -9.512
MV/LV Substation BR***068 |  | 10 kV | _ | LV | 200 kVA :Kiosk Substation | 0.2 | --> | 0.2 | 0 | 0 | Constrained, otherwise capacity available =183 kVA | --> | 0.19 | 0 | 0 | 0.192 | 0 |  | --> | C12 ex COOLCORCORAN | Coolcorcoran [T41,T42] | KNOCKEARAGH |  | 52.0662 | -9.5124
MV/LV Substation QU***071 |  | 10 kV | _ | LV | 400 kVA :Building Structure | 0.4 | --> | 0.4 | 0 | 0 | Constrained, otherwise capacity available =207 kVA | --> | 0.38 | 0 | 0 | 0.406 | 0 |  | --> | C16 ex COOLCORCORAN | Coolcorcoran [T41,T42] | KNOCKEARAGH |  | 52.0582 | -9.5107
MV/LV Substation ES***085 |  | 10 kV | _ | LV | 400 kVA :Kiosk Substation | 0.4 | --> | 0.4 | 0 | 0 | Constrained, otherwise capacity available =176 kVA | --> | 0.38 | 0 | 0.005 | 0.406 | 0 |  | --> | C12 ex COOLCORCORAN | Coolcorcoran [T41,T42] | KNOCKEARAGH |  | 52.0625 | -9.5107
MV/LV Substation CA***090 |  | 10 kV | _ | LV | 100 kVA :Pole Substation | 0.1 | --> | 0.1 | 0 | 0 | Constrained, otherwise capacity available =42 kVA | --> | 0.095 | 0 | 0 | 0.103 | 0 |  | --> | C16 ex COOLCORCORAN | Coolcorcoran [T41,T42] | KNOCKEARAGH |  | 52.0604 | -9.5164
MV/LV Substation GR***092 |  | 10 kV | _ | LV | 630 kVA :Kiosk Substation | 0.63 | --> | 0.63 | 0.5 | 0.76 |  | --> | 0.598 | 0 | 0 | 0.5 | 0 |  | --> | C11 ex WOODFORD | Woodford [T41,T42] | KNOCKEARAGH |  | 52.0578 | -9.5022
MV/LV Substation GR***094 |  | 10 kV | _ | LV | 50 kVA :Pole Substation | 0.05 | --> | 0.05 | 0 | 0 | Constrained, otherwise capacity available =47 kVA | --> | 0.048 | 0 | 0 | 0.048 | 0 |  | --> | C18 ex COOLCORCORAN | Coolcorcoran [T41,T42] | KNOCKEARAGH |  | 52.0648 | -9.6204
MV/LV Substation KE***100 |  | 10 kV | _ | LV | 630 kVA :Kiosk Substation | 0.63 | --> | 0.63 | 0 | 0 | Constrained, otherwise capacity available =622 kVA | --> | 0.598 | 0 | 0 | 0.5 | 0 |  | --> | C18 ex COOLCORCORAN | Coolcorcoran [T41,T42] | KNOCKEARAGH |  | 52.0752 | -9.6205
MV/LV Substation RO***101 |  | 10 kV | _ | LV | 200 kVA :Pole Substation | 0.2 | --> | 0.2 | 0 | 0 | Constrained, otherwise capacity available =188 kVA | --> | 0.19 | 0 | 0.13 | 0.095 | 0 |  | --> | C17 ex COOLCORCORAN | Coolcorcoran [T41,T42] | KNOCKEARAGH |  | 52.1023 | -9.5193
MV/LV Substation ST***118 |  | 10 kV | _ | LV | 400 kVA :Kiosk Substation | 0.4 | --> | 0.4 | 0 | 0 | Constrained, otherwise capacity available =396 kVA | --> | 0.38 | 0 | 0 | 0.38 | 0 |  | --> | C12 ex COOLCORCORAN | Coolcorcoran [T41,T42] | KNOCKEARAGH |  | 52.0681 | -9.511
MV/LV Substation TE***121 |  | 10 kV | _ | LV | 200 kVA :Building Structure | 0.2 | --> | 0.2 | 0 | 0 | Constrained, otherwise capacity available =173 kVA | --> | 0.19 | 0 | 0 | 0.194 | 0 |  | --> | C16 ex COOLCORCORAN | Coolcorcoran [T41,T42] | KNOCKEARAGH |  | 52.0603 | -9.5129
MV/LV Substation CR***145 |  | 10 kV | _ | LV | 50 kVA :Pole Substation | 0.05 | --> | 0.05 | 0 | 0 | Constrained, otherwise capacity available =38 kVA | --> | 0.048 | 0 | 0 | 0.049 | 0 |  | --> | C18 ex COOLCORCORAN | Coolcorcoran [T41,T42] | KNOCKEARAGH |  | 52.0856 | -9.5975
MV/LV Substation SC***152 |  | 10 kV | _ | LV | 50 kVA :Pole Substation | 0.05 | --> | 0.05 | 0 | 0 | Constrained, otherwise capacity available =36 kVA | --> | 0.048 | 0 | 0 | 0.049 | 0 |  | --> | C17 ex COOLCORCORAN | Coolcorcoran [T41,T42] | KNOCKEARAGH |  | 52.1458 | -9.5498
MV/LV Substation LA***157 |  | 10 kV | _ | LV | 100 kVA :Pole Substation | 0.1 | --> | 0.1 | 0 | 0 | Constrained, otherwise capacity available =75 kVA | --> | 0.095 | 0 | 0 | 0.098 | 0 |  | --> | C18 ex COOLCORCORAN | Coolcorcoran [T41,T42] | KNOCKEARAGH |  | 52.0673 | -9.5552
MV/LV Substation VO***160 |  | 10 kV | _ | LV | 400 kVA :Building Structure | 0.4 | --> | 0.4 | 0 | 0 | Constrained, otherwise capacity available =341 kVA | --> | 0.38 | 0 | 0.012 | 0.379 | 0 |  | --> | C16 ex COOLCORCORAN | Coolcorcoran [T41,T42] | KNOCKEARAGH |  | 52.0626 | -9.5192
MV/LV Substation OA***161 |  | 10 kV | _ | LV | 400 kVA :Kiosk Substation | 0.4 | --> | 0.4 | 0 | 0 | Constrained, otherwise capacity available =385 kVA | --> | 0.38 | 0 | 0.01 | 0.375 | 0 |  | --> | C11 ex COOLCORCORAN | Coolcorcoran [T41,T42] | KNOCKEARAGH |  | 52.0592 | -9.4862
MV/LV Substation KI***162 |  | 10 kV | _ | LV | 630 kVA :Kiosk Substation | 0.63 | --> | 0.63 | 0 | 0 | Constrained, otherwise capacity available =582 kVA | --> | 0.598 | 0 | 0 | 0.5 | 0 |  | --> | C16 ex COOLCORCORAN | Coolcorcoran [T41,T42] | KNOCKEARAGH |  | 52.0576 | -9.5092
MV/LV Substation CO***164 |  | 10 kV | _ | LV | 630 kVA :Building Structure | 0.63 | --> | 0.63 | 0 | 0 | Constrained, otherwise capacity available =374 kVA | --> | 0.598 | 0 | 0.146 | 0.5 | 0 |  | --> | C12 ex COOLCORCORAN | Coolcorcoran [T41,T42] | KNOCKEARAGH |  | 52.0689 | -9.5152
MV/LV Substation AR***181 |  | 10 kV | _ | LV | 200 kVA :Kiosk Substation | 0.2 | --> | 0.2 | 0 | 0 | Constrained, otherwise capacity available =140 kVA | --> | 0.19 | 0 | 0 | 0.198 | 0 |  | --> | C11 ex COOLCORCORAN | Coolcorcoran [T41,T42] | KNOCKEARAGH |  | 52.0669 | -9.4986
MV/LV Substation DU***183 |  | 10 kV | _ | LV | 50 kVA :Pole Substation | 0.05 | --> | 0.05 | 0 | 0 | Constrained, otherwise capacity available =37 kVA | --> | 0.048 | 0 | 0 | 0.049 | 0 |  | --> | C18 ex COOLCORCORAN | Coolcorcoran [T41,T42] | KNOCKEARAGH |  | 52.0423 | -9.6335
MV/LV Substation FL***184 |  | 10 kV | _ | LV | 630 kVA :Kiosk Substation | 0.63 | --> | 0.63 | 0 | 0 | Constrained, otherwise capacity available =174 kVA | --> | 0.598 | 0 | 0 | 0.5 | 0 |  | --> | C16 ex COOLCORCORAN | Coolcorcoran [T41,T42] | KNOCKEARAGH |  | 52.0598 | -9.5123
MV/LV Substation MI***187 |  | 10 kV | _ | LV | 400 kVA :Kiosk Substation | 0.4 | --> | 0.4 | 0 | 0 | Constrained, otherwise capacity available =349 kVA | --> | 0.38 | 0 | 0.023 | 0.37 | 0 |  | --> | C15 ex COOLCORCORAN | Coolcorcoran [T41,T42] | KNOCKEARAGH |  | 52.0662 | -9.5201
MV/LV Substation GO***189 |  | 10 kV | _ | LV | 200 kVA :Kiosk Substation | 0.2 | --> | 0.2 | 0 | 0 | Constrained, otherwise capacity available =117 kVA | --> | 0.19 | 0 | 0.013 | 0.191 | 0 |  | --> | C11 ex COOLCORCORAN | Coolcorcoran [T41,T42] | KNOCKEARAGH |  | 52.0654 | -9.4954
MV/LV Substation FO***192 |  | 10 kV | _ | LV | 50 kVA :Pole Substation | 0.05 | --> | 0.05 | 0 | 0 | Constrained, otherwise capacity available =25 kVA | --> | 0.048 | 0 | 0.01 | 0.044 | 0 |  | --> | C18 ex COOLCORCORAN | Coolcorcoran [T41,T42] | KNOCKEARAGH |  | 52.0702 | -9.5888
MV/LV Substation GA***197 |  | 10 kV | _ | LV | 50 kVA :Pole Substation | 0.05 | --> | 0.05 | 0 | 0 | Constrained, otherwise capacity available =36 kVA | --> | 0.048 | 0 | 0 | 0.049 | 0 |  | --> | C18 ex COOLCORCORAN | Coolcorcoran [T41,T42] | KNOCKEARAGH |  | 52.0384 | -9.7075
MV/LV Substation CO***201 |  | 10 kV | _ | LV | 200 kVA :Pole Substation | 0.2 | --> | 0.2 | 0 | 0 | Constrained, otherwise capacity available =186 kVA | --> | 0.19 | 0 | 0 | 0.192 | 0 |  | --> | C18 ex COOLCORCORAN | Coolcorcoran [T41,T42] | KNOCKEARAGH |  | 52.0683 | -9.6356
MV/LV Substation GL***205 |  | 10 kV | _ | LV | 100 kVA :Pole Substation | 0.1 | --> | 0.1 | 0 | 0 | Constrained, otherwise capacity available =93 kVA | --> | 0.095 | 0 | 0 | 0.096 | 0 |  | --> | C11 ex COOLCORCORAN | Coolcorcoran [T41,T42] | KNOCKEARAGH |  | 52.0753 | -9.5063
MV/LV Substation PA***206 |  | 10 kV | _ | LV | 200 kVA :Building Structure | 0.2 | --> | 0.2 | 0.172 | 0.76 |  | --> | 0.19 | 0 | 0 | 0.194 | 0 |  | --> | C11 ex WOODFORD | Woodford [T41,T42] | KNOCKEARAGH |  | 52.0581 | -9.5047
MV/LV Substation GR***207 |  | 10 kV | _ | LV | 200 kVA :Kiosk Substation | 0.2 | --> | 0.2 | 0 | 0 | Constrained, otherwise capacity available =182 kVA | --> | 0.19 | 0 | 0 | 0.192 | 0 |  | --> | C18 ex COOLCORCORAN | Coolcorcoran [T41,T42] | KNOCKEARAGH |  | 52.0763 | -9.5267
MV/LV Substation KA***209 |  | 10 kV | _ | LV | 200 kVA :Pole Substation | 0.2 | --> | 0.2 | 0 | 0 | Constrained, otherwise capacity available =172 kVA | --> | 0.19 | 0 | 0 | 0.194 | 0 |  | --> | C18 ex COOLCORCORAN | Coolcorcoran [T41,T42] | KNOCKEARAGH |  | 52.0402 | -9.6305
MV/LV Substation FA***216 |  | 10 kV | _ | LV | 100 kVA :Pole Substation | 0.1 | --> | 0.1 | 0 | 0 | Constrained, otherwise capacity available =90 kVA | --> | 0.095 | 0 | 0.015 | 0.085 | 0 |  | --> | C16 ex COOLCORCORAN | Coolcorcoran [T41,T42] | KNOCKEARAGH |  | 52.0719 | -9.5345
MV/LV Substation CA***217 |  | 10 kV | _ | LV | 50 kVA :Pole Substation | 0.05 | --> | 0.05 | 0 | 0 | Constrained, otherwise capacity available =46 kVA | --> | 0.048 | 0 | 0 | 0.048 | 0 |  | --> | C18 ex COOLCORCORAN | Coolcorcoran [T41,T42] | KNOCKEARAGH |  | 52.0785 | -9.5385
MV/LV Substation MA***219 |  | 10 kV | _ | LV | 630 kVA :Building Structure | 0.63 | --> | 0.63 | 0 | 0 | Constrained, otherwise capacity available =467 kVA | --> | 0.598 | 0 | 0 | 0.5 | 0 |  | --> | C16 ex COOLCORCORAN | Coolcorcoran [T41,T42] | KNOCKEARAGH |  | 52.0582 | -9.5116
MV/LV Substation TO***224 |  | 10 kV | _ | LV | 630 kVA :Building Structure | 0.63 | --> | 0.63 | 0.423 | 0.76 |  | --> | 0.598 | 0 | 0 | 0.5 | 0 |  | --> | C11 ex WOODFORD | Woodford [T41,T42] | KNOCKEARAGH |  | 52.0583 | -9.5063
MV/LV Substation DU***225 |  | 10 kV | _ | LV | 630 kVA :Building Structure | 0.63 | --> | 0.63 | 0 | 0 | Constrained, otherwise capacity available =469 kVA | --> | 0.598 | 0 | 0 | 0.5 | 0 |  | --> | C16 ex COOLCORCORAN | Coolcorcoran [T41,T42] | KNOCKEARAGH |  | 52.0597 | -9.5138
MV/LV Substation MO***226 |  | 10 kV | _ | LV | 100 kVA :Pole Substation | 0.1 | --> | 0.1 | 0 | 0 | Constrained, otherwise capacity available =82 kVA | --> | 0.095 | 0 | 0.016 | 0.086 | 0 |  | --> | C11 ex COOLCORCORAN | Coolcorcoran [T41,T42] | KNOCKEARAGH |  | 52.0626 | -9.5034
MV/LV Substation GL***231 |  | 10 kV | _ | LV | 50 kVA :Pole Substation | 0.05 | --> | 0.05 | 0 | 0 | Constrained, otherwise capacity available =39 kVA | --> | 0.048 | 0 | 0 | 0.049 | 0 |  | --> | C17 ex COOLCORCORAN | Coolcorcoran [T41,T42] | KNOCKEARAGH |  | 52.1101 | -9.4986
MV/LV Substation MA***234 |  | 10 kV | _ | LV | 200 kVA :Kiosk Substation | 0.2 | --> | 0.2 | 0 | 0 | Constrained, otherwise capacity available =196 kVA | --> | 0.19 | 0 | 0 | 0.191 | 0 |  | --> | C18 ex COOLCORCORAN | Coolcorcoran [T41,T42] | KNOCKEARAGH |  | 52.064 | -9.5642
MV/LV Substation LI***240 |  | 10 kV | _ | LV | 50 kVA :Pole Substation | 0.05 | --> | 0.05 | 0 | 0 | Constrained, otherwise capacity available =49 kVA | --> | 0.048 | 0 | 0 | 0.048 | 0 |  | --> | C18 ex COOLCORCORAN | Coolcorcoran [T41,T42] | KNOCKEARAGH |  | 52.0648 | -9.6062
MV/LV Substation DO***247 |  | 10 kV | _ | LV | 50 kVA :Pole Substation | 0.05 | --> | 0.05 | 0 | 0 | Constrained, otherwise capacity available =39 kVA | --> | 0.048 | 0 | 0 | 0.049 | 0 |  | --> | C17 ex COOLCORCORAN | Coolcorcoran [T41,T42] | KNOCKEARAGH |  | 52.1065 | -9.5167
MV/LV Substation LI***250 |  | 10 kV | _ | LV | 200 kVA :Pole Substation | 0.2 | --> | 0.2 | 0 | 0 | Constrained, otherwise capacity available =170 kVA | --> | 0.19 | 0 | 0 | 0.194 | 0 |  | --> | C18 ex COOLCORCORAN | Coolcorcoran [T41,T42] | KNOCKEARAGH |  | 52.0743 | -9.5751
MV/LV Substation BA***251 |  | 10 kV | _ | LV | 50 kVA :Pole Substation | 0.05 | --> | 0.05 | 0 | 0 | Constrained, otherwise capacity available =49 kVA | --> | 0.048 | 0 | 0 | 0.048 | 0 |  | --> | C17 ex COOLCORCORAN | Coolcorcoran [T41,T42] | KNOCKEARAGH |  | 52.1167 | -9.5643
MV/LV Substation LA***254 |  | 10 kV | _ | LV | 200 kVA :Kiosk Substation | 0.2 | --> | 0.2 | 0 | 0 | Constrained, otherwise capacity available =101 kVA | --> | 0.19 | 0 | 0.054 | 0.163 | 0 |  | --> | C18 ex COOLCORCORAN | Coolcorcoran [T41,T42] | KNOCKEARAGH |  | 52.0693 | -9.5616
MV/LV Substation MC***260 |  | 10 kV | _ | LV | 400 kVA :Kiosk Substation | 0.4 | --> | 0.4 | 0 | 0 | Constrained, otherwise capacity available =228 kVA | --> | 0.38 | 0 | 0.017 | 0.39 | 0 |  | --> | C11 ex COOLCORCORAN | Coolcorcoran [T41,T42] | KNOCKEARAGH |  | 52.0605 | -9.5004
MV/LV Substation GR***261 |  | 10 kV | _ | LV | 630 kVA :Kiosk Substation | 0.63 | --> | 0.63 | 0 | 0 | Constrained, otherwise capacity available =565 kVA | --> | 0.598 | 0 | 0 | 0.5 | 0 |  | --> | C12 ex COOLCORCORAN | Coolcorcoran [T41,T42] | KNOCKEARAGH |  | 52.0614 | -9.5091
MV/LV Substation GL***262 |  | 10 kV | _ | LV | 1000 kVA :Building Structure | 1 | --> | 1 | 0 | 0 | Constrained, otherwise capacity available =958 kVA | --> | 0.95 | 0 | 0 | 0.5 | 0 |  | --> | C12 ex COOLCORCORAN | Coolcorcoran [T41,T42] | KNOCKEARAGH |  | 52.0593 | -9.5079
MV/LV Substation AG***277 |  | 10 kV | _ | LV | 400 kVA :Kiosk Substation | 0.4 | --> | 0.4 | 0 | 0 | Constrained, otherwise capacity available =206 kVA | --> | 0.38 | 0 | 0 | 0.406 | 0 |  | --> | C18 ex COOLCORCORAN | Coolcorcoran [T41,T42] | KNOCKEARAGH |  | 52.0781 | -9.557
MV/LV Substation KN***278 |  | 10 kV | _ | LV | 200 kVA :Pole Substation | 0.2 | --> | 0.2 | 0 | 0 | Constrained, otherwise capacity available =155 kVA | --> | 0.19 | 0 | 0.005 | 0.192 | 0 |  | --> | C18 ex COOLCORCORAN | Coolcorcoran [T41,T42] | KNOCKEARAGH |  | 52.0771 | -9.5701
MV/LV Substation CA***283 |  | 10 kV | _ | LV | 50 kVA :Pole Substation | 0.05 | --> | 0.05 | 0 | 0 | Constrained, otherwise capacity available =26 kVA | --> | 0.048 | 0 | 0.016 | 0.039 | 0 |  | --> | C15 ex COOLCORCORAN | Coolcorcoran [T41,T42] | KNOCKEARAGH |  | 52.067 | -9.5263
MV/LV Substation GO***287 |  | 10 kV | _ | LV | 400 kVA :Kiosk Substation | 0.4 | --> | 0.4 | 0 | 0 | Constrained, otherwise capacity available =385 kVA | --> | 0.38 | 0 | 0 | 0.382 | 0 |  | --> | C15 ex COOLCORCORAN | Coolcorcoran [T41,T42] | KNOCKEARAGH |  | 52.0681 | -9.5453
MV/LV Substation LA***294 |  | 10 kV | _ | LV | 50 kVA :Pole Substation | 0.05 | --> | 0.05 | 0 | 0 | Constrained, otherwise capacity available =24 kVA | --> | 0.048 | 0 | 0.012 | 0.042 | 0 |  | --> | C18 ex COOLCORCORAN | Coolcorcoran [T41,T42] | KNOCKEARAGH |  | 52.0699 | -9.5642
MV/LV Substation SP***304 |  | 10 kV | _ | LV | 50 kVA :Pole Substation | 0.05 | --> | 0.05 | 0 | 0 | Constrained, otherwise capacity available =40 kVA | --> | 0.048 | 0 | 0.007 | 0.044 | 0 |  | --> | C18 ex COOLCORCORAN | Coolcorcoran [T41,T42] | KNOCKEARAGH |  | 52.0671 | -9.6472
MV/LV Substation CA***348 |  | 10 kV | _ | LV | 400 kVA :Building Structure | 0.4 | --> | 0.4 | 0 | 0 | Constrained, otherwise capacity available =175 kVA | --> | 0.38 | 0 | 0.11 | 0.311 | 0 |  | --> | C15 ex COOLCORCORAN | Coolcorcoran [T41,T42] | KNOCKEARAGH |  | 52.0665 | -9.5401
MV/LV Substation HO***349 |  | 10 kV | _ | LV | 400 kVA :Building Structure | 0.4 | --> | 0.4 | 0 | 0 | Constrained, otherwise capacity available =393 kVA | --> | 0.38 | 0 | 0 | 0.381 | 0 |  | --> | C18 ex COOLCORCORAN | Coolcorcoran [T41,T42] | KNOCKEARAGH |  | 52.0673 | -9.5722
MV/LV Substation DE***366 |  | 10 kV | _ | LV | 100 kVA :Pole Substation | 0.1 | --> | 0.1 | 0 | 0 | Constrained, otherwise capacity available =82 kVA | --> | 0.095 | 0 | 0.005 | 0.094 | 0 |  | --> | C12 ex COOLCORCORAN | Coolcorcoran [T41,T42] | KNOCKEARAGH |  | 52.0713 | -9.5104
MV/LV Substation BA***367 |  | 10 kV | _ | LV | 200 kVA :Pole Substation | 0.2 | --> | 0.2 | 0 | 0 | Constrained, otherwise capacity available =183 kVA | --> | 0.19 | 0 | 0 | 0.192 | 0 |  | --> | C12 ex COOLCORCORAN | Coolcorcoran [T41,T42] | KNOCKEARAGH |  | 52.0701 | -9.5089
MV/LV Substation LE***383 |  | 10 kV | _ | LV | 200 kVA :Kiosk Substation | 0.2 | --> | 0.2 | 0 | 0 | Constrained, otherwise capacity available =152 kVA | --> | 0.19 | 0 | 0 | 0.196 | 0 |  | --> | C18 ex COOLCORCORAN | Coolcorcoran [T41,T42] | KNOCKEARAGH |  | 52.0701 | -9.5732
MV/LV Substation KI***4003 |  | 10 kV | _ | LV | 100 kVA :Pole Substation | 0.1 | --> | 0.1 | 0 | 0 | Constrained, otherwise capacity available =100 kVA | --> | 0.095 | 0 | 0 | 0.095 | 0 |  | --> | C18 ex COOLCORCORAN | Coolcorcoran [T41,T42] | KNOCKEARAGH |  | 52.0879 | -9.5514
MV/LV Substation PE***4007 |  | 10 kV | _ | LV | 630 kVA :Building Structure | 0.63 | --> | 0.63 | 0 | 0 | Constrained, otherwise capacity available =528 kVA | --> | 0.598 | 0 | 0 | 0.5 | 0 |  | --> | C12 ex COOLCORCORAN | Coolcorcoran [T41,T42] | KNOCKEARAGH |  | 52.0605 | -9.5087
MV/LV Substation KC***4011 |  | 10 kV | _ | LV | 200 kVA :Pole Substation | 0.2 | --> | 0.2 | 0 | 0 | Constrained, otherwise capacity available =200 kVA | --> | 0.19 | 0 | 0 | 0.19 | 0 |  | --> | C18 ex COOLCORCORAN | Coolcorcoran [T41,T42] | KNOCKEARAGH |  | 52.0392 | -9.711
MV/LV Substation SC***4014 |  | 10 kV | _ | LV | 50 kVA :Pole Substation | 0.05 | --> | 0.05 | 0 | 0 | Constrained, otherwise capacity available =48 kVA | --> | 0.048 | 0 | 0.005 | 0.044 | 0 |  | --> | C17 ex COOLCORCORAN | Coolcorcoran [T41,T42] | KNOCKEARAGH |  | 52.1402 | -9.5505
MV/LV Substation CA***4021 |  | 10 kV | _ | LV | 50 kVA :Pole Substation | 0.05 | --> | 0.05 | 0 | 0 | Constrained, otherwise capacity available =28 kVA | --> | 0.048 | 0 | 0.027 | 0.03 | 0 |  | --> | C17 ex COOLCORCORAN | Coolcorcoran [T41,T42] | KNOCKEARAGH |  | 52.135 | -9.5626
MV/LV Substation HS***4030 |  | 10 kV | _ | LV | 400 kVA :Building Structure | 0.4 | --> | 0.4 | 0 | 0 | Constrained, otherwise capacity available =261 kVA | --> | 0.38 | 0 | 0.015 | 0.387 | 0 |  | --> | C15 ex COOLCORCORAN | Coolcorcoran [T41,T42] | KNOCKEARAGH |  | 52.0677 | -9.518
MV/LV Substation CO***4036 |  | 10 kV | _ | LV | 50 kVA :Pole Substation | 0.05 | --> | 0.05 | 0 | 0 | Constrained, otherwise capacity available =48 kVA | --> | 0.048 | 0 | 0.01 | 0.04 | 0 |  | --> | C18 ex COOLCORCORAN | Coolcorcoran [T41,T42] | KNOCKEARAGH |  | 52.065 | -9.6386
MV/LV Substation MA***4043 |  | 10 kV | _ | LV | 200 kVA :Kiosk Substation | 0.2 | --> | 0.2 | 0 | 0 | Constrained, otherwise capacity available =162 kVA | --> | 0.19 | 0 | 0.018 | 0.182 | 0 |  | --> | C18 ex COOLCORCORAN | Coolcorcoran [T41,T42] | KNOCKEARAGH |  | 52.0764 | -9.5251
MV/LV Substation DU***4046 |  | 10 kV | _ | LV | 200 kVA :Pole Substation | 0.2 | --> | 0.2 | 0 | 0 | Constrained, otherwise capacity available =200 kVA | --> | 0.19 | 0 | 0 | 0.19 | 0 |  | --> | C18 ex COOLCORCORAN | Coolcorcoran [T41,T42] | KNOCKEARAGH |  | 52.0602 | -9.6264
MV/LV Substation SI***4055 |  | 10 kV | _ | LV | 50 kVA :Pole Substation | 0.05 | --> | 0.05 | 0 | 0 | Constrained, otherwise capacity available =45 kVA | --> | 0.048 | 0 | 0 | 0.048 | 0 |  | --> | C16 ex COOLCORCORAN | Coolcorcoran [T41,T42] | KNOCKEARAGH |  | 52.0807 | -9.5071
MV/LV Substation DU***4059 |  | 10 kV | _ | LV | 630 kVA :Building Structure | 0.63 | --> | 0.63 | 0 | 0 | Constrained, otherwise capacity available =436 kVA | --> | 0.598 | 0 | 0 | 0.5 | 0 |  | --> | C18 ex COOLCORCORAN | Coolcorcoran [T41,T42] | KNOCKEARAGH |  | 52.0598 | -9.6287
MV/LV Substation KI***4078 |  | 10 kV | _ | LV | 630 kVA :Building Structure | 0.63 | --> | 0.63 | 0 | 0 | Constrained, otherwise capacity available =630 kVA | --> | 0.598 | 0 | 0 | 0.5 | 0 |  | --> | C18 ex COOLCORCORAN | Coolcorcoran [T41,T42] | KNOCKEARAGH |  | 52.0726 | -9.6031
MV/LV Substation CE***4082 |  | 10 kV | _ | LV | 630 kVA :Kiosk Substation | 0.63 | --> | 0.63 | 0 | 0 | Constrained, otherwise capacity available =614 kVA | --> | 0.598 | 0 | 0 | 0.5 | 0 |  | --> | C11 ex COOLCORCORAN | Coolcorcoran [T41,T42] | KNOCKEARAGH |  | 52.0622 | -9.5008
MV/LV Substation FO***4090 |  | 10 kV | _ | LV | 400 kVA :Kiosk Substation | 0.4 | --> | 0.4 | 0 | 0 | Constrained, otherwise capacity available =400 kVA | --> | 0.38 | 0 | 0 | 0.38 | 0 |  | --> | C18 ex COOLCORCORAN | Coolcorcoran [T41,T42] | KNOCKEARAGH |  | 52.071 | -9.5879
MV/LV Substation LA***484 |  | 10 kV | _ | LV | 200 kVA :Kiosk Substation | 0.2 | --> | 0.2 | 0 | 0 | Constrained, otherwise capacity available =193 kVA | --> | 0.19 | 0 | 0.005 | 0.187 | 0 |  | --> | C18 ex COOLCORCORAN | Coolcorcoran [T41,T42] | KNOCKEARAGH |  | 52.0698 | -9.5568
MV/LV Substation GO***485 |  | 10 kV | _ | LV | 50 kVA :Pole Substation | 0.05 | --> | 0.05 | 0 | 0 | Constrained, otherwise capacity available =20 kVA | --> | 0.048 | 0 | 0 | 0.052 | 0 |  | --> | C15 ex COOLCORCORAN | Coolcorcoran [T41,T42] | KNOCKEARAGH |  | 52.0679 | -9.5483
MV/LV Substation GO***486 |  | 10 kV | _ | LV | 100 kVA :Pole Substation | 0.1 | --> | 0.1 | 0 | 0 | Constrained, otherwise capacity available =54 kVA | --> | 0.095 | 0 | 0 | 0.101 | 0 |  | --> | C18 ex COOLCORCORAN | Coolcorcoran [T41,T42] | KNOCKEARAGH |  | 52.0615 | -9.5642
MV/LV Substation MA***489 |  | 10 kV | _ | LV | 100 kVA :Pole Substation | 0.1 | --> | 0.1 | 0 | 0 | Constrained, otherwise capacity available =92 kVA | --> | 0.095 | 0 | 0.011 | 0.088 | 0 |  | --> | C18 ex COOLCORCORAN | Coolcorcoran [T41,T42] | KNOCKEARAGH |  | 52.0678 | -9.5891
MV/LV Substation FO***490 |  | 10 kV | _ | LV | 50 kVA :Pole Substation | 0.05 | --> | 0.05 | 0 | 0 | Constrained, otherwise capacity available =10 kVA | --> | 0.048 | 0 | 0.011 | 0.044 | 0 |  | --> | C18 ex COOLCORCORAN | Coolcorcoran [T41,T42] | KNOCKEARAGH |  | 52.071 | -9.5843
MV/LV Substation FO***491 |  | 10 kV | _ | LV | 100 kVA :Pole Substation | 0.1 | --> | 0.1 | 0 | 0 | Constrained, otherwise capacity available =69 kVA | --> | 0.095 | 0 | 0.005 | 0.095 | 0 |  | --> | C18 ex COOLCORCORAN | Coolcorcoran [T41,T42] | KNOCKEARAGH |  | 52.0709 | -9.5892
MV/LV Substation FO***506X |  | 10 kV | _ | LV | 200 kVA :Kiosk Substation | 0.2 | --> | 0.2 | 0 | 0 | Constrained, otherwise capacity available =177 kVA | --> | 0.19 | 0 | 0.005 | 0.19 | 0 |  | --> | C18 ex COOLCORCORAN | Coolcorcoran [T41,T42] | KNOCKEARAGH |  | 52.0708 | -9.5774
MV/LV Substation SC***510 |  | 10 kV | _ | LV | 50 kVA :Pole Substation | 0.05 | --> | 0.05 | 0 | 0 | Constrained, otherwise capacity available =42 kVA | --> | 0.048 | 0 | 0 | 0.048 | 0 |  | --> | C18 ex COOLCORCORAN | Coolcorcoran [T41,T42] | KNOCKEARAGH |  | 52.0942 | -9.5304
MV/LV Substation SC***512X |  | 10 kV | _ | LV | 50 kVA :Pole Substation | 0.05 | --> | 0.05 | 0 | 0 | Constrained, otherwise capacity available =39 kVA | --> | 0.048 | 0 | 0 | 0.049 | 0 |  | --> | C17 ex COOLCORCORAN | Coolcorcoran [T41,T42] | KNOCKEARAGH |  | 52.1405 | -9.553
MV/LV Substation KN***517 |  | 10 kV | _ | LV | 50 kVA :Pole Substation | 0.05 | --> | 0.05 | 0 | 0 | Constrained, otherwise capacity available =29 kVA | --> | 0.048 | 0 | 0 | 0.05 | 0 |  | --> | C15 ex COOLCORCORAN | Coolcorcoran [T41,T42] | KNOCKEARAGH |  | 52.0623 | -9.5264
MV/LV Substation KN***519 |  | 10 kV | _ | LV | 50 kVA :Pole Substation | 0.05 | --> | 0.05 | 0 | 0 | Constrained, otherwise capacity available =38 kVA | --> | 0.048 | 0 | 0.01 | 0.042 | 0 |  | --> | C18 ex COOLCORCORAN | Coolcorcoran [T41,T42] | KNOCKEARAGH |  | 52.0827 | -9.5285
MV/LV Substation CA***526X |  | 10 kV | _ | LV | 200 kVA :Kiosk Substation | 0.2 | --> | 0.2 | 0 | 0 | Constrained, otherwise capacity available =112 kVA | --> | 0.19 | 0 | 0 | 0.202 | 0 |  | --> | C15 ex COOLCORCORAN | Coolcorcoran [T41,T42] | KNOCKEARAGH |  | 52.0667 | -9.5373
MV/LV Substation OL***533X |  | 10 kV | _ | LV | 200 kVA :Kiosk Substation | 0.2 | --> | 0.2 | 0 | 0 | Constrained, otherwise capacity available =111 kVA | --> | 0.19 | 0 | 0.022 | 0.186 | 0 |  | --> | C18 ex COOLCORCORAN | Coolcorcoran [T41,T42] | KNOCKEARAGH |  | 52.0758 | -9.5282
MV/LV Substation BR***534X |  | 10 kV | _ | LV | 200 kVA :Kiosk Substation | 0.2 | --> | 0.2 | 0 | 0 | Constrained, otherwise capacity available =162 kVA | --> | 0.19 | 0 | 0.009 | 0.188 | 0 |  | --> | C11 ex COOLCORCORAN | Coolcorcoran [T41,T42] | KNOCKEARAGH |  | 52.0682 | -9.5035
MV/LV Substation O ***535X |  | 10 kV | _ | LV | 630 kVA :Building Structure | 0.63 | --> | 0.63 | 0 | 0 | Constrained, otherwise capacity available =593 kVA | --> | 0.598 | 0 | 0 | 0.5 | 0 |  | --> | C12 ex COOLCORCORAN | Coolcorcoran [T41,T42] | KNOCKEARAGH |  | 52.061 | -9.5096
MV/LV Substation EU***539X |  | 10 kV | _ | LV | 630 kVA :Building Structure | 0.63 | --> | 0.63 | 0 | 0 | Constrained, otherwise capacity available =356 kVA | --> | 0.598 | 0 | 0 | 0.5 | 0 |  | --> | C11 ex COOLCORCORAN | Coolcorcoran [T41,T42] | KNOCKEARAGH |  | 52.0599 | -9.5022
MV/LV Substation CH***541X |  | 10 kV | _ | LV | 630 kVA :Building Structure | 0.63 | --> | 0.63 | 0 | 0 | Constrained, otherwise capacity available =548 kVA | --> | 0.598 | 0 | 0.035 | 0.5 | 0 |  | --> | C16 ex COOLCORCORAN | Coolcorcoran [T41,T42] | KNOCKEARAGH |  | 52.0602 | -9.5126
MV/LV Substation CO***545X |  | 10 kV | _ | LV | 100 kVA :Pole Substation | 0.1 | --> | 0.1 | 0 | 0 | Constrained, otherwise capacity available =74 kVA | --> | 0.095 | 0 | 0.037 | 0.071 | 0 |  | --> | C18 ex COOLCORCORAN | Coolcorcoran [T41,T42] | KNOCKEARAGH |  | 52.0679 | -9.6415
MV/LV Substation CA***547X |  | 10 kV | _ | LV | 50 kVA :Pole Substation | 0.05 | --> | 0.05 | 0 | 0 | Constrained, otherwise capacity available =47 kVA | --> | 0.048 | 0 | 0 | 0.048 | 0 |  | --> | C18 ex COOLCORCORAN | Coolcorcoran [T41,T42] | KNOCKEARAGH |  | 52.0513 | -9.6711
MV/LV Substation BA***552 |  | 10 kV | _ | LV | 50 kVA :Pole Substation | 0.05 | --> | 0.05 | 0 | 0 | Constrained, otherwise capacity available =45 kVA | --> | 0.048 | 0 | 0 | 0.048 | 0 |  | --> | C17 ex COOLCORCORAN | Coolcorcoran [T41,T42] | KNOCKEARAGH |  | 52.1194 | -9.5641
MV/LV Substation MO***562X |  | 10 kV | _ | LV | 100 kVA :Pole Substation | 0.1 | --> | 0.1 | 0 | 0 | Constrained, otherwise capacity available =89 kVA | --> | 0.095 | 0 | 0 | 0.096 | 0 |  | --> | C11 ex COOLCORCORAN | Coolcorcoran [T41,T42] | KNOCKEARAGH |  | 52.0623 | -9.5036
MV/LV Substation RO***565X |  | 10 kV | _ | LV | 630 kVA :Building Structure | 0.63 | --> | 0.63 | 0 | 0 | Constrained, otherwise capacity available =619 kVA | --> | 0.598 | 0 | 0.01 | 0.5 | 0 |  | --> | C12 ex COOLCORCORAN | Coolcorcoran [T41,T42] | KNOCKEARAGH |  | 52.0686 | -9.5072
MV/LV Substation OA***587X |  | 10 kV | _ | LV | 400 kVA :Kiosk Substation | 0.4 | --> | 0.4 | 0 | 0 | Constrained, otherwise capacity available =336 kVA | --> | 0.38 | 0 | 0.01 | 0.381 | 0 |  | --> | C12 ex COOLCORCORAN | Coolcorcoran [T41,T42] | KNOCKEARAGH |  | 52.0703 | -9.5139
MV/LV Substation ST***588X |  | 10 kV | _ | LV | 400 kVA :Kiosk Substation | 0.4 | --> | 0.4 | 0 | 0 | Constrained, otherwise capacity available =356 kVA | --> | 0.38 | 0 | 0 | 0.386 | 0 |  | --> | C16 ex COOLCORCORAN | Coolcorcoran [T41,T42] | KNOCKEARAGH |  | 52.0648 | -9.5154
MV/LV Substation RE***589X |  | 10 kV | _ | LV | 50 kVA :Pole Substation | 0.05 | --> | 0.05 | 0 | 0 | Constrained, otherwise capacity available =47 kVA | --> | 0.048 | 0 | 0.005 | 0.044 | 0 |  | --> | C11 ex COOLCORCORAN | Coolcorcoran [T41,T42] | KNOCKEARAGH |  | 52.0782 | -9.5065
MV/LV Substation MA***592X |  | 10 kV | _ | LV | 200 kVA :Kiosk Substation | 0.2 | --> | 0.2 | 0 | 0 | Constrained, otherwise capacity available =181 kVA | --> | 0.19 | 0 | 0.004 | 0.19 | 0 |  | --> | C18 ex COOLCORCORAN | Coolcorcoran [T41,T42] | KNOCKEARAGH |  | 52.0784 | -9.5253
MV/LV Substation WA***593X |  | 10 kV | _ | LV | 400 kVA :Kiosk Substation | 0.4 | --> | 0.4 | 0 | 0 | Constrained, otherwise capacity available =236 kVA | --> | 0.38 | 0 | 0 | 0.402 | 0 |  | --> | C18 ex COOLCORCORAN | Coolcorcoran [T41,T42] | KNOCKEARAGH |  | 52.0874 | -9.5517
MV/LV Substation BE***594X |  | 10 kV | _ | LV | 400 kVA :Kiosk Substation | 0.4 | --> | 0.4 | 0 | 0 | Constrained, otherwise capacity available =306 kVA | --> | 0.38 | 0 | 0.021 | 0.377 | 0 |  | --> | C16 ex COOLCORCORAN | Coolcorcoran [T41,T42] | KNOCKEARAGH |  | 52.0698 | -9.5304
MV/LV Substation BE***612X |  | 10 kV | _ | LV | 400 kVA :Kiosk Substation | 0.4 | --> | 0.4 | 0 | 0 | Constrained, otherwise capacity available =360 kVA | --> | 0.38 | 0 | 0 | 0.385 | 0 |  | --> | C16 ex COOLCORCORAN | Coolcorcoran [T41,T42] | KNOCKEARAGH |  | 52.0704 | -9.5316
MV/LV Substation DR***621X |  | 10 kV | _ | LV | 100 kVA :Pole Substation | 0.1 | --> | 0.1 | 0 | 0 | Constrained, otherwise capacity available =66 kVA | --> | 0.095 | 0 | 0.023 | 0.082 | 0 |  | --> | C18 ex COOLCORCORAN | Coolcorcoran [T41,T42] | KNOCKEARAGH |  | 52.0737 | -9.587
MV/LV Substation PA***644X |  | 10 kV | _ | LV | 400 kVA :Building Structure | 0.4 | --> | 0.4 | 0 | 0 | Constrained, otherwise capacity available =317 kVA | --> | 0.38 | 0 | 0 | 0.391 | 0 |  | --> | C16 ex COOLCORCORAN | Coolcorcoran [T41,T42] | KNOCKEARAGH |  | 52.0579 | -9.5096
MV/LV Substation DA***646X |  | 10 kV | _ | LV | 400 kVA :Kiosk Substation | 0.4 | --> | 0.4 | 0 | 0 | Constrained, otherwise capacity available =342 kVA | --> | 0.38 | 0 | 0.004 | 0.385 | 0 |  | --> | C12 ex COOLCORCORAN | Coolcorcoran [T41,T42] | KNOCKEARAGH |  | 52.0652 | -9.51
MV/LV Substation BR***650X |  | 10 kV | _ | LV | 400 kVA :Kiosk Substation | 0.4 | --> | 0.4 | 0 | 0 | Constrained, otherwise capacity available =329 kVA | --> | 0.38 | 0 | 0.006 | 0.385 | 0 |  | --> | C12 ex COOLCORCORAN | Coolcorcoran [T41,T42] | KNOCKEARAGH |  | 52.0721 | -9.5158
MV/LV Substation TH***651X |  | 10 kV | _ | LV | 630 kVA :Building Structure | 0.63 | --> | 0.63 | 0 | 0 | Constrained, otherwise capacity available =517 kVA | --> | 0.598 | 0 | 0 | 0.5 | 0 |  | --> | C11 ex COOLCORCORAN | Coolcorcoran [T41,T42] | KNOCKEARAGH |  | 52.0603 | -9.5061
MV/LV Substation FO***661X |  | 10 kV | _ | LV | 400 kVA :Building Structure | 0.4 | --> | 0.4 | 0 | 0 | Constrained, otherwise capacity available =279 kVA | --> | 0.38 | 0 | 0 | 0.396 | 0 |  | --> | C18 ex COOLCORCORAN | Coolcorcoran [T41,T42] | KNOCKEARAGH |  | 52.0708 | -9.5737
MV/LV Substation PA***663X |  | 10 kV | _ | LV | 630 kVA :Building Structure | 0.63 | --> | 0.63 | 0 | 0 | Constrained, otherwise capacity available =436 kVA | --> | 0.598 | 0 | 0 | 0.5 | 0 |  | --> | C16 ex COOLCORCORAN | Coolcorcoran [T41,T42] | KNOCKEARAGH |  | 52.0616 | -9.5112
MV/LV Substation TH***664X |  | 10 kV | _ | LV | 630 kVA :Kiosk Substation | 0.63 | --> | 0.63 | 0 | 0 | Constrained, otherwise capacity available =559 kVA | --> | 0.598 | 0 | 0.004 | 0.5 | 0 |  | --> | C11 ex COOLCORCORAN | Coolcorcoran [T41,T42] | KNOCKEARAGH |  | 52.0586 | -9.4999
MV/LV Substation SC***702X |  | 10 kV | _ | LV | 1000 kVA :Building Structure | 1 | --> | 1 | 0.5 | 0.76 | Constrained, otherwise capacity available =819 kVA | --> | 0.95 | 0 | 0.15 | 0.5 | 0 |  | --> | C11 ex WOODFORD | Woodford [T41,T42] | KNOCKEARAGH |  | 52.0588 | -9.5053
MV/LV Substation SA***705X |  | 10 kV | _ | LV | 630 kVA :Kiosk Substation | 0.63 | --> | 0.63 | 0 | 0 | Constrained, otherwise capacity available =558 kVA | --> | 0.598 | 0 | 0.008 | 0.5 | 0 |  | --> | C11 ex COOLCORCORAN | Coolcorcoran [T41,T42] | KNOCKEARAGH |  | 52.0638 | -9.5013
MV/LV Substation GL***709X |  | 10 kV | _ | LV | 50 kVA :Pole Substation | 0.05 | --> | 0.05 | 0 | 0 | Constrained, otherwise capacity available =43 kVA | --> | 0.048 | 0 | 0 | 0.048 | 0 |  | --> | C17 ex COOLCORCORAN | Coolcorcoran [T41,T42] | KNOCKEARAGH |  | 52.1088 | -9.4964
MV/LV Substation DO***711X |  | 10 kV | _ | LV | 630 kVA :Kiosk Substation | 0.63 | --> | 0.63 | 0 | 0 | Constrained, otherwise capacity available =518 kVA | --> | 0.598 | 0 | 0.001 | 0.5 | 0 |  | --> | C12 ex COOLCORCORAN | Coolcorcoran [T41,T42] | KNOCKEARAGH |  | 52.0729 | -9.513
MV/LV Substation CO***714X |  | 10 kV | _ | LV | 50 kVA :Pole Substation | 0.05 | --> | 0.05 | 0 | 0 | Constrained, otherwise capacity available =34 kVA | --> | 0.048 | 0 | 0 | 0.05 | 0 |  | --> | C18 ex COOLCORCORAN | Coolcorcoran [T41,T42] | KNOCKEARAGH |  | 52.0795 | -9.5156
MV/LV Substation RE***734X |  | 10 kV | _ | LV | 1000 kVA :Building Structure | 1 | --> | 1 | 0 | 0 | Constrained, otherwise capacity available =769 kVA | --> | 0.95 | 0 | 0.03 | 0.5 | 0 |  | --> | C15 ex COOLCORCORAN | Coolcorcoran [T41,T42] | KNOCKEARAGH |  | 52.0685 | -9.5168
MV/LV Substation RE***735X |  | 10 kV | _ | LV | 1000 kVA :Building Structure | 1 | --> | 1 | 0 | 0 | Constrained, otherwise capacity available =1000 kVA | --> | 0.95 | 0 | 0 | 0.5 | 0 |  | --> | C15 ex COOLCORCORAN | Coolcorcoran [T41,T42] | KNOCKEARAGH |  | 52.0683 | -9.5168
MV/LV Substation OA***736X |  | 10 kV | _ | LV | 400 kVA :Building Structure | 0.4 | --> | 0.4 | 0 | 0 | Constrained, otherwise capacity available =329 kVA | --> | 0.38 | 0 | 0 | 0.39 | 0 |  | --> | C16 ex COOLCORCORAN | Coolcorcoran [T41,T42] | KNOCKEARAGH |  | 52.0633 | -9.5152
MV/LV Substation DE***737X |  | 10 kV | _ | LV | 400 kVA :Building Structure | 0.4 | --> | 0.4 | 0 | 0 | Constrained, otherwise capacity available =377 kVA | --> | 0.38 | 0 | 0 | 0.383 | 0 |  | --> | C16 ex COOLCORCORAN | Coolcorcoran [T41,T42] | KNOCKEARAGH |  | 52.0614 | -9.5123
MV/LV Substation OL***739X |  | 10 kV | _ | LV | 400 kVA :Kiosk Substation | 0.4 | --> | 0.4 | 0 | 0 | Constrained, otherwise capacity available =374 kVA | --> | 0.38 | 0 | 0.004 | 0.381 | 0 |  | --> | C16 ex COOLCORCORAN | Coolcorcoran [T41,T42] | KNOCKEARAGH |  | 52.0586 | -9.5176
MV/LV Substation CE***746X |  | 10 kV | _ | LV | 400 kVA :Building Structure | 0.4 | --> | 0.4 | 0 | 0 | Constrained, otherwise capacity available =350 kVA | --> | 0.38 | 0 | 0 | 0.387 | 0 |  | --> | C11 ex COOLCORCORAN | Coolcorcoran [T41,T42] | KNOCKEARAGH |  | 52.0608 | -9.4923
MV/LV Substation BE***983 |  | 10 kV | _ | LV | 100 kVA :Pole Substation | 0.1 | --> | 0.1 | 0 | 0 | Constrained, otherwise capacity available =43 kVA | --> | 0.095 | 0 | 0.015 | 0.091 | 0 |  | --> | C18 ex COOLCORCORAN | Coolcorcoran [T41,T42] | KNOCKEARAGH |  | 52.069 | -9.6353
MV/LV Substation DU***991 |  | 10 kV | _ | LV | 50 kVA :Pole Substation | 0.05 | --> | 0.05 | 0 | 0 | Constrained, otherwise capacity available =44 kVA | --> | 0.048 | 0 | 0 | 0.048 | 0 |  | --> | C18 ex COOLCORCORAN | Coolcorcoran [T41,T42] | KNOCKEARAGH |  | 52.0516 | -9.6352
MV/LV Substation CO***995 |  | 10 kV | _ | LV | 50 kVA :Pole Substation | 0.05 | --> | 0.05 | 0 | 0 | Constrained, otherwise capacity available =45 kVA | --> | 0.048 | 0 | 0 | 0.048 | 0 |  | --> | C18 ex COOLCORCORAN | Coolcorcoran [T41,T42] | KNOCKEARAGH |  | 52.06 | -9.652
MV/LV Substation CU***997 |  | 10 kV | _ | LV | 100 kVA :Pole Substation | 0.1 | --> | 0.1 | 0 | 0 | Constrained, otherwise capacity available =81 kVA | --> | 0.095 | 0 | 0.015 | 0.086 | 0 |  | --> | C18 ex COOLCORCORAN | Coolcorcoran [T41,T42] | KNOCKEARAGH |  | 52.0615 | -9.6609
MV/LV Substation SU***002 |  | 10 kV | _ | LV | 630 kVA :Building Structure | 0.63 | --> | 0.63 | 0 | 0 | Constrained, otherwise capacity available =334 kVA | --> | 0.598 | 0 | 0.022 | 0.5 | 0 |  | --> | C14 ex FAIRHILL | Fairhill [T42] | KILBARRY |  | 51.901 | -8.4871
MV/LV Substation BR***003 |  | 10 kV | _ | LV | 630 kVA :Kiosk Substation | 0.63 | --> | 0.63 | 0 | 0 | Constrained, otherwise capacity available =540 kVA | --> | 0.598 | 0 | 0 | 0.5 | 0 |  | --> | C17 ex KILBARRY | Kilbarry [T101,T43] | KILBARRY |  | 51.9094 | -8.4583
MV/LV Substation KI***003Z |  | 20 kV | _ | LV | 400 kVA :Kiosk Substation | 0.4 | --> | 0.4 | 0 | 0 | Constrained, otherwise capacity available =244 kVA | --> | 0.38 | 0 | 0.11 | 0.021 | 0 | Constrained, otherwise capacity available =319 kW | --> | E21 ex CURRALEIGH | Curraleigh [T421,T422] | KILBARRY |  | 51.9257 | -8.5983
MV/LV Substation CO***004 |  | 10 kV | _ | LV | 400 kVA :Kiosk Substation | 0.4 | --> | 0.4 | 0 | 0 | Constrained, otherwise capacity available =344 kVA | --> | 0.38 | 0 | 0 | 0.388 | 0 |  | --> | C17 ex KILBARRY | Kilbarry [T101,T43] | KILBARRY |  | 51.9122 | -8.4609
MV/LV Substation OC***005 |  | 10 kV | _ | LV | 400 kVA :Kiosk Substation | 0.4 | --> | 0.4 | 0 | 0 | Constrained, otherwise capacity available =140 kVA | --> | 0.38 | 0 | 0.014 | 0.404 | 0 |  | --> | C11 ex KILBARRY | Kilbarry [T101,T43] | KILBARRY |  | 51.908 | -8.4749
MV/LV Substation KN***005X |  | 10 kV | _ | LV | 400 kVA :Kiosk Substation | 0.4 | --> | 0.4 | 0 | 0 | Constrained, otherwise capacity available =278 kVA | --> | 0.38 | 0 | 0.002 | 0.395 | 0 |  | --> | C24 ex KILBARRY | Kilbarry [T101,T43] | KILBARRY |  | 51.9067 | -8.4969
MV/LV Substation CO***006 |  | 10 kV | _ | LV | 200 kVA :Building Structure | 0.2 | --> | 0.2 | 0 | 0 | Constrained, otherwise capacity available =111 kVA | --> | 0.19 | 0 | 0.006 | 0.197 | 0 |  | --> | C27 ex KILBARRY | Kilbarry [T101,T43] | KILBARRY |  | 51.9185 | -8.4777
MV/LV Substation BA***006X |  | 10 kV | _ | LV | 50 kVA :Pole Substation | 0.05 | --> | 0.05 | 0 | 0 | Constrained, otherwise capacity available =40 kVA | --> | 0.048 | 0 | 0 | 0.049 | 0 |  | --> | E15 ex WHITECHURCH | Whitechurch [T421,T422] | KILBARRY |  | 51.9294 | -8.5586
MV/LV Substation CO***007 |  | 10 kV | _ | LV | 400 kVA :Kiosk Substation | 0.4 | --> | 0.4 | 0 | 0 | Constrained, otherwise capacity available =316 kVA | --> | 0.38 | 0 | 0 | 0.391 | 0 |  | --> | C17 ex KILBARRY | Kilbarry [T101,T43] | KILBARRY |  | 51.9118 | -8.4611
MV/LV Substation OA***008Z |  | 10 kV | _ | LV | 200 kVA :Kiosk Substation | 0.2 | --> | 0.2 | 0 | 0 | Constrained, otherwise capacity available =81 kVA | --> | 0.19 | 0 | 0.031 | 0.183 | 0 |  | --> | C15 ex RIVERSTOWN | Riverstown [T41,T42] | KILBARRY |  | 51.9337 | -8.3883
MV/LV Substation JA***009X |  | 10 kV | _ | LV | 400 kVA :Kiosk Substation | 0.4 | --> | 0.4 | 0 | 0 | Constrained, otherwise capacity available =237 kVA | --> | 0.38 | 0 | 0.02 | 0.387 | 0 |  | --> | C14 ex FAIRHILL | Fairhill [T42] | KILBARRY |  | 51.8996 | -8.4919
MV/LV Substation PR***009Y |  | 20 kV | _ | LV | 200 kVA :Kiosk Substation | 0.2 | --> | 0.2 | 0 | 0 | Constrained, otherwise capacity available =143 kVA | --> | 0.19 | 0 | 0.036 | 0.021 | 0 | Constrained, otherwise capacity available =171 kW | --> | E21 ex CURRALEIGH | Curraleigh [T421,T422] | KILBARRY |  | 51.9258 | -8.6017
MV/LV Substation IM***009Z |  | 10 kV | _ | LV | 200 kVA :Pole Substation | 0.2 | --> | 0.2 | 0 | 0 | Constrained, otherwise capacity available =171 kVA | --> | 0.19 | 0 | 0 | 0.194 | 0 |  | --> | C15 ex RIVERSTOWN | Riverstown [T41,T42] | KILBARRY |  | 51.9318 | -8.3682
MV/LV Substation KN***010 |  | 10 kV | _ | LV | 1000 kVA :Building Structure | 1 | --> | 1 | 0 | 0 | Constrained, otherwise capacity available =542 kVA | --> | 0.95 | 0 | 0 | 0.5 | 0 |  | --> | C12 ex FAIRHILL | Fairhill [T42] | KILBARRY |  | 51.9018 | -8.4737
MV/LV Substation TO***010Y |  | 20 kV | _ | LV | 400 kVA :Building Structure | 0.4 | --> | 0.4 | 0 | 0 | Constrained, otherwise capacity available =326 kVA | --> | 0.38 | 0 | 0 | 0.021 | 0 | Constrained, otherwise capacity available =390 kW | --> | E21 ex CURRALEIGH | Curraleigh [T421,T422] | KILBARRY |  | 51.9256 | -8.5938
MV/LV Substation MC***012 |  | 10 kV | _ | LV | 1000 kVA :Building Structure | 1 | --> | 1 | 0.5 | 4.67 |  | --> | 0.95 | 0 | 0.005 | 0.5 | 0 |  | --> | C17 ex CENTRE PARK ROAD | Marina [T105,T106] | MARINA |  | 51.9011 | -8.4649
MV/LV Substation MI***012X |  | 10 kV | _ | LV | 400 kVA :Kiosk Substation | 0.4 | --> | 0.4 | 0 | 0 | Constrained, otherwise capacity available =330 kVA | --> | 0.38 | 0 | 0.058 | 0.346 | 0 |  | --> | C12 ex RIVERSTOWN | Riverstown [T41,T42] | KILBARRY |  | 51.9424 | -8.3974
MV/LV Substation AG***012Y |  | 20 kV | _ | LV | 100 kVA :Pole Substation | 0.1 | --> | 0.1 | 0 | 0 | Constrained, otherwise capacity available =81 kVA | --> | 0.095 | 0 | 0 | 0.021 | 0 | Constrained, otherwise capacity available =98 kW | --> | E21 ex CURRALEIGH | Curraleigh [T421,T422] | KILBARRY |  | 51.923 | -8.6499
MV/LV Substation FA***012Z |  | 20 kV | _ | LV | 100 kVA :Pole Substation | 0.1 | --> | 0.1 | 0 | 0 | Constrained, otherwise capacity available =94 kVA | --> | 0.095 | 0 | 0.01 | 0.021 | 0 | Constrained, otherwise capacity available =88 kW | --> | E11 ex CURRALEIGH | Curraleigh [T421,T422] | KILBARRY |  | 51.9052 | -8.6818
MV/LV Substation LO***013 |  | 10 kV | _ | LV | 400 kVA :Building Structure | 0.4 | --> | 0.4 | 0.172 | 4.67 |  | --> | 0.38 | 0 | 0 | 0.41 | 0 |  | --> | C17 ex CENTRE PARK ROAD | Marina [T105,T106] | MARINA |  | 51.9023 | -8.4561
MV/LV Substation PA***013X |  | 10 kV | _ | LV | 630 kVA :Kiosk Substation | 0.63 | --> | 0.63 | 0 | 0 | Constrained, otherwise capacity available =594 kVA | --> | 0.598 | 0 | 0.015 | 0.5 | 0 |  | --> | C21 ex KILBARRY | Kilbarry [T101,T43] | KILBARRY |  | 51.9222 | -8.493
MV/LV Substation TO***013Z |  | 20 kV | _ | LV | 50 kVA :Pole Substation | 0.05 | --> | 0.05 | 0 | 0 | Constrained, otherwise capacity available =38 kVA | --> | 0.048 | 0 | 0.016 | 0.021 | 0 | Constrained, otherwise capacity available =37 kW | --> | E18 ex CURRALEIGH | Curraleigh [T421,T422] | KILBARRY |  | 51.9221 | -8.6078
MV/LV Substation RA***014 |  | 10 kV | _ | LV | 630 kVA :Building Structure | 0.63 | --> | 0.63 | 0 | 0 | Constrained, otherwise capacity available =506 kVA | --> | 0.598 | 0 | 0.003 | 0.5 | 0 |  | --> | C20 ex FAIRHILL | Fairhill [T42] | KILBARRY |  | 51.9077 | -8.4607
MV/LV Substation PA***014X |  | 10 kV | _ | LV | 630 kVA :Kiosk Substation | 0.63 | --> | 0.63 | 0 | 0 | Constrained, otherwise capacity available =570 kVA | --> | 0.598 | 0 | 0.008 | 0.5 | 0 |  | --> | C21 ex KILBARRY | Kilbarry [T101,T43] | KILBARRY |  | 51.9209 | -8.4908
MV/LV Substation BR***014Y |  | 10 kV | _ | LV | 400 kVA :Kiosk Substation | 0.4 | --> | 0.4 | 0 | 0 | Constrained, otherwise capacity available =335 kVA | --> | 0.38 | 0 | 0 | 0.389 | 0 |  | --> | C21 ex KILBARRY | Kilbarry [T101,T43] | KILBARRY |  | 51.917 | -8.4899
MV/LV Substation GA***015 |  | 10 kV | _ | LV | 630 kVA :Kiosk Substation | 0.63 | --> | 0.63 | 0 | 0 | Constrained, otherwise capacity available =441 kVA | --> | 0.598 | 0 | 0.036 | 0.5 | 0 |  | --> | C17 ex KILBARRY | Kilbarry [T101,T43] | KILBARRY |  | 51.908 | -8.4534
MV/LV Substation GA***015X |  | 10 kV | _ | LV | 200 kVA :Pole Substation | 0.2 | --> | 0.2 | 0.199 | 6.78 |  | --> | 0.19 | 0 | 0 | 0.19 | 0 |  | --> | C41 ex CASTLEVIEW | Castleview [T101,T102] | CASTLEVIEW |  | 51.904 | -8.416
MV/LV Substation DO***015Z |  | 10 kV | _ | LV | 50 kVA :Pole Substation | 0.05 | --> | 0.05 | 0 | 0 | Constrained, otherwise capacity available =42 kVA | --> | 0.048 | 0 | 0.01 | 0.041 | 0 |  | --> | C15 ex RIVERSTOWN | Riverstown [T41,T42] | KILBARRY |  | 51.9301 | -8.3686
MV/LV Substation RO***016 |  | 10 kV | _ | LV | 400 kVA :Kiosk Substation | 0.4 | --> | 0.4 | 0.259 | 4.67 |  | --> | 0.38 | 0 | 0.014 | 0.388 | 0 |  | --> | C17 ex CENTRE PARK ROAD | Marina [T105,T106] | MARINA |  | 51.9033 | -8.4475
MV/LV Substation RA***016Z |  | 10 kV | _ | LV | 50 kVA :Pole Substation | 0.05 | --> | 0.05 | 0.047 | 6.78 |  | --> | 0.048 | 0 | 0 | 0.048 | 0 |  | --> | C13 ex CASTLEVIEW | Castleview [T101,T102] | CASTLEVIEW |  | 51.9001 | -8.3702
MV/LV Substation SP***017X |  | 10 kV | _ | LV | 200 kVA :Kiosk Substation | 0.2 | --> | 0.2 | 0 | 0 | Constrained, otherwise capacity available =151 kVA | --> | 0.19 | 0 | 0.004 | 0.194 | 0 |  | --> | C12 ex RIVERSTOWN | Riverstown [T41,T42] | KILBARRY |  | 51.9282 | -8.3986
MV/LV Substation WA***019 |  | 10 kV | _ | LV | 200 kVA :Building Structure | 0.2 | --> | 0.2 | 0.049 | 4.67 |  | --> | 0.19 | 0 | 0.006 | 0.205 | 0 |  | --> | C17 ex CENTRE PARK ROAD | Marina [T105,T106] | MARINA |  | 51.9027 | -8.4495
MV/LV Substation ME***022X |  | 10 kV | _ | LV | 630 kVA :Kiosk Substation | 0.63 | --> | 0.63 | 0 | 0 | Constrained, otherwise capacity available =568 kVA | --> | 0.598 | 0 | 0.013 | 0.5 | 0 |  | --> | C21 ex MAYFIELD | Mayfield [T41,T42] | KILBARRY |  | 51.9167 | -8.4514
MV/LV Substation DF***023 |  | 10 kV | _ | LV | 200 kVA :Pole Substation | 0.2 | --> | 0.2 | 0 | 0 | Constrained, otherwise capacity available =200 kVA | --> | 0.19 | 0 | 0 | 0.19 | 0 |  | --> | C15 ex RIVERSTOWN | Riverstown [T41,T42] | KILBARRY |  | 51.933 | -8.369
MV/LV Substation SE***023Y |  | 10 kV | _ | LV | 200 kVA :Building Structure | 0.2 | --> | 0.2 | 0.191 | 6.78 |  | --> | 0.19 | 0 | 0 | 0.191 | 0 |  | --> | C31 ex CASTLEVIEW | Castleview [T101,T102] | CASTLEVIEW |  | 51.8931 | -8.365
MV/LV Substation LA***024X |  | 10 kV | _ | LV | 630 kVA :Kiosk Substation | 0.63 | --> | 0.63 | 0 | 0 | Constrained, otherwise capacity available =486 kVA | --> | 0.598 | 0 | 0.012 | 0.5 | 0 |  | --> | C20 ex FAIRHILL | Fairhill [T42] | KILBARRY |  | 51.9057 | -8.4701
MV/LV Substation WA***025 |  | 10 kV | _ | LV | 630 kVA :Building Structure | 0.63 | --> | 0.63 | 0 | 0 | Constrained, otherwise capacity available =607 kVA | --> | 0.598 | 0 | 0.285 | 0.39 | 0 |  | --> | C14 ex DENNEHYS CROSS | Dennehys Cross [T41,T42] | TRABEG |  | 51.895 | -8.5111
MV/LV Substation IR***025X |  | 10 kV | _ | LV | 630 kVA :Kiosk Substation | 0.63 | --> | 0.63 | 0 | 0 | Constrained, otherwise capacity available =534 kVA | --> | 0.598 | 0 | 0 | 0.5 | 0 |  | --> | E15 ex WHITECHURCH | Whitechurch [T421,T422] | KILBARRY |  | 51.932 | -8.5662
MV/LV Substation SI***029 |  | 10 kV | _ | LV | 630 kVA :Kiosk Substation | 0.63 | --> | 0.63 | 0 | 0 | Constrained, otherwise capacity available =601 kVA | --> | 0.598 | 0 | 0 | 0.5 | 0 |  | --> | C11 ex MAYFIELD | Mayfield [T41,T42] | KILBARRY |  | 51.9111 | -8.4206
MV/LV Substation BO***030 |  | 10 kV | _ | LV | 630 kVA :Kiosk Substation | 0.63 | --> | 0.63 | 0 | 0 | Constrained, otherwise capacity available =613 kVA | --> | 0.598 | 0 | 0.003 | 0.5 | 0 |  | --> | C11 ex MAYFIELD | Mayfield [T41,T42] | KILBARRY |  | 51.9106 | -8.4227
MV/LV Substation WO***032 |  | 10 kV | _ | LV | 50 kVA :Pole Substation | 0.05 | --> | 0.05 | 0 | 0 | Constrained, otherwise capacity available =35 kVA | --> | 0.048 | 0 | 0 | 0.05 | 0 |  | --> | E15 ex WHITECHURCH | Whitechurch [T421,T422] | KILBARRY |  | 51.9381 | -8.5603
MV/LV Substation MA***033 |  | 10 kV | _ | LV | 630 kVA :Building Structure | 0.63 | --> | 0.63 | 0 | 0 | Constrained, otherwise capacity available =102 kVA | --> | 0.598 | 0 | 0.018 | 0.5 | 0 |  | --> | C20 ex FAIRHILL | Fairhill [T42] | KILBARRY |  | 51.9045 | -8.457
MV/LV Substation PE***033X |  | 10 kV | _ | LV | 630 kVA :Building Structure | 0.63 | --> | 0.63 | 0.5 | 6.78 |  | --> | 0.598 | 0 | 0 | 0.5 | 0 |  | --> | C36 ex CASTLEVIEW | Castleview [T101,T102] | CASTLEVIEW |  | 51.8996 | -8.3488
MV/LV Substation MO***034 |  | 10 kV | _ | LV | 400 kVA :Kiosk Substation | 0.4 | --> | 0.4 | 0 | 0 | Constrained, otherwise capacity available =274 kVA | --> | 0.38 | 0 | 0.007 | 0.392 | 0 |  | --> | C16 ex MAYFIELD | Mayfield [T41,T42] | KILBARRY |  | 51.9142 | -8.4337
MV/LV Substation C ***034X |  | 10 kV | _ | LV | 400 kVA :Building Structure | 0.4 | --> | 0.4 | 0.373 | 6.78 |  | --> | 0.38 | 0 | 0 | 0.384 | 0 |  | --> | C18 ex CASTLEVIEW | Castleview [T101,T102] | CASTLEVIEW |  | 51.9062 | -8.3771
MV/LV Substation GL***035 |  | 10 kV | _ | LV | 400 kVA :Kiosk Substation | 0.4 | --> | 0.4 | 0 | 0 | Constrained, otherwise capacity available =248 kVA | --> | 0.38 | 0 | 0.005 | 0.396 | 0 |  | --> | C16 ex MAYFIELD | Mayfield [T41,T42] | KILBARRY |  | 51.9136 | -8.4361
MV/LV Substation ST***035X |  | 10 kV | _ | LV | 400 kVA :Kiosk Substation | 0.4 | --> | 0.4 | 0 | 0 | Constrained, otherwise capacity available =324 kVA | --> | 0.38 | 0 | 0.095 | 0.32 | 0 |  | --> | C16 ex KILLACLOYNE | Killacloyne [T41,T42] | MIDLETON |  | 51.9124 | -8.3399
MV/LV Substation AV***036 |  | 10 kV | _ | LV | 400 kVA :Kiosk Substation | 0.4 | --> | 0.4 | 0 | 0 | Constrained, otherwise capacity available =260 kVA | --> | 0.38 | 0 | 0.013 | 0.389 | 0 |  | --> | C16 ex MAYFIELD | Mayfield [T41,T42] | KILBARRY |  | 51.9133 | -8.4382
MV/LV Substation HA***036Z |  | 10 kV | _ | LV | 630 kVA :Kiosk Substation | 0.63 | --> | 0.63 | 0 | 0 | Constrained, otherwise capacity available =526 kVA | --> | 0.598 | 0 | 0 | 0.5 | 0 |  | --> | C12 ex FAIRHILL | Fairhill [T42] | KILBARRY |  | 51.9023 | -8.4711
MV/LV Substation LA***038 |  | 10 kV | _ | LV | 400 kVA :Kiosk Substation | 0.4 | --> | 0.4 | 0 | 0 | Constrained, otherwise capacity available =255 kVA | --> | 0.38 | 0 | 0 | 0.399 | 0 |  | --> | C16 ex MAYFIELD | Mayfield [T41,T42] | KILBARRY |  | 51.9162 | -8.4329
MV/LV Substation SU***039X |  | 10 kV | _ | LV | 400 kVA :Kiosk Substation | 0.4 | --> | 0.4 | 0.235 | 4.67 |  | --> | 0.38 | 0 | 0.015 | 0.391 | 0 |  | --> | C17 ex CENTRE PARK ROAD | Marina [T105,T106] | MARINA |  | 51.9021 | -8.4633
MV/LV Substation CO***044Z |  | 20 kV | _ | LV | 50 kVA :Pole Substation | 0.05 | --> | 0.05 | 0 | 0 | Constrained, otherwise capacity available =44 kVA | --> | 0.048 | 0 | 0 | 0.021 | 0 | Constrained, otherwise capacity available =48 kW | --> | E16 ex CURRALEIGH | Curraleigh [T421,T422] | KILBARRY |  | 51.9963 | -8.7731
MV/LV Substation ME***045Y |  | 10 kV | _ | LV | 630 kVA :Kiosk Substation | 0.63 | --> | 0.63 | 0 | 0 | Constrained, otherwise capacity available =455 kVA | --> | 0.598 | 0 | 0.051 | 0.5 | 0 |  | --> | C12 ex KILBARRY | Kilbarry [T101,T43] | KILBARRY |  | 51.921 | -8.4573
MV/LV Substation CL***046 |  | 20 kV | _ | LV | 100 kVA :Pole Substation | 0.1 | --> | 0.1 | 0 | 0 | Constrained, otherwise capacity available =92 kVA | --> | 0.095 | 0 | 0.005 | 0.021 | 0 | Constrained, otherwise capacity available =92 kW | --> | E18 ex CURRALEIGH | Curraleigh [T421,T422] | KILBARRY |  | 51.9186 | -8.6291
MV/LV Substation EL***047 |  | 10 kV | _ | LV | 400 kVA :Building Structure | 0.4 | --> | 0.4 | 0 | 0 | Constrained, otherwise capacity available =264 kVA | --> | 0.38 | 0 | 0.021 | 0.383 | 0 |  | --> | C17 ex KILBARRY | Kilbarry [T101,T43] | KILBARRY |  | 51.9153 | -8.4609
MV/LV Substation GL***047X |  | 10 kV | _ | LV | 400 kVA :Kiosk Substation | 0.4 | --> | 0.4 | 0.315 | 6.78 |  | --> | 0.38 | 0 | 0.006 | 0.387 | 0 |  | --> | C18 ex CASTLEVIEW | Castleview [T101,T102] | CASTLEVIEW |  | 51.9155 | -8.3859
MV/LV Substation KI***048X |  | 10 kV | _ | LV | 50 kVA :Pole Substation | 0.05 | --> | 0.05 | 0 | 0 | Constrained, otherwise capacity available =17 kVA | --> | 0.048 | 0 | 0 | 0.052 | 0 |  | --> | C26 ex KILBARRY | Kilbarry [T101,T43] | KILBARRY |  | 51.9216 | -8.4799
MV/LV Substation EL***049Z |  | 10 kV | _ | LV | 400 kVA :Kiosk Substation | 0.4 | --> | 0.4 | 0 | 0 | Constrained, otherwise capacity available =279 kVA | --> | 0.38 | 0 | 0.016 | 0.384 | 0 |  | --> | C12 ex RIVERSTOWN | Riverstown [T41,T42] | KILBARRY |  | 51.9428 | -8.3941
MV/LV Substation BA***050 |  | 10 kV | _ | LV | 400 kVA :Kiosk Substation | 0.4 | --> | 0.4 | 0 | 0 | Constrained, otherwise capacity available =301 kVA | --> | 0.38 | 0 | 0 | 0.393 | 0 |  | --> | C16 ex MAYFIELD | Mayfield [T41,T42] | KILBARRY |  | 51.9151 | -8.4369
MV/LV Substation WE***052Y |  | 10 kV | _ | LV | 630 kVA :Building Structure | 0.63 | --> | 0.63 | 0.5 | 6.78 |  | --> | 0.598 | 0 | 0 | 0.5 | 0 |  | --> | C13 ex CASTLEVIEW | Castleview [T101,T102] | CASTLEVIEW |  | 51.8941 | -8.3612
MV/LV Substation FA***053X |  | 10 kV | _ | LV | 100 kVA :Pole Substation | 0.1 | --> | 0.1 | 0 | 0 | Constrained, otherwise capacity available =75 kVA | --> | 0.095 | 0 | 0.021 | 0.083 | 0 |  | --> | C12 ex MAYFIELD | Mayfield [T41,T42] | KILBARRY |  | 51.9053 | -8.4375
MV/LV Substation MA***054Y |  | 20 kV | _ | LV | 50 kVA :Pole Substation | 0.05 | --> | 0.05 | 0 | 0 | Constrained, otherwise capacity available =41 kVA | --> | 0.048 | 0 | 0 | 0.021 | 0 | Constrained, otherwise capacity available =49 kW | --> | E21 ex CURRALEIGH | Curraleigh [T421,T422] | KILBARRY |  | 51.9548 | -8.656
MV/LV Substation ST***057 |  | 10 kV | _ | LV | 630 kVA :Building Structure | 0.63 | --> | 0.63 | 0 | 0 | Constrained, otherwise capacity available =296 kVA | --> | 0.598 | 0 | 0.019 | 0.5 | 0 |  | --> | C11 ex KILBARRY | Kilbarry [T101,T43] | KILBARRY |  | 51.905 | -8.478
MV/LV Substation EC***057X |  | 10 kV | _ | LV | 1000 kVA :Building Structure | 1 | --> | 1 | 0.5 | 6.78 |  | --> | 0.95 | 0 | 0 | 0.5 | 0 |  | --> | C35 ex CASTLEVIEW | Castleview [T101,T102] | CASTLEVIEW |  | 51.9001 | -8.3496
MV/LV Substation CO***058 |  | 10 kV | _ | LV | 630 kVA :Kiosk Substation | 0.63 | --> | 0.63 | 0 | 0 | Constrained, otherwise capacity available =520 kVA | --> | 0.598 | 0 | 0.01 | 0.5 | 0 |  | --> | C16 ex MAYFIELD | Mayfield [T41,T42] | KILBARRY |  | 51.914 | -8.442
MV/LV Substation AR***058Z |  | 10 kV | _ | LV | 200 kVA :Kiosk Substation | 0.2 | --> | 0.2 | 0 | 0 | Constrained, otherwise capacity available =105 kVA | --> | 0.19 | 0 | 0.01 | 0.195 | 0 |  | --> | C21 ex MAYFIELD | Mayfield [T41,T42] | KILBARRY |  | 51.9192 | -8.4279
MV/LV Substation PU***059X |  | 10 kV | _ | LV | 400 kVA :Building Structure | 0.4 | --> | 0.4 | 0 | 0 | Constrained, otherwise capacity available =142 kVA | --> | 0.38 | 0 | 0.085 | 0.351 | 0 |  | --> | C12 ex MAYFIELD | Mayfield [T41,T42] | KILBARRY |  | 51.9138 | -8.4281
MV/LV Substation HI***060X |  | 10 kV | _ | LV | 200 kVA :Pole Substation | 0.2 | --> | 0.2 | 0.198 | 6.78 |  | --> | 0.19 | 0 | 0 | 0.19 | 0 |  | --> | C41 ex CASTLEVIEW | Castleview [T101,T102] | CASTLEVIEW |  | 51.9041 | -8.4144
MV/LV Substation EN***061 |  | 10 kV | _ | LV | 200 kVA :Building Structure | 0.2 | --> | 0.2 | 0 | 0 | Constrained, otherwise capacity available =131 kVA | --> | 0.19 | 0 | 0.01 | 0.192 | 0 |  | --> | C12 ex MAYFIELD | Mayfield [T41,T42] | KILBARRY |  | 51.909 | -8.4323
MV/LV Substation MT***062 |  | 10 kV | _ | LV | 400 kVA :Kiosk Substation | 0.4 | --> | 0.4 | 0 | 0 | Constrained, otherwise capacity available =307 kVA | --> | 0.38 | 0 | 0 | 0.392 | 0 |  | --> | C25 ex KILBARRY | Kilbarry [T101,T43] | KILBARRY |  | 51.9013 | -8.4989
MV/LV Substation PR***063 |  | 10 kV | _ | LV | 100 kVA :Pole Substation | 0.1 | --> | 0.1 | 0 | 0 | Constrained, otherwise capacity available =87 kVA | --> | 0.095 | 0 | 0 | 0.097 | 0 |  | --> | C15 ex MAYFIELD | Mayfield [T41,T42] | KILBARRY |  | 51.9079 | -8.4134
MV/LV Substation LO***064 |  | 10 kV | _ | LV | 200 kVA :Pole Substation | 0.2 | --> | 0.2 | 0 | 0 | Constrained, otherwise capacity available =104 kVA | --> | 0.19 | 0 | 0.006 | 0.198 | 0 |  | --> | C15 ex MAYFIELD | Mayfield [T41,T42] | KILBARRY |  | 51.9088 | -8.4019
MV/LV Substation RO***066 |  | 10 kV | _ | LV | 100 kVA :Pole Substation | 0.1 | --> | 0.1 | 0.1 | 6.78 |  | --> | 0.095 | 0 | 0 | 0.095 | 0 |  | --> | C41 ex CASTLEVIEW | Castleview [T101,T102] | CASTLEVIEW |  | 51.9034 | -8.4212
MV/LV Substation BA***067 |  | 20 kV | _ | LV | 200 kVA :Pole Substation | 0.2 | --> | 0.2 | 0 | 0 | Constrained, otherwise capacity available =86 kVA | --> | 0.19 | 0 | 0 | 0.021 | 0 | Constrained, otherwise capacity available =205 kW | --> | E16 ex CURRALEIGH | Curraleigh [T421,T422] | KILBARRY |  | 51.9789 | -8.7323
MV/LV Substation DU***068Z |  | 10 kV | _ | LV | 200 kVA :Kiosk Substation | 0.2 | --> | 0.2 | 0 | 0 | Constrained, otherwise capacity available =166 kVA | --> | 0.19 | 0 | 0 | 0.194 | 0 |  | --> | C11 ex MAYFIELD | Mayfield [T41,T42] | KILBARRY |  | 51.9134 | -8.4205
MV/LV Substation KE***069Y |  | 10 kV | _ | LV | 200 kVA :Pole Substation | 0.2 | --> | 0.2 | 0 | 0 | Constrained, otherwise capacity available =163 kVA | --> | 0.19 | 0 | 0 | 0.195 | 0 |  | --> | C21 ex KILBARRY | Kilbarry [T101,T43] | KILBARRY |  | 51.9222 | -8.487
MV/LV Substation IS***070Y |  | 10 kV | _ | LV | 50 kVA :Pole Substation | 0.05 | --> | 0.05 | 0.038 | 6.78 |  | --> | 0.048 | 0 | 0 | 0.049 | 0 |  | --> | C39 ex CASTLEVIEW | Castleview [T101,T102] | CASTLEVIEW |  | 51.9062 | -8.3533
MV/LV Substation DW***072Y |  | 10 kV | _ | LV | 50 kVA :Pole Substation | 0.05 | --> | 0.05 | 0 | 0 | Constrained, otherwise capacity available =42 kVA | --> | 0.048 | 0 | 0 | 0.048 | 0 |  | --> | C15 ex RIVERSTOWN | Riverstown [T41,T42] | KILBARRY |  | 51.9302 | -8.3678
MV/LV Substation SP***073 |  | 10 kV | _ | LV | 400 kVA :Kiosk Substation | 0.4 | --> | 0.4 | 0 | 0 | Constrained, otherwise capacity available =211 kVA | --> | 0.38 | 0 | 0.015 | 0.394 | 0 |  | --> | C16 ex MAYFIELD | Mayfield [T41,T42] | KILBARRY |  | 51.9121 | -8.4328
MV/LV Substation L.***073Z |  | 20 kV | _ | LV | 50 kVA :Pole Substation | 0.05 | --> | 0.05 | 0 | 0 | Constrained, otherwise capacity available =31 kVA | --> | 0.048 | 0 | 0 | 0.05 | 0 |  | --> | C18 ex RIVERSTOWN | Riverstown [T41,T42] | KILBARRY |  | 51.9761 | -8.3875
MV/LV Substation GO***074Z |  | 10 kV | _ | LV | 630 kVA :Building Structure | 0.63 | --> | 0.63 | 0.5 | 6.78 |  | --> | 0.598 | 0 | 0 | 0.5 | 0 |  | --> | C35 ex CASTLEVIEW | Castleview [T101,T102] | CASTLEVIEW |  | 51.8952 | -8.3468
MV/LV Substation PA***075X |  | 10 kV | _ | LV | 200 kVA :Kiosk Substation | 0.2 | --> | 0.2 | 0 | 0 | Constrained, otherwise capacity available =165 kVA | --> | 0.19 | 0 | 0.006 | 0.19 | 0 |  | --> | C17 ex KILBARRY | Kilbarry [T101,T43] | KILBARRY |  | 51.9163 | -8.4563
MV/LV Substation RI***076Y |  | 10 kV | _ | LV | 400 kVA :Kiosk Substation | 0.4 | --> | 0.4 | 0 | 0 | Constrained, otherwise capacity available =400 kVA | --> | 0.38 | 0 | 0 | 0.38 | 0 |  | --> | C17 ex KILBARRY | Kilbarry [T101,T43] | KILBARRY |  | 51.9156 | -8.4527
MV/LV Substation CA***076Z |  | 10 kV | _ | LV | 50 kVA :Pole Substation | 0.05 | --> | 0.05 | 0.004 | 6.78 |  | --> | 0.048 | 0 | 0 | 0.053 | 0 |  | --> | C14 ex CASTLEVIEW | Castleview [T101,T102] | CASTLEVIEW |  | 51.9013 | -8.3699
MV/LV Substation OA***077Y |  | 10 kV | _ | LV | 400 kVA :Kiosk Substation | 0.4 | --> | 0.4 | 0 | 0 | Constrained, otherwise capacity available =328 kVA | --> | 0.38 | 0 | 0.02 | 0.375 | 0 |  | --> | C18 ex MAYFIELD | Mayfield [T41,T42] | KILBARRY |  | 51.9138 | -8.4471
MV/LV Substation RO***078 |  | 10 kV | _ | LV | 200 kVA :Pole Substation | 0.2 | --> | 0.2 | 0.159 | 6.78 |  | --> | 0.19 | 0 | 0 | 0.196 | 0 |  | --> | C16 ex CASTLEVIEW | Castleview [T101,T102] | CASTLEVIEW |  | 51.9104 | -8.3494
MV/LV Substation CO***078Y |  | 10 kV | _ | LV | 630 kVA :Kiosk Substation | 0.63 | --> | 0.63 | 0 | 0 | Constrained, otherwise capacity available =255 kVA | --> | 0.598 | 0 | 0.01 | 0.5 | 0 |  | --> | C12 ex FAIRHILL | Fairhill [T42] | KILBARRY |  | 51.9015 | -8.4711
MV/LV Substation CO***079X |  | 10 kV | _ | LV | 200 kVA :Pole Substation | 0.2 | --> | 0.2 | 0.175 | 6.78 |  | --> | 0.19 | 0 | 0.004 | 0.19 | 0 |  | --> | C39 ex CASTLEVIEW | Castleview [T101,T102] | CASTLEVIEW |  | 51.8975 | -8.3281
MV/LV Substation LO***079Y |  | 10 kV | _ | LV | 400 kVA :Kiosk Substation | 0.4 | --> | 0.4 | 0 | 0 | Constrained, otherwise capacity available =302 kVA | --> | 0.38 | 0 | 0.013 | 0.384 | 0 |  | --> | C11 ex MAYFIELD | Mayfield [T41,T42] | KILBARRY |  | 51.9141 | -8.4197
MV/LV Substation UP***080Z |  | 10 kV | _ | LV | 50 kVA :Pole Substation | 0.05 | --> | 0.05 | 0 | 0 | Constrained, otherwise capacity available =24 kVA | --> | 0.048 | 0 | 0 | 0.051 | 0 |  | --> | C31 ex KILBARRY | Kilbarry [T101,T43] | KILBARRY |  | 51.952 | -8.435
MV/LV Substation KI***081 |  | 10 kV | _ | LV | 200 kVA :Pole Substation | 0.2 | --> | 0.2 | 0 | 0 | Constrained, otherwise capacity available =151 kVA | --> | 0.19 | 0 | 0.015 | 0.186 | 0 |  | --> | C26 ex KILBARRY | Kilbarry [T101,T43] | KILBARRY |  | 51.9291 | -8.4891
MV/LV Substation SP***081Y |  | 10 kV | _ | LV | 400 kVA :Kiosk Substation | 0.4 | --> | 0.4 | 0 | 0 | Constrained, otherwise capacity available =342 kVA | --> | 0.38 | 0 | 0.038 | 0.36 | 0 |  | --> | C18 ex MAYFIELD | Mayfield [T41,T42] | KILBARRY |  | 51.9077 | -8.4422
MV/LV Substation GL***081Z |  | 10 kV | _ | LV | 200 kVA :Pole Substation | 0.2 | --> | 0.2 | 0 | 0 | Constrained, otherwise capacity available =167 kVA | --> | 0.19 | 0 | 0 | 0.194 | 0 |  | --> | C31 ex KILBARRY | Kilbarry [T101,T43] | KILBARRY |  | 51.9525 | -8.4303
MV/LV Substation CH***082Y |  | 10 kV | _ | LV | 400 kVA :Building Structure | 0.4 | --> | 0.4 | 0 | 0 | Constrained, otherwise capacity available =217 kVA | --> | 0.38 | 0 | 0.005 | 0.4 | 0 |  | --> | C20 ex FAIRHILL | Fairhill [T42] | KILBARRY |  | 51.9037 | -8.4674
MV/LV Substation FL***083Y |  | 10 kV | _ | LV | 200 kVA :Kiosk Substation | 0.2 | --> | 0.2 | 0.187 | 6.78 |  | --> | 0.19 | 0 | 0 | 0.192 | 0 |  | --> | C41 ex CASTLEVIEW | Castleview [T101,T102] | CASTLEVIEW |  | 51.9025 | -8.4123
MV/LV Substation UP***084Z |  | 10 kV | _ | LV | 100 kVA :Pole Substation | 0.1 | --> | 0.1 | 0 | 0 | Constrained, otherwise capacity available =77 kVA | --> | 0.095 | 0 | 0.016 | 0.086 | 0 |  | --> | C31 ex KILBARRY | Kilbarry [T101,T43] | KILBARRY |  | 51.9515 | -8.4328
MV/LV Substation PA***087X |  | 10 kV | _ | LV | 100 kVA :Pole Substation | 0.1 | --> | 0.1 | 0 | 0 | Constrained, otherwise capacity available =97 kVA | --> | 0.095 | 0 | 0 | 0.095 | 0 |  | --> | C12 ex RIVERSTOWN | Riverstown [T41,T42] | KILBARRY |  | 51.9307 | -8.4127
MV/LV Substation CH***087Y |  | 10 kV | _ | LV | 400 kVA :Kiosk Substation | 0.4 | --> | 0.4 | 0 | 0 | Constrained, otherwise capacity available =181 kVA | --> | 0.38 | 0 | 0.023 | 0.392 | 0 |  | --> | C24 ex KILBARRY | Kilbarry [T101,T43] | KILBARRY |  | 51.9069 | -8.4914
MV/LV Substation D+***088Y |  | 10 kV | _ | LV | 630 kVA :Building Structure | 0.63 | --> | 0.63 | 0 | 0 | Constrained, otherwise capacity available =534 kVA | --> | 0.598 | 0 | 0.232 | 0.44 | 0 |  | --> | C25 ex KILBARRY | Kilbarry [T101,T43] | KILBARRY |  | 51.9032 | -8.515
MV/LV Substation CL***089Y |  | 10 kV | _ | LV | 200 kVA :Kiosk Substation | 0.2 | --> | 0.2 | 0 | 0 | Constrained, otherwise capacity available =157 kVA | --> | 0.19 | 0 | 0.171 | 0.069 | 0 |  | --> | C18 ex MAYFIELD | Mayfield [T41,T42] | KILBARRY |  | 51.9063 | -8.4478
MV/LV Substation CO***090X |  | 10 kV | _ | LV | 400 kVA :Kiosk Substation | 0.4 | --> | 0.4 | 0 | 0 | Constrained, otherwise capacity available =314 kVA | --> | 0.38 | 0 | 0.009 | 0.385 | 0 |  | --> | C18 ex MAYFIELD | Mayfield [T41,T42] | KILBARRY |  | 51.9088 | -8.4387
MV/LV Substation SP***091 |  | 10 kV | _ | LV | 630 kVA :Building Structure | 0.63 | --> | 0.63 | 0 | 0 | Constrained, otherwise capacity available =355 kVA | --> | 0.598 | 0 | 0.02 | 0 | 0 | Constrained, otherwise capacity available =620 kW | --> | C22 ex KILBARRY |  |  |  | 51.92 | -8.4756
MV/LV Substation FA***092Y |  | 10 kV | _ | LV | 630 kVA :Kiosk Substation | 0.63 | --> | 0.63 | 0 | 0 | Constrained, otherwise capacity available =418 kVA | --> | 0.598 | 0 | 0.028 | 0.5 | 0 |  | --> | C27 ex KILBARRY | Kilbarry [T101,T43] | KILBARRY |  | 51.9167 | -8.48
MV/LV Substation ST***093Y |  | 10 kV | _ | LV | 400 kVA :Kiosk Substation | 0.4 | --> | 0.4 | 0 | 0 | Constrained, otherwise capacity available =171 kVA | --> | 0.38 | 0 | 0.042 | 0.379 | 0 |  | --> | C19 ex FAIRHILL | Fairhill [T42] | KILBARRY |  | 51.9038 | -8.4835
MV/LV Substation SU***094 |  | 10 kV | _ | LV | 400 kVA :Kiosk Substation | 0.4 | --> | 0.4 | 0 | 0 | Constrained, otherwise capacity available =382 kVA | --> | 0.38 | 0 | 0 | 0.382 | 0 |  | --> | E15 ex WHITECHURCH | Whitechurch [T421,T422] | KILBARRY |  | 51.9348 | -8.5704
MV/LV Substation UP***094X |  | 10 kV | _ | LV | 400 kVA :Kiosk Substation | 0.4 | --> | 0.4 | 0 | 0 | Constrained, otherwise capacity available =292 kVA | --> | 0.38 | 0 | 0 | 0.394 | 0 |  | --> | C12 ex RIVERSTOWN | Riverstown [T41,T42] | KILBARRY |  | 51.9572 | -8.4159
MV/LV Substation FA***094Y |  | 10 kV | _ | LV | 630 kVA :Kiosk Substation | 0.63 | --> | 0.63 | 0 | 0 | Constrained, otherwise capacity available =457 kVA | --> | 0.598 | 0 | 0.025 | 0.5 | 0 |  | --> | C24 ex KILBARRY | Kilbarry [T101,T43] | KILBARRY |  | 51.9126 | -8.4814
MV/LV Substation BU***095X |  | 10 kV | _ | LV | 50 kVA :Pole Substation | 0.05 | --> | 0.05 | 0 | 0 | Constrained, otherwise capacity available =33 kVA | --> | 0.048 | 0 | 0.004 | 0.047 | 0 |  | --> | C12 ex RIVERSTOWN | Riverstown [T41,T42] | KILBARRY |  | 51.9641 | -8.4112
MV/LV Substation ME***095Y |  | 10 kV | _ | LV | 200 kVA :Kiosk Substation | 0.2 | --> | 0.2 | 0 | 0 | Constrained, otherwise capacity available =128 kVA | --> | 0.19 | 0 | 0.023 | 0.182 | 0 |  | --> | C18 ex MAYFIELD | Mayfield [T41,T42] | KILBARRY |  | 51.9062 | -8.4508
MV/LV Substation BR***095Z |  | 10 kV | _ | LV | 100 kVA :Pole Substation | 0.1 | --> | 0.1 | 0 | 0 | Constrained, otherwise capacity available =86 kVA | --> | 0.095 | 0 | 0 | 0.097 | 0 |  | --> | C31 ex KILBARRY | Kilbarry [T101,T43] | KILBARRY |  | 51.9445 | -8.4387
MV/LV Substation CO***096 |  | 10 kV | _ | LV | 400 kVA :Kiosk Substation | 0.4 | --> | 0.4 | 0 | 0 | Constrained, otherwise capacity available =317 kVA | --> | 0.38 | 0 | 0.005 | 0.388 | 0 |  | --> | C18 ex MAYFIELD | Mayfield [T41,T42] | KILBARRY |  | 51.9048 | -8.4518
MV/LV Substation FI***097Y |  | 10 kV | _ | LV | 200 kVA :Building Structure | 0.2 | --> | 0.2 | 0 | 0 | Constrained, otherwise capacity available =99 kVA | --> | 0.19 | 0 | 0 | 0.203 | 0 |  | --> | C11 ex MAYFIELD | Mayfield [T41,T42] | KILBARRY |  | 51.9064 | -8.4224
MV/LV Substation CO***098 |  | 10 kV | _ | LV | 630 kVA :Building Structure | 0.63 | --> | 0.63 | 0 | 0 | Constrained, otherwise capacity available =534 kVA | --> | 0.598 | 0 | 0 | 0.5 | 0 |  | --> | C11 ex KILBARRY | Kilbarry [T101,T43] | KILBARRY |  | 51.9089 | -8.4735
MV/LV Substation ST***098Y |  | 10 kV | _ | LV | 400 kVA :Building Structure | 0.4 | --> | 0.4 | 0 | 0 | Constrained, otherwise capacity available =352 kVA | --> | 0.38 | 0 | 0.036 | 0.36 | 0 |  | --> | C20 ex FAIRHILL | Fairhill [T42] | KILBARRY |  | 51.9045 | -8.4604
MV/LV Substation CO***099 |  | 10 kV | _ | LV | 400 kVA :Building Structure | 0.4 | --> | 0.4 | 0 | 0 | Constrained, otherwise capacity available =281 kVA | --> | 0.38 | 0 | 0.028 | 0.375 | 0 |  | --> | C14 ex FAIRHILL | Fairhill [T42] | KILBARRY |  | 51.8991 | -8.4977
MV/LV Substation BA***099Z |  | 10 kV | _ | LV | 50 kVA :Pole Substation | 0.05 | --> | 0.05 | 0 | 0 | Constrained, otherwise capacity available =38 kVA | --> | 0.048 | 0 | 0 | 0.049 | 0 |  | --> | C31 ex KILBARRY | Kilbarry [T101,T43] | KILBARRY |  | 51.9423 | -8.4451
MV/LV Substation HI***102 |  | 10 kV | _ | LV | 630 kVA :Building Structure | 0.63 | --> | 0.63 | 0 | 0 | Constrained, otherwise capacity available =630 kVA | --> | 0.598 | 0 | 0 | 0.5 | 0 |  | --> | C11 ex KILBARRY | Kilbarry [T101,T43] | KILBARRY |  | 51.9061 | -8.4755
MV/LV Substation WH***102Z |  | 10 kV | _ | LV | 50 kVA :Pole Substation | 0.05 | --> | 0.05 | 0 | 0 | Constrained, otherwise capacity available =30 kVA | --> | 0.048 | 0 | 0.005 | 0.046 | 0 |  | --> | C31 ex KILBARRY | Kilbarry [T101,T43] | KILBARRY |  | 51.9364 | -8.4537
MV/LV Substation AR***105 |  | 10 kV | _ | LV | 200 kVA :Kiosk Substation | 0.2 | --> | 0.2 | 0 | 0 | Constrained, otherwise capacity available =149 kVA | --> | 0.19 | 0 | 0.062 | 0.151 | 0 |  | --> | C18 ex MAYFIELD | Mayfield [T41,T42] | KILBARRY |  | 51.9058 | -8.452
MV/LV Substation JO***106 |  | 10 kV | _ | LV | 400 kVA :Building Structure | 0.4 | --> | 0.4 | 0 | 0 | Constrained, otherwise capacity available =236 kVA | --> | 0.38 | 0 | 0 | 0.402 | 0 |  | --> | C11 ex KILBARRY | Kilbarry [T101,T43] | KILBARRY |  | 51.9054 | -8.4744
MV/LV Substation LA***107Z |  | 10 kV | _ | LV | 50 kVA :Pole Substation | 0.05 | --> | 0.05 | 0 | 0 | Constrained, otherwise capacity available =50 kVA | --> | 0.048 | 0 | 0 | 0.048 | 0 |  | --> | C31 ex KILBARRY | Kilbarry [T101,T43] | KILBARRY |  | 51.9291 | -8.4537
MV/LV Substation DU***108Z |  | 10 kV | _ | LV | 50 kVA :Pole Substation | 0.05 | --> | 0.05 | 0 | 0 | Constrained, otherwise capacity available =24 kVA | --> | 0.048 | 0 | 0.005 | 0.047 | 0 |  | --> | C31 ex KILBARRY | Kilbarry [T101,T43] | KILBARRY |  | 51.9302 | -8.4621
MV/LV Substation MA***109 |  | 10 kV | _ | LV | 400 kVA :Building Structure | 0.4 | --> | 0.4 | 0 | 0 | Constrained, otherwise capacity available =264 kVA | --> | 0.38 | 0 | 0.025 | 0.38 | 0 |  | --> | C12 ex MAYFIELD | Mayfield [T41,T42] | KILBARRY |  | 51.9148 | -8.4247
MV/LV Substation GL***109Z |  | 10 kV | _ | LV | 100 kVA :Pole Substation | 0.1 | --> | 0.1 | 0 | 0 | Constrained, otherwise capacity available =82 kVA | --> | 0.095 | 0 | 0.004 | 0.094 | 0 |  | --> | C31 ex KILBARRY | Kilbarry [T101,T43] | KILBARRY |  | 51.9277 | -8.4776
MV/LV Substation NO***110 |  | 10 kV | _ | LV | 400 kVA :Kiosk Substation | 0.4 | --> | 0.4 | 0 | 0 | Constrained, otherwise capacity available =320 kVA | --> | 0.38 | 0 | 0 | 0.391 | 0 |  | --> | C27 ex KILBARRY | Kilbarry [T101,T43] | KILBARRY |  | 51.902 | -8.4786
MV/LV Substation KI***110Z |  | 10 kV | _ | LV | 100 kVA :Pole Substation | 0.1 | --> | 0.1 | 0 | 0 | Constrained, otherwise capacity available =89 kVA | --> | 0.095 | 0 | 0 | 0.096 | 0 |  | --> | C31 ex KILBARRY | Kilbarry [T101,T43] | KILBARRY |  | 51.9275 | -8.4812
MV/LV Substation BG***111 |  | 10 kV | _ | LV | 400 kVA :Building Structure | 0.4 | --> | 0.4 | 0 | 0 | Constrained, otherwise capacity available =380 kVA | --> | 0.38 | 0 | 0 | 0.383 | 0 |  | --> | C25 ex KILBARRY | Kilbarry [T101,T43] | KILBARRY |  | 51.9045 | -8.5165
MV/LV Substation SP***112 |  | 10 kV | _ | LV | 400 kVA :Building Structure | 0.4 | --> | 0.4 | 0 | 0 | Constrained, otherwise capacity available =151 kVA | --> | 0.38 | 0 | 0.031 | 0.39 | 0 |  | --> | C24 ex KILBARRY | Kilbarry [T101,T43] | KILBARRY |  | 51.915 | -8.4842
MV/LV Substation DE***112Z |  | 10 kV | _ | LV | 50 kVA :Pole Substation | 0.05 | --> | 0.05 | 0 | 0 | Constrained, otherwise capacity available =48 kVA | --> | 0.048 | 0 | 0 | 0.048 | 0 |  | --> | C31 ex KILBARRY | Kilbarry [T101,T43] | KILBARRY |  | 51.9291 | -8.4714
MV/LV Substation SH***114 |  | 10 kV | _ | LV | 400 kVA :Building Structure | 0.4 | --> | 0.4 | 0.398 | 6.78 |  | --> | 0.38 | 0 | 0 | 0.38 | 0 |  | --> | C41 ex CASTLEVIEW | Castleview [T101,T102] | CASTLEVIEW |  | 51.9026 | -8.4071
MV/LV Substation ME***114X |  | 20 kV | _ | LV | 100 kVA :Pole Substation | 0.1 | --> | 0.1 | 0 | 0 | Constrained, otherwise capacity available =64 kVA | --> | 0.095 | 0 | 0 | 0.1 | 0 |  | --> | C11 ex RIVERSTOWN | Riverstown [T41,T42] | KILBARRY |  | 52.007 | -8.3279
MV/LV Substation RO***114Z |  | 10 kV | _ | LV | 100 kVA :Pole Substation | 0.1 | --> | 0.1 | 0 | 0 | Constrained, otherwise capacity available =76 kVA | --> | 0.095 | 0 | 0.015 | 0.087 | 0 |  | --> | C31 ex KILBARRY | Kilbarry [T101,T43] | KILBARRY |  | 51.9339 | -8.467
MV/LV Substation CL***115 |  | 10 kV | _ | LV | 400 kVA :Kiosk Substation | 0.4 | --> | 0.4 | 0 | 0 | Constrained, otherwise capacity available =253 kVA | --> | 0.38 | 0 | 0.005 | 0.396 | 0 |  | --> | C20 ex FAIRHILL | Fairhill [T42] | KILBARRY |  | 51.9065 | -8.4627
MV/LV Substation KI***115Z |  | 10 kV | _ | LV | 100 kVA :Pole Substation | 0.1 | --> | 0.1 | 0 | 0 | Constrained, otherwise capacity available =58 kVA | --> | 0.095 | 0 | 0.011 | 0.092 | 0 |  | --> | C31 ex KILBARRY | Kilbarry [T101,T43] | KILBARRY |  | 51.9366 | -8.4718
MV/LV Substation AR***116 |  | 10 kV | _ | LV | 630 kVA :Kiosk Substation | 0.63 | --> | 0.63 | 0 | 0 | Constrained, otherwise capacity available =531 kVA | --> | 0.598 | 0 | 0.044 | 0.5 | 0 |  | --> | C17 ex KILBARRY | Kilbarry [T101,T43] | KILBARRY |  | 51.9123 | -8.464
MV/LV Substation AR***117 |  | 10 kV | _ | LV | 400 kVA :Kiosk Substation | 0.4 | --> | 0.4 | 0 | 0 | Constrained, otherwise capacity available =300 kVA | --> | 0.38 | 0 | 0.003 | 0.391 | 0 |  | --> | C17 ex KILBARRY | Kilbarry [T101,T43] | KILBARRY |  | 51.9115 | -8.4665
MV/LV Substation DU***118Z |  | 10 kV | _ | LV | 50 kVA :Pole Substation | 0.05 | --> | 0.05 | 0 | 0 | Constrained, otherwise capacity available =28 kVA | --> | 0.048 | 0 | 0.01 | 0.043 | 0 |  | --> | C31 ex KILBARRY | Kilbarry [T101,T43] | KILBARRY |  | 51.9328 | -8.4632
MV/LV Substation PO***120 |  | 10 kV | _ | LV | 400 kVA :Building Structure | 0.4 | --> | 0.4 | 0.235 | 7.88 |  | --> | 0.38 | 0 | 0 | 0.402 | 0 |  | --> | C28 ex LIBERTY STREET | Liberty Street [T101,T102] | LIBERTY STREET |  | 51.9019 | -8.4771
MV/LV Substation BA***120Z |  | 10 kV | _ | LV | 200 kVA :Pole Substation | 0.2 | --> | 0.2 | 0 | 0 | Constrained, otherwise capacity available =192 kVA | --> | 0.19 | 0 | 0 | 0.191 | 0 |  | --> | C31 ex KILBARRY | Kilbarry [T101,T43] | KILBARRY |  | 51.9276 | -8.4619
MV/LV Substation AL***121 |  | 10 kV | _ | LV | 630 kVA :Building Structure | 0.63 | --> | 0.63 | 0.344 | 4.67 |  | --> | 0.598 | 0 | 0 | 0.5 | 0 |  | --> | C17 ex CENTRE PARK ROAD | Marina [T105,T106] | MARINA |  | 51.901 | -8.4633
MV/LV Substation BI***121X |  | 20 kV | _ | LV | 100 kVA :Pole Substation | 0.1 | --> | 0.1 | 0 | 0 | Constrained, otherwise capacity available =82 kVA | --> | 0.095 | 0 | 0 | 0.098 | 0 |  | --> | C11 ex RIVERSTOWN | Riverstown [T41,T42] | KILBARRY |  | 52.0114 | -8.3615
MV/LV Substation BI***122X |  | 20 kV | _ | LV | 100 kVA :Pole Substation | 0.1 | --> | 0.1 | 0 | 0 | Constrained, otherwise capacity available =94 kVA | --> | 0.095 | 0 | 0 | 0.096 | 0 |  | --> | C11 ex RIVERSTOWN | Riverstown [T41,T42] | KILBARRY |  | 52.0028 | -8.354
MV/LV Substation KI***122Z |  | 10 kV | _ | LV | 200 kVA :Pole Substation | 0.2 | --> | 0.2 | 0 | 0 | Constrained, otherwise capacity available =190 kVA | --> | 0.19 | 0 | 0 | 0.191 | 0 |  | --> | C31 ex KILBARRY | Kilbarry [T101,T43] | KILBARRY |  | 51.9256 | -8.47
MV/LV Substation HA***123 |  | 10 kV | _ | LV | 630 kVA :Building Structure | 0.63 | --> | 0.63 | 0 | 0 | Constrained, otherwise capacity available =386 kVA | --> | 0.598 | 0 | 0 | 0.5 | 0 |  | --> | C12 ex FAIRHILL | Fairhill [T42] | KILBARRY |  | 51.9009 | -8.4675
MV/LV Substation BI***124X |  | 20 kV | _ | LV | 400 kVA :Kiosk Substation | 0.4 | --> | 0.4 | 0 | 0 | Constrained, otherwise capacity available =284 kVA | --> | 0.38 | 0 | 0.032 | 0.372 | 0 |  | --> | C11 ex RIVERSTOWN | Riverstown [T41,T42] | KILBARRY |  | 52.0088 | -8.3481
MV/LV Substation BA***124Z |  | 10 kV | _ | LV | 200 kVA :Pole Substation | 0.2 | --> | 0.2 | 0 | 0 | Constrained, otherwise capacity available =183 kVA | --> | 0.19 | 0 | 0.005 | 0.189 | 0 |  | --> | C31 ex KILBARRY | Kilbarry [T101,T43] | KILBARRY |  | 51.9258 | -8.4649
MV/LV Substation BA***126Z |  | 10 kV | _ | LV | 200 kVA :Kiosk Substation | 0.2 | --> | 0.2 | 0 | 0 | Constrained, otherwise capacity available =185 kVA | --> | 0.19 | 0 | 0.02 | 0.177 | 0 |  | --> | C31 ex KILBARRY | Kilbarry [T101,T43] | KILBARRY |  | 51.9294 | -8.458
MV/LV Substation BA***127 |  | 10 kV | _ | LV | 200 kVA :Building Structure | 0.2 | --> | 0.2 | 0 | 0 | Constrained, otherwise capacity available =169 kVA | --> | 0.19 | 0 | 0 | 0.194 | 0 |  | --> | C21 ex MAYFIELD | Mayfield [T41,T42] | KILBARRY |  | 51.9164 | -8.4486
MV/LV Substation CH***128 |  | 10 kV | _ | LV | 200 kVA :Building Structure | 0.2 | --> | 0.2 | 0 | 0 | Constrained, otherwise capacity available =70 kVA | --> | 0.19 | 0 | 0.016 | 0.195 | 0 |  | --> | C24 ex KILBARRY | Kilbarry [T101,T43] | KILBARRY |  | 51.9096 | -8.4937
MV/LV Substation ST***130 |  | 10 kV | _ | LV | 630 kVA :Building Structure | 0.63 | --> | 0.63 | 0 | 0 | Constrained, otherwise capacity available =276 kVA | --> | 0.598 | 0 | 0.018 | 0.5 | 0 |  | --> | C19 ex FAIRHILL | Fairhill [T42] | KILBARRY |  | 51.9043 | -8.4875
MV/LV Substation WH***130Z |  | 10 kV | _ | LV | 100 kVA :Pole Substation | 0.1 | --> | 0.1 | 0 | 0 | Constrained, otherwise capacity available =67 kVA | --> | 0.095 | 0 | 0.005 | 0.096 | 0 |  | --> | C31 ex KILBARRY | Kilbarry [T101,T43] | KILBARRY |  | 51.9387 | -8.4521
MV/LV Substation KI***132 |  | 10 kV | _ | LV | 50 kVA :Pole Substation | 0.05 | --> | 0.05 | 0 | 0 | Constrained, otherwise capacity available =38 kVA | --> | 0.048 | 0 | 0 | 0.049 | 0 |  | --> | C31 ex KILBARRY | Kilbarry [T101,T43] | KILBARRY |  | 51.9376 | -8.4752
MV/LV Substation BL***132Z |  | 10 kV | _ | LV | 100 kVA :Pole Substation | 0.1 | --> | 0.1 | 0 | 0 | Constrained, otherwise capacity available =66 kVA | --> | 0.095 | 0 | 0.028 | 0.079 | 0 |  | --> | C31 ex KILBARRY | Kilbarry [T101,T43] | KILBARRY |  | 51.9347 | -8.4583
MV/LV Substation OR***133 |  | 10 kV | _ | LV | 1000 kVA :Building Structure | 1 | --> | 1 | 0 | 0 | Constrained, otherwise capacity available =594 kVA | --> | 0.95 | 0 | 0.012 | 0.5 | 0 |  | --> | C19 ex FAIRHILL | Fairhill [T42] | KILBARRY |  | 51.9044 | -8.4972
MV/LV Substation BA***134Z |  | 10 kV | _ | LV | 50 kVA :Pole Substation | 0.05 | --> | 0.05 | 0 | 0 | Constrained, otherwise capacity available =40 kVA | --> | 0.048 | 0 | 0.006 | 0.044 | 0 |  | --> | C31 ex KILBARRY | Kilbarry [T101,T43] | KILBARRY |  | 51.9484 | -8.4418
MV/LV Substation KI***135 |  | 10 kV | _ | LV | 400 kVA :Kiosk Substation | 0.4 | --> | 0.4 | 0 | 0 | Constrained, otherwise capacity available =273 kVA | --> | 0.38 | 0 | 0.017 | 0.384 | 0 |  | --> | C12 ex KILBARRY | Kilbarry [T101,T43] | KILBARRY |  | 51.9243 | -8.4608
MV/LV Substation BA***135X |  | 10 kV | _ | LV | 50 kVA :Pole Substation | 0.05 | --> | 0.05 | 0 | 0 | Constrained, otherwise capacity available =40 kVA | --> | 0.048 | 0 | 0.005 | 0.045 | 0 |  | --> | C15 ex RIVERSTOWN | Riverstown [T41,T42] | KILBARRY |  | 51.942 | -8.3401
MV/LV Substation WO***136 |  | 10 kV | _ | LV | 200 kVA :Kiosk Substation | 0.2 | --> | 0.2 | 0 | 0 | Constrained, otherwise capacity available =157 kVA | --> | 0.19 | 0 | 0.074 | 0.141 | 0 |  | --> | C12 ex MAYFIELD | Mayfield [T41,T42] | KILBARRY |  | 51.9058 | -8.4341
MV/LV Substation AR***138 |  | 10 kV | _ | LV | 400 kVA :Kiosk Substation | 0.4 | --> | 0.4 | 0 | 0 | Constrained, otherwise capacity available =268 kVA | --> | 0.38 | 0 | 0.004 | 0 | 0 | Constrained, otherwise capacity available =395 kW | --> | C22 ex KILBARRY |  |  |  | 51.9065 | -8.5047
MV/LV Substation HE***139Z |  | 10 kV | _ | LV | 100 kVA :Pole Substation | 0.1 | --> | 0.1 | 0 | 0 | Constrained, otherwise capacity available =75 kVA | --> | 0.095 | 0 | 0.012 | 0.09 | 0 |  | --> | C12 ex RIVERSTOWN | Riverstown [T41,T42] | KILBARRY |  | 51.9477 | -8.3933
MV/LV Substation RI***140Y |  | 10 kV | _ | LV | 50 kVA :Pole Substation | 0.05 | --> | 0.05 | 0 | 0 | Constrained, otherwise capacity available =47 kVA | --> | 0.048 | 0 | 0.005 | 0.044 | 0 |  | --> | C26 ex KILBARRY | Kilbarry [T101,T43] | KILBARRY |  | 51.9247 | -8.5036
MV/LV Substation BR***140Z |  | 10 kV | _ | LV | 200 kVA :Kiosk Substation | 0.2 | --> | 0.2 | 0 | 0 | Constrained, otherwise capacity available =145 kVA | --> | 0.19 | 0 | 0.015 | 0.186 | 0 |  | --> | C12 ex KILBARRY | Kilbarry [T101,T43] | KILBARRY |  | 51.9245 | -8.4569
MV/LV Substation TH***141Z |  | 10 kV | _ | LV | 200 kVA :Building Structure | 0.2 | --> | 0.2 | 0.179 | 6.78 |  | --> | 0.19 | 0 | 0.027 | 0.173 | 0 |  | --> | C35 ex CASTLEVIEW | Castleview [T101,T102] | CASTLEVIEW |  | 51.8972 | -8.3461
MV/LV Substation AH***142 |  | 10 kV | _ | LV | 400 kVA :Kiosk Substation | 0.4 | --> | 0.4 | 0 | 0 | Constrained, otherwise capacity available =305 kVA | --> | 0.38 | 0 | 0 | 0.393 | 0 |  | --> | C12 ex RIVERSTOWN | Riverstown [T41,T42] | KILBARRY |  | 51.9637 | -8.4053
MV/LV Substation CR***144Z |  | 10 kV | _ | LV | 400 kVA :Building Structure | 0.4 | --> | 0.4 | 0 | 0 | Constrained, otherwise capacity available =242 kVA | --> | 0.38 | 0 | 0.02 | 0.386 | 0 |  | --> | C15 ex RIVERSTOWN | Riverstown [T41,T42] | KILBARRY |  | 51.9305 | -8.3958
MV/LV Substation CA***145Y |  | 10 kV | _ | LV | 50 kVA :Pole Substation | 0.05 | --> | 0.05 | 0.05 | 6.78 |  | --> | 0.048 | 0 | 0 | 0.048 | 0 |  | --> | C18 ex CASTLEVIEW | Castleview [T101,T102] | CASTLEVIEW |  | 51.9114 | -8.3799
MV/LV Substation CL***147Z |  | 10 kV | _ | LV | 200 kVA :Kiosk Substation | 0.2 | --> | 0.2 | 0.176 | 6.78 |  | --> | 0.19 | 0 | 0.012 | 0.184 | 0 |  | --> | C36 ex CASTLEVIEW | Castleview [T101,T102] | CASTLEVIEW |  | 51.9001 | -8.3444
MV/LV Substation CO***149 |  | 10 kV | _ | LV | 630 kVA :Building Structure | 0.63 | --> | 0.63 | 0 | 0 | Constrained, otherwise capacity available =609 kVA | --> | 0.598 | 0 | 0 | 0.5 | 0 |  | --> | C31 ex KILBARRY | Kilbarry [T101,T43] | KILBARRY |  | 51.9268 | -8.4607
MV/LV Substation CH***149Z |  | 10 kV | _ | LV | 200 kVA :Kiosk Substation | 0.2 | --> | 0.2 | 0.12 | 6.78 |  | --> | 0.19 | 0 | 0.062 | 0.155 | 0 |  | --> | C18 ex CASTLEVIEW | Castleview [T101,T102] | CASTLEVIEW |  | 51.9239 | -8.3852
MV/LV Substation SU***150X |  | 10 kV | _ | LV | 100 kVA :Pole Substation | 0.1 | --> | 0.1 | 0 | 0 | Constrained, otherwise capacity available =63 kVA | --> | 0.095 | 0 | 0.024 | 0.082 | 0 |  | --> | C16 ex KILLACLOYNE | Killacloyne [T41,T42] | MIDLETON |  | 51.9184 | -8.3299
MV/LV Substation RO***151Y |  | 10 kV | _ | LV | 50 kVA :Pole Substation | 0.05 | --> | 0.05 | 0 | 0 | Constrained, otherwise capacity available =40 kVA | --> | 0.048 | 0 | 0 | 0.049 | 0 |  | --> | C26 ex BISHOPSTOWN | Bishopstown [T41,T42] | KILBARRY |  | 51.9036 | -8.5521
MV/LV Substation HY***152 |  | 10 kV | _ | LV | 400 kVA :Kiosk Substation | 0.4 | --> | 0.4 | 0 | 0 | Constrained, otherwise capacity available =315 kVA | --> | 0.38 | 0 | 0.01 | 0.384 | 0 |  | --> | C18 ex MAYFIELD | Mayfield [T41,T42] | KILBARRY |  | 51.9052 | -8.445
MV/LV Substation CO***153Y |  | 20 kV | _ | LV | 50 kVA :Pole Substation | 0.05 | --> | 0.05 | 0 | 0 | Constrained, otherwise capacity available =42 kVA | --> | 0.048 | 0 | 0.003 | 0.021 | 0 | Constrained, otherwise capacity available =46 kW | --> | E16 ex CURRALEIGH | Curraleigh [T421,T422] | KILBARRY |  | 51.9953 | -8.7647
MV/LV Substation KN***155 |  | 10 kV | _ | LV | 630 kVA :Building Structure | 0.63 | --> | 0.63 | 0 | 0 | Constrained, otherwise capacity available =396 kVA | --> | 0.598 | 0 | 0.018 | 0.5 | 0 |  | --> | C24 ex KILBARRY | Kilbarry [T101,T43] | KILBARRY |  | 51.9096 | -8.4856
MV/LV Substation EL***157Y |  | 10 kV | _ | LV | 50 kVA :Pole Substation | 0.05 | --> | 0.05 | 0 | 0 | Constrained, otherwise capacity available =26 kVA | --> | 0.048 | 0 | 0 | 0.051 | 0 |  | --> | C16 ex KILLACLOYNE | Killacloyne [T41,T42] | MIDLETON |  | 51.9111 | -8.3103
MV/LV Substation GL***159X |  | 10 kV | _ | LV | 50 kVA :Pole Substation | 0.05 | --> | 0.05 | 0 | 0 | Constrained, otherwise capacity available =49 kVA | --> | 0.048 | 0 | 0 | 0.048 | 0 |  | --> | C15 ex MAYFIELD | Mayfield [T41,T42] | KILBARRY |  | 51.9258 | -8.3942
MV/LV Substation KI***159Z |  | 10 kV | _ | LV | 200 kVA :Kiosk Substation | 0.2 | --> | 0.2 | 0 | 0 | Constrained, otherwise capacity available =114 kVA | --> | 0.19 | 0 | 0.027 | 0.182 | 0 |  | --> | C12 ex KILBARRY | Kilbarry [T101,T43] | KILBARRY |  | 51.9239 | -8.4636
MV/LV Substation LA***162 |  | 10 kV | _ | LV | 100 kVA :Pole Substation | 0.1 | --> | 0.1 | 0 | 0 | Constrained, otherwise capacity available =71 kVA | --> | 0.095 | 0 | 0.02 | 0.084 | 0 |  | --> | C15 ex BISHOPSTOWN | Bishopstown [T41,T42] | KILBARRY |  | 51.8977 | -8.5212
MV/LV Substation ST***162X |  | 10 kV | _ | LV | 400 kVA :Kiosk Substation | 0.4 | --> | 0.4 | 0 | 0 | Constrained, otherwise capacity available =339 kVA | --> | 0.38 | 0 | 0.017 | 0.376 | 0 |  | --> | C15 ex RIVERSTOWN | Riverstown [T41,T42] | KILBARRY |  | 51.9307 | -8.3925
MV/LV Substation RE***163 |  | 10 kV | _ | LV | 400 kVA :Building Structure | 0.4 | --> | 0.4 | 0 | 0 | Constrained, otherwise capacity available =259 kVA | --> | 0.38 | 0 | 0.067 | 0.349 | 0 |  | --> | C27 ex KILBARRY | Kilbarry [T101,T43] | KILBARRY |  | 51.9105 | -8.4776
MV/LV Substation LI***164X |  | 10 kV | _ | LV | 100 kVA :Kiosk Substation | 0.1 | --> | 0.1 | 0.015 | 6.78 |  | --> | 0.095 | 0 | 0.04 | 0.076 | 0 |  | --> | C35 ex CASTLEVIEW | Castleview [T101,T102] | CASTLEVIEW |  | 51.9007 | -8.3522
MV/LV Substation CA***165 |  | 10 kV | _ | LV | 200 kVA :Building Structure | 0.2 | --> | 0.2 | 0.19 | 6.78 |  | --> | 0.19 | 0 | 0 | 0.191 | 0 |  | --> | C41 ex CASTLEVIEW | Castleview [T101,T102] | CASTLEVIEW |  | 51.9029 | -8.4234
MV/LV Substation WI***166Y |  | 20 kV | _ | LV | 400 kVA :Kiosk Substation | 0.4 | --> | 0.4 | 0 | 0 | Constrained, otherwise capacity available =269 kVA | --> | 0.38 | 0 | 0.12 | 0.021 | 0 | Constrained, otherwise capacity available =309 kW | --> | E21 ex CURRALEIGH | Curraleigh [T421,T422] | KILBARRY |  | 51.9287 | -8.5907
MV/LV Substation AR***166Z |  | 20 kV | _ | LV | 200 kVA :Kiosk Substation | 0.2 | --> | 0.2 | 0 | 0 | Constrained, otherwise capacity available =123 kVA | --> | 0.19 | 0 | 0.047 | 0.166 | 0 |  | --> | E15 ex WHITECHURCH | Whitechurch [T421,T422] | KILBARRY |  | 51.9438 | -8.5626
MV/LV Substation SE***168Y |  | 20 kV | _ | LV | 400 kVA :Building Structure | 0.4 | --> | 0.4 | 0 | 0 | Constrained, otherwise capacity available =281 kVA | --> | 0.38 | 0 | 0.069 | 0.021 | 0 | Constrained, otherwise capacity available =345 kW | --> | E21 ex CURRALEIGH | Curraleigh [T421,T422] | KILBARRY |  | 51.9255 | -8.612
MV/LV Substation GL***168Z |  | 10 kV | _ | LV | 200 kVA :Kiosk Substation | 0.2 | --> | 0.2 | 0 | 0 | Constrained, otherwise capacity available =128 kVA | --> | 0.19 | 0 | 0.032 | 0.176 | 0 |  | --> | C15 ex RIVERSTOWN | Riverstown [T41,T42] | KILBARRY |  | 51.9347 | -8.3909
MV/LV Substation BO***169 |  | 10 kV | _ | LV | 400 kVA :Building Structure | 0.4 | --> | 0.4 | 0 | 0 | Constrained, otherwise capacity available =339 kVA | --> | 0.38 | 0 | 0.045 | 0.355 | 0 |  | --> | C26 ex KILBARRY | Kilbarry [T101,T43] | KILBARRY |  | 51.9216 | -8.4825
MV/LV Substation GO***172 |  | 10 kV | _ | LV | 400 kVA :Kiosk Substation | 0.4 | --> | 0.4 | 0 | 0 | Constrained, otherwise capacity available =213 kVA | --> | 0.38 | 0 | 0.038 | 0.377 | 0 |  | --> | C18 ex MAYFIELD | Mayfield [T41,T42] | KILBARRY |  | 51.9105 | -8.4508
MV/LV Substation LI***173X |  | 10 kV | _ | LV | 630 kVA :Kiosk Substation | 0.63 | --> | 0.63 | 0 | 0 | Constrained, otherwise capacity available =536 kVA | --> | 0.598 | 0 | 0 | 0.5 | 0 |  | --> | C18 ex MAYFIELD | Mayfield [T41,T42] | KILBARRY |  | 51.906 | -8.4429
MV/LV Substation CO***175 |  | 20 kV | _ | LV | 50 kVA :Pole Substation | 0.05 | --> | 0.05 | 0 | 0 | Constrained, otherwise capacity available =37 kVA | --> | 0.048 | 0 | 0 | 0.021 | 0 | Constrained, otherwise capacity available =49 kW | --> | E16 ex CURRALEIGH | Curraleigh [T421,T422] | KILBARRY |  | 51.9245 | -8.7462
MV/LV Substation MO***176 |  | 10 kV | _ | LV | 400 kVA :Kiosk Substation | 0.4 | --> | 0.4 | 0 | 0 | Constrained, otherwise capacity available =286 kVA | --> | 0.38 | 0 | 0 | 0.395 | 0 |  | --> | C17 ex KILBARRY | Kilbarry [T101,T43] | KILBARRY |  | 51.9119 | -8.4686
MV/LV Substation FA***177Z |  | 10 kV | _ | LV | 200 kVA :Kiosk Substation | 0.2 | --> | 0.2 | 0 | 0 | Constrained, otherwise capacity available =126 kVA | --> | 0.19 | 0 | 0 | 0.2 | 0 |  | --> | C21 ex KILBARRY | Kilbarry [T101,T43] | KILBARRY |  | 51.9167 | -8.4935
MV/LV Substation BR***178 |  | 10 kV | _ | LV | 400 kVA :Building Structure | 0.4 | --> | 0.4 | 0 | 0 | Constrained, otherwise capacity available =42 kVA | --> | 0.38 | 0 | 0.018 | 0.413 | 0 |  | --> | C21 ex KILBARRY | Kilbarry [T101,T43] | KILBARRY |  | 51.912 | -8.4747
MV/LV Substation KE***179Y |  | 10 kV | _ | LV | 400 kVA :Kiosk Substation | 0.4 | --> | 0.4 | 0 | 0 | Constrained, otherwise capacity available =368 kVA | --> | 0.38 | 0 | 0.015 | 0.373 | 0 |  | --> | C12 ex KILBARRY | Kilbarry [T101,T43] | KILBARRY |  | 51.9203 | -8.4559
MV/LV Substation CU***181X |  | 10 kV | _ | LV | 400 kVA :Kiosk Substation | 0.4 | --> | 0.4 | 0 | 0 | Constrained, otherwise capacity available =367 kVA | --> | 0.38 | 0 | 0.024 | 0.367 | 0 |  | --> | C12 ex RIVERSTOWN | Riverstown [T41,T42] | KILBARRY |  | 51.9464 | -8.3973
MV/LV Substation CA***181Z |  | 10 kV | _ | LV | 400 kVA :Kiosk Substation | 0.4 | --> | 0.4 | 0 | 0 | Constrained, otherwise capacity available =256 kVA | --> | 0.38 | 0 | 0.065 | 0.351 | 0 |  | --> | C15 ex MAYFIELD | Mayfield [T41,T42] | KILBARRY |  | 51.9234 | -8.4026
MV/LV Substation PO***182 |  | 10 kV | _ | LV | 630 kVA :Building Structure | 0.63 | --> | 0.63 | 0 | 0 | Constrained, otherwise capacity available =384 kVA | --> | 0.598 | 0 | 0.019 | 0.5 | 0 |  | --> | C27 ex KILBARRY | Kilbarry [T101,T43] | KILBARRY |  | 51.915 | -8.4779
MV/LV Substation HO***183Y |  | 10 kV | _ | LV | 400 kVA :Building Structure | 0.4 | --> | 0.4 | 0.385 | 6.78 |  | --> | 0.38 | 0 | 0 | 0.382 | 0 |  | --> | C18 ex CASTLEVIEW | Castleview [T101,T102] | CASTLEVIEW |  | 51.9071 | -8.3842
MV/LV Substation OR***184Y |  | 10 kV | _ | LV | 400 kVA :Kiosk Substation | 0.4 | --> | 0.4 | 0 | 0 | Constrained, otherwise capacity available =143 kVA | --> | 0.38 | 0 | 0.045 | 0.374 | 0 |  | --> | C15 ex RIVERSTOWN | Riverstown [T41,T42] | KILBARRY |  | 51.9298 | -8.3888
MV/LV Substation SI***186 |  | 10 kV | _ | LV | 630 kVA :Building Structure | 0.63 | --> | 0.63 | 0 | 0 | Constrained, otherwise capacity available =393 kVA | --> | 0.598 | 0 | 0.01 | 0.5 | 0 |  | --> | C12 ex MAYFIELD | Mayfield [T41,T42] | KILBARRY |  | 51.904 | -8.4231
MV/LV Substation HE***186Z |  | 10 kV | _ | LV | 200 kVA :Kiosk Substation | 0.2 | --> | 0.2 | 0 | 0 | Constrained, otherwise capacity available =144 kVA | --> | 0.19 | 0 | 0.015 | 0.186 | 0 |  | --> | C12 ex RIVERSTOWN | Riverstown [T41,T42] | KILBARRY |  | 51.927 | -8.3977
MV/LV Substation CH***188 |  | 10 kV | _ | LV | 200 kVA :Pole Substation | 0.2 | --> | 0.2 | 0 | 0 | Constrained, otherwise capacity available =165 kVA | --> | 0.19 | 0 | 0 | 0.195 | 0 |  | --> | C15 ex MAYFIELD | Mayfield [T41,T42] | KILBARRY |  | 51.9069 | -8.4058
MV/LV Substation NO***190 |  | 10 kV | _ | LV | 630 kVA :Building Structure | 0.63 | --> | 0.63 | 0 | 0 | Constrained, otherwise capacity available =478 kVA | --> | 0.598 | 0 | 0.015 | 0.5 | 0 |  | --> | C14 ex FAIRHILL | Fairhill [T42] | KILBARRY |  | 51.9007 | -8.4835
MV/LV Substation KN***191 |  | 20 kV | _ | LV | 50 kVA :Pole Substation | 0.05 | --> | 0.05 | 0 | 0 | Constrained, otherwise capacity available =48 kVA | --> | 0.048 | 0 | 0 | 0.021 | 0 | Constrained, otherwise capacity available =48 kW | --> | E16 ex CURRALEIGH | Curraleigh [T421,T422] | KILBARRY |  | 51.9414 | -8.748
MV/LV Substation OA***191Y |  | 20 kV | _ | LV | 200 kVA :Kiosk Substation | 0.2 | --> | 0.2 | 0 | 0 | Constrained, otherwise capacity available =163 kVA | --> | 0.19 | 0 | 0.014 | 0.021 | 0 | Constrained, otherwise capacity available =185 kW | --> | E21 ex CURRALEIGH | Curraleigh [T421,T422] | KILBARRY |  | 51.9247 | -8.6045
MV/LV Substation WE***192 |  | 10 kV | _ | LV | 400 kVA :Building Structure | 0.4 | --> | 0.4 | 0.096 | 4.67 |  | --> | 0.38 | 0 | 0.003 | 0.417 | 0 |  | --> | C17 ex CENTRE PARK ROAD | Marina [T105,T106] | MARINA |  | 51.9022 | -8.4653
MV/LV Substation BR***194Y |  | 10 kV | _ | LV | 50 kVA :Pole Substation | 0.05 | --> | 0.05 | 0 | 0 | Constrained, otherwise capacity available =36 kVA | --> | 0.048 | 0 | 0.01 | 0.042 | 0 |  | --> | C15 ex RIVERSTOWN | Riverstown [T41,T42] | KILBARRY |  | 51.9345 | -8.3619
MV/LV Substation MA***197Z |  | 10 kV | _ | LV | 400 kVA :Kiosk Substation | 0.4 | --> | 0.4 | 0.256 | 6.78 |  | --> | 0.38 | 0 | 0.067 | 0.35 | 0 |  | --> | C18 ex CASTLEVIEW | Castleview [T101,T102] | CASTLEVIEW |  | 51.9278 | -8.3837
MV/LV Substation TH***199 |  | 10 kV | _ | LV | 630 kVA :Building Structure | 0.63 | --> | 0.63 | 0 | 0 | Constrained, otherwise capacity available =40 kVA | --> | 0.598 | 0 | 0 | 0.5 | 0 |  | --> | C12 ex FAIRHILL | Fairhill [T42] | KILBARRY |  | 51.9015 | -8.4676
MV/LV Substation GL***199Z |  | 10 kV | _ | LV | 200 kVA :Kiosk Substation | 0.2 | --> | 0.2 | 0 | 0 | Constrained, otherwise capacity available =135 kVA | --> | 0.19 | 0 | 0.041 | 0.168 | 0 |  | --> | C12 ex RIVERSTOWN | Riverstown [T41,T42] | KILBARRY |  | 51.9395 | -8.4026
MV/LV Substation BL***201 |  | 10 kV | _ | LV | 630 kVA :Kiosk Substation | 0.63 | --> | 0.63 | 0 | 0 | Constrained, otherwise capacity available =554 kVA | --> | 0.598 | 0 | 0.011 | 0.5 | 0 |  | --> | E15 ex WHITECHURCH | Whitechurch [T421,T422] | KILBARRY |  | 51.9336 | -8.5647
MV/LV Substation BA***201Y |  | 20 kV | _ | LV | 50 kVA :Pole Substation | 0.05 | --> | 0.05 | 0 | 0 | Constrained, otherwise capacity available =48 kVA | --> | 0.048 | 0 | 0 | 0.048 | 0 |  | --> | E18 ex WHITECHURCH | Whitechurch [T421,T422] | KILBARRY |  | 52.0076 | -8.643
MV/LV Substation OS***202Z |  | 10 kV | _ | LV | 630 kVA :Building Structure | 0.63 | --> | 0.63 | 0 | 0 | Constrained, otherwise capacity available =630 kVA | --> | 0.598 | 0 | 0 | 0.5 | 0 |  | --> | C25 ex KILBARRY | Kilbarry [T101,T43] | KILBARRY |  | 51.9029 | -8.5176
MV/LV Substation WH***204Z |  | 10 kV | _ | LV | 200 kVA :Kiosk Substation | 0.2 | --> | 0.2 | 0 | 0 | Constrained, otherwise capacity available =142 kVA | --> | 0.19 | 0 | 0 | 0.198 | 0 |  | --> | C21 ex KILBARRY | Kilbarry [T101,T43] | KILBARRY |  | 51.9122 | -8.474
MV/LV Substation BO***210 |  | 10 kV | _ | LV | 400 kVA :Kiosk Substation | 0.4 | --> | 0.4 | 0 | 0 | Constrained, otherwise capacity available =267 kVA | --> | 0.38 | 0 | 0.045 | 0.364 | 0 |  | --> | C18 ex MAYFIELD | Mayfield [T41,T42] | KILBARRY |  | 51.9076 | -8.4378
MV/LV Substation BA***210Z |  | 10 kV | _ | LV | 630 kVA :Building Structure | 0.63 | --> | 0.63 | 0 | 0 | Constrained, otherwise capacity available =501 kVA | --> | 0.598 | 0 | 0.003 | 0.5 | 0 |  | --> | C17 ex KILBARRY | Kilbarry [T101,T43] | KILBARRY |  | 51.9162 | -8.4632
MV/LV Substation WE***211Z |  | 10 kV | _ | LV | 630 kVA :Building Structure | 0.63 | --> | 0.63 | 0 | 0 | Constrained, otherwise capacity available =547 kVA | --> | 0.598 | 0 | 0 | 0.5 | 0 |  | --> | C26 ex KILBARRY | Kilbarry [T101,T43] | KILBARRY |  | 51.9243 | -8.487
MV/LV Substation KI***212 |  | 10 kV | _ | LV | 50 kVA :Pole Substation | 0.05 | --> | 0.05 | 0.036 | 6.78 |  | --> | 0.048 | 0 | 0 | 0.049 | 0 |  | --> | C16 ex CASTLEVIEW | Castleview [T101,T102] | CASTLEVIEW |  | 51.91 | -8.3632
MV/LV Substation CA***212Z |  | 10 kV | _ | LV | 400 kVA :Building Structure | 0.4 | --> | 0.4 | 0.4 | 6.78 |  | --> | 0.38 | 0 | 0 | 0.38 | 0 |  | --> | C35 ex CASTLEVIEW | Castleview [T101,T102] | CASTLEVIEW |  | 51.8994 | -8.3505
MV/LV Substation AL***214 |  | 10 kV | _ | LV | 400 kVA :Kiosk Substation | 0.4 | --> | 0.4 | 0 | 0 | Constrained, otherwise capacity available =328 kVA | --> | 0.38 | 0 | 0.06 | 0.345 | 0 |  | --> | C20 ex FAIRHILL | Fairhill [T42] | KILBARRY |  | 51.9048 | -8.4586
MV/LV Substation KN***215X |  | 20 kV | _ | LV | 50 kVA :Pole Substation | 0.05 | --> | 0.05 | 0 | 0 | Constrained, otherwise capacity available =29 kVA | --> | 0.048 | 0 | 0.026 | 0.021 | 0 | Constrained, otherwise capacity available =31 kW | --> | E21 ex CURRALEIGH | Curraleigh [T421,T422] | KILBARRY |  | 51.9278 | -8.6531
MV/LV Substation TE***216Z |  | 10 kV | _ | LV | 400 kVA :Building Structure | 0.4 | --> | 0.4 | 0 | 0 | Constrained, otherwise capacity available =377 kVA | --> | 0.38 | 0 | 0.02 | 0.368 | 0 |  | --> | C12 ex KILBARRY | Kilbarry [T101,T43] | KILBARRY |  | 51.9217 | -8.4721
MV/LV Substation PI***218Z |  | 10 kV | _ | LV | 630 kVA :Building Structure | 0.63 | --> | 0.63 | 0 | 0 | Constrained, otherwise capacity available =87 kVA | --> | 0.598 | 0 | 0 | 0.5 | 0 |  | --> | C12 ex FAIRHILL | Fairhill [T42] | KILBARRY |  | 51.9018 | -8.4719
MV/LV Substation KI***219Y |  | 20 kV | _ | LV | 50 kVA :Pole Substation | 0.05 | --> | 0.05 | 0 | 0 | Constrained, otherwise capacity available =25 kVA | --> | 0.048 | 0 | 0 | 0.051 | 0 |  | --> | C26 ex KILBARRY | Kilbarry [T101,T43] | KILBARRY |  | 51.9296 | -8.5191
MV/LV Substation NO***219Z |  | 10 kV | _ | LV | 630 kVA :Building Structure | 0.63 | --> | 0.63 | 0 | 0 | Constrained, otherwise capacity available =451 kVA | --> | 0.598 | 0 | 0 | 0.5 | 0 |  | --> | C26 ex KILBARRY | Kilbarry [T101,T43] | KILBARRY |  | 51.924 | -8.4891
MV/LV Substation BL***220 |  | 10 kV | _ | LV | 400 kVA :Building Structure | 0.4 | --> | 0.4 | 0 | 0 | Constrained, otherwise capacity available =365 kVA | --> | 0.38 | 0 | 0 | 0.385 | 0 |  | --> | E15 ex WHITECHURCH | Whitechurch [T421,T422] | KILBARRY |  | 51.9287 | -8.5692
MV/LV Substation LA***220Y |  | 20 kV | _ | LV | 200 kVA :Kiosk Substation | 0.2 | --> | 0.2 | 0 | 0 | Constrained, otherwise capacity available =122 kVA | --> | 0.19 | 0 | 0.032 | 0.021 | 0 | Constrained, otherwise capacity available =177 kW | --> | E21 ex CURRALEIGH | Curraleigh [T421,T422] | KILBARRY |  | 51.9268 | -8.6155
MV/LV Substation BR***221Z |  | 10 kV | _ | LV | 200 kVA :Kiosk Substation | 0.2 | --> | 0.2 | 0 | 0 | Constrained, otherwise capacity available =134 kVA | --> | 0.19 | 0 | 0.019 | 0.185 | 0 |  | --> | C21 ex MAYFIELD | Mayfield [T41,T42] | KILBARRY |  | 51.9171 | -8.4444
MV/LV Substation CO***224Z |  | 10 kV | _ | LV | 630 kVA :Building Structure | 0.63 | --> | 0.63 | 0.5 | 6.78 |  | --> | 0.598 | 0 | 0 | 0.5 | 0 |  | --> | C41 ex CASTLEVIEW | Castleview [T101,T102] | CASTLEVIEW |  | 51.9015 | -8.4184
MV/LV Substation GR***226Z |  | 10 kV | _ | LV | 50 kVA :Pole Substation | 0.05 | --> | 0.05 | 0.042 | 6.78 |  | --> | 0.048 | 0 | 0 | 0.049 | 0 |  | --> | C41 ex CASTLEVIEW | Castleview [T101,T102] | CASTLEVIEW |  | 51.9026 | -8.4052
MV/LV Substation PI***230X |  | 20 kV | _ | LV | 50 kVA :Pole Substation | 0.05 | --> | 0.05 | 0 | 0 | Constrained, otherwise capacity available =3 kVA | --> | 0.048 | 0 | 0 | 0.021 | 0 | Constrained, otherwise capacity available =54 kW | --> | E21 ex CURRALEIGH | Curraleigh [T421,T422] | KILBARRY |  | 51.9374 | -8.618
MV/LV Substation WI***233Z |  | 10 kV | _ | LV | 400 kVA :Kiosk Substation | 0.4 | --> | 0.4 | 0 | 0 | Constrained, otherwise capacity available =274 kVA | --> | 0.38 | 0 | 0.005 | 0.393 | 0 |  | --> | C15 ex RIVERSTOWN | Riverstown [T41,T42] | KILBARRY |  | 51.9325 | -8.3796
MV/LV Substation CL***234Z |  | 20 kV | _ | LV | 400 kVA :Kiosk Substation | 0.4 | --> | 0.4 | 0 | 0 | Constrained, otherwise capacity available =235 kVA | --> | 0.38 | 0 | 0.037 | 0.374 | 0 |  | --> | E18 ex WHITECHURCH | Whitechurch [T421,T422] | KILBARRY |  | 52.012 | -8.6082
MV/LV Substation MC***237X |  | 10 kV | _ | LV | 630 kVA :Kiosk Substation | 0.63 | --> | 0.63 | 0 | 0 | Constrained, otherwise capacity available =499 kVA | --> | 0.598 | 0 | 0.045 | 0.5 | 0 |  | --> | C21 ex KILBARRY | Kilbarry [T101,T43] | KILBARRY |  | 51.9204 | -8.4828
MV/LV Substation SH***238X |  | 10 kV | _ | LV | 400 kVA :Kiosk Substation | 0.4 | --> | 0.4 | 0 | 0 | Constrained, otherwise capacity available =297 kVA | --> | 0.38 | 0 | 0.033 | 0.369 | 0 |  | --> | E15 ex WHITECHURCH | Whitechurch [T421,T422] | KILBARRY |  | 51.9409 | -8.559
MV/LV Substation CI***241Z |  | 10 kV | _ | LV | 400 kVA :Building Structure | 0.4 | --> | 0.4 | 0 | 0 | Constrained, otherwise capacity available =309 kVA | --> | 0.38 | 0 | 0.015 | 0.381 | 0 |  | --> | C31 ex KILBARRY | Kilbarry [T101,T43] | KILBARRY |  | 51.9275 | -8.4642
MV/LV Substation SA***242 |  | 10 kV | _ | LV | 100 kVA :Pole Substation | 0.1 | --> | 0.1 | 0 | 0 | Constrained, otherwise capacity available =75 kVA | --> | 0.095 | 0 | 0 | 0.098 | 0 |  | --> | C12 ex RIVERSTOWN | Riverstown [T41,T42] | KILBARRY |  | 51.9351 | -8.3989
MV/LV Substation SU***243 |  | 10 kV | _ | LV | 200 kVA :Kiosk Substation | 0.2 | --> | 0.2 | 0 | 0 | Constrained, otherwise capacity available =180 kVA | --> | 0.19 | 0 | 0 | 0.193 | 0 |  | --> | E15 ex WHITECHURCH | Whitechurch [T421,T422] | KILBARRY |  | 51.9339 | -8.5692
MV/LV Substation CO***243X |  | 10 kV | _ | LV | 100 kVA :Pole Substation | 0.1 | --> | 0.1 | 0.064 | 6.78 |  | --> | 0.095 | 0 | 0.01 | 0.092 | 0 |  | --> | C39 ex CASTLEVIEW | Castleview [T101,T102] | CASTLEVIEW |  | 51.9022 | -8.3392
MV/LV Substation HA***244 |  | 10 kV | _ | LV | 50 kVA :Pole Substation | 0.05 | --> | 0.05 | 0.038 | 6.78 |  | --> | 0.048 | 0 | 0 | 0.049 | 0 |  | --> | C36 ex CASTLEVIEW | Castleview [T101,T102] | CASTLEVIEW |  | 51.8942 | -8.3421
MV/LV Substation PE***244Z |  | 10 kV | _ | LV | 630 kVA :Building Structure | 0.63 | --> | 0.63 | 0.5 | 4.67 |  | --> | 0.598 | 0 | 0 | 0.5 | 0 |  | --> | C17 ex CENTRE PARK ROAD | Marina [T105,T106] | MARINA |  | 51.9009 | -8.4636
MV/LV Substation TZ***245 |  | 10 kV | _ | LV | 100 kVA :Pole Substation | 0.1 | --> | 0.1 | 0 | 0 | Constrained, otherwise capacity available =52 kVA | --> | 0.095 | 0 | 0.035 | 0.076 | 0 |  | --> | C31 ex KILBARRY | Kilbarry [T101,T43] | KILBARRY |  | 51.9303 | -8.4607
MV/LV Substation LO***245X |  | 10 kV | _ | LV | 50 kVA :Pole Substation | 0.05 | --> | 0.05 | 0 | 0 | Constrained, otherwise capacity available =36 kVA | --> | 0.048 | 0 | 0.01 | 0.042 | 0 |  | --> | C15 ex MAYFIELD | Mayfield [T41,T42] | KILBARRY |  | 51.9179 | -8.419
MV/LV Substation TO***247 |  | 20 kV | _ | LV | 400 kVA :Kiosk Substation | 0.4 | --> | 0.4 | 0 | 0 | Constrained, otherwise capacity available =296 kVA | --> | 0.38 | 0 | 0.017 | 0.021 | 0 | Constrained, otherwise capacity available =381 kW | --> | E21 ex CURRALEIGH | Curraleigh [T421,T422] | KILBARRY |  | 51.9253 | -8.607
MV/LV Substation MA***247Z |  | 10 kV | _ | LV | 400 kVA :Kiosk Substation | 0.4 | --> | 0.4 | 0.295 | 6.78 |  | --> | 0.38 | 0 | 0.043 | 0.362 | 0 |  | --> | C18 ex CASTLEVIEW | Castleview [T101,T102] | CASTLEVIEW |  | 51.9257 | -8.3831
MV/LV Substation LE***250Z |  | 10 kV | _ | LV | 200 kVA :Building Structure | 0.2 | --> | 0.2 | 0 | 0 | Constrained, otherwise capacity available =174 kVA | --> | 0.19 | 0 | 0 | 0.194 | 0 |  | --> | C14 ex DENNEHYS CROSS | Dennehys Cross [T41,T42] | TRABEG |  | 51.8959 | -8.5115
MV/LV Substation ID***252Z |  | 10 kV | _ | LV | 400 kVA :Building Structure | 0.4 | --> | 0.4 | 0 | 0 | Constrained, otherwise capacity available =397 kVA | --> | 0.38 | 0 | 0 | 0.38 | 0 |  | --> | C12 ex KILBARRY | Kilbarry [T101,T43] | KILBARRY |  | 51.9229 | -8.468
MV/LV Substation SH***253 |  | 10 kV | _ | LV | 400 kVA :Kiosk Substation | 0.4 | --> | 0.4 | 0 | 0 | Constrained, otherwise capacity available =85 kVA | --> | 0.38 | 0 | 0.016 | 0.409 | 0 |  | --> | C27 ex KILBARRY | Kilbarry [T101,T43] | KILBARRY |  | 51.902 | -8.4791
MV/LV Substation PA***255Z |  | 20 kV | _ | LV | 50 kVA :Pole Substation | 0.05 | --> | 0.05 | 0 | 0 | Constrained, otherwise capacity available =41 kVA | --> | 0.048 | 0 | 0 | 0.049 | 0 |  | --> | E18 ex WHITECHURCH | Whitechurch [T421,T422] | KILBARRY |  | 51.9961 | -8.7158
MV/LV Substation CO***256Z |  | 10 kV | _ | LV | 100 kVA :Pole Substation | 0.1 | --> | 0.1 | 0 | 0 | Constrained, otherwise capacity available =85 kVA | --> | 0.095 | 0 | 0.005 | 0.093 | 0 |  | --> | C12 ex MAYFIELD | Mayfield [T41,T42] | KILBARRY |  | 51.909 | -8.4294
MV/LV Substation CL***257Z |  | 20 kV | _ | LV | 50 kVA :Pole Substation | 0.05 | --> | 0.05 | 0 | 0 | Constrained, otherwise capacity available =42 kVA | --> | 0.048 | 0 | 0.005 | 0.045 | 0 |  | --> | E18 ex WHITECHURCH | Whitechurch [T421,T422] | KILBARRY |  | 52.0139 | -8.6004
MV/LV Substation KI***259Z |  | 10 kV | _ | LV | 200 kVA :Kiosk Substation | 0.2 | --> | 0.2 | 0 | 0 | Constrained, otherwise capacity available =185 kVA | --> | 0.19 | 0 | 0 | 0.192 | 0 |  | --> | C11 ex KILBARRY | Kilbarry [T101,T43] | KILBARRY |  | 51.9206 | -8.4755
MV/LV Substation WI***261X |  | 10 kV | _ | LV | 400 kVA :Building Structure | 0.4 | --> | 0.4 | 0.231 | 6.78 |  | --> | 0.38 | 0 | 0.07 | 0.35 | 0 |  | --> | C36 ex CASTLEVIEW | Castleview [T101,T102] | CASTLEVIEW |  | 51.9008 | -8.346
MV/LV Substation GL***261Z |  | 10 kV | _ | LV | 200 kVA :Kiosk Substation | 0.2 | --> | 0.2 | 0 | 0 | Constrained, otherwise capacity available =180 kVA | --> | 0.19 | 0 | 0.04 | 0.163 | 0 |  | --> | C17 ex KILBARRY | Kilbarry [T101,T43] | KILBARRY |  | 51.9117 | -8.4584
MV/LV Substation KN***262X |  | 10 kV | _ | LV | 400 kVA :Building Structure | 0.4 | --> | 0.4 | 0 | 0 | Constrained, otherwise capacity available =203 kVA | --> | 0.38 | 0 | 0.013 | 0 | 0 | Constrained, otherwise capacity available =391 kW | --> | C22 ex KILBARRY |  |  |  | 51.9047 | -8.5059
MV/LV Substation EA***262Z |  | 10 kV | _ | LV | 630 kVA :Building Structure | 0.63 | --> | 0.63 | 0.5 | 6.78 |  | --> | 0.598 | 0 | 0.049 | 0.5 | 0 |  | --> | C35 ex CASTLEVIEW | Castleview [T101,T102] | CASTLEVIEW |  | 51.902 | -8.3585
MV/LV Substation KE***263X |  | 10 kV | _ | LV | 630 kVA :Building Structure | 0.63 | --> | 0.63 | 0.5 | 4.67 |  | --> | 0.598 | 0 | 0 | 0.5 | 0 |  | --> | C13 ex CENTRE PARK ROAD | Marina [T105,T106] | MARINA |  | 51.9013 | -8.4534
MV/LV Substation BL***263Z |  | 10 kV | _ | LV | 630 kVA :Building Structure | 0.63 | --> | 0.63 | 0 | 0 | Constrained, otherwise capacity available =532 kVA | --> | 0.598 | 0 | 0 | 0.5 | 0 |  | --> | C13 ex KILBARRY | Kilbarry [T101,T43] | KILBARRY |  | 51.9157 | -8.4708
MV/LV Substation CA***264 |  | 10 kV | _ | LV | 400 kVA :Kiosk Substation | 0.4 | --> | 0.4 | 0 | 0 | Constrained, otherwise capacity available =301 kVA | --> | 0.38 | 0 | 0 | 0.393 | 0 |  | --> | C15 ex MAYFIELD | Mayfield [T41,T42] | KILBARRY |  | 51.9221 | -8.3999
MV/LV Substation BL***264Z |  | 10 kV | _ | LV | 630 kVA :Building Structure | 0.63 | --> | 0.63 | 0 | 0 | Constrained, otherwise capacity available =549 kVA | --> | 0.598 | 0 | 0 | 0.5 | 0 |  | --> | C13 ex KILBARRY | Kilbarry [T101,T43] | KILBARRY |  | 51.9149 | -8.4709
MV/LV Substation KI***265 |  | 10 kV | _ | LV | 100 kVA :Pole Substation | 0.1 | --> | 0.1 | 0.1 | 6.78 |  | --> | 0.095 | 0 | 0 | 0.095 | 0 |  | --> | C16 ex CASTLEVIEW | Castleview [T101,T102] | CASTLEVIEW |  | 51.9084 | -8.3607
MV/LV Substation CO***265X |  | 10 kV | _ | LV | 200 kVA :Building Structure | 0.2 | --> | 0.2 | 0.144 | 6.78 |  | --> | 0.19 | 0 | 0 | 0.198 | 0 |  | --> | C41 ex CASTLEVIEW | Castleview [T101,T102] | CASTLEVIEW |  | 51.9044 | -8.411
MV/LV Substation BL***265Z |  | 10 kV | _ | LV | 630 kVA :Building Structure | 0.63 | --> | 0.63 | 0 | 0 | Constrained, otherwise capacity available =467 kVA | --> | 0.598 | 0 | 0 | 0.5 | 0 |  | --> | C13 ex KILBARRY | Kilbarry [T101,T43] | KILBARRY |  | 51.9144 | -8.4715
MV/LV Substation MU***266X |  | 10 kV | _ | LV | 400 kVA :Building Structure | 0.4 | --> | 0.4 | 0.393 | 6.78 |  | --> | 0.38 | 0 | 0 | 0.381 | 0 |  | --> | C35 ex CASTLEVIEW | Castleview [T101,T102] | CASTLEVIEW |  | 51.9013 | -8.3512
MV/LV Substation LA***267 |  | 10 kV | _ | LV | 400 kVA :Kiosk Substation | 0.4 | --> | 0.4 | 0 | 0 | Constrained, otherwise capacity available =290 kVA | --> | 0.38 | 0 | 0.004 | 0.392 | 0 |  | --> | C21 ex KILBARRY | Kilbarry [T101,T43] | KILBARRY |  | 51.9203 | -8.4923
MV/LV Substation NE***270X |  | 10 kV | _ | LV | 50 kVA :Pole Substation | 0.05 | --> | 0.05 | 0 | 0 | Constrained, otherwise capacity available =35 kVA | --> | 0.048 | 0 | 0.012 | 0.041 | 0 |  | --> | C15 ex MAYFIELD | Mayfield [T41,T42] | KILBARRY |  | 51.9196 | -8.4137
MV/LV Substation SA***274 |  | 10 kV | _ | LV | 630 kVA :Building Structure | 0.63 | --> | 0.63 | 0 | 0 | Constrained, otherwise capacity available =538 kVA | --> | 0.598 | 0 | 0 | 0.5 | 0 |  | --> | C12 ex RIVERSTOWN | Riverstown [T41,T42] | KILBARRY |  | 51.9539 | -8.4024
MV/LV Substation GL***274X |  | 10 kV | _ | LV | 400 kVA :Kiosk Substation | 0.4 | --> | 0.4 | 0 | 0 | Constrained, otherwise capacity available =214 kVA | --> | 0.38 | 0 | 0.05 | 0.368 | 0 |  | --> | C15 ex MAYFIELD | Mayfield [T41,T42] | KILBARRY |  | 51.9189 | -8.4004
MV/LV Substation TI***274Z |  | 10 kV | _ | LV | 630 kVA :Building Structure | 0.63 | --> | 0.63 | 0 | 0 | Constrained, otherwise capacity available =497 kVA | --> | 0.598 | 0 | 0 | 0.5 | 0 |  | --> | C12 ex MAYFIELD | Mayfield [T41,T42] | KILBARRY |  | 51.9034 | -8.4278
MV/LV Substation BL***278Z |  | 10 kV | _ | LV | 200 kVA :Kiosk Substation | 0.2 | --> | 0.2 | 0 | 0 | Constrained, otherwise capacity available =169 kVA | --> | 0.19 | 0 | 0.023 | 0.177 | 0 |  | --> | C26 ex KILBARRY | Kilbarry [T101,T43] | KILBARRY |  | 51.9229 | -8.5015
MV/LV Substation LU***279Z |  | 10 kV | _ | LV | 400 kVA :Building Structure | 0.4 | --> | 0.4 | 0.339 | 6.78 |  | --> | 0.38 | 0 | 0 | 0.388 | 0 |  | --> | C36 ex CASTLEVIEW | Castleview [T101,T102] | CASTLEVIEW |  | 51.8979 | -8.3322
MV/LV Substation TH***280 |  | 10 kV | _ | LV | 200 kVA :Pole Substation | 0.2 | --> | 0.2 | 0 | 0 | Constrained, otherwise capacity available =132 kVA | --> | 0.19 | 0 | 0 | 0.199 | 0 |  | --> | C15 ex MAYFIELD | Mayfield [T41,T42] | KILBARRY |  | 51.9186 | -8.4177
MV/LV Substation EA***281Z |  | 10 kV | _ | LV | 630 kVA :Building Structure | 0.63 | --> | 0.63 | 0.5 | 6.78 |  | --> | 0.598 | 0 | 0 | 0.5 | 0 |  | --> | C35 ex CASTLEVIEW | Castleview [T101,T102] | CASTLEVIEW |  | 51.9036 | -8.3615
MV/LV Substation CH***283Z |  | 10 kV | _ | LV | 400 kVA :Building Structure | 0.4 | --> | 0.4 | 0 | 0 | Constrained, otherwise capacity available =214 kVA | --> | 0.38 | 0 | 0 | 0.4 | 0 |  | --> | C24 ex KILBARRY | Kilbarry [T101,T43] | KILBARRY |  | 51.9117 | -8.4916
MV/LV Substation ST***285 |  | 10 kV | _ | LV | 200 kVA :Pole Substation | 0.2 | --> | 0.2 | 0 | 0 | Constrained, otherwise capacity available =160 kVA | --> | 0.19 | 0 | 0.1 | 0.121 | 0 |  | --> | C14 ex DENNEHYS CROSS | Dennehys Cross [T41,T42] | TRABEG |  | 51.8991 | -8.5097
MV/LV Substation MO***285Z |  | 10 kV | _ | LV | 400 kVA :Kiosk Substation | 0.4 | --> | 0.4 | 0 | 0 | Constrained, otherwise capacity available =265 kVA | --> | 0.38 | 0 | 0.029 | 0.377 | 0 |  | --> | C25 ex KILBARRY | Kilbarry [T101,T43] | KILBARRY |  | 51.9023 | -8.5001
MV/LV Substation PR***286Z |  | 20 kV | _ | LV | 200 kVA :Kiosk Substation | 0.2 | --> | 0.2 | 0 | 0 | Constrained, otherwise capacity available =8 kVA | --> | 0.19 | 0 | 0.071 | 0.162 | 0 |  | --> | C11 ex RIVERSTOWN | Riverstown [T41,T42] | KILBARRY |  | 52.0094 | -8.345
MV/LV Substation EA***287Z |  | 10 kV | _ | LV | 1000 kVA :Building Structure | 1 | --> | 1 | 0.5 | 6.78 |  | --> | 0.95 | 0 | 0.06 | 0.5 | 0 |  | --> | C35 ex CASTLEVIEW | Castleview [T101,T102] | CASTLEVIEW |  | 51.9048 | -8.3617
MV/LV Substation EA***288Z |  | 10 kV | _ | LV | 400 kVA :Building Structure | 0.4 | --> | 0.4 | 0.273 | 6.78 |  | --> | 0.38 | 0 | 0 | 0.397 | 0 |  | --> | C35 ex CASTLEVIEW | Castleview [T101,T102] | CASTLEVIEW |  | 51.9047 | -8.3638
MV/LV Substation BL***289X |  | 10 kV | _ | LV | 50 kVA :Pole Substation | 0.05 | --> | 0.05 | 0 | 0 | Constrained, otherwise capacity available =40 kVA | --> | 0.048 | 0 | 0 | 0.049 | 0 |  | --> | C15 ex RIVERSTOWN | Riverstown [T41,T42] | KILBARRY |  | 51.9423 | -8.3435
MV/LV Substation SI***290 |  | 10 kV | _ | LV | 400 kVA :Kiosk Substation | 0.4 | --> | 0.4 | 0 | 0 | Constrained, otherwise capacity available =288 kVA | --> | 0.38 | 0 | 0.023 | 0.378 | 0 |  | --> | C12 ex MAYFIELD | Mayfield [T41,T42] | KILBARRY |  | 51.9106 | -8.4258
MV/LV Substation BI***291Z |  | 20 kV | _ | LV | 50 kVA :Pole Substation | 0.05 | --> | 0.05 | 0 | 0 | Constrained, otherwise capacity available =45 kVA | --> | 0.048 | 0 | 0 | 0.048 | 0 |  | --> | C11 ex RIVERSTOWN | Riverstown [T41,T42] | KILBARRY |  | 52.0117 | -8.3458
MV/LV Substation GL***292Z |  | 10 kV | _ | LV | 200 kVA :Kiosk Substation | 0.2 | --> | 0.2 | 0 | 0 | Constrained, otherwise capacity available =160 kVA | --> | 0.19 | 0 | 0.022 | 0.179 | 0 |  | --> | C17 ex KILBARRY | Kilbarry [T101,T43] | KILBARRY |  | 51.9101 | -8.4557
MV/LV Substation EU***294Z |  | 10 kV | _ | LV | 630 kVA :Kiosk Substation | 0.63 | --> | 0.63 | 0.5 | 6.78 |  | --> | 0.598 | 0 | 0.04 | 0.5 | 0 |  | --> | C39 ex CASTLEVIEW | Castleview [T101,T102] | CASTLEVIEW |  | 51.9048 | -8.3469
MV/LV Substation MU***296 |  | 10 kV | _ | LV | 400 kVA :Kiosk Substation | 0.4 | --> | 0.4 | 0 | 0 | Constrained, otherwise capacity available =371 kVA | --> | 0.38 | 0 | 0.005 | 0.38 | 0 |  | --> | C18 ex MAYFIELD | Mayfield [T41,T42] | KILBARRY |  | 51.9108 | -8.4411
MV/LV Substation MU***297 |  | 10 kV | _ | LV | 400 kVA :Kiosk Substation | 0.4 | --> | 0.4 | 0 | 0 | Constrained, otherwise capacity available =371 kVA | --> | 0.38 | 0 | 0.009 | 0.377 | 0 |  | --> | C18 ex MAYFIELD | Mayfield [T41,T42] | KILBARRY |  | 51.91 | -8.4408
MV/LV Substation WA***299Z |  | 10 kV | _ | LV | 400 kVA :Building Structure | 0.4 | --> | 0.4 | 0.311 | 6.78 |  | --> | 0.38 | 0 | 0 | 0.392 | 0 |  | --> | C13 ex CASTLEVIEW | Castleview [T101,T102] | CASTLEVIEW |  | 51.8937 | -8.3638
MV/LV Substation EL***300Z |  | 10 kV | _ | LV | 200 kVA :Pole Substation | 0.2 | --> | 0.2 | 0.102 | 6.78 |  | --> | 0.19 | 0 | 0 | 0.203 | 0 |  | --> | C39 ex CASTLEVIEW | Castleview [T101,T102] | CASTLEVIEW |  | 51.912 | -8.3037
MV/LV Substation CL***309X |  | 20 kV | _ | LV | 100 kVA :Pole Substation | 0.1 | --> | 0.1 | 0 | 0 | Constrained, otherwise capacity available =76 kVA | --> | 0.095 | 0 | 0.013 | 0.021 | 0 | Constrained, otherwise capacity available =89 kW | --> | E21 ex CURRALEIGH | Curraleigh [T421,T422] | KILBARRY |  | 51.9221 | -8.6432
MV/LV Substation EA***309Z |  | 10 kV | _ | LV | 630 kVA :Building Structure | 0.63 | --> | 0.63 | 0.5 | 6.78 |  | --> | 0.598 | 0 | 0.11 | 0.5 | 0 |  | --> | C34 ex CASTLEVIEW | Castleview [T101,T102] | CASTLEVIEW |  | 51.9031 | -8.3646
MV/LV Substation CL***310X |  | 20 kV | _ | LV | 50 kVA :Pole Substation | 0.05 | --> | 0.05 | 0 | 0 | Constrained, otherwise capacity available =29 kVA | --> | 0.048 | 0 | 0 | 0.021 | 0 | Constrained, otherwise capacity available =50 kW | --> | E21 ex CURRALEIGH | Curraleigh [T421,T422] | KILBARRY |  | 51.9266 | -8.6378
MV/LV Substation EA***310Z |  | 10 kV | _ | LV | 1000 kVA :Building Structure | 1 | --> | 1 | 0.5 | 6.78 |  | --> | 0.95 | 0 | 0 | 0.5 | 0 |  | --> | C35 ex CASTLEVIEW | Castleview [T101,T102] | CASTLEVIEW |  | 51.9045 | -8.3652
MV/LV Substation EA***312Z |  | 10 kV | _ | LV | 630 kVA :Building Structure | 0.63 | --> | 0.63 | 0.5 | 6.78 |  | --> | 0.598 | 0 | 0.01 | 0.5 | 0 |  | --> | C35 ex CASTLEVIEW | Castleview [T101,T102] | CASTLEVIEW |  | 51.9035 | -8.3674
MV/LV Substation OA***313X |  | 20 kV | _ | LV | 200 kVA :Kiosk Substation | 0.2 | --> | 0.2 | 0 | 0 | Constrained, otherwise capacity available =146 kVA | --> | 0.19 | 0 | 0.021 | 0.021 | 0 | Constrained, otherwise capacity available =182 kW | --> | E21 ex CURRALEIGH | Curraleigh [T421,T422] | KILBARRY |  | 51.9236 | -8.6042
MV/LV Substation IV***314X |  | 20 kV | _ | LV | 50 kVA :Pole Substation | 0.05 | --> | 0.05 | 0 | 0 | Constrained, otherwise capacity available =50 kVA | --> | 0.048 | 0 | 0 | 0.021 | 0 | Constrained, otherwise capacity available =48 kW | --> | E18 ex CURRALEIGH | Curraleigh [T421,T422] | KILBARRY |  | 51.9211 | -8.6136
MV/LV Substation BU***314Z |  | 10 kV | _ | LV | 50 kVA :Pole Substation | 0.05 | --> | 0.05 | 0 | 0 | Constrained, otherwise capacity available =39 kVA | --> | 0.048 | 0 | 0.013 | 0.039 | 0 |  | --> | C26 ex BISHOPSTOWN | Bishopstown [T41,T42] | KILBARRY |  | 51.8943 | -8.6118
MV/LV Substation WO***315X |  | 20 kV | _ | LV | 50 kVA :Pole Substation | 0.05 | --> | 0.05 | 0 | 0 | Constrained, otherwise capacity available =24 kVA | --> | 0.048 | 0 | 0 | 0.021 | 0 | Constrained, otherwise capacity available =51 kW | --> | E18 ex CURRALEIGH | Curraleigh [T421,T422] | KILBARRY |  | 51.9141 | -8.5731
MV/LV Substation NO***318Z |  | 10 kV | _ | LV | 400 kVA :Building Structure | 0.4 | --> | 0.4 | 0 | 0 | Constrained, otherwise capacity available =399 kVA | --> | 0.38 | 0 | 0 | 0.38 | 0 |  | --> | C26 ex KILBARRY | Kilbarry [T101,T43] | KILBARRY |  | 51.9242 | -8.4882
MV/LV Substation CO***320Z |  | 10 kV | _ | LV | 400 kVA :Kiosk Substation | 0.4 | --> | 0.4 | 0 | 0 | Constrained, otherwise capacity available =326 kVA | --> | 0.38 | 0 | 0.045 | 0.357 | 0 |  | --> | C15 ex RIVERSTOWN | Riverstown [T41,T42] | KILBARRY |  | 51.9293 | -8.378
MV/LV Substation HA***321 |  | 10 kV | _ | LV | 200 kVA :Pole Substation | 0.2 | --> | 0.2 | 0 | 0 | Constrained, otherwise capacity available =162 kVA | --> | 0.19 | 0 | 0.018 | 0.182 | 0 |  | --> | C12 ex MAYFIELD | Mayfield [T41,T42] | KILBARRY |  | 51.9085 | -8.4264
MV/LV Substation CA***321Z |  | 10 kV | _ | LV | 200 kVA :Kiosk Substation | 0.2 | --> | 0.2 | 0.127 | 6.78 |  | --> | 0.19 | 0 | 0.009 | 0.193 | 0 |  | --> | C35 ex CASTLEVIEW | Castleview [T101,T102] | CASTLEVIEW |  | 51.9023 | -8.3564
MV/LV Substation DR***322 |  | 20 kV | _ | LV | 100 kVA :Pole Substation | 0.1 | --> | 0.1 | 0 | 0 | Constrained, otherwise capacity available =72 kVA | --> | 0.095 | 0 | 0.04 | 0.021 | 0 | Constrained, otherwise capacity available =69 kW | --> | E21 ex CURRALEIGH | Curraleigh [T421,T422] | KILBARRY |  | 51.9253 | -8.617
MV/LV Substation TE***322Z |  | 10 kV | _ | LV | 200 kVA :Pole Substation | 0.2 | --> | 0.2 | 0 | 0 | Constrained, otherwise capacity available =190 kVA | --> | 0.19 | 0 | 0 | 0.191 | 0 |  | --> | C12 ex RIVERSTOWN | Riverstown [T41,T42] | KILBARRY |  | 51.9656 | -8.4172
MV/LV Substation BR***324X |  | 10 kV | _ | LV | 400 kVA :Kiosk Substation | 0.4 | --> | 0.4 | 0.328 | 6.78 |  | --> | 0.38 | 0 | 0.049 | 0.353 | 0 |  | --> | C18 ex CASTLEVIEW | Castleview [T101,T102] | CASTLEVIEW |  | 51.9258 | -8.3876
MV/LV Substation GL***325X |  | 10 kV | _ | LV | 200 kVA :Kiosk Substation | 0.2 | --> | 0.2 | 0 | 0 | Constrained, otherwise capacity available =121 kVA | --> | 0.19 | 0 | 0.064 | 0.153 | 0 |  | --> | C15 ex MAYFIELD | Mayfield [T41,T42] | KILBARRY |  | 51.9235 | -8.3974
MV/LV Substation HI***327Z |  | 10 kV | _ | LV | 630 kVA :Building Structure | 0.63 | --> | 0.63 | 0.5 | 6.78 |  | --> | 0.598 | 0 | 0 | 0.5 | 0 |  | --> | C39 ex CASTLEVIEW | Castleview [T101,T102] | CASTLEVIEW |  | 51.9065 | -8.345
MV/LV Substation RI***328Z |  | 10 kV | _ | LV | 630 kVA :Building Structure | 0.63 | --> | 0.63 | 0 | 0 | Constrained, otherwise capacity available =531 kVA | --> | 0.598 | 0 | 0 | 0.5 | 0 |  | --> | C14 ex DENNEHYS CROSS | Dennehys Cross [T41,T42] | TRABEG |  | 51.8972 | -8.5151
MV/LV Substation LO***329 |  | 10 kV | _ | LV | 630 kVA :Kiosk Substation | 0.63 | --> | 0.63 | 0 | 0 | Constrained, otherwise capacity available =523 kVA | --> | 0.598 | 0 | 0.029 | 0.5 | 0 |  | --> | C12 ex MAYFIELD | Mayfield [T41,T42] | KILBARRY |  | 51.9122 | -8.4229
MV/LV Substation SO***329Z |  | 10 kV | _ | LV | 400 kVA :Kiosk Substation | 0.4 | --> | 0.4 | 0 | 0 | Constrained, otherwise capacity available =384 kVA | --> | 0.38 | 0 | 0.027 | 0.362 | 0 |  | --> | C11 ex MAYFIELD | Mayfield [T41,T42] | KILBARRY |  | 51.908 | -8.4221
MV/LV Substation LO***330 |  | 10 kV | _ | LV | 400 kVA :Kiosk Substation | 0.4 | --> | 0.4 | 0 | 0 | Constrained, otherwise capacity available =374 kVA | --> | 0.38 | 0 | 0.005 | 0.38 | 0 |  | --> | C11 ex MAYFIELD | Mayfield [T41,T42] | KILBARRY |  | 51.9116 | -8.4216
MV/LV Substation RI***331 |  | 10 kV | _ | LV | 400 kVA :Kiosk Substation | 0.4 | --> | 0.4 | 0 | 0 | Constrained, otherwise capacity available =340 kVA | --> | 0.38 | 0 | 0.058 | 0.345 | 0 |  | --> | C12 ex RIVERSTOWN | Riverstown [T41,T42] | KILBARRY |  | 51.9352 | -8.401
MV/LV Substation BO***332 |  | 10 kV | _ | LV | 400 kVA :Kiosk Substation | 0.4 | --> | 0.4 | 0 | 0 | Constrained, otherwise capacity available =365 kVA | --> | 0.38 | 0 | 0.01 | 0.377 | 0 |  | --> | C11 ex MAYFIELD | Mayfield [T41,T42] | KILBARRY |  | 51.9123 | -8.4207
MV/LV Substation ST***333 |  | 10 kV | _ | LV | 400 kVA :Building Structure | 0.4 | --> | 0.4 | 0 | 0 | Constrained, otherwise capacity available =266 kVA | --> | 0.38 | 0 | 0 | 0.398 | 0 |  | --> | C19 ex FAIRHILL | Fairhill [T42] | KILBARRY |  | 51.9056 | -8.4843
MV/LV Substation BA***333Z |  | 20 kV | _ | LV | 50 kVA :Pole Substation | 0.05 | --> | 0.05 | 0 | 0 | Constrained, otherwise capacity available =44 kVA | --> | 0.048 | 0 | 0 | 0.021 | 0 | Constrained, otherwise capacity available =48 kW | --> | E18 ex CURRALEIGH | Curraleigh [T421,T422] | KILBARRY |  | 51.9182 | -8.5842
MV/LV Substation ME***338 |  | 10 kV | _ | LV | 400 kVA :Kiosk Substation | 0.4 | --> | 0.4 | 0 | 0 | Constrained, otherwise capacity available =364 kVA | --> | 0.38 | 0 | 0.022 | 0.369 | 0 |  | --> | C15 ex RIVERSTOWN | Riverstown [T41,T42] | KILBARRY |  | 51.9291 | -8.3949
MV/LV Substation NO***340 |  | 10 kV | _ | LV | 400 kVA :Building Structure | 0.4 | --> | 0.4 | 0 | 0 | Constrained, otherwise capacity available =164 kVA | --> | 0.38 | 0 | 0.01 | 0.404 | 0 |  | --> | C27 ex KILBARRY | Kilbarry [T101,T43] | KILBARRY |  | 51.9067 | -8.48
MV/LV Substation MI***340X |  | 10 kV | _ | LV | 50 kVA :Pole Substation | 0.05 | --> | 0.05 | 0 | 0 | Constrained, otherwise capacity available =40 kVA | --> | 0.048 | 0 | 0 | 0.049 | 0 |  | --> | C26 ex BISHOPSTOWN | Bishopstown [T41,T42] | KILBARRY |  | 51.903 | -8.5531
MV/LV Substation DO***341 |  | 10 kV | _ | LV | 630 kVA :Building Structure | 0.63 | --> | 0.63 | 0 | 0 | Constrained, otherwise capacity available =442 kVA | --> | 0.598 | 0 | 0.014 | 0.5 | 0 |  | --> | C27 ex KILBARRY | Kilbarry [T101,T43] | KILBARRY |  | 51.9029 | -8.478
MV/LV Substation MT***343 |  | 10 kV | _ | LV | 400 kVA :Kiosk Substation | 0.4 | --> | 0.4 | 0 | 0 | Constrained, otherwise capacity available =166 kVA | --> | 0.38 | 0 | 0.015 | 0.4 | 0 |  | --> | C19 ex FAIRHILL | Fairhill [T42] | KILBARRY |  | 51.9023 | -8.4914
MV/LV Substation ST***344 |  | 10 kV | _ | LV | 630 kVA :Kiosk Substation | 0.63 | --> | 0.63 | 0 | 0 | Constrained, otherwise capacity available =420 kVA | --> | 0.598 | 0 | 0.004 | 0.5 | 0 |  | --> | C19 ex FAIRHILL | Fairhill [T42] | KILBARRY |  | 51.903 | -8.4836
MV/LV Substation BE***345 |  | 10 kV | _ | LV | 400 kVA :Kiosk Substation | 0.4 | --> | 0.4 | 0 | 0 | Constrained, otherwise capacity available =252 kVA | --> | 0.38 | 0 | 0.019 | 0.386 | 0 |  | --> | C20 ex FAIRHILL | Fairhill [T42] | KILBARRY |  | 51.9048 | -8.4633
MV/LV Substation RA***346 |  | 10 kV | _ | LV | 100 kVA :Building Structure | 0.1 | --> | 0.1 | 0.053 | 4.67 |  | --> | 0.095 | 0 | 0 | 0.101 | 0 |  | --> | C17 ex CENTRE PARK ROAD | Marina [T105,T106] | MARINA |  | 51.9008 | -8.4611
MV/LV Substation RY***346Z |  | 10 kV | _ | LV | 630 kVA :Building Structure | 0.63 | --> | 0.63 | 0 | 0 | Constrained, otherwise capacity available =411 kVA | --> | 0.598 | 0 | 0 | 0.5 | 0 |  | --> | C15 ex RIVERSTOWN | Riverstown [T41,T42] | KILBARRY |  | 51.9299 | -8.3952
MV/LV Substation LO***347 |  | 10 kV | _ | LV | 400 kVA :Kiosk Substation | 0.4 | --> | 0.4 | 0 | 0 | Constrained, otherwise capacity available =272 kVA | --> | 0.38 | 0 | 0.02 | 0.382 | 0 |  | --> | C12 ex MAYFIELD | Mayfield [T41,T42] | KILBARRY |  | 51.9036 | -8.4325
MV/LV Substation CO***347X |  | 20 kV | _ | LV | 200 kVA :Pole Substation | 0.2 | --> | 0.2 | 0 | 0 | Constrained, otherwise capacity available =179 kVA | --> | 0.19 | 0 | 0 | 0.193 | 0 |  | --> | E18 ex WHITECHURCH | Whitechurch [T421,T422] | KILBARRY |  | 52.0115 | -8.6146
MV/LV Substation KI***349X |  | 20 kV | _ | LV | 200 kVA :Pole Substation | 0.2 | --> | 0.2 | 0 | 0 | Constrained, otherwise capacity available =180 kVA | --> | 0.19 | 0 | 0 | 0.193 | 0 |  | --> | E18 ex WHITECHURCH | Whitechurch [T421,T422] | KILBARRY |  | 51.9714 | -8.6449
MV/LV Substation LU***352Z |  | 10 kV | _ | LV | 400 kVA :Kiosk Substation | 0.4 | --> | 0.4 | 0 | 0 | Constrained, otherwise capacity available =333 kVA | --> | 0.38 | 0 | 0.005 | 0.385 | 0 |  | --> | C21 ex MAYFIELD | Mayfield [T41,T42] | KILBARRY |  | 51.9191 | -8.4257
MV/LV Substation TO***354X |  | 20 kV | _ | LV | 50 kVA :Pole Substation | 0.05 | --> | 0.05 | 0 | 0 | Constrained, otherwise capacity available =50 kVA | --> | 0.048 | 0 | 0 | 0.048 | 0 |  | --> | C26 ex KILBARRY | Kilbarry [T101,T43] | KILBARRY |  | 51.9315 | -8.5172
MV/LV Substation PO***354Z |  | 10 kV | _ | LV | 630 kVA :Building Structure | 0.63 | --> | 0.63 | 0.5 | 7.88 |  | --> | 0.598 | 0 | 0 | 0.5 | 0 |  | --> | C28 ex LIBERTY STREET | Liberty Street [T101,T102] | LIBERTY STREET |  | 51.9019 | -8.4774
MV/LV Substation CO***356X |  | 10 kV | _ | LV | 630 kVA :Building Structure | 0.63 | --> | 0.63 | 0.5 | 6.78 |  | --> | 0.598 | 0 | 0 | 0.5 | 0 |  | --> | C16 ex CASTLEVIEW | Castleview [T101,T102] | CASTLEVIEW |  | 51.9092 | -8.3515
MV/LV Substation BL***358X |  | 10 kV | _ | LV | 630 kVA :Kiosk Substation | 0.63 | --> | 0.63 | 0 | 0 | Constrained, otherwise capacity available =438 kVA | --> | 0.598 | 0 | 0 | 0.5 | 0 |  | --> | E15 ex WHITECHURCH | Whitechurch [T421,T422] | KILBARRY |  | 51.9328 | -8.561
MV/LV Substation KI***358Z |  | 10 kV | _ | LV | 100 kVA :Pole Substation | 0.1 | --> | 0.1 | 0 | 0 | Constrained, otherwise capacity available =62 kVA | --> | 0.095 | 0 | 0 | 0.1 | 0 |  | --> | C31 ex KILBARRY | Kilbarry [T101,T43] | KILBARRY |  | 51.9415 | -8.4516
MV/LV Substation TI***366Z |  | 10 kV | _ | LV | 200 kVA :Kiosk Substation | 0.2 | --> | 0.2 | 0 | 0 | Constrained, otherwise capacity available =176 kVA | --> | 0.19 | 0 | 0.015 | 0.182 | 0 |  | --> | C12 ex MAYFIELD | Mayfield [T41,T42] | KILBARRY |  | 51.9054 | -8.4298
MV/LV Substation CA***369X |  | 10 kV | _ | LV | 400 kVA :Building Structure | 0.4 | --> | 0.4 | 0.228 | 6.78 |  | --> | 0.38 | 0 | 0 | 0.403 | 0 |  | --> | C36 ex CASTLEVIEW | Castleview [T101,T102] | CASTLEVIEW |  | 51.9 | -8.3341
MV/LV Substation HI***369Z |  | 20 kV | _ | LV | 400 kVA :Kiosk Substation | 0.4 | --> | 0.4 | 0 | 0 | Constrained, otherwise capacity available =365 kVA | --> | 0.38 | 0 | 0 | 0.385 | 0 |  | --> | C11 ex RIVERSTOWN | Riverstown [T41,T42] | KILBARRY |  | 52.0139 | -8.3401
MV/LV Substation BA***371Z |  | 10 kV | _ | LV | 400 kVA :Kiosk Substation | 0.4 | --> | 0.4 | 0 | 0 | Constrained, otherwise capacity available =294 kVA | --> | 0.38 | 0 | 0 | 0.394 | 0 |  | --> | C25 ex KILBARRY | Kilbarry [T101,T43] | KILBARRY |  | 51.903 | -8.4973
MV/LV Substation AS***373Z |  | 10 kV | _ | LV | 200 kVA :Pole Substation | 0.2 | --> | 0.2 | 0 | 0 | Constrained, otherwise capacity available =187 kVA | --> | 0.19 | 0 | 0 | 0.192 | 0 |  | --> | C21 ex KILBARRY | Kilbarry [T101,T43] | KILBARRY |  | 51.9144 | -8.4954
MV/LV Substation ES***374Z |  | 10 kV | _ | LV | 100 kVA :Pole Substation | 0.1 | --> | 0.1 | 0 | 0 | Constrained, otherwise capacity available =57 kVA | --> | 0.095 | 0 | 0 | 0.101 | 0 |  | --> | C12 ex KILBARRY | Kilbarry [T101,T43] | KILBARRY |  | 51.9208 | -8.4742
MV/LV Substation EA***375Z |  | 10 kV | _ | LV | 400 kVA :Building Structure | 0.4 | --> | 0.4 | 0.35 | 6.78 |  | --> | 0.38 | 0 | 0 | 0.387 | 0 |  | --> | C35 ex CASTLEVIEW | Castleview [T101,T102] | CASTLEVIEW |  | 51.9025 | -8.3689
MV/LV Substation CA***382Z |  | 10 kV | _ | LV | 400 kVA :Kiosk Substation | 0.4 | --> | 0.4 | 0.328 | 6.78 |  | --> | 0.38 | 0 | 0 | 0.39 | 0 |  | --> | C39 ex CASTLEVIEW | Castleview [T101,T102] | CASTLEVIEW |  | 51.903 | -8.3522
MV/LV Substation HA***384Z |  | 10 kV | _ | LV | 400 kVA :Kiosk Substation | 0.4 | --> | 0.4 | 0 | 0 | Constrained, otherwise capacity available =242 kVA | --> | 0.38 | 0 | 0.055 | 0.36 | 0 |  | --> | C12 ex KILBARRY | Kilbarry [T101,T43] | KILBARRY |  | 51.9185 | -8.467
MV/LV Substation GL***385Z |  | 10 kV | _ | LV | 400 kVA :Kiosk Substation | 0.4 | --> | 0.4 | 0 | 0 | Constrained, otherwise capacity available =353 kVA | --> | 0.38 | 0 | 0 | 0.386 | 0 |  | --> | C12 ex KILBARRY | Kilbarry [T101,T43] | KILBARRY |  | 51.9191 | -8.464
MV/LV Substation GL***386Z |  | 10 kV | _ | LV | 400 kVA :Kiosk Substation | 0.4 | --> | 0.4 | 0 | 0 | Constrained, otherwise capacity available =309 kVA | --> | 0.38 | 0 | 0.013 | 0.383 | 0 |  | --> | C12 ex KILBARRY | Kilbarry [T101,T43] | KILBARRY |  | 51.9192 | -8.4602
MV/LV Substation CO***387Z |  | 10 kV | _ | LV | 200 kVA :Kiosk Substation | 0.2 | --> | 0.2 | 0 | 0 | Constrained, otherwise capacity available =183 kVA | --> | 0.19 | 0 | 0.007 | 0.187 | 0 |  | --> | C12 ex KILBARRY | Kilbarry [T101,T43] | KILBARRY |  | 51.9207 | -8.4628
MV/LV Substation ME***388Z |  | 10 kV | _ | LV | 400 kVA :Kiosk Substation | 0.4 | --> | 0.4 | 0 | 0 | Constrained, otherwise capacity available =284 kVA | --> | 0.38 | 0 | 0.014 | 0.385 | 0 |  | --> | C21 ex MAYFIELD | Mayfield [T41,T42] | KILBARRY |  | 51.9185 | -8.4543
MV/LV Substation BL***389X |  | 10 kV | _ | LV | 200 kVA :Building Structure | 0.2 | --> | 0.2 | 0 | 0 | Constrained, otherwise capacity available =150 kVA | --> | 0.19 | 0 | 0 | 0.197 | 0 |  | --> | E15 ex WHITECHURCH | Whitechurch [T421,T422] | KILBARRY |  | 51.9317 | -8.5603
MV/LV Substation SE***391Z |  | 10 kV | _ | LV | 400 kVA :Building Structure | 0.4 | --> | 0.4 | 0 | 0 | Constrained, otherwise capacity available =303 kVA | --> | 0.38 | 0 | 0.01 | 0.386 | 0 |  | --> | C12 ex KILBARRY | Kilbarry [T101,T43] | KILBARRY |  | 51.9232 | -8.4722
MV/LV Substation SI***394X |  | 10 kV | _ | LV | 630 kVA :Building Structure | 0.63 | --> | 0.63 | 0.457 | 6.78 |  | --> | 0.598 | 0 | 0.065 | 0.5 | 0 |  | --> | C36 ex CASTLEVIEW | Castleview [T101,T102] | CASTLEVIEW |  | 51.9026 | -8.3465
MV/LV Substation GL***394Z |  | 10 kV | _ | LV | 400 kVA :Kiosk Substation | 0.4 | --> | 0.4 | 0 | 0 | Constrained, otherwise capacity available =359 kVA | --> | 0.38 | 0 | 0.015 | 0.374 | 0 |  | --> | C12 ex KILBARRY | Kilbarry [T101,T43] | KILBARRY |  | 51.9199 | -8.4619
MV/LV Substation ID***395Z |  | 10 kV | _ | LV | 200 kVA :Building Structure | 0.2 | --> | 0.2 | 0 | 0 | Constrained, otherwise capacity available =162 kVA | --> | 0.19 | 0 | 0 | 0.195 | 0 |  | --> | C12 ex KILBARRY | Kilbarry [T101,T43] | KILBARRY |  | 51.9202 | -8.471
MV/LV Substation TR***396Z |  | 10 kV | _ | LV | 50 kVA :Pole Substation | 0.05 | --> | 0.05 | 0 | 0 | Constrained, otherwise capacity available =41 kVA | --> | 0.048 | 0 | 0 | 0.049 | 0 |  | --> | C31 ex KILBARRY | Kilbarry [T101,T43] | KILBARRY |  | 51.9531 | -8.44
MV/LV Substation TH***397Z |  | 10 kV | _ | LV | 400 kVA :Kiosk Substation | 0.4 | --> | 0.4 | 0 | 0 | Constrained, otherwise capacity available =287 kVA | --> | 0.38 | 0 | 0.02 | 0.38 | 0 |  | --> | C12 ex KILBARRY | Kilbarry [T101,T43] | KILBARRY |  | 51.921 | -8.4646
MV/LV Substation CU***399Z |  | 20 kV | _ | LV | 200 kVA :Pole Substation | 0.2 | --> | 0.2 | 0 | 0 | Constrained, otherwise capacity available =165 kVA | --> | 0.19 | 0 | 0 | 0.021 | 0 | Constrained, otherwise capacity available =195 kW | --> | E19 ex CURRALEIGH | Curraleigh [T421,T422] | KILBARRY |  | 51.9009 | -8.667
MV/LV Substation CL***4002 |  | 10 kV | _ | LV | 50 kVA :Pole Substation | 0.05 | --> | 0.05 | 0.048 | 6.78 |  | --> | 0.048 | 0 | 0 | 0.048 | 0 |  | --> | C36 ex CASTLEVIEW | Castleview [T101,T102] | CASTLEVIEW |  | 51.8913 | -8.3384
MV/LV Substation JO***4006 |  | 10 kV | _ | LV | 400 kVA :Kiosk Substation | 0.4 | --> | 0.4 | 0 | 0 | Constrained, otherwise capacity available =278 kVA | --> | 0.38 | 0 | 0.045 | 0.363 | 0 |  | --> | C16 ex KILLACLOYNE | Killacloyne [T41,T42] | MIDLETON |  | 51.9124 | -8.3208
MV/LV Substation LE***4007 |  | 10 kV | _ | LV | 630 kVA :Building Structure | 0.63 | --> | 0.63 | 0 | 0 | Constrained, otherwise capacity available =565 kVA | --> | 0.598 | 0 | 0 | 0.5 | 0 |  | --> | C15 ex BISHOPSTOWN | Bishopstown [T41,T42] | KILBARRY |  | 51.8976 | -8.5264
MV/LV Substation SH***401 |  | 10 kV | _ | LV | 630 kVA :Building Structure | 0.63 | --> | 0.63 | 0 | 0 | Constrained, otherwise capacity available =474 kVA | --> | 0.598 | 0 | 0 | 0.5 | 0 |  | --> | C14 ex DENNEHYS CROSS | Dennehys Cross [T41,T42] | TRABEG |  | 51.8978 | -8.5076
MV/LV Substation TA***4012 |  | 10 kV | _ | LV | 400 kVA :Kiosk Substation | 0.4 | --> | 0.4 | 0 | 0 | Constrained, otherwise capacity available =381 kVA | --> | 0.38 | 0 | 0 | 0.383 | 0 |  | --> | C27 ex KILBARRY | Kilbarry [T101,T43] | KILBARRY |  | 51.9135 | -8.4759
MV/LV Substation OR***4015 |  | 10 kV | _ | LV | 630 kVA :Building Structure | 0.63 | --> | 0.63 | 0 | 0 | Constrained, otherwise capacity available =221 kVA | --> | 0.598 | 0 | 0 | 0.5 | 0 |  | --> | C25 ex KILBARRY | Kilbarry [T101,T43] | KILBARRY |  | 51.9053 | -8.5011
MV/LV Substation CL***401Z |  | 10 kV | _ | LV | 630 kVA :Building Structure | 0.63 | --> | 0.63 | 0 | 0 | Constrained, otherwise capacity available =583 kVA | --> | 0.598 | 0 | 0 | 0.5 | 0 |  | --> | C25 ex KILBARRY | Kilbarry [T101,T43] | KILBARRY |  | 51.9018 | -8.5168
MV/LV Substation GU***4026 |  | 20 kV | _ | LV | 50 kVA :Pole Substation | 0.05 | --> | 0.05 | 0 | 0 | Constrained, otherwise capacity available =32 kVA | --> | 0.048 | 0 | 0 | 0.021 | 0 | Constrained, otherwise capacity available =50 kW | --> | E21 ex CURRALEIGH | Curraleigh [T421,T422] | KILBARRY |  | 51.9118 | -8.6564
MV/LV Substation MO***4027 |  | 20 kV | _ | LV | 400 kVA :Kiosk Substation | 0.4 | --> | 0.4 | 0 | 0 | Constrained, otherwise capacity available =360 kVA | --> | 0.38 | 0 | 0.01 | 0.378 | 0 |  | --> | C26 ex KILBARRY | Kilbarry [T101,T43] | KILBARRY |  | 51.9322 | -8.5207
MV/LV Substation OR***4044 |  | 20 kV | _ | LV | 50 kVA :Pole Substation | 0.05 | --> | 0.05 | 0 | 0 | Constrained, otherwise capacity available =49 kVA | --> | 0.048 | 0 | 0 | 0.048 | 0 |  | --> | C11 ex RIVERSTOWN | Riverstown [T41,T42] | KILBARRY |  | 52.0105 | -8.3558
MV/LV Substation UP***4053 |  | 10 kV | _ | LV | 100 kVA :Pole Substation | 0.1 | --> | 0.1 | 0 | 0 | Constrained, otherwise capacity available =78 kVA | --> | 0.095 | 0 | 0 | 0.098 | 0 |  | --> | C31 ex KILBARRY | Kilbarry [T101,T43] | KILBARRY |  | 51.9536 | -8.4363
MV/LV Substation CA***4055 |  | 10 kV | _ | LV | 200 kVA :Pole Substation | 0.2 | --> | 0.2 | 0 | 0 | Constrained, otherwise capacity available =131 kVA | --> | 0.19 | 0 | 0.019 | 0.185 | 0 |  | --> | E15 ex WHITECHURCH | Whitechurch [T421,T422] | KILBARRY |  | 51.9305 | -8.5589
MV/LV Substation CA***4060 |  | 10 kV | _ | LV | 50 kVA :Pole Substation | 0.05 | --> | 0.05 | 0.046 | 6.78 |  | --> | 0.048 | 0 | 0 | 0.048 | 0 |  | --> | C16 ex CASTLEVIEW | Castleview [T101,T102] | CASTLEVIEW |  | 51.9137 | -8.3687
MV/LV Substation CO***4064 |  | 20 kV | _ | LV | 200 kVA :Kiosk Substation | 0.2 | --> | 0.2 | 0 | 0 | Constrained, otherwise capacity available =113 kVA | --> | 0.19 | 0 | 0.101 | 0.021 | 0 | Constrained, otherwise capacity available =127 kW | --> | E21 ex CURRALEIGH | Curraleigh [T421,T422] | KILBARRY |  | 51.9663 | -8.6468
MV/LV Substation AN***4086 |  | 20 kV | _ | LV | 50 kVA :Pole Substation | 0.05 | --> | 0.05 | 0 | 0 | Constrained, otherwise capacity available =50 kVA | --> | 0.048 | 0 | 0 | 0.048 | 0 |  | --> | C18 ex RIVERSTOWN | Riverstown [T41,T42] | KILBARRY |  | 51.98 | -8.3839
MV/LV Substation BA***4087 |  | 20 kV | _ | LV | 200 kVA :Pole Substation | 0.2 | --> | 0.2 | 0 | 0 | Constrained, otherwise capacity available =186 kVA | --> | 0.19 | 0 | 0 | 0.021 | 0 | Constrained, otherwise capacity available =192 kW | --> | E18 ex CURRALEIGH | Curraleigh [T421,T422] | KILBARRY |  | 51.9271 | -8.58
MV/LV Substation AR***409Z |  | 20 kV | _ | LV | 400 kVA :Kiosk Substation | 0.4 | --> | 0.4 | 0 | 0 | Constrained, otherwise capacity available =276 kVA | --> | 0.38 | 0 | 0.039 | 0.368 | 0 |  | --> | C11 ex RIVERSTOWN | Riverstown [T41,T42] | KILBARRY |  | 52.0109 | -8.3485
MV/LV Substation KN***4100 |  | 10 kV | _ | LV | 50 kVA :Pole Substation | 0.05 | --> | 0.05 | 0 | 0 | Constrained, otherwise capacity available =42 kVA | --> | 0.048 | 0 | 0 | 0.049 | 0 |  | --> | C16 ex RIVERSTOWN | Riverstown [T41,T42] | KILBARRY |  | 51.954 | -8.3226
MV/LV Substation CA***4102 |  | 10 kV | _ | LV | 50 kVA :Pole Substation | 0.05 | --> | 0.05 | 0 | 0 | Constrained, otherwise capacity available =43 kVA | --> | 0.048 | 0 | 0 | 0.048 | 0 |  | --> | C18 ex MAYFIELD | Mayfield [T41,T42] | KILBARRY |  | 51.9178 | -8.4257
MV/LV Substation EA***4103 |  | 10 kV | _ | LV | 1000 kVA :Building Structure | 1 | --> | 1 | 0.498 | 6.78 |  | --> | 0.95 | 0 | 0 | 0.5 | 0 |  | --> | C40 ex CASTLEVIEW | Castleview [T101,T102] | CASTLEVIEW |  | 51.9058 | -8.3671
MV/LV Substation AN***4106 |  | 10 kV | _ | LV | 400 kVA :Kiosk Substation | 0.4 | --> | 0.4 | 0.313 | 6.78 |  | --> | 0.38 | 0 | 0 | 0.392 | 0 |  | --> | C39 ex CASTLEVIEW | Castleview [T101,T102] | CASTLEVIEW |  | 51.8995 | -8.3295
MV/LV Substation AL***4108 |  | 10 kV | _ | LV | 400 kVA :Kiosk Substation | 0.4 | --> | 0.4 | 0 | 0 | Constrained, otherwise capacity available =399 kVA | --> | 0.38 | 0 | 0 | 0.38 | 0 |  | --> | C15 ex RIVERSTOWN | Riverstown [T41,T42] | KILBARRY |  | 51.9308 | -8.3907
MV/LV Substation LE***410X |  | 10 kV | _ | LV | 50 kVA :Pole Substation | 0.05 | --> | 0.05 | 0 | 0 | Constrained, otherwise capacity available =30 kVA | --> | 0.048 | 0 | 0.012 | 0.041 | 0 |  | --> | C26 ex BISHOPSTOWN | Bishopstown [T41,T42] | KILBARRY |  | 51.9012 | -8.5426
MV/LV Substation GR***410Z |  | 20 kV | _ | LV | 200 kVA :Pole Substation | 0.2 | --> | 0.2 | 0 | 0 | Constrained, otherwise capacity available =187 kVA | --> | 0.19 | 0 | 0 | 0.021 | 0 | Constrained, otherwise capacity available =192 kW | --> | E16 ex CURRALEIGH | Curraleigh [T421,T422] | KILBARRY |  | 51.9128 | -8.7249
MV/LV Substation WA***4115 |  | 10 kV | _ | LV | 200 kVA :Kiosk Substation | 0.2 | --> | 0.2 | 0.187 | 6.78 |  | --> | 0.19 | 0 | 0.01 | 0.184 | 0 |  | --> | C31 ex CASTLEVIEW | Castleview [T101,T102] | CASTLEVIEW |  | 51.8942 | -8.3681
MV/LV Substation AN***411X |  | 10 kV | _ | LV | 200 kVA :Pole Substation | 0.2 | --> | 0.2 | 0 | 0 | Constrained, otherwise capacity available =131 kVA | --> | 0.19 | 0 | 0.005 | 0.196 | 0 |  | --> | C26 ex BISHOPSTOWN | Bishopstown [T41,T42] | KILBARRY |  | 51.8978 | -8.5685
MV/LV Substation SH***412Z |  | 20 kV | _ | LV | 400 kVA :Kiosk Substation | 0.4 | --> | 0.4 | 0 | 0 | Constrained, otherwise capacity available =267 kVA | --> | 0.38 | 0 | 0.036 | 0.371 | 0 |  | --> | C26 ex KILBARRY | Kilbarry [T101,T43] | KILBARRY |  | 51.928 | -8.5161
MV/LV Substation TI***4134 |  | 10 kV | _ | LV | 50 kVA :Pole Substation | 0.05 | --> | 0.05 | 0 | 0 | Constrained, otherwise capacity available =49 kVA | --> | 0.048 | 0 | 0 | 0.048 | 0 |  | --> | C12 ex MAYFIELD | Mayfield [T41,T42] | KILBARRY |  | 51.9063 | -8.4296
MV/LV Substation KE***4136 |  | 20 kV | _ | LV | 400 kVA :Kiosk Substation | 0.4 | --> | 0.4 | 0 | 0 | Constrained, otherwise capacity available =309 kVA | --> | 0.38 | 0 | 0.041 | 0.021 | 0 | Constrained, otherwise capacity available =362 kW | --> | E18 ex CURRALEIGH | Curraleigh [T421,T422] | KILBARRY |  | 51.9088 | -8.5635
MV/LV Substation KI***4137 |  | 10 kV | _ | LV | 630 kVA :Building Structure | 0.63 | --> | 0.63 | 0.5 | 6.78 |  | --> | 0.598 | 0 | 0 | 0.5 | 0 |  | --> | C36 ex CASTLEVIEW | Castleview [T101,T102] | CASTLEVIEW |  | 51.8992 | -8.3448
MV/LV Substation CO***413Z |  | 10 kV | _ | LV | 400 kVA :Building Structure | 0.4 | --> | 0.4 | 0 | 0 | Constrained, otherwise capacity available =353 kVA | --> | 0.38 | 0 | 0 | 0.386 | 0 |  | --> | C18 ex MAYFIELD | Mayfield [T41,T42] | KILBARRY |  | 51.9062 | -8.4383
MV/LV Substation GL***4141 |  | 10 kV | _ | LV | 400 kVA :Kiosk Substation | 0.4 | --> | 0.4 | 0 | 0 | Constrained, otherwise capacity available =369 kVA | --> | 0.38 | 0 | 0.034 | 0.359 | 0 |  | --> | C16 ex RIVERSTOWN | Riverstown [T41,T42] | KILBARRY |  | 51.9571 | -8.3407
MV/LV Substation CL***4142 |  | 20 kV | _ | LV | 400 kVA :Kiosk Substation | 0.4 | --> | 0.4 | 0 | 0 | Constrained, otherwise capacity available =310 kVA | --> | 0.38 | 0 | 0.02 | 0.021 | 0 | Constrained, otherwise capacity available =377 kW | --> | E18 ex CURRALEIGH | Curraleigh [T421,T422] | KILBARRY |  | 51.9077 | -8.5619
MV/LV Substation BA***4143 |  | 10 kV | _ | LV | 50 kVA :Pole Substation | 0.05 | --> | 0.05 | 0 | 0 | Constrained, otherwise capacity available =50 kVA | --> | 0.048 | 0 | 0 | 0.048 | 0 |  | --> | C21 ex MAYFIELD | Mayfield [T41,T42] | KILBARRY |  | 51.9265 | -8.4333
MV/LV Substation MA***4145 |  | 20 kV | _ | LV | 100 kVA :Pole Substation | 0.1 | --> | 0.1 | 0 | 0 | Constrained, otherwise capacity available =84 kVA | --> | 0.095 | 0 | 0.027 | 0.021 | 0 | Constrained, otherwise capacity available =77 kW | --> | E16 ex CURRALEIGH | Curraleigh [T421,T422] | KILBARRY |  | 51.9122 | -8.6979
MV/LV Substation SP***4146 |  | 10 kV | _ | LV | 200 kVA :Kiosk Substation | 0.2 | --> | 0.2 | 0 | 0 | Constrained, otherwise capacity available =182 kVA | --> | 0.19 | 0 | 0.005 | 0.189 | 0 |  | --> | C12 ex RIVERSTOWN | Riverstown [T41,T42] | KILBARRY |  | 51.9302 | -8.3993
MV/LV Substation CO***4152 |  | 10 kV | _ | LV | 200 kVA :Pole Substation | 0.2 | --> | 0.2 | 0 | 0 | Constrained, otherwise capacity available =168 kVA | --> | 0.19 | 0 | 0 | 0 | 0 | Constrained, otherwise capacity available =194 kW | --> | C22 ex KILBARRY |  |  |  | 51.9144 | -8.4936
MV/LV Substation BA***4157 |  | 10 kV | _ | LV | 400 kVA :Building Structure | 0.4 | --> | 0.4 | 0 | 0 | Constrained, otherwise capacity available =320 kVA | --> | 0.38 | 0 | 0 | 0.391 | 0 |  | --> | C18 ex MAYFIELD | Mayfield [T41,T42] | KILBARRY |  | 51.9145 | -8.4482
MV/LV Substation SP***415Z |  | 10 kV | _ | LV | 630 kVA :Building Structure | 0.63 | --> | 0.63 | 0.5 | 6.78 |  | --> | 0.598 | 0 | 0.01 | 0.5 | 0 |  | --> | C39 ex CASTLEVIEW | Castleview [T101,T102] | CASTLEVIEW |  | 51.9067 | -8.3475
MV/LV Substation BA***4161 |  | 20 kV | _ | LV | 50 kVA :Pole Substation | 0.05 | --> | 0.05 | 0 | 0 | Constrained, otherwise capacity available =48 kVA | --> | 0.048 | 0 | 0 | 0.048 | 0 |  | --> | C18 ex RIVERSTOWN | Riverstown [T41,T42] | KILBARRY |  | 51.9791 | -8.3769
MV/LV Substation GL***4163 |  | 20 kV | _ | LV | 400 kVA :Kiosk Substation | 0.4 | --> | 0.4 | 0 | 0 | Constrained, otherwise capacity available =336 kVA | --> | 0.38 | 0 | 0.029 | 0.367 | 0 |  | --> | C11 ex RIVERSTOWN | Riverstown [T41,T42] | KILBARRY |  | 52.0086 | -8.3508
MV/LV Substation SI***4164 |  | 10 kV | _ | LV | 50 kVA :Pole Substation | 0.05 | --> | 0.05 | 0 | 0 | Constrained, otherwise capacity available =44 kVA | --> | 0.048 | 0 | 0 | 0.048 | 0 |  | --> | C18 ex MAYFIELD | Mayfield [T41,T42] | KILBARRY |  | 51.9179 | -8.4257
MV/LV Substation DU***4166 |  | 10 kV | _ | LV | 200 kVA :Kiosk Substation | 0.2 | --> | 0.2 | 0.191 | 19.7 |  | --> | 0.19 | 0 | 0.02 | 0.176 | 0 |  | --> | C11 ex COW CROSS | Cow Cross [T102,T41] | N/A |  | 51.8529 | -8.2788
MV/LV Substation GL***4169 |  | 10 kV | _ | LV | 400 kVA :Building Structure | 0.4 | --> | 0.4 | 0.365 | 6.78 |  | --> | 0.38 | 0 | 0 | 0.385 | 0 |  | --> | C35 ex CASTLEVIEW | Castleview [T101,T102] | CASTLEVIEW |  | 51.9007 | -8.349
MV/LV Substation BL***4172 |  | 10 kV | _ | LV | 400 kVA :Building Structure | 0.4 | --> | 0.4 | 0 | 0 | Constrained, otherwise capacity available =382 kVA | --> | 0.38 | 0 | 0 | 0.382 | 0 |  | --> | E15 ex WHITECHURCH | Whitechurch [T421,T422] | KILBARRY |  | 51.9311 | -8.5696
MV/LV Substation IN***4184 |  | 10 kV | _ | LV | 400 kVA :Kiosk Substation | 0.4 | --> | 0.4 | 0.376 | 6.78 |  | --> | 0.38 | 0 | 0 | 0.383 | 0 |  | --> | C41 ex CASTLEVIEW | Castleview [T101,T102] | CASTLEVIEW |  | 51.9008 | -8.3868
MV/LV Substation CH***4185 |  | 10 kV | _ | LV | 400 kVA :Kiosk Substation | 0.4 | --> | 0.4 | 0 | 0 | Constrained, otherwise capacity available =400 kVA | --> | 0.38 | 0 | 0 | 0.38 | 0 |  | --> | C15 ex MAYFIELD | Mayfield [T41,T42] | KILBARRY |  | 51.9205 | -8.4105
MV/LV Substation OC***4187 |  | 10 kV | _ | LV | 400 kVA :Building Structure | 0.4 | --> | 0.4 | 0 | 6.78 |  | --> | 0.38 | 0 | 0 | 0.392 | 0 |  | --> | C36 ex CASTLEVIEW | Castleview [T101,T102] | CASTLEVIEW |  | 51.8981 | -8.3325
MV/LV Substation CL***4188 |  | 10 kV | _ | LV | 50 kVA :Pole Substation | 0.05 | --> | 0.05 | 0 | 0 | Constrained, otherwise capacity available =50 kVA | --> | 0.048 | 0 | 0 | 0.048 | 0 |  | --> | C15 ex BISHOPSTOWN | Bishopstown [T41,T42] | KILBARRY |  | 51.9019 | -8.5266
MV/LV Substation CO***4189 |  | 10 kV | _ | LV | 400 kVA :Kiosk Substation | 0.4 | --> | 0.4 | 0 | 0 | Constrained, otherwise capacity available =302 kVA | --> | 0.38 | 0 | 0.01 | 0.386 | 0 |  | --> | C31 ex KILBARRY | Kilbarry [T101,T43] | KILBARRY |  | 51.9327 | -8.4563
MV/LV Substation NO***418Z |  | 10 kV | _ | LV | 630 kVA :Building Structure | 0.63 | --> | 0.63 | 0 | 0 | Constrained, otherwise capacity available =542 kVA | --> | 0.598 | 0 | 0 | 0.5 | 0 |  | --> | C26 ex KILBARRY | Kilbarry [T101,T43] | KILBARRY |  | 51.9233 | -8.4872
MV/LV Substation GL***4192 |  | 20 kV | _ | LV | 400 kVA :Kiosk Substation | 0.4 | --> | 0.4 | 0 | 0 | Constrained, otherwise capacity available =347 kVA | --> | 0.38 | 0 | 0.07 | 0.021 | 0 | Constrained, otherwise capacity available =335 kW | --> | E21 ex CURRALEIGH | Curraleigh [T421,T422] | KILBARRY |  | 51.9675 | -8.6463
MV/LV Substation CH***4196 |  | 10 kV | _ | LV | 630 kVA :Kiosk Substation | 0.63 | --> | 0.63 | 0.46 | 6.78 |  | --> | 0.598 | 0 | 0.085 | 0.5 | 0 |  | --> | C18 ex CASTLEVIEW | Castleview [T101,T102] | CASTLEVIEW |  | 51.9193 | -8.3918
MV/LV Substation HA***4197 |  | 10 kV | _ | LV | 400 kVA :Kiosk Substation | 0.4 | --> | 0.4 | 0 | 0 | Constrained, otherwise capacity available =302 kVA | --> | 0.38 | 0 | 0.026 | 0.374 | 0 |  | --> | C16 ex KILLACLOYNE | Killacloyne [T41,T42] | MIDLETON |  | 51.9117 | -8.3144
MV/LV Substation MI***4198 |  | 10 kV | _ | LV | 630 kVA :Kiosk Substation | 0.63 | --> | 0.63 | 0.5 | 6.78 |  | --> | 0.598 | 0 | 0.028 | 0.5 | 0 |  | --> | C18 ex CASTLEVIEW | Castleview [T101,T102] | CASTLEVIEW |  | 51.9204 | -8.391
MV/LV Substation EA***419Z |  | 10 kV | _ | LV | 630 kVA :Building Structure | 0.63 | --> | 0.63 | 0.374 | 6.78 |  | --> | 0.598 | 0 | 0 | 0.5 | 0 |  | --> | C39 ex CASTLEVIEW | Castleview [T101,T102] | CASTLEVIEW |  | 51.9029 | -8.3564
MV/LV Substation TA***4203 |  | 10 kV | _ | LV | 630 kVA :Kiosk Substation | 0.63 | --> | 0.63 | 0 | 0 | Constrained, otherwise capacity available =479 kVA | --> | 0.598 | 0 | 0.025 | 0.5 | 0 |  | --> | C18 ex MAYFIELD | Mayfield [T41,T42] | KILBARRY |  | 51.9089 | -8.4447
MV/LV Substation HA***4204 |  | 10 kV | _ | LV | 400 kVA :Kiosk Substation | 0.4 | --> | 0.4 | 0 | 0 | Constrained, otherwise capacity available =384 kVA | --> | 0.38 | 0 | 0 | 0.382 | 0 |  | --> | C16 ex KILLACLOYNE | Killacloyne [T41,T42] | MIDLETON |  | 51.9127 | -8.3162
MV/LV Substation BI***4205 |  | 10 kV | _ | LV | 630 kVA :Kiosk Substation | 0.63 | --> | 0.63 | 0 | 0 | Constrained, otherwise capacity available =524 kVA | --> | 0.598 | 0 | 0 | 0.5 | 0 |  | --> | C27 ex KILBARRY | Kilbarry [T101,T43] | KILBARRY |  | 51.9116 | -8.4798
MV/LV Substation CL***4209 |  | 10 kV | _ | LV | 1000 kVA :Building Structure | 1 | --> | 1 | 0 | 0 | Constrained, otherwise capacity available =900 kVA | --> | 0.95 | 0 | 0 | 0.5 | 0 |  | --> | C17 ex KILBARRY | Kilbarry [T101,T43] | KILBARRY |  | 51.9131 | -8.4713
MV/LV Substation CO***420X |  | 10 kV | _ | LV | 50 kVA :Pole Substation | 0.05 | --> | 0.05 | 0 | 0 | Constrained, otherwise capacity available =45 kVA | --> | 0.048 | 0 | 0.006 | 0.044 | 0 |  | --> | C26 ex BISHOPSTOWN | Bishopstown [T41,T42] | KILBARRY |  | 51.9046 | -8.6087
MV/LV Substation PE***4210 |  | 10 kV | _ | LV | 1000 kVA :Building Structure | 1 | --> | 1 | 0.5 | 4.67 |  | --> | 0.95 | 0 | 0 | 0.5 | 0 |  | --> | C32 ex CENTRE PARK ROAD | Marina [T105,T106] | MARINA |  | 51.9003 | -8.4624
MV/LV Substation PE***4211 |  | 10 kV | _ | LV | 1000 kVA :Building Structure | 1 | --> | 1 | 0.5 | 4.67 |  | --> | 0.95 | 0 | 0 | 0.5 | 0 |  | --> | C32 ex CENTRE PARK ROAD | Marina [T105,T106] | MARINA |  | 51.9008 | -8.4622
MV/LV Substation PE***4212 |  | 10 kV | _ | LV | 1000 kVA :Building Structure | 1 | --> | 1 | 0.428 | 4.67 |  | --> | 0.95 | 0 | 0 | 0.5 | 0 |  | --> | C32 ex CENTRE PARK ROAD | Marina [T105,T106] | MARINA |  | 51.9011 | -8.4619
MV/LV Substation MA***4214 |  | 10 kV | _ | LV | 400 kVA :Kiosk Substation | 0.4 | --> | 0.4 | 0 | 0 | Constrained, otherwise capacity available =395 kVA | --> | 0.38 | 0 | 0 | 0 | 0 | Constrained, otherwise capacity available =381 kW | --> | C13 ex COW CROSS |  |  |  | 51.8745 | -8.3254
MV/LV Substation GL***4215 |  | 10 kV | _ | LV | 400 kVA :Kiosk Substation | 0.4 | --> | 0.4 | 0 | 0 | Constrained, otherwise capacity available =309 kVA | --> | 0.38 | 0 | 0.026 | 0.373 | 0 |  | --> | C12 ex RIVERSTOWN | Riverstown [T41,T42] | KILBARRY |  | 51.9398 | -8.3949
MV/LV Substation HO***4216 |  | 10 kV | _ | LV | 1000 kVA :Building Structure | 1 | --> | 1 | 0.5 | 4.67 |  | --> | 0.95 | 0 | 0 | 0.5 | 0 |  | --> | C13 ex CENTRE PARK ROAD | Marina [T105,T106] | MARINA |  | 51.9009 | -8.459
MV/LV Substation HO***4217 |  | 10 kV | _ | LV | 1000 kVA :Building Structure | 1 | --> | 1 | 0.5 | 4.67 |  | --> | 0.95 | 0 | 0 | 0.5 | 0 |  | --> | C13 ex CENTRE PARK ROAD | Marina [T105,T106] | MARINA |  | 51.9008 | -8.459
MV/LV Substation DE***4218 |  | 10 kV | _ | LV | 1000 kVA :Building Structure | 1 | --> | 1 | 0.5 | 4.67 |  | --> | 0.95 | 0 | 0 | 0.5 | 0 |  | --> | C13 ex CENTRE PARK ROAD | Marina [T105,T106] | MARINA |  | 51.9019 | -8.461
MV/LV Substation BA***4219 |  | 20 kV | _ | LV | 400 kVA :Kiosk Substation | 0.4 | --> | 0.4 | 0 | 0 | Constrained, otherwise capacity available =399 kVA | --> | 0.38 | 0 | 0 | 0.021 | 0 | Constrained, otherwise capacity available =380 kW | --> | E21 ex CURRALEIGH | Curraleigh [T421,T422] | KILBARRY |  | 51.9295 | -8.5958
MV/LV Substation IN***4221 |  | 10 kV | _ | LV | 630 kVA :Kiosk Substation | 0.63 | --> | 0.63 | 0.5 | 6.78 |  | --> | 0.598 | 0 | 0 | 0.5 | 0 |  | --> | C18 ex CASTLEVIEW | Castleview [T101,T102] | CASTLEVIEW |  | 51.9012 | -8.3782
MV/LV Substation CR***4223 |  | 20 kV | _ | LV | 400 kVA :Kiosk Substation | 0.4 | --> | 0.4 | 0 | 0 | Constrained, otherwise capacity available =350 kVA | --> | 0.38 | 0 | 0.003 | 0.021 | 0 | Constrained, otherwise capacity available =384 kW | --> | E18 ex CURRALEIGH | Curraleigh [T421,T422] | KILBARRY |  | 51.9158 | -8.5805
MV/LV Substation RI***4224 |  | 10 kV | _ | LV | 400 kVA :Kiosk Substation | 0.4 | --> | 0.4 | 0.381 | 6.78 |  | --> | 0.38 | 0 | 0 | 0.383 | 0 |  | --> | C18 ex CASTLEVIEW | Castleview [T101,T102] | CASTLEVIEW |  | 51.9071 | -8.383
MV/LV Substation RA***4236 |  | 10 kV | _ | LV | 200 kVA :Kiosk Substation | 0.2 | --> | 0.2 | 0 | 0 | Constrained, otherwise capacity available =200 kVA | --> | 0.19 | 0 | 0 | 0.19 | 0 |  | --> | C25 ex KILBARRY | Kilbarry [T101,T43] | KILBARRY |  | 51.9128 | -8.4945
MV/LV Substation BA***4239 |  | 10 kV | _ | LV | 50 kVA :Pole Substation | 0.05 | --> | 0.05 | 0.038 | 6.78 |  | --> | 0.048 | 0 | 0.005 | 0.045 | 0 |  | --> | C16 ex CASTLEVIEW | Castleview [T101,T102] | CASTLEVIEW |  | 51.9124 | -8.36
MV/LV Substation WA***4243 |  | 10 kV | _ | LV | 50 kVA :Pole Substation | 0.05 | --> | 0.05 | 0.05 | 6.78 |  | --> | 0.048 | 0 | 0 | 0.048 | 0 |  | --> | C31 ex CASTLEVIEW | Castleview [T101,T102] | CASTLEVIEW |  | 51.8999 | -8.3684
MV/LV Substation PA***4244 |  | 20 kV | _ | LV | 200 kVA :Kiosk Substation | 0.2 | --> | 0.2 | 0 | 0 | Constrained, otherwise capacity available =175 kVA | --> | 0.19 | 0 | 0 | 0.194 | 0 |  | --> | C11 ex RIVERSTOWN | Riverstown [T41,T42] | KILBARRY |  | 52.0135 | -8.3395
MV/LV Substation NA***4246 |  | 10 kV | _ | LV | 50 kVA :Pole Substation | 0.05 | --> | 0.05 | 0 | 0 | Constrained, otherwise capacity available =45 kVA | --> | 0.048 | 0 | 0 | 0.048 | 0 |  | --> | C21 ex KILBARRY | Kilbarry [T101,T43] | KILBARRY |  | 51.9158 | -8.4935
MV/LV Substation BU***4248 |  | 10 kV | _ | LV | 630 kVA :Kiosk Substation | 0.63 | --> | 0.63 | 0.466 | 6.78 |  | --> | 0.598 | 0 | 0.057 | 0.5 | 0 |  | --> | C18 ex CASTLEVIEW | Castleview [T101,T102] | CASTLEVIEW |  | 51.9195 | -8.3884
MV/LV Substation RI***4249 |  | 10 kV | _ | LV | 400 kVA :Kiosk Substation | 0.4 | --> | 0.4 | 0 | 0 | Constrained, otherwise capacity available =300 kVA | --> | 0.38 | 0 | 0.053 | 0.354 | 0 |  | --> | C12 ex RIVERSTOWN | Riverstown [T41,T42] | KILBARRY |  | 51.9412 | -8.4043
MV/LV Substation LE***4253 |  | 10 kV | _ | LV | 200 kVA :Kiosk Substation | 0.2 | --> | 0.2 | 0.192 | 6.78 |  | --> | 0.19 | 0 | 0 | 0.191 | 0 |  | --> | C41 ex CASTLEVIEW | Castleview [T101,T102] | CASTLEVIEW |  | 51.9043 | -8.3899
MV/LV Substation CR***4255 |  | 10 kV | _ | LV | 400 kVA :Kiosk Substation | 0.4 | --> | 0.4 | 0 | 0 | Constrained, otherwise capacity available =346 kVA | --> | 0.38 | 0 | 0.02 | 0.372 | 0 |  | --> | C12 ex MAYFIELD | Mayfield [T41,T42] | KILBARRY |  | 51.9085 | -8.4323
MV/LV Substation LI***4256 |  | 20 kV | _ | LV | 100 kVA :Pole Substation | 0.1 | --> | 0.1 | 0 | 0 | Constrained, otherwise capacity available =100 kVA | --> | 0.095 | 0 | 0 | 0.021 | 0 | Constrained, otherwise capacity available =95 kW | --> | E21 ex CURRALEIGH | Curraleigh [T421,T422] | KILBARRY |  | 51.9317 | -8.6195
MV/LV Substation BA***4259 |  | 20 kV | _ | LV | 200 kVA :Kiosk Substation | 0.2 | --> | 0.2 | 0 | 0 | Constrained, otherwise capacity available =182 kVA | --> | 0.19 | 0 | 0.008 | 0.186 | 0 |  | --> | C11 ex RIVERSTOWN | Riverstown [T41,T42] | KILBARRY |  | 52.0068 | -8.3468
MV/LV Substation AN***4262 |  | 10 kV | _ | LV | 630 kVA :Building Structure | 0.63 | --> | 0.63 | 0 | 6.78 |  | --> | 0.598 | 0 | 0.075 | 0.5 | 0 |  | --> | C39 ex CASTLEVIEW | Castleview [T101,T102] | CASTLEVIEW |  | 51.902 | -8.3283
MV/LV Substation AR***4265 |  | 10 kV | _ | LV | 400 kVA :Kiosk Substation | 0.4 | --> | 0.4 | 0 | 0 | Constrained, otherwise capacity available =299 kVA | --> | 0.38 | 0 | 0.026 | 0.374 | 0 |  | --> | C16 ex RIVERSTOWN | Riverstown [T41,T42] | KILBARRY |  | 51.9596 | -8.337
MV/LV Substation BL***426Z |  | 10 kV | _ | LV | 100 kVA :Pole Substation | 0.1 | --> | 0.1 | 0 | 0 | Constrained, otherwise capacity available =99 kVA | --> | 0.095 | 0 | 0 | 0.095 | 0 |  | --> | C15 ex RIVERSTOWN | Riverstown [T41,T42] | KILBARRY |  | 51.9301 | -8.3666
MV/LV Substation TH***4270 |  | 10 kV | _ | LV | 400 kVA :Kiosk Substation | 0.4 | --> | 0.4 | 0 | 0 | Constrained, otherwise capacity available =385 kVA | --> | 0.38 | 0 | 0.016 | 0.37 | 0 |  | --> | C16 ex KILLACLOYNE | Killacloyne [T41,T42] | MIDLETON |  | 51.9165 | -8.3351
MV/LV Substation MI***4271 |  | 10 kV | _ | LV | 400 kVA :Kiosk Substation | 0.4 | --> | 0.4 | 0 | 0 | Constrained, otherwise capacity available =398 kVA | --> | 0.38 | 0 | 0 | 0.38 | 0 |  | --> | C12 ex RIVERSTOWN | Riverstown [T41,T42] | KILBARRY |  | 51.9415 | -8.4001
MV/LV Substation NE***4273 |  | 10 kV | _ | LV | 630 kVA :Kiosk Substation | 0.63 | --> | 0.63 | 0 | 0 | Constrained, otherwise capacity available =532 kVA | --> | 0.598 | 0 | 0 | 0.5 | 0 |  | --> | C12 ex MAYFIELD | Mayfield [T41,T42] | KILBARRY |  | 51.9135 | -8.4239
MV/LV Substation HO***4274 |  | 10 kV | _ | LV | 400 kVA :Building Structure | 0.4 | --> | 0.4 | 0 | 0 | Constrained, otherwise capacity available =400 kVA | --> | 0.38 | 0 | 0 | 0.38 | 0 |  | --> | C25 ex KILBARRY | Kilbarry [T101,T43] | KILBARRY |  | 51.9029 | -8.5094
MV/LV Substation CL***4276 |  | 20 kV | _ | LV | 400 kVA :Kiosk Substation | 0.4 | --> | 0.4 | 0 | 0 | Constrained, otherwise capacity available =363 kVA | --> | 0.38 | 0 | 0 | 0.021 | 0 | Constrained, otherwise capacity available =385 kW | --> | E21 ex CURRALEIGH | Curraleigh [T421,T422] | KILBARRY |  | 51.9284 | -8.6135
MV/LV Substation HA***4278 |  | 10 kV | _ | LV | 630 kVA :Building Structure | 0.63 | --> | 0.63 | 0.447 | 6.78 |  | --> | 0.598 | 0 | 0 | 0.5 | 0 |  | --> | C36 ex CASTLEVIEW | Castleview [T101,T102] | CASTLEVIEW |  | 51.8923 | -8.3319
MV/LV Substation GL***4279 |  | 20 kV | _ | LV | 400 kVA :Kiosk Substation | 0.4 | --> | 0.4 | 0 | 0 | Constrained, otherwise capacity available =356 kVA | --> | 0.38 | 0 | 0.056 | 0.021 | 0 | Constrained, otherwise capacity available =344 kW | --> | E18 ex CURRALEIGH | Curraleigh [T421,T422] | KILBARRY |  | 51.9233 | -8.5951
MV/LV Substation DU***4284 |  | 10 kV | _ | LV | 630 kVA :Kiosk Substation | 0.63 | --> | 0.63 | 0 | 0 | Constrained, otherwise capacity available =583 kVA | --> | 0.598 | 0 | 0 | 0.5 | 0 |  | --> | C26 ex KILBARRY | Kilbarry [T101,T43] | KILBARRY |  | 51.9251 | -8.4862
MV/LV Substation CO***4289 |  | 10 kV | _ | LV | 400 kVA :Building Structure | 0.4 | --> | 0.4 | 0 | 0 | Constrained, otherwise capacity available =367 kVA | --> | 0.38 | 0 | 0 | 0.384 | 0 |  | --> | C11 ex KILBARRY | Kilbarry [T101,T43] | KILBARRY |  | 51.9105 | -8.473
MV/LV Substation SH***428Z |  | 10 kV | _ | LV | 630 kVA :Kiosk Substation | 0.63 | --> | 0.63 | 0 | 0 | Constrained, otherwise capacity available =526 kVA | --> | 0.598 | 0 | 0 | 0.5 | 0 |  | --> | C12 ex FAIRHILL | Fairhill [T42] | KILBARRY |  | 51.9026 | -8.475
MV/LV Substation AR***4290 |  | 20 kV | _ | LV | 400 kVA :Kiosk Substation | 0.4 | --> | 0.4 | 0 | 0 | Constrained, otherwise capacity available =400 kVA | --> | 0.38 | 0 | 0 | 0.021 | 0 | Constrained, otherwise capacity available =380 kW | --> | E18 ex CURRALEIGH | Curraleigh [T421,T422] | KILBARRY |  | 51.9114 | -8.5664
MV/LV Substation BA***4292 |  | 10 kV | _ | LV | 200 kVA :Kiosk Substation | 0.2 | --> | 0.2 | 0 | 0 | Constrained, otherwise capacity available =148 kVA | --> | 0.19 | 0 | 0 | 0.197 | 0 |  | --> | C21 ex MAYFIELD | Mayfield [T41,T42] | KILBARRY |  | 51.9217 | -8.4552
MV/LV Substation MI***4293 |  | 10 kV | _ | LV | 400 kVA :Kiosk Substation | 0.4 | --> | 0.4 | 0 | 0 | Constrained, otherwise capacity available =350 kVA | --> | 0.38 | 0 | 0 | 0.387 | 0 |  | --> | C15 ex BISHOPSTOWN | Bishopstown [T41,T42] | KILBARRY |  | 51.9004 | -8.514
MV/LV Substation SE***4294 |  | 20 kV | _ | LV | 50 kVA :Pole Substation | 0.05 | --> | 0.05 | 0 | 0 | Constrained, otherwise capacity available =50 kVA | --> | 0.048 | 0 | 0 | 0.021 | 0 | Constrained, otherwise capacity available =48 kW | --> | E16 ex CURRALEIGH | Curraleigh [T421,T422] | KILBARRY |  | 51.9516 | -8.7504
MV/LV Substation GL***4296 |  | 10 kV | _ | LV | 630 kVA :Kiosk Substation | 0.63 | --> | 0.63 | 0.5 | 6.78 |  | --> | 0.598 | 0 | 0.036 | 0.5 | 0 |  | --> | C18 ex CASTLEVIEW | Castleview [T101,T102] | CASTLEVIEW |  | 51.919 | -8.3855
MV/LV Substation PL***4298 |  | 20 kV | _ | LV | 50 kVA :Pole Substation | 0.05 | --> | 0.05 | 0 | 0 | Constrained, otherwise capacity available =50 kVA | --> | 0.048 | 0 | 0 | 0.048 | 0 |  | --> | E18 ex WHITECHURCH | Whitechurch [T421,T422] | KILBARRY |  | 52.0011 | -8.6864
MV/LV Substation WA***4303 |  | 20 kV | _ | LV | 630 kVA :Building Structure | 0.63 | --> | 0.63 | 0 | 0 | Constrained, otherwise capacity available =593 kVA | --> | 0.598 | 0 | 0 | 0.5 | 0 |  | --> | C11 ex RIVERSTOWN | Riverstown [T41,T42] | KILBARRY |  | 52.0074 | -8.3241
MV/LV Substation LO***4309 |  | 10 kV | _ | LV | 630 kVA :Kiosk Substation | 0.63 | --> | 0.63 | 0 | 0 | Constrained, otherwise capacity available =625 kVA | --> | 0.598 | 0 | 0.062 | 0.5 | 0 |  | --> | C31 ex KILBARRY | Kilbarry [T101,T43] | KILBARRY |  | 51.9271 | -8.4527
MV/LV Substation AR***4310 |  | 10 kV | _ | LV | 630 kVA :Kiosk Substation | 0.63 | --> | 0.63 | 0 | 0 | Constrained, otherwise capacity available =597 kVA | --> | 0.598 | 0 | 0.01 | 0.5 | 0 |  | --> | C21 ex MAYFIELD | Mayfield [T41,T42] | KILBARRY |  | 51.9197 | -8.4496
MV/LV Substation AS***4313 |  | 10 kV | _ | LV | 400 kVA :Kiosk Substation | 0.4 | --> | 0.4 | 0 | 0 | Constrained, otherwise capacity available =390 kVA | --> | 0.38 | 0 | 0 | 0.381 | 0 |  | --> | C15 ex MAYFIELD | Mayfield [T41,T42] | KILBARRY |  | 51.927 | -8.3873
MV/LV Substation VI***4316 |  | 10 kV | _ | LV | 630 kVA :Building Structure | 0.63 | --> | 0.63 | 0 | 0 | Constrained, otherwise capacity available =348 kVA | --> | 0.598 | 0 | 0.066 | 0.5 | 0 |  | --> | C15 ex MAYFIELD | Mayfield [T41,T42] | KILBARRY |  | 51.912 | -8.4035
MV/LV Substation GE***4317 |  | 10 kV | _ | LV | 400 kVA :Kiosk Substation | 0.4 | --> | 0.4 | 0 | 0 | Constrained, otherwise capacity available =368 kVA | --> | 0.38 | 0 | 0 | 0.384 | 0 |  | --> | C17 ex KILBARRY | Kilbarry [T101,T43] | KILBARRY |  | 51.9054 | -8.4769
MV/LV Substation AR***431Z |  | 10 kV | _ | LV | 400 kVA :Kiosk Substation | 0.4 | --> | 0.4 | 0 | 0 | Constrained, otherwise capacity available =355 kVA | --> | 0.38 | 0 | 0 | 0.386 | 0 |  | --> | C17 ex KILBARRY | Kilbarry [T101,T43] | KILBARRY |  | 51.9125 | -8.4619
MV/LV Substation CO***4321 |  | 10 kV | _ | LV | 630 kVA :Kiosk Substation | 0.63 | --> | 0.63 | 0 | 0 | Constrained, otherwise capacity available =594 kVA | --> | 0.598 | 0 | 0.005 | 0.5 | 0 |  | --> | C31 ex KILBARRY | Kilbarry [T101,T43] | KILBARRY |  | 51.9323 | -8.4555
MV/LV Substation CU***4323 |  | 20 kV | _ | LV | 50 kVA :Pole Substation | 0.05 | --> | 0.05 | 0.049 | 17.47 |  | --> | 0.048 | 0 | 0.005 | 0.044 | 0 |  | --> | E22 ex COOLROE | Coolroe [T121,T122] | COOLROE |  | 51.9021 | -8.6636
MV/LV Substation GO***4325 |  | 20 kV | _ | LV | 50 kVA :Pole Substation | 0.05 | --> | 0.05 | 0 | 0 | Constrained, otherwise capacity available =50 kVA | --> | 0.048 | 0 | 0 | 0.021 | 0 | Constrained, otherwise capacity available =48 kW | --> | E21 ex CURRALEIGH | Curraleigh [T421,T422] | KILBARRY |  | 51.946 | -8.6499
MV/LV Substation CA***4328 |  | 10 kV | _ | LV | 630 kVA :Kiosk Substation | 0.63 | --> | 0.63 | 0 | 0 | Constrained, otherwise capacity available =630 kVA | --> | 0.598 | 0 | 0 | 0.5 | 0 |  | --> | C14 ex DENNEHYS CROSS | Dennehys Cross [T41,T42] | TRABEG |  | 51.8983 | -8.5092
MV/LV Substation CA***4329 |  | 10 kV | _ | LV | 630 kVA :Kiosk Substation | 0.63 | --> | 0.63 | 0 | 0 | Constrained, otherwise capacity available =630 kVA | --> | 0.598 | 0 | 0 | 0.5 | 0 |  | --> | C14 ex DENNEHYS CROSS | Dennehys Cross [T41,T42] | TRABEG |  | 51.8971 | -8.5092
MV/LV Substation MI***432Z |  | 10 kV | _ | LV | 630 kVA :Kiosk Substation | 0.63 | --> | 0.63 | 0 | 0 | Constrained, otherwise capacity available =550 kVA | --> | 0.598 | 0 | 0 | 0.5 | 0 |  | --> | C14 ex KILBARRY | Kilbarry [T101,T43] | KILBARRY |  | 51.9187 | -8.4731
MV/LV Substation AG***4336 |  | 20 kV | _ | LV | 50 kVA :Pole Substation | 0.05 | --> | 0.05 | 0 | 0 | Constrained, otherwise capacity available =50 kVA | --> | 0.048 | 0 | 0 | 0.021 | 0 | Constrained, otherwise capacity available =48 kW | --> | E16 ex CURRALEIGH | Curraleigh [T421,T422] | KILBARRY |  | 51.9154 | -8.7348
MV/LV Substation BR***4339 |  | 10 kV | _ | LV | 400 kVA :Kiosk Substation | 0.4 | --> | 0.4 | 0 | 0 | Constrained, otherwise capacity available =400 kVA | --> | 0.38 | 0 | 0 | 0.38 | 0 |  | --> | C15 ex RIVERSTOWN | Riverstown [T41,T42] | KILBARRY |  | 51.9334 | -8.3622
MV/LV Substation GL***433Z |  | 10 kV | _ | LV | 630 kVA :Kiosk Substation | 0.63 | --> | 0.63 | 0 | 0 | Constrained, otherwise capacity available =490 kVA | --> | 0.598 | 0 | 0.005 | 0.5 | 0 |  | --> | C17 ex KILBARRY | Kilbarry [T101,T43] | KILBARRY |  | 51.9176 | -8.4604
MV/LV Substation CO***4347 |  | 10 kV | _ | LV | 100 kVA :Pole Substation | 0.1 | --> | 0.1 | 0 | 0 | Constrained, otherwise capacity available =86 kVA | --> | 0.095 | 0 | 0.013 | 0.087 | 0 |  | --> | C12 ex RIVERSTOWN | Riverstown [T41,T42] | KILBARRY |  | 51.9324 | -8.3981
MV/LV Substation TO***434Z |  | 20 kV | _ | LV | 400 kVA :Building Structure | 0.4 | --> | 0.4 | 0 | 0 | Constrained, otherwise capacity available =305 kVA | --> | 0.38 | 0 | 0 | 0.021 | 0 | Constrained, otherwise capacity available =393 kW | --> | E21 ex CURRALEIGH | Curraleigh [T421,T422] | KILBARRY |  | 51.9251 | -8.6055
MV/LV Substation AN***4350 |  | 10 kV | _ | LV | 630 kVA :Building Structure | 0.63 | --> | 0.63 | 0.5 | 6.78 |  | --> | 0.598 | 0 | 0 | 0.5 | 0 |  | --> | C39 ex CASTLEVIEW | Castleview [T101,T102] | CASTLEVIEW |  | 51.9028 | -8.3273
MV/LV Substation RA***4356 |  | 10 kV | _ | LV | 630 kVA :Kiosk Substation | 0.63 | --> | 0.63 | 0 | 0 | Constrained, otherwise capacity available =629 kVA | --> | 0.598 | 0 | 0 | 0.5 | 0 |  | --> | C31 ex KILBARRY | Kilbarry [T101,T43] | KILBARRY |  | 51.9292 | -8.4457
MV/LV Substation RA***4357 |  | 10 kV | _ | LV | 630 kVA :Kiosk Substation | 0.63 | --> | 0.63 | 0 | 0 | Constrained, otherwise capacity available =630 kVA | --> | 0.598 | 0 | 0 | 0.5 | 0 |  | --> | C31 ex KILBARRY | Kilbarry [T101,T43] | KILBARRY |  | 51.9282 | -8.4443
MV/LV Substation PY***435Z |  | 10 kV | _ | LV | 400 kVA :Building Structure | 0.4 | --> | 0.4 | 0 | 0 | Constrained, otherwise capacity available =349 kVA | --> | 0.38 | 0 | 0.005 | 0.383 | 0 |  | --> | C17 ex KILBARRY | Kilbarry [T101,T43] | KILBARRY |  | 51.9152 | -8.4555
MV/LV Substation WE***4361 |  | 20 kV | _ | LV | 400 kVA :Kiosk Substation | 0.4 | --> | 0.4 | 0 | 0 | Constrained, otherwise capacity available =400 kVA | --> | 0.38 | 0 | 0 | 0.021 | 0 | Constrained, otherwise capacity available =380 kW | --> | E16 ex CURRALEIGH | Curraleigh [T421,T422] | KILBARRY |  | 51.9272 | -8.7444
MV/LV Substation KN***4362 |  | 10 kV | _ | LV | 200 kVA :Pole Substation | 0.2 | --> | 0.2 | 0 | 0 | Constrained, otherwise capacity available =200 kVA | --> | 0.19 | 0 | 0 | 0.19 | 0 |  | --> | C16 ex RIVERSTOWN | Riverstown [T41,T42] | KILBARRY |  | 51.9537 | -8.3164
MV/LV Substation EV***4365 |  | 10 kV | _ | LV | 1000 kVA :Building Structure | 1 | --> | 1 | 0.5 | 6.78 |  | --> | 0.95 | 0 | 0 | 0.5 | 0 |  | --> | C13 ex CASTLEVIEW | Castleview [T101,T102] | CASTLEVIEW |  | 51.898 | -8.3595
MV/LV Substation EV***4366 |  | 10 kV | _ | LV | 630 kVA :Building Structure | 0.63 | --> | 0.63 | 0.5 | 6.78 |  | --> | 0.598 | 0 | 0 | 0.5 | 0 |  | --> | C13 ex CASTLEVIEW | Castleview [T101,T102] | CASTLEVIEW |  | 51.8978 | -8.3595
MV/LV Substation MI***436Z |  | 20 kV | _ | LV | 50 kVA :Pole Substation | 0.05 | --> | 0.05 | 0 | 0 | Constrained, otherwise capacity available =50 kVA | --> | 0.048 | 0 | 0 | 0.048 | 0 |  | --> | C11 ex RIVERSTOWN | Riverstown [T41,T42] | KILBARRY |  | 52.0059 | -8.3423
MV/LV Substation GL***4370 |  | 10 kV | _ | LV | 630 kVA :Kiosk Substation | 0.63 | --> | 0.63 | 0.5 | 6.78 |  | --> | 0.598 | 0 | 0 | 0.5 | 0 |  | --> | C18 ex CASTLEVIEW | Castleview [T101,T102] | CASTLEVIEW |  | 51.918 | -8.3937
MV/LV Substation BL***4372 |  | 20 kV | _ | LV | 400 kVA :Kiosk Substation | 0.4 | --> | 0.4 | 0 | 0 | Constrained, otherwise capacity available =400 kVA | --> | 0.38 | 0 | 0 | 0.021 | 0 | Constrained, otherwise capacity available =380 kW | --> | E18 ex CURRALEIGH | Curraleigh [T421,T422] | KILBARRY |  | 51.9314 | -8.5441
MV/LV Substation SP***4373 |  | 10 kV | _ | LV | 630 kVA :Kiosk Substation | 0.63 | --> | 0.63 | 0.5 | 6.78 |  | --> | 0.598 | 0 | 0 | 0.5 | 0 |  | --> | C18 ex CASTLEVIEW | Castleview [T101,T102] | CASTLEVIEW |  | 51.9171 | -8.3848
MV/LV Substation GL***4376 |  | 10 kV | _ | LV | 630 kVA :Kiosk Substation | 0.63 | --> | 0.63 | 0 | 0 | Constrained, otherwise capacity available =630 kVA | --> | 0.598 | 0 | 0 | 0.5 | 0 |  | --> | C11 ex MAYFIELD | Mayfield [T41,T42] | KILBARRY |  | 51.9058 | -8.4211
MV/LV Substation MI***4378 |  | 20 kV | _ | LV | 400 kVA :Kiosk Substation | 0.4 | --> | 0.4 | 0 | 0 | Constrained, otherwise capacity available =395 kVA | --> | 0.38 | 0 | 0 | 0.021 | 0 | Constrained, otherwise capacity available =381 kW | --> | E18 ex CURRALEIGH | Curraleigh [T421,T422] | KILBARRY |  | 51.9078 | -8.5604
MV/LV Substation CA***437Z |  | 20 kV | _ | LV | 100 kVA :Pole Substation | 0.1 | --> | 0.1 | 0 | 0 | Constrained, otherwise capacity available =79 kVA | --> | 0.095 | 0 | 0 | 0.098 | 0 |  | --> | C26 ex KILBARRY | Kilbarry [T101,T43] | KILBARRY |  | 51.9293 | -8.5212
MV/LV Substation EV***4388 |  | 10 kV | _ | LV | 630 kVA :Building Structure | 0.63 | --> | 0.63 | 0.5 | 6.78 |  | --> | 0.598 | 0 | 0 | 0.5 | 0 |  | --> | C13 ex CASTLEVIEW | Castleview [T101,T102] | CASTLEVIEW |  | 51.8986 | -8.3614
MV/LV Substation EU***4394 |  | 10 kV | _ | LV | 400 kVA :Kiosk Substation | 0.4 | --> | 0.4 | 0.4 | 6.78 |  | --> | 0.38 | 0 | 0 | 0.38 | 0 |  | --> | C39 ex CASTLEVIEW | Castleview [T101,T102] | CASTLEVIEW |  | 51.9054 | -8.3527
MV/LV Substation AN***4407 |  | 10 kV | _ | LV | 630 kVA :Building Structure | 0.63 | --> | 0.63 | 0.5 | 6.78 |  | --> | 0.598 | 0 | 0 | 0.5 | 0 |  | --> | C39 ex CASTLEVIEW | Castleview [T101,T102] | CASTLEVIEW |  | 51.9018 | -8.3288
MV/LV Substation HO***440Z |  | 10 kV | _ | LV | 200 kVA :Kiosk Substation | 0.2 | --> | 0.2 | 0 | 0 | Constrained, otherwise capacity available =181 kVA | --> | 0.19 | 0 | 0 | 0.193 | 0 |  | --> | C25 ex KILBARRY | Kilbarry [T101,T43] | KILBARRY |  | 51.9079 | -8.5125
MV/LV Substation AR***442X |  | 10 kV | _ | LV | 50 kVA :Pole Substation | 0.05 | --> | 0.05 | 0 | 0 | Constrained, otherwise capacity available =20 kVA | --> | 0.048 | 0 | 0.011 | 0.043 | 0 |  | --> | C26 ex BISHOPSTOWN | Bishopstown [T41,T42] | KILBARRY |  | 51.9028 | -8.5565
MV/LV Substation BR***445Z |  | 10 kV | _ | LV | 100 kVA :Pole Substation | 0.1 | --> | 0.1 | 0 | 0 | Constrained, otherwise capacity available =52 kVA | --> | 0.095 | 0 | 0 | 0.101 | 0 |  | --> | C16 ex RIVERSTOWN | Riverstown [T41,T42] | KILBARRY |  | 51.9957 | -8.3501
MV/LV Substation WA***449 |  | 20 kV | _ | LV | 200 kVA :Pole Substation | 0.2 | --> | 0.2 | 0 | 0 | Constrained, otherwise capacity available =100 kVA | --> | 0.19 | 0 | 0.01 | 0.196 | 0 |  | --> | C11 ex RIVERSTOWN | Riverstown [T41,T42] | KILBARRY |  | 52.0122 | -8.344
MV/LV Substation BA***450Z |  | 10 kV | _ | LV | 200 kVA :Pole Substation | 0.2 | --> | 0.2 | 0 | 0 | Constrained, otherwise capacity available =200 kVA | --> | 0.19 | 0 | 0 | 0.19 | 0 |  | --> | C16 ex RIVERSTOWN | Riverstown [T41,T42] | KILBARRY |  | 51.9486 | -8.3369
MV/LV Substation BE***451 |  | 10 kV | _ | LV | 50 kVA :Pole Substation | 0.05 | --> | 0.05 | 0 | 0 | Constrained, otherwise capacity available =30 kVA | --> | 0.048 | 0 | 0.012 | 0.041 | 0 |  | --> | C12 ex RIVERSTOWN | Riverstown [T41,T42] | KILBARRY |  | 51.9501 | -8.3974
MV/LV Substation TO***451Z |  | 10 kV | _ | LV | 50 kVA :Pole Substation | 0.05 | --> | 0.05 | 0.038 | 6.78 |  | --> | 0.048 | 0 | 0 | 0.049 | 0 |  | --> | C14 ex CASTLEVIEW | Castleview [T101,T102] | CASTLEVIEW |  | 51.9009 | -8.3699
MV/LV Substation BE***453 |  | 10 kV | _ | LV | 50 kVA :Pole Substation | 0.05 | --> | 0.05 | 0 | 0 | Constrained, otherwise capacity available =39 kVA | --> | 0.048 | 0 | 0.005 | 0.045 | 0 |  | --> | C12 ex RIVERSTOWN | Riverstown [T41,T42] | KILBARRY |  | 51.9493 | -8.3918
MV/LV Substation TI***456Z |  | 10 kV | _ | LV | 200 kVA :Kiosk Substation | 0.2 | --> | 0.2 | 0.168 | 6.78 |  | --> | 0.19 | 0 | 0 | 0.194 | 0 |  | --> | C41 ex CASTLEVIEW | Castleview [T101,T102] | CASTLEVIEW |  | 51.9026 | -8.4275
MV/LV Substation BA***457X |  | 10 kV | _ | LV | 50 kVA :Pole Substation | 0.05 | --> | 0.05 | 0.028 | 6.78 |  | --> | 0.048 | 0 | 0 | 0.05 | 0 |  | --> | C35 ex CASTLEVIEW | Castleview [T101,T102] | CASTLEVIEW |  | 51.8978 | -8.3503
MV/LV Substation OL***457Z |  | 10 kV | _ | LV | 630 kVA :Building Structure | 0.63 | --> | 0.63 | 0 | 0 | Constrained, otherwise capacity available =514 kVA | --> | 0.598 | 0 | 0 | 0.5 | 0 |  | --> | C11 ex KILBARRY | Kilbarry [T101,T43] | KILBARRY |  | 51.9082 | -8.4724
MV/LV Substation EA***460Z |  | 10 kV | _ | LV | 630 kVA :Building Structure | 0.63 | --> | 0.63 | 0.402 | 6.78 |  | --> | 0.598 | 0 | 0.02 | 0.5 | 0 |  | --> | C39 ex CASTLEVIEW | Castleview [T101,T102] | CASTLEVIEW |  | 51.9053 | -8.3545
MV/LV Substation KE***461Z |  | 10 kV | _ | LV | 50 kVA :Pole Substation | 0.05 | --> | 0.05 | 0 | 0 |  | --> | 0.048 | 0 | 0 | 0.054 | 0 |  | --> | C31 ex KILBARRY | Kilbarry [T101,T43] | KILBARRY |  | 51.939 | -8.4278
MV/LV Substation KN***462X |  | 10 kV | _ | LV | 50 kVA :Pole Substation | 0.05 | --> | 0.05 | 0 | 0 | Constrained, otherwise capacity available =29 kVA | --> | 0.048 | 0 | 0.006 | 0.046 | 0 |  | --> | C16 ex RIVERSTOWN | Riverstown [T41,T42] | KILBARRY |  | 51.9577 | -8.3393
MV/LV Substation BR***465 |  | 10 kV | _ | LV | 50 kVA :Pole Substation | 0.05 | --> | 0.05 | 0 | 0 | Constrained, otherwise capacity available =37 kVA | --> | 0.048 | 0 | 0 | 0.049 | 0 |  | --> | C16 ex RIVERSTOWN | Riverstown [T41,T42] | KILBARRY |  | 51.9405 | -8.3786
MV/LV Substation CO***465X |  | 10 kV | _ | LV | 400 kVA :Building Structure | 0.4 | --> | 0.4 | 0 | 0 | Constrained, otherwise capacity available =217 kVA | --> | 0.38 | 0 | 0 | 0.404 | 0 |  | --> | C15 ex MAYFIELD | Mayfield [T41,T42] | KILBARRY |  | 51.9219 | -8.393
MV/LV Substation BO***467Z |  | 10 kV | _ | LV | 630 kVA :Building Structure | 0.63 | --> | 0.63 | 0 | 0 | Constrained, otherwise capacity available =630 kVA | --> | 0.598 | 0 | 0 | 0.5 | 0 |  | --> | C26 ex KILBARRY | Kilbarry [T101,T43] | KILBARRY |  | 51.922 | -8.4839
MV/LV Substation CO***468Z |  | 20 kV | _ | LV | 50 kVA :Pole Substation | 0.05 | --> | 0.05 | 0 | 0 | Constrained, otherwise capacity available =50 kVA | --> | 0.048 | 0 | 0 | 0.021 | 0 | Constrained, otherwise capacity available =48 kW | --> | E18 ex CURRALEIGH | Curraleigh [T421,T422] | KILBARRY |  | 51.931 | -8.5537
MV/LV Substation BR***469 |  | 10 kV | _ | LV | 100 kVA :Pole Substation | 0.1 | --> | 0.1 | 0 | 0 | Constrained, otherwise capacity available =100 kVA | --> | 0.095 | 0 | 0 | 0.095 | 0 |  | --> | C15 ex RIVERSTOWN | Riverstown [T41,T42] | KILBARRY |  | 51.9332 | -8.37
MV/LV Substation BR***470 |  | 10 kV | _ | LV | 200 kVA :Pole Substation | 0.2 | --> | 0.2 | 0 | 0 | Constrained, otherwise capacity available =156 kVA | --> | 0.19 | 0 | 0.023 | 0.179 | 0 |  | --> | C15 ex RIVERSTOWN | Riverstown [T41,T42] | KILBARRY |  | 51.9342 | -8.3637
MV/LV Substation TR***470Z |  | 10 kV | _ | LV | 400 kVA :Kiosk Substation | 0.4 | --> | 0.4 | 0 | 0 | Constrained, otherwise capacity available =372 kVA | --> | 0.38 | 0 | 0 | 0.384 | 0 |  | --> | C12 ex MAYFIELD | Mayfield [T41,T42] | KILBARRY |  | 51.9033 | -8.4303
MV/LV Substation DY***471Z |  | 20 kV | _ | LV | 400 kVA :Kiosk Substation | 0.4 | --> | 0.4 | 0 | 0 | Constrained, otherwise capacity available =323 kVA | --> | 0.38 | 0 | 0.01 | 0.021 | 0 | Constrained, otherwise capacity available =383 kW | --> | E16 ex CURRALEIGH | Curraleigh [T421,T422] | KILBARRY |  | 51.9263 | -8.7453
MV/LV Substation BA***473 |  | 10 kV | _ | LV | 100 kVA :Pole Substation | 0.1 | --> | 0.1 | 0 | 0 | Constrained, otherwise capacity available =83 kVA | --> | 0.095 | 0 | 0.014 | 0.087 | 0 |  | --> | C15 ex RIVERSTOWN | Riverstown [T41,T42] | KILBARRY |  | 51.9403 | -8.3462
MV/LV Substation RE***473Z |  | 10 kV | _ | LV | 630 kVA :Building Structure | 0.63 | --> | 0.63 | 0 | 0 | Constrained, otherwise capacity available =475 kVA | --> | 0.598 | 0 | 0 | 0.5 | 0 |  | --> | C14 ex KILBARRY | Kilbarry [T101,T43] | KILBARRY |  | 51.9172 | -8.4712
MV/LV Substation BL***474Z |  | 10 kV | _ | LV | 630 kVA :Building Structure | 0.63 | --> | 0.63 | 0 | 0 | Constrained, otherwise capacity available =498 kVA | --> | 0.598 | 0 | 0 | 0.5 | 0 |  | --> | C13 ex KILBARRY | Kilbarry [T101,T43] | KILBARRY |  | 51.9163 | -8.4716
MV/LV Substation BA***475 |  | 10 kV | _ | LV | 100 kVA :Pole Substation | 0.1 | --> | 0.1 | 0 | 0 | Constrained, otherwise capacity available =88 kVA | --> | 0.095 | 0 | 0.005 | 0.093 | 0 |  | --> | C16 ex RIVERSTOWN | Riverstown [T41,T42] | KILBARRY |  | 51.943 | -8.3328
MV/LV Substation BL***475Z |  | 10 kV | _ | LV | 630 kVA :Building Structure | 0.63 | --> | 0.63 | 0 | 0 | Constrained, otherwise capacity available =502 kVA | --> | 0.598 | 0 | 0 | 0.5 | 0 |  | --> | C14 ex KILBARRY | Kilbarry [T101,T43] | KILBARRY |  | 51.9175 | -8.4724
MV/LV Substation AS***478Z |  | 10 kV | _ | LV | 400 kVA :Kiosk Substation | 0.4 | --> | 0.4 | 0 | 0 | Constrained, otherwise capacity available =309 kVA | --> | 0.38 | 0 | 0.023 | 0.375 | 0 |  | --> | C11 ex MAYFIELD | Mayfield [T41,T42] | KILBARRY |  | 51.9086 | -8.4185
MV/LV Substation BA***480 |  | 10 kV | _ | LV | 100 kVA :Pole Substation | 0.1 | --> | 0.1 | 0 | 0 | Constrained, otherwise capacity available =37 kVA | --> | 0.095 | 0 | 0 | 0.103 | 0 |  | --> | C16 ex RIVERSTOWN | Riverstown [T41,T42] | KILBARRY |  | 51.9639 | -8.3491
MV/LV Substation SU***481X |  | 20 kV | _ | LV | 50 kVA :Pole Substation | 0.05 | --> | 0.05 | 0 | 0 | Constrained, otherwise capacity available =50 kVA | --> | 0.048 | 0 | 0 | 0.048 | 0 |  | --> | C26 ex KILBARRY | Kilbarry [T101,T43] | KILBARRY |  | 51.9281 | -8.5175
MV/LV Substation WA***482Z |  | 10 kV | _ | LV | 400 kVA :Kiosk Substation | 0.4 | --> | 0.4 | 0.372 | 6.78 |  | --> | 0.38 | 0 | 0 | 0.384 | 0 |  | --> | C31 ex CASTLEVIEW | Castleview [T101,T102] | CASTLEVIEW |  | 51.893 | -8.3708
MV/LV Substation CO***483Z |  | 10 kV | _ | LV | 630 kVA :Building Structure | 0.63 | --> | 0.63 | 0 | 0 | Constrained, otherwise capacity available =600 kVA | --> | 0.598 | 0 | 0 | 0.5 | 0 |  | --> | C27 ex KILBARRY | Kilbarry [T101,T43] | KILBARRY |  | 51.9198 | -8.477
MV/LV Substation RA***484 |  | 10 kV | _ | LV | 50 kVA :Pole Substation | 0.05 | --> | 0.05 | 0 | 0 | Constrained, otherwise capacity available =37 kVA | --> | 0.048 | 0 | 0.01 | 0.042 | 0 |  | --> | C16 ex RIVERSTOWN | Riverstown [T41,T42] | KILBARRY |  | 51.9841 | -8.3446
MV/LV Substation AR***485Z |  | 10 kV | _ | LV | 630 kVA :Building Structure | 0.63 | --> | 0.63 | 0.5 | 4.67 |  | --> | 0.598 | 0 | 0 | 0.5 | 0 |  | --> | C17 ex CENTRE PARK ROAD | Marina [T105,T106] | MARINA |  | 51.9025 | -8.4571
MV/LV Substation AT***486Z |  | 10 kV | _ | LV | 630 kVA :Building Structure | 0.63 | --> | 0.63 | 0 | 0 | Constrained, otherwise capacity available =442 kVA | --> | 0.598 | 0 | 0 | 0.5 | 0 |  | --> | C14 ex DENNEHYS CROSS | Dennehys Cross [T41,T42] | TRABEG |  | 51.8967 | -8.5134
MV/LV Substation PO***494Z |  | 10 kV | _ | LV | 400 kVA :Kiosk Substation | 0.4 | --> | 0.4 | 0 | 0 | Constrained, otherwise capacity available =307 kVA | --> | 0.38 | 0 | 0.004 | 0.39 | 0 |  | --> | C11 ex KILBARRY | Kilbarry [T101,T43] | KILBARRY |  | 51.9083 | -8.4702
MV/LV Substation FL***495Z |  | 10 kV | _ | LV | 400 kVA :Building Structure | 0.4 | --> | 0.4 | 0.297 | 6.78 |  | --> | 0.38 | 0 | 0 | 0.394 | 0 |  | --> | C13 ex CASTLEVIEW | Castleview [T101,T102] | CASTLEVIEW |  | 51.8957 | -8.3584
MV/LV Substation BR***497Z |  | 10 kV | _ | LV | 200 kVA :Kiosk Substation | 0.2 | --> | 0.2 | 0 | 0 | Constrained, otherwise capacity available =178 kVA | --> | 0.19 | 0 | 0 | 0 | 0 | Constrained, otherwise capacity available =193 kW | --> | C22 ex KILBARRY |  |  |  | 51.9191 | -8.4834
MV/LV Substation OR***498Z |  | 10 kV | _ | LV | 400 kVA :Kiosk Substation | 0.4 | --> | 0.4 | 0 | 0 | Constrained, otherwise capacity available =320 kVA | --> | 0.38 | 0 | 0.026 | 0.372 | 0 |  | --> | C16 ex RIVERSTOWN | Riverstown [T41,T42] | KILBARRY |  | 51.9599 | -8.3391
MV/LV Substation KI***502Z |  | 20 kV | _ | LV | 50 kVA :Pole Substation | 0.05 | --> | 0.05 | 0 | 0 | Constrained, otherwise capacity available =49 kVA | --> | 0.048 | 0 | 0 | 0.048 | 0 |  | --> | C26 ex KILBARRY | Kilbarry [T101,T43] | KILBARRY |  | 51.9289 | -8.517
MV/LV Substation WO***504Z |  | 20 kV | _ | LV | 400 kVA :Kiosk Substation | 0.4 | --> | 0.4 | 0 | 0 | Constrained, otherwise capacity available =302 kVA | --> | 0.38 | 0 | 0.01 | 0.386 | 0 |  | --> | E15 ex WHITECHURCH | Whitechurch [T421,T422] | KILBARRY |  | 51.9415 | -8.5622
MV/LV Substation BR***505Z |  | 10 kV | _ | LV | 50 kVA :Pole Substation | 0.05 | --> | 0.05 | 0 | 0 | Constrained, otherwise capacity available =43 kVA | --> | 0.048 | 0 | 0 | 0.048 | 0 |  | --> | C16 ex RIVERSTOWN | Riverstown [T41,T42] | KILBARRY |  | 51.9963 | -8.3346
MV/LV Substation CO***507Z |  | 10 kV | _ | LV | 400 kVA :Kiosk Substation | 0.4 | --> | 0.4 | 0 | 0 | Constrained, otherwise capacity available =348 kVA | --> | 0.38 | 0 | 0.03 | 0.365 | 0 |  | --> | C15 ex RIVERSTOWN | Riverstown [T41,T42] | KILBARRY |  | 51.9279 | -8.3792
MV/LV Substation AT***509Z |  | 10 kV | _ | LV | 630 kVA :Building Structure | 0.63 | --> | 0.63 | 0 | 0 | Constrained, otherwise capacity available =625 kVA | --> | 0.598 | 0 | 0 | 0.5 | 0 |  | --> | C14 ex DENNEHYS CROSS | Dennehys Cross [T41,T42] | TRABEG |  | 51.8966 | -8.5133
MV/LV Substation CH***511Z |  | 10 kV | _ | LV | 630 kVA :Building Structure | 0.63 | --> | 0.63 | 0 | 0 | Constrained, otherwise capacity available =582 kVA | --> | 0.598 | 0 | 0 | 0.5 | 0 |  | --> | C24 ex KILBARRY | Kilbarry [T101,T43] | KILBARRY |  | 51.9081 | -8.4897
MV/LV Substation DI***512Z |  | 10 kV | _ | LV | 630 kVA :Building Structure | 0.63 | --> | 0.63 | 0 | 0 | Constrained, otherwise capacity available =572 kVA | --> | 0.598 | 0 | 0 | 0.5 | 0 |  | --> | C21 ex KILBARRY | Kilbarry [T101,T43] | KILBARRY |  | 51.9155 | -8.474
MV/LV Substation DI***514Z |  | 10 kV | _ | LV | 400 kVA :Building Structure | 0.4 | --> | 0.4 | 0.188 | 6.78 |  | --> | 0.38 | 0 | 0 | 0.408 | 0 |  | --> | C16 ex CASTLEVIEW | Castleview [T101,T102] | CASTLEVIEW |  | 51.9055 | -8.3575
MV/LV Substation PI***515Z |  | 10 kV | _ | LV | 630 kVA :Building Structure | 0.63 | --> | 0.63 | 0 | 0 | Constrained, otherwise capacity available =606 kVA | --> | 0.598 | 0 | 0 | 0.5 | 0 |  | --> | C12 ex FAIRHILL | Fairhill [T42] | KILBARRY |  | 51.9016 | -8.4721
MV/LV Substation KN***517Z |  | 10 kV | _ | LV | 400 kVA :Kiosk Substation | 0.4 | --> | 0.4 | 0.4 | 4.67 |  | --> | 0.38 | 0 | 0 | 0.38 | 0 |  | --> | C19 ex CENTRE PARK ROAD | Marina [T105,T106] | MARINA |  | 51.9018 | -8.4737
MV/LV Substation UC***521Z |  | 10 kV | _ | LV | 400 kVA :Building Structure | 0.4 | --> | 0.4 | 0 | 0 | Constrained, otherwise capacity available =374 kVA | --> | 0.38 | 0 | 0 | 0.384 | 0 |  | --> | C14 ex DENNEHYS CROSS | Dennehys Cross [T41,T42] | TRABEG |  | 51.8953 | -8.5156
MV/LV Substation NA***523 |  | 10 kV | _ | LV | 50 kVA :Pole Substation | 0.05 | --> | 0.05 | 0 | 0 | Constrained, otherwise capacity available =35 kVA | --> | 0.048 | 0 | 0 | 0.05 | 0 |  | --> | C21 ex KILBARRY | Kilbarry [T101,T43] | KILBARRY |  | 51.9152 | -8.5015
MV/LV Substation LI***523Z |  | 20 kV | _ | LV | 630 kVA :Kiosk Substation | 0.63 | --> | 0.63 | 0 | 0 | Constrained, otherwise capacity available =550 kVA | --> | 0.598 | 0 | 0.014 | 0.5 | 0 |  | --> | C26 ex KILBARRY | Kilbarry [T101,T43] | KILBARRY |  | 51.9278 | -8.5123
MV/LV Substation KI***529 |  | 10 kV | _ | LV | 100 kVA :Pole Substation | 0.1 | --> | 0.1 | 0 | 0 | Constrained, otherwise capacity available =75 kVA | --> | 0.095 | 0 | 0.005 | 0.095 | 0 |  | --> | C26 ex KILBARRY | Kilbarry [T101,T43] | KILBARRY |  | 51.9254 | -8.4885
MV/LV Substation EA***531Z |  | 10 kV | _ | LV | 630 kVA :Building Structure | 0.63 | --> | 0.63 | 0.5 | 6.78 |  | --> | 0.598 | 0 | 0.069 | 0.5 | 0 |  | --> | C35 ex CASTLEVIEW | Castleview [T101,T102] | CASTLEVIEW |  | 51.904 | -8.3672
MV/LV Substation EA***532Z |  | 10 kV | _ | LV | 400 kVA :Building Structure | 0.4 | --> | 0.4 | 0.301 | 6.78 |  | --> | 0.38 | 0 | 0.01 | 0.386 | 0 |  | --> | C35 ex CASTLEVIEW | Castleview [T101,T102] | CASTLEVIEW |  | 51.9032 | -8.3685
MV/LV Substation AU***533Z |  | 10 kV | _ | LV | 630 kVA :Building Structure | 0.63 | --> | 0.63 | 0.5 | 6.78 |  | --> | 0.598 | 0 | 0 | 0.5 | 0 |  | --> | C39 ex CASTLEVIEW | Castleview [T101,T102] | CASTLEVIEW |  | 51.9055 | -8.357
MV/LV Substation AR***536Z |  | 10 kV | _ | LV | 400 kVA :Building Structure | 0.4 | --> | 0.4 | 0 | 0 | Constrained, otherwise capacity available =390 kVA | --> | 0.38 | 0 | 0 | 0.381 | 0 |  | --> | C24 ex KILBARRY | Kilbarry [T101,T43] | KILBARRY |  | 51.9134 | -8.4906
MV/LV Substation IN***537Z |  | 10 kV | _ | LV | 200 kVA :Pole Substation | 0.2 | --> | 0.2 | 0 | 0 | Constrained, otherwise capacity available =179 kVA | --> | 0.19 | 0 | 0 | 0.193 | 0 |  | --> | C26 ex BISHOPSTOWN | Bishopstown [T41,T42] | KILBARRY |  | 51.8935 | -8.6252
MV/LV Substation KN***539X |  | 20 kV | _ | LV | 50 kVA :Pole Substation | 0.05 | --> | 0.05 | 0 | 0 | Constrained, otherwise capacity available =50 kVA | --> | 0.048 | 0 | 0 | 0.021 | 0 | Constrained, otherwise capacity available =48 kW | --> | E16 ex CURRALEIGH | Curraleigh [T421,T422] | KILBARRY |  | 52.002 | -8.7541
MV/LV Substation RO***540 |  | 20 kV | _ | LV | 50 kVA :Pole Substation | 0.05 | --> | 0.05 | 0 | 0 | Constrained, otherwise capacity available =41 kVA | --> | 0.048 | 0 | 0 | 0.049 | 0 |  | --> | C26 ex KILBARRY | Kilbarry [T101,T43] | KILBARRY |  | 51.9335 | -8.5315
MV/LV Substation LE***542X |  | 10 kV | _ | LV | 100 kVA :Pole Substation | 0.1 | --> | 0.1 | 0 | 0 | Constrained, otherwise capacity available =64 kVA | --> | 0.095 | 0 | 0.02 | 0.085 | 0 |  | --> | C26 ex BISHOPSTOWN | Bishopstown [T41,T42] | KILBARRY |  | 51.8972 | -8.5744
MV/LV Substation CH***543Z |  | 10 kV | _ | LV | 630 kVA :Building Structure | 0.63 | --> | 0.63 | 0.5 | 6.78 |  | --> | 0.598 | 0 | 0.01 | 0.5 | 0 |  | --> | C36 ex CASTLEVIEW | Castleview [T101,T102] | CASTLEVIEW |  | 51.8998 | -8.3333
MV/LV Substation SH***545 |  | 10 kV | _ | LV | 100 kVA :Pole Substation | 0.1 | --> | 0.1 | 0 | 0 | Constrained, otherwise capacity available =78 kVA | --> | 0.095 | 0 | 0.003 | 0.096 | 0 |  | --> | E15 ex WHITECHURCH | Whitechurch [T421,T422] | KILBARRY |  | 51.9392 | -8.5583
MV/LV Substation YO***545Z |  | 10 kV | _ | LV | 1000 kVA :Building Structure | 1 | --> | 1 | 0.5 | 4.67 |  | --> | 0.95 | 0 | 0 | 0.5 | 0 |  | --> | C17 ex CENTRE PARK ROAD | Marina [T105,T106] | MARINA |  | 51.9018 | -8.4667
MV/LV Substation MC***546Z |  | 10 kV | _ | LV | 50 kVA :Pole Substation | 0.05 | --> | 0.05 | 0 | 0 | Constrained, otherwise capacity available =50 kVA | --> | 0.048 | 0 | 0 | 0.048 | 0 |  | --> | C12 ex RIVERSTOWN | Riverstown [T41,T42] | KILBARRY |  | 51.9512 | -8.4259
MV/LV Substation TH***547 |  | 10 kV | _ | LV | 100 kVA :Pole Substation | 0.1 | --> | 0.1 | 0 | 0 | Constrained, otherwise capacity available =50 kVA | --> | 0.095 | 0 | 0.005 | 0.098 | 0 |  | --> | E15 ex WHITECHURCH | Whitechurch [T421,T422] | KILBARRY |  | 51.9311 | -8.5634
MV/LV Substation SI***547Z |  | 10 kV | _ | LV | 630 kVA :Kiosk Substation | 0.63 | --> | 0.63 | 0 | 0 | Constrained, otherwise capacity available =579 kVA | --> | 0.598 | 0 | 0.002 | 0.5 | 0 |  | --> | C11 ex MAYFIELD | Mayfield [T41,T42] | KILBARRY |  | 51.906 | -8.4207
MV/LV Substation RO***548Z |  | 10 kV | _ | LV | 400 kVA :Kiosk Substation | 0.4 | --> | 0.4 | 0 | 0 | Constrained, otherwise capacity available =343 kVA | --> | 0.38 | 0 | 0.01 | 0.38 | 0 |  | --> | C12 ex RIVERSTOWN | Riverstown [T41,T42] | KILBARRY |  | 51.9525 | -8.4268
MV/LV Substation LA***550 |  | 20 kV | _ | LV | 100 kVA :Pole Substation | 0.1 | --> | 0.1 | 0 | 0 | Constrained, otherwise capacity available =43 kVA | --> | 0.095 | 0 | 0.015 | 0.021 | 0 | Constrained, otherwise capacity available =91 kW | --> | E18 ex CURRALEIGH | Curraleigh [T421,T422] | KILBARRY |  | 51.9207 | -8.5497
MV/LV Substation MO***551X |  | 20 kV | _ | LV | 100 kVA :Pole Substation | 0.1 | --> | 0.1 | 0 | 0 | Constrained, otherwise capacity available =72 kVA | --> | 0.095 | 0 | 0.011 | 0.021 | 0 | Constrained, otherwise capacity available =91 kW | --> | E16 ex CURRALEIGH | Curraleigh [T421,T422] | KILBARRY |  | 51.9249 | -8.7443
MV/LV Substation LI***551Z |  | 10 kV | _ | LV | 400 kVA :Kiosk Substation | 0.4 | --> | 0.4 | 0 | 0 | Constrained, otherwise capacity available =300 kVA | --> | 0.38 | 0 | 0.013 | 0.384 | 0 |  | --> | C21 ex MAYFIELD | Mayfield [T41,T42] | KILBARRY |  | 51.9173 | -8.4401
MV/LV Substation KE***552 |  | 20 kV | _ | LV | 200 kVA :Pole Substation | 0.2 | --> | 0.2 | 0 | 0 | Constrained, otherwise capacity available =95 kVA | --> | 0.19 | 0 | 0.035 | 0.021 | 0 | Constrained, otherwise capacity available =178 kW | --> | E18 ex CURRALEIGH | Curraleigh [T421,T422] | KILBARRY |  | 51.9119 | -8.5669
MV/LV Substation WO***552Z |  | 10 kV | _ | LV | 400 kVA :Kiosk Substation | 0.4 | --> | 0.4 | 0.325 | 6.78 |  | --> | 0.38 | 0 | 0.031 | 0.367 | 0 |  | --> | C18 ex CASTLEVIEW | Castleview [T101,T102] | CASTLEVIEW |  | 51.912 | -8.3922
MV/LV Substation GE***554 |  | 20 kV | _ | LV | 200 kVA :Pole Substation | 0.2 | --> | 0.2 | 0 | 0 | Constrained, otherwise capacity available =149 kVA | --> | 0.19 | 0 | 0.014 | 0.021 | 0 | Constrained, otherwise capacity available =186 kW | --> | E18 ex CURRALEIGH | Curraleigh [T421,T422] | KILBARRY |  | 51.9113 | -8.5623
MV/LV Substation CL***554Z |  | 10 kV | _ | LV | 400 kVA :Kiosk Substation | 0.4 | --> | 0.4 | 0 | 0 | Constrained, otherwise capacity available =373 kVA | --> | 0.38 | 0 | 0 | 0.384 | 0 |  | --> | C24 ex KILBARRY | Kilbarry [T101,T43] | KILBARRY |  | 51.9133 | -8.485
MV/LV Substation CL***555 |  | 20 kV | _ | LV | 200 kVA :Pole Substation | 0.2 | --> | 0.2 | 0 | 0 | Constrained, otherwise capacity available =190 kVA | --> | 0.19 | 0 | 0 | 0.021 | 0 | Constrained, otherwise capacity available =191 kW | --> | E18 ex CURRALEIGH | Curraleigh [T421,T422] | KILBARRY |  | 51.9112 | -8.5463
MV/LV Substation B/***556Z |  | 10 kV | _ | LV | 1000 kVA :Building Structure | 1 | --> | 1 | 0 | 0 | Constrained, otherwise capacity available =819 kVA | --> | 0.95 | 0 | 0 | 0.5 | 0 |  | --> | C14 ex KILBARRY | Kilbarry [T101,T43] | KILBARRY |  | 51.9163 | -8.4731
MV/LV Substation SI***557Z |  | 10 kV | _ | LV | 1000 kVA :Building Structure | 1 | --> | 1 | 0.5 | 6.78 |  | --> | 0.95 | 0 | 0 | 0.5 | 0 |  | --> | C39 ex CASTLEVIEW | Castleview [T101,T102] | CASTLEVIEW |  | 51.905 | -8.3493
MV/LV Substation LO***558X |  | 10 kV | _ | LV | 200 kVA :Pole Substation | 0.2 | --> | 0.2 | 0 | 0 | Constrained, otherwise capacity available =155 kVA | --> | 0.19 | 0 | 0.03 | 0.174 | 0 |  | --> | C15 ex MAYFIELD | Mayfield [T41,T42] | KILBARRY |  | 51.9105 | -8.4152
MV/LV Substation BL***558Z |  | 20 kV | _ | LV | 630 kVA :Building Structure | 0.63 | --> | 0.63 | 0 | 0 | Constrained, otherwise capacity available =551 kVA | --> | 0.598 | 0 | 0 | 0.021 | 0 | Constrained, otherwise capacity available =609 kW | --> | E21 ex CURRALEIGH | Curraleigh [T421,T422] | KILBARRY |  | 51.9378 | -8.6307
MV/LV Substation GR***560Z |  | 10 kV | _ | LV | 630 kVA :Building Structure | 0.63 | --> | 0.63 | 0 | 0 | Constrained, otherwise capacity available =545 kVA | --> | 0.598 | 0 | 0 | 0.5 | 0 |  | --> | C11 ex KILBARRY | Kilbarry [T101,T43] | KILBARRY |  | 51.9078 | -8.4727
MV/LV Substation WO***562 |  | 20 kV | _ | LV | 100 kVA :Pole Substation | 0.1 | --> | 0.1 | 0 | 0 | Constrained, otherwise capacity available =72 kVA | --> | 0.095 | 0 | 0.011 | 0.021 | 0 | Constrained, otherwise capacity available =91 kW | --> | E18 ex CURRALEIGH | Curraleigh [T421,T422] | KILBARRY |  | 51.9155 | -8.5777
MV/LV Substation CO***562X |  | 10 kV | _ | LV | 630 kVA :Building Structure | 0.63 | --> | 0.63 | 0.489 | 6.78 |  | --> | 0.598 | 0 | 0 | 0.5 | 0 |  | --> | C35 ex CASTLEVIEW | Castleview [T101,T102] | CASTLEVIEW |  | 51.8957 | -8.3474
MV/LV Substation CA***563Z |  | 10 kV | _ | LV | 400 kVA :Kiosk Substation | 0.4 | --> | 0.4 | 0 | 0 | Constrained, otherwise capacity available =398 kVA | --> | 0.38 | 0 | 0.006 | 0.376 | 0 |  | --> | C15 ex MAYFIELD | Mayfield [T41,T42] | KILBARRY |  | 51.9237 | -8.4002
MV/LV Substation BL***564Z |  | 10 kV | _ | LV | 630 kVA :Kiosk Substation | 0.63 | --> | 0.63 | 0 | 0 | Constrained, otherwise capacity available =548 kVA | --> | 0.598 | 0 | 0 | 0.5 | 0 |  | --> | C26 ex KILBARRY | Kilbarry [T101,T43] | KILBARRY |  | 51.9211 | -8.4799
MV/LV Substation MU***568 |  | 20 kV | _ | LV | 50 kVA :Pole Substation | 0.05 | --> | 0.05 | 0 | 0 | Constrained, otherwise capacity available =30 kVA | --> | 0.048 | 0 | 0 | 0.021 | 0 | Constrained, otherwise capacity available =50 kW | --> | E18 ex CURRALEIGH | Curraleigh [T421,T422] | KILBARRY |  | 51.9195 | -8.6098
MV/LV Substation DI***568X |  | 10 kV | _ | LV | 630 kVA :Building Structure | 0.63 | --> | 0.63 | 0.5 | 6.78 |  | --> | 0.598 | 0 | 0 | 0.5 | 0 |  | --> | C36 ex CASTLEVIEW | Castleview [T101,T102] | CASTLEVIEW |  | 51.8979 | -8.3333
MV/LV Substation TO***569Z |  | 10 kV | _ | LV | 200 kVA :Kiosk Substation | 0.2 | --> | 0.2 | 0 | 0 | Constrained, otherwise capacity available =200 kVA | --> | 0.19 | 0 | 0 | 0.19 | 0 |  | --> | C16 ex RIVERSTOWN | Riverstown [T41,T42] | KILBARRY |  | 51.9398 | -8.3789
MV/LV Substation GA***570Z |  | 10 kV | _ | LV | 630 kVA :Kiosk Substation | 0.63 | --> | 0.63 | 0 | 0 | Constrained, otherwise capacity available =618 kVA | --> | 0.598 | 0 | 0 | 0.5 | 0 |  | --> | C14 ex FAIRHILL | Fairhill [T42] | KILBARRY |  | 51.9021 | -8.4801
MV/LV Substation FE***571Z |  | 10 kV | _ | LV | 400 kVA :Kiosk Substation | 0.4 | --> | 0.4 | 0.22 | 6.78 |  | --> | 0.38 | 0 | 0.04 | 0.374 | 0 |  | --> | C18 ex CASTLEVIEW | Castleview [T101,T102] | CASTLEVIEW |  | 51.9225 | -8.387
MV/LV Substation AR***576Z |  | 10 kV | _ | LV | 630 kVA :Kiosk Substation | 0.63 | --> | 0.63 | 0 | 0 | Constrained, otherwise capacity available =623 kVA | --> | 0.598 | 0 | 0 | 0.5 | 0 |  | --> | C11 ex KILBARRY | Kilbarry [T101,T43] | KILBARRY |  | 51.9104 | -8.4709
MV/LV Substation KI***577Z |  | 10 kV | _ | LV | 630 kVA :Kiosk Substation | 0.63 | --> | 0.63 | 0 | 0 | Constrained, otherwise capacity available =574 kVA | --> | 0.598 | 0 | 0 | 0.5 | 0 |  | --> | C26 ex KILBARRY | Kilbarry [T101,T43] | KILBARRY |  | 51.9205 | -8.4769
MV/LV Substation MO***578Z |  | 10 kV | _ | LV | 630 kVA :Kiosk Substation | 0.63 | --> | 0.63 | 0 | 0 | Constrained, otherwise capacity available =617 kVA | --> | 0.598 | 0 | 0 | 0.5 | 0 |  | --> | C16 ex MAYFIELD | Mayfield [T41,T42] | KILBARRY |  | 51.912 | -8.4403
MV/LV Substation WO***579X |  | 20 kV | _ | LV | 200 kVA :Pole Substation | 0.2 | --> | 0.2 | 0 | 0 | Constrained, otherwise capacity available =184 kVA | --> | 0.19 | 0 | 0 | 0.021 | 0 | Constrained, otherwise capacity available =192 kW | --> | E18 ex CURRALEIGH | Curraleigh [T421,T422] | KILBARRY |  | 51.912 | -8.5743
MV/LV Substation FE***579Z |  | 10 kV | _ | LV | 400 kVA :Kiosk Substation | 0.4 | --> | 0.4 | 0.369 | 6.78 |  | --> | 0.38 | 0 | 0.013 | 0.375 | 0 |  | --> | C18 ex CASTLEVIEW | Castleview [T101,T102] | CASTLEVIEW |  | 51.9208 | -8.3878
MV/LV Substation YE***580X |  | 20 kV | _ | LV | 50 kVA :Pole Substation | 0.05 | --> | 0.05 | 0 | 0 | Constrained, otherwise capacity available =43 kVA | --> | 0.048 | 0 | 0.025 | 0.021 | 0 | Constrained, otherwise capacity available =30 kW | --> | E21 ex CURRALEIGH | Curraleigh [T421,T422] | KILBARRY |  | 51.9412 | -8.6693
MV/LV Substation BL***588Z |  | 10 kV | _ | LV | 1000 kVA :Building Structure | 1 | --> | 1 | 0 | 0 | Constrained, otherwise capacity available =871 kVA | --> | 0.95 | 0 | 0 | 0.5 | 0 |  | --> | C14 ex KILBARRY | Kilbarry [T101,T43] | KILBARRY |  | 51.9159 | -8.4731
MV/LV Substation BA***590Z |  | 10 kV | _ | LV | 630 kVA :Building Structure | 0.63 | --> | 0.63 | 0 | 0 | Constrained, otherwise capacity available =599 kVA | --> | 0.598 | 0 | 0.005 | 0.5 | 0 |  | --> | C17 ex KILBARRY | Kilbarry [T101,T43] | KILBARRY |  | 51.9156 | -8.4597
MV/LV Substation HA***591Z |  | 10 kV | _ | LV | 630 kVA :Building Structure | 0.63 | --> | 0.63 | 0 | 0 | Constrained, otherwise capacity available =492 kVA | --> | 0.598 | 0 | 0.006 | 0 | 0 | Constrained, otherwise capacity available =613 kW | --> | C22 ex KILBARRY |  |  |  | 51.9051 | -8.5044
MV/LV Substation DR***592X |  | 20 kV | _ | LV | 50 kVA :Pole Substation | 0.05 | --> | 0.05 | 0 | 0 | Constrained, otherwise capacity available =50 kVA | --> | 0.048 | 0 | 0 | 0.021 | 0 | Constrained, otherwise capacity available =48 kW | --> | E16 ex CURRALEIGH | Curraleigh [T421,T422] | KILBARRY |  | 51.9254 | -8.7495
MV/LV Substation CL***593 |  | 20 kV | _ | LV | 50 kVA :Pole Substation | 0.05 | --> | 0.05 | 0 | 0 | Constrained, otherwise capacity available =15 kVA | --> | 0.048 | 0 | 0.018 | 0.021 | 0 | Constrained, otherwise capacity available =39 kW | --> | E21 ex CURRALEIGH | Curraleigh [T421,T422] | KILBARRY |  | 51.9309 | -8.6201
MV/LV Substation RO***593Z |  | 10 kV | _ | LV | 400 kVA :Kiosk Substation | 0.4 | --> | 0.4 | 0 | 0 | Constrained, otherwise capacity available =337 kVA | --> | 0.38 | 0 | 0.01 | 0.381 | 0 |  | --> | C12 ex RIVERSTOWN | Riverstown [T41,T42] | KILBARRY |  | 51.9527 | -8.4234
MV/LV Substation RO***596Z |  | 10 kV | _ | LV | 50 kVA :Pole Substation | 0.05 | --> | 0.05 | 0 | 0 | Constrained, otherwise capacity available =49 kVA | --> | 0.048 | 0 | 0 | 0.048 | 0 |  | --> | C12 ex RIVERSTOWN | Riverstown [T41,T42] | KILBARRY |  | 51.9505 | -8.4215
MV/LV Substation CL***599X |  | 10 kV | _ | LV | 200 kVA :Building Structure | 0.2 | --> | 0.2 | 0 | 0 | Constrained, otherwise capacity available =143 kVA | --> | 0.19 | 0 | 0 | 0.198 | 0 |  | --> | C25 ex KILBARRY | Kilbarry [T101,T43] | KILBARRY |  | 51.9039 | -8.5129
MV/LV Substation BL***604Z |  | 10 kV | _ | LV | 400 kVA :Kiosk Substation | 0.4 | --> | 0.4 | 0 | 0 | Constrained, otherwise capacity available =213 kVA | --> | 0.38 | 0 | 0.009 | 0.398 | 0 |  | --> | E15 ex WHITECHURCH | Whitechurch [T421,T422] | KILBARRY |  | 51.9326 | -8.5696
MV/LV Substation HO***605X |  | 10 kV | _ | LV | 200 kVA :Kiosk Substation | 0.2 | --> | 0.2 | 0 | 0 | Constrained, otherwise capacity available =159 kVA | --> | 0.19 | 0 | 0.011 | 0.187 | 0 |  | --> | C25 ex KILBARRY | Kilbarry [T101,T43] | KILBARRY |  | 51.902 | -8.5142
MV/LV Substation GU***605Z |  | 10 kV | _ | LV | 630 kVA :Kiosk Substation | 0.63 | --> | 0.63 | 0 | 0 | Constrained, otherwise capacity available =614 kVA | --> | 0.598 | 0 | 0 | 0.5 | 0 |  | --> | C19 ex FAIRHILL | Fairhill [T42] | KILBARRY |  | 51.9047 | -8.4887
MV/LV Substation AR***606Z |  | 20 kV | _ | LV | 400 kVA :Building Structure | 0.4 | --> | 0.4 | 0 | 0 | Constrained, otherwise capacity available =353 kVA | --> | 0.38 | 0 | 0 | 0.386 | 0 |  | --> | E18 ex WHITECHURCH | Whitechurch [T421,T422] | KILBARRY |  | 52.0123 | -8.6093
MV/LV Substation BL***607Z |  | 10 kV | _ | LV | 400 kVA :Building Structure | 0.4 | --> | 0.4 | 0 | 0 | Constrained, otherwise capacity available =332 kVA | --> | 0.38 | 0 | 0.034 | 0.364 | 0 |  | --> | C21 ex KILBARRY | Kilbarry [T101,T43] | KILBARRY |  | 51.9197 | -8.5028
MV/LV Substation WA***609X |  | 20 kV | _ | LV | 100 kVA :Pole Substation | 0.1 | --> | 0.1 | 0 | 0 | Constrained, otherwise capacity available =83 kVA | --> | 0.095 | 0 | 0.03 | 0.021 | 0 | Constrained, otherwise capacity available =75 kW | --> | E11 ex CURRALEIGH | Curraleigh [T421,T422] | KILBARRY |  | 51.9025 | -8.6687
MV/LV Substation CO***610X |  | 20 kV | _ | LV | 200 kVA :Pole Substation | 0.2 | --> | 0.2 | 0 | 0 | Constrained, otherwise capacity available =148 kVA | --> | 0.19 | 0 | 0.01 | 0.021 | 0 | Constrained, otherwise capacity available =190 kW | --> | E11 ex CURRALEIGH | Curraleigh [T421,T422] | KILBARRY |  | 51.9031 | -8.6734
MV/LV Substation NO***610Z |  | 10 kV | _ | LV | 630 kVA :Building Structure | 0.63 | --> | 0.63 | 0 | 0 | Constrained, otherwise capacity available =584 kVA | --> | 0.598 | 0 | 0 | 0.5 | 0 |  | --> | C26 ex KILBARRY | Kilbarry [T101,T43] | KILBARRY |  | 51.9223 | -8.4844
MV/LV Substation ME***611Z |  | 10 kV | _ | LV | 400 kVA :Kiosk Substation | 0.4 | --> | 0.4 | 0 | 0 | Constrained, otherwise capacity available =238 kVA | --> | 0.38 | 0 | 0.025 | 0.383 | 0 |  | --> | C25 ex KILBARRY | Kilbarry [T101,T43] | KILBARRY |  | 51.9108 | -8.5042
MV/LV Substation PI***612Z |  | 20 kV | _ | LV | 200 kVA :Kiosk Substation | 0.2 | --> | 0.2 | 0 | 0 | Constrained, otherwise capacity available =149 kVA | --> | 0.19 | 0 | 0.04 | 0.021 | 0 | Constrained, otherwise capacity available =167 kW | --> | E21 ex CURRALEIGH | Curraleigh [T421,T422] | KILBARRY |  | 51.9279 | -8.6112
MV/LV Substation FO***615Z |  | 10 kV | _ | LV | 1000 kVA :Building Structure | 1 | --> | 1 | 0 | 0 | Constrained, otherwise capacity available =955 kVA | --> | 0.95 | 0 | 0 | 0.5 | 0 |  | --> | C18 ex KILLACLOYNE | Killacloyne [T41,T42] | MIDLETON |  | 51.9103 | -8.2941
MV/LV Substation CL***618X |  | 20 kV | _ | LV | 50 kVA :Pole Substation | 0.05 | --> | 0.05 | 0 | 0 | Constrained, otherwise capacity available =28 kVA | --> | 0.048 | 0 | 0 | 0.021 | 0 | Constrained, otherwise capacity available =50 kW | --> | E18 ex CURRALEIGH | Curraleigh [T421,T422] | KILBARRY |  | 51.9174 | -8.618
MV/LV Substation CO***618Z |  | 10 kV | _ | LV | 200 kVA :Building Structure | 0.2 | --> | 0.2 | 0.087 | 6.78 |  | --> | 0.19 | 0 | 0 | 0.205 | 0 |  | --> | C35 ex CASTLEVIEW | Castleview [T101,T102] | CASTLEVIEW |  | 51.8975 | -8.3466
MV/LV Substation MO***619Z |  | 10 kV | _ | LV | 400 kVA :Building Structure | 0.4 | --> | 0.4 | 0 | 0 | Constrained, otherwise capacity available =193 kVA | --> | 0.38 | 0 | 0 | 0.407 | 0 |  | --> | C18 ex MAYFIELD | Mayfield [T41,T42] | KILBARRY |  | 51.9045 | -8.4506
MV/LV Substation LE***621Z |  | 10 kV | _ | LV | 630 kVA :Building Structure | 0.63 | --> | 0.63 | 0 | 0 | Constrained, otherwise capacity available =550 kVA | --> | 0.598 | 0 | 0 | 0.5 | 0 |  | --> | C12 ex FAIRHILL | Fairhill [T42] | KILBARRY |  | 51.9032 | -8.4721
MV/LV Substation OL***623X |  | 10 kV | _ | LV | 400 kVA :Kiosk Substation | 0.4 | --> | 0.4 | 0 | 0 | Constrained, otherwise capacity available =280 kVA | --> | 0.38 | 0 | 0.006 | 0.392 | 0 |  | --> | C18 ex MAYFIELD | Mayfield [T41,T42] | KILBARRY |  | 51.9113 | -8.4422
MV/LV Substation OA***624X |  | 10 kV | _ | LV | 200 kVA :Kiosk Substation | 0.2 | --> | 0.2 | 0 | 0 | Constrained, otherwise capacity available =93 kVA | --> | 0.19 | 0 | 0.023 | 0.187 | 0 |  | --> | C21 ex KILBARRY | Kilbarry [T101,T43] | KILBARRY |  | 51.9191 | -8.4865
MV/LV Substation SI***624Z |  | 10 kV | _ | LV | 400 kVA :Building Structure | 0.4 | --> | 0.4 | 0.336 | 6.78 |  | --> | 0.38 | 0 | 0.058 | 0.346 | 0 |  | --> | C39 ex CASTLEVIEW | Castleview [T101,T102] | CASTLEVIEW |  | 51.9048 | -8.3461
MV/LV Substation HO***625X |  | 10 kV | _ | LV | 200 kVA :Kiosk Substation | 0.2 | --> | 0.2 | 0 | 0 | Constrained, otherwise capacity available =132 kVA | --> | 0.19 | 0 | 0 | 0.199 | 0 |  | --> | C25 ex KILBARRY | Kilbarry [T101,T43] | KILBARRY |  | 51.9017 | -8.5115
MV/LV Substation KI***626X |  | 10 kV | _ | LV | 400 kVA :Kiosk Substation | 0.4 | --> | 0.4 | 0 | 0 | Constrained, otherwise capacity available =260 kVA | --> | 0.38 | 0 | 0 | 0.399 | 0 |  | --> | C25 ex KILBARRY | Kilbarry [T101,T43] | KILBARRY |  | 51.9067 | -8.5089
MV/LV Substation SH***628Z |  | 10 kV | _ | LV | 630 kVA :Kiosk Substation | 0.63 | --> | 0.63 | 0 | 0 | Constrained, otherwise capacity available =590 kVA | --> | 0.598 | 0 | 0 | 0.5 | 0 |  | --> | C27 ex KILBARRY | Kilbarry [T101,T43] | KILBARRY |  | 51.904 | -8.477
MV/LV Substation DU***629X |  | 10 kV | _ | LV | 630 kVA :Building Structure | 0.63 | --> | 0.63 | 0 | 0 | Constrained, otherwise capacity available =355 kVA | --> | 0.598 | 0 | 0 | 0.5 | 0 |  | --> | C21 ex MAYFIELD | Mayfield [T41,T42] | KILBARRY |  | 51.9166 | -8.4476
MV/LV Substation LA***630X |  | 10 kV | _ | LV | 400 kVA :Kiosk Substation | 0.4 | --> | 0.4 | 0 | 0 | Constrained, otherwise capacity available =342 kVA | --> | 0.38 | 0 | 0.007 | 0.383 | 0 |  | --> | C25 ex KILBARRY | Kilbarry [T101,T43] | KILBARRY |  | 51.9014 | -8.5084
MV/LV Substation FL***630Z |  | 10 kV | _ | LV | 630 kVA :Kiosk Substation | 0.63 | --> | 0.63 | 0.5 | 6.78 |  | --> | 0.598 | 0 | 0.051 | 0.5 | 0 |  | --> | C13 ex CASTLEVIEW | Castleview [T101,T102] | CASTLEVIEW |  | 51.8945 | -8.3631
MV/LV Substation HI***633X |  | 10 kV | _ | LV | 400 kVA :Kiosk Substation | 0.4 | --> | 0.4 | 0 | 0 | Constrained, otherwise capacity available =266 kVA | --> | 0.38 | 0 | 0.015 | 0.387 | 0 |  | --> | C25 ex KILBARRY | Kilbarry [T101,T43] | KILBARRY |  | 51.9019 | -8.505
MV/LV Substation CR***634Z |  | 10 kV | _ | LV | 630 kVA :Kiosk Substation | 0.63 | --> | 0.63 | 0 | 0 | Constrained, otherwise capacity available =491 kVA | --> | 0.598 | 0 | 0.109 | 0.5 | 0 |  | --> | C15 ex MAYFIELD | Mayfield [T41,T42] | KILBARRY |  | 51.9207 | -8.4065
MV/LV Substation CA***635Z |  | 10 kV | _ | LV | 1000 kVA :Building Structure | 1 | --> | 1 | 0 | 0 | Constrained, otherwise capacity available =968 kVA | --> | 0.95 | 0 | 0 | 0.5 | 0 |  | --> | C12 ex FAIRHILL | Fairhill [T42] | KILBARRY |  | 51.9017 | -8.4732
MV/LV Substation WA***636Z |  | 20 kV | _ | LV | 630 kVA :Building Structure | 0.63 | --> | 0.63 | 0 | 0 | Constrained, otherwise capacity available =592 kVA | --> | 0.598 | 0 | 0.035 | 0.5 | 0 |  | --> | C11 ex RIVERSTOWN | Riverstown [T41,T42] | KILBARRY |  | 52.006 | -8.3237
MV/LV Substation WA***637Z |  | 20 kV | _ | LV | 630 kVA :Building Structure | 0.63 | --> | 0.63 | 0 | 0 | Constrained, otherwise capacity available =502 kVA | --> | 0.598 | 0 | 0 | 0.5 | 0 |  | --> | C11 ex RIVERSTOWN | Riverstown [T41,T42] | KILBARRY |  | 52.0066 | -8.323
MV/LV Substation HE***638Z |  | 10 kV | _ | LV | 400 kVA :Building Structure | 0.4 | --> | 0.4 | 0 | 0 | Constrained, otherwise capacity available =390 kVA | --> | 0.38 | 0 | 0 | 0.381 | 0 |  | --> | C11 ex KILBARRY | Kilbarry [T101,T43] | KILBARRY |  | 51.9083 | -8.4739
MV/LV Substation BE***640 |  | 20 kV | _ | LV | 50 kVA :Pole Substation | 0.05 | --> | 0.05 | 0 | 0 | Constrained, otherwise capacity available =28 kVA | --> | 0.048 | 0 | 0.02 | 0.021 | 0 | Constrained, otherwise capacity available =36 kW | --> | E21 ex CURRALEIGH | Curraleigh [T421,T422] | KILBARRY |  | 51.9443 | -8.6909
MV/LV Substation NE***641Z |  | 20 kV | _ | LV | 100 kVA :Pole Substation | 0.1 | --> | 0.1 | 0 | 0 | Constrained, otherwise capacity available =73 kVA | --> | 0.095 | 0 | 0 | 0.021 | 0 | Constrained, otherwise capacity available =99 kW | --> | E16 ex CURRALEIGH | Curraleigh [T421,T422] | KILBARRY |  | 51.9277 | -8.7415
MV/LV Substation MA***643 |  | 20 kV | _ | LV | 50 kVA :Pole Substation | 0.05 | --> | 0.05 | 0 | 0 | Constrained, otherwise capacity available =36 kVA | --> | 0.048 | 0 | 0 | 0.021 | 0 | Constrained, otherwise capacity available =49 kW | --> | E21 ex CURRALEIGH | Curraleigh [T421,T422] | KILBARRY |  | 51.953 | -8.6561
MV/LV Substation FO***643Z |  | 10 kV | _ | LV | 1000 kVA :Building Structure | 1 | --> | 1 | 0 | 0 | Constrained, otherwise capacity available =948 kVA | --> | 0.95 | 0 | 0 | 0.5 | 0 |  | --> | C18 ex KILLACLOYNE | Killacloyne [T41,T42] | MIDLETON |  | 51.9113 | -8.2938
MV/LV Substation CA***644X |  | 10 kV | _ | LV | 50 kVA :Pole Substation | 0.05 | --> | 0.05 | 0 | 0 | Constrained, otherwise capacity available =49 kVA | --> | 0.048 | 0 | 0 | 0 | 0 | Constrained, otherwise capacity available =48 kW | --> | C22 ex KILBARRY |  |  |  | 51.9126 | -8.4981
MV/LV Substation CH***644Z |  | 10 kV | _ | LV | 630 kVA :Kiosk Substation | 0.63 | --> | 0.63 | 0 | 0 | Constrained, otherwise capacity available =596 kVA | --> | 0.598 | 0 | 0.013 | 0.5 | 0 |  | --> | C19 ex FAIRHILL | Fairhill [T42] | KILBARRY |  | 51.9041 | -8.4922
MV/LV Substation KN***645Z |  | 20 kV | _ | LV | 50 kVA :Pole Substation | 0.05 | --> | 0.05 | 0 | 0 | Constrained, otherwise capacity available =40 kVA | --> | 0.048 | 0 | 0 | 0.049 | 0 |  | --> | E18 ex WHITECHURCH | Whitechurch [T421,T422] | KILBARRY |  | 51.9821 | -8.5909
MV/LV Substation CO***646X |  | 20 kV | _ | LV | 200 kVA :Kiosk Substation | 0.2 | --> | 0.2 | 0 | 0 | Constrained, otherwise capacity available =140 kVA | --> | 0.19 | 0 | 0.005 | 0.021 | 0 | Constrained, otherwise capacity available =194 kW | --> | E21 ex CURRALEIGH | Curraleigh [T421,T422] | KILBARRY |  | 51.9275 | -8.5959
MV/LV Substation FA***648Z |  | 10 kV | _ | LV | 400 kVA :Kiosk Substation | 0.4 | --> | 0.4 | 0 | 0 | Constrained, otherwise capacity available =269 kVA | --> | 0.38 | 0 | 0.004 | 0.394 | 0 |  | --> | C21 ex KILBARRY | Kilbarry [T101,T43] | KILBARRY |  | 51.9174 | -8.494
MV/LV Substation SH***649Z |  | 10 kV | _ | LV | 400 kVA :Kiosk Substation | 0.4 | --> | 0.4 | 0 | 0 | Constrained, otherwise capacity available =299 kVA | --> | 0.38 | 0 | 0.015 | 0.382 | 0 |  | --> | C15 ex BISHOPSTOWN | Bishopstown [T41,T42] | KILBARRY |  | 51.8981 | -8.5126
MV/LV Substation SH***650Z |  | 10 kV | _ | LV | 630 kVA :Kiosk Substation | 0.63 | --> | 0.63 | 0 | 0 | Constrained, otherwise capacity available =526 kVA | --> | 0.598 | 0 | 0.012 | 0.5 | 0 |  | --> | C15 ex BISHOPSTOWN | Bishopstown [T41,T42] | KILBARRY |  | 51.8999 | -8.512
MV/LV Substation BA***651X |  | 10 kV | _ | LV | 200 kVA :Kiosk Substation | 0.2 | --> | 0.2 | 0 | 0 | Constrained, otherwise capacity available =128 kVA | --> | 0.19 | 0 | 0.042 | 0.168 | 0 |  | --> | C12 ex RIVERSTOWN | Riverstown [T41,T42] | KILBARRY |  | 51.9451 | -8.3951
MV/LV Substation CO***653X |  | 10 kV | _ | LV | 50 kVA :Pole Substation | 0.05 | --> | 0.05 | 0 | 0 | Constrained, otherwise capacity available =20 kVA | --> | 0.048 | 0 | 0 | 0.051 | 0 |  | --> | C15 ex RIVERSTOWN | Riverstown [T41,T42] | KILBARRY |  | 51.9295 | -8.3836
MV/LV Substation EA***653Z |  | 10 kV | _ | LV | 1000 kVA :Building Structure | 1 | --> | 1 | 0.5 | 6.78 |  | --> | 0.95 | 0 | 0 | 0.5 | 0 |  | --> | C40 ex CASTLEVIEW | Castleview [T101,T102] | CASTLEVIEW |  | 51.9061 | -8.36
MV/LV Substation BA***654Z |  | 10 kV | _ | LV | 630 kVA :Building Structure | 0.63 | --> | 0.63 | 0.5 | 6.78 |  | --> | 0.598 | 0 | 0 | 0.5 | 0 |  | --> | C35 ex CASTLEVIEW | Castleview [T101,T102] | CASTLEVIEW |  | 51.8947 | -8.345
MV/LV Substation NO***655Z |  | 10 kV | _ | LV | 630 kVA :Kiosk Substation | 0.63 | --> | 0.63 | 0 | 0 | Constrained, otherwise capacity available =629 kVA | --> | 0.598 | 0 | 0 | 0.5 | 0 |  | --> | C27 ex KILBARRY | Kilbarry [T101,T43] | KILBARRY |  | 51.9016 | -8.4803
MV/LV Substation SP***656X |  | 10 kV | _ | LV | 1000 kVA :Building Structure | 1 | --> | 1 | 0 | 0 | Constrained, otherwise capacity available =683 kVA | --> | 0.95 | 0 | 0 | 0.5 | 0 |  | --> | C12 ex RIVERSTOWN | Riverstown [T41,T42] | KILBARRY |  | 51.942 | -8.3992
MV/LV Substation CO***657Z |  | 10 kV | _ | LV | 200 kVA :Building Structure | 0.2 | --> | 0.2 | 0.148 | 6.78 |  | --> | 0.19 | 0 | 0 | 0.197 | 0 |  | --> | C41 ex CASTLEVIEW | Castleview [T101,T102] | CASTLEVIEW |  | 51.9033 | -8.4
MV/LV Substation CO***658 |  | 20 kV | _ | LV | 50 kVA :Pole Substation | 0.05 | --> | 0.05 | 0 | 0 | Constrained, otherwise capacity available =34 kVA | --> | 0.048 | 0 | 0 | 0.05 | 0 |  | --> | E18 ex WHITECHURCH | Whitechurch [T421,T422] | KILBARRY |  | 51.9739 | -8.6469
MV/LV Substation TI***661X |  | 20 kV | _ | LV | 50 kVA :Pole Substation | 0.05 | --> | 0.05 | 0 | 0 | Constrained, otherwise capacity available =20 kVA | --> | 0.048 | 0 | 0.01 | 0.044 | 0 |  | --> | C11 ex RIVERSTOWN | Riverstown [T41,T42] | KILBARRY |  | 52.0138 | -8.3424
MV/LV Substation TH***661Z |  | 10 kV | _ | LV | 630 kVA :Kiosk Substation | 0.63 | --> | 0.63 | 0 | 0 | Constrained, otherwise capacity available =480 kVA | --> | 0.598 | 0 | 0.15 | 0.5 | 0 |  | --> | C16 ex KILLACLOYNE | Killacloyne [T41,T42] | MIDLETON |  | 51.9134 | -8.3223
MV/LV Substation HA***662X |  | 10 kV | _ | LV | 200 kVA :Kiosk Substation | 0.2 | --> | 0.2 | 0 | 0 | Constrained, otherwise capacity available =89 kVA | --> | 0.19 | 0 | 0.024 | 0.187 | 0 |  | --> | C12 ex RIVERSTOWN | Riverstown [T41,T42] | KILBARRY |  | 51.932 | -8.3958
MV/LV Substation PU***663X |  | 10 kV | _ | LV | 630 kVA :Building Structure | 0.63 | --> | 0.63 | 0.5 | 6.78 |  | --> | 0.598 | 0 | 0 | 0.5 | 0 |  | --> | C17 ex CASTLEVIEW | Castleview [T101,T102] | CASTLEVIEW |  | 51.8987 | -8.3742
MV/LV Substation CI***663Z |  | 10 kV | _ | LV | 1000 kVA :Building Structure | 1 | --> | 1 | 0 | 0 | Constrained, otherwise capacity available =820 kVA | --> | 0.95 | 0 | 0.003 | 0.5 | 0 |  | --> | C11 ex KILBARRY | Kilbarry [T101,T43] | KILBARRY |  | 51.906 | -8.4746
MV/LV Substation GL***664X |  | 10 kV | _ | LV | 50 kVA :Pole Substation | 0.05 | --> | 0.05 | 0.034 | 6.78 |  | --> | 0.048 | 0 | 0.01 | 0.042 | 0 |  | --> | C18 ex CASTLEVIEW | Castleview [T101,T102] | CASTLEVIEW |  | 51.9162 | -8.3813
MV/LV Substation CI***664Z |  | 10 kV | _ | LV | 1000 kVA :Building Structure | 1 | --> | 1 | 0 | 0 | Constrained, otherwise capacity available =898 kVA | --> | 0.95 | 0 | 0.003 | 0.5 | 0 |  | --> | C11 ex KILBARRY | Kilbarry [T101,T43] | KILBARRY |  | 51.9068 | -8.4748
MV/LV Substation GL***665X |  | 10 kV | _ | LV | 200 kVA :Pole Substation | 0.2 | --> | 0.2 | 0.152 | 6.78 |  | --> | 0.19 | 0 | 0.04 | 0.167 | 0 |  | --> | C18 ex CASTLEVIEW | Castleview [T101,T102] | CASTLEVIEW |  | 51.924 | -8.3903
MV/LV Substation ER***667X |  | 10 kV | _ | LV | 200 kVA :Kiosk Substation | 0.2 | --> | 0.2 | 0.171 | 6.78 |  | --> | 0.19 | 0 | 0.015 | 0.183 | 0 |  | --> | C16 ex CASTLEVIEW | Castleview [T101,T102] | CASTLEVIEW |  | 51.914 | -8.3637
MV/LV Substation WI***668Z |  | 10 kV | _ | LV | 50 kVA :Pole Substation | 0.05 | --> | 0.05 | 0 | 0 | Constrained, otherwise capacity available =48 kVA | --> | 0.048 | 0 | 0 | 0.048 | 0 |  | --> | C26 ex BISHOPSTOWN | Bishopstown [T41,T42] | KILBARRY |  | 51.8978 | -8.5335
MV/LV Substation GL***670X |  | 10 kV | _ | LV | 100 kVA :Pole Substation | 0.1 | --> | 0.1 | 0 | 0 | Constrained, otherwise capacity available =84 kVA | --> | 0.095 | 0 | 0 | 0.097 | 0 |  | --> | C15 ex MAYFIELD | Mayfield [T41,T42] | KILBARRY |  | 51.92 | -8.3962
MV/LV Substation CA***675Z |  | 10 kV | _ | LV | 400 kVA :Building Structure | 0.4 | --> | 0.4 | 0.388 | 6.78 |  | --> | 0.38 | 0 | 0 | 0.382 | 0 |  | --> | C36 ex CASTLEVIEW | Castleview [T101,T102] | CASTLEVIEW |  | 51.8973 | -8.3322
MV/LV Substation HA***677Z |  | 10 kV | _ | LV | 630 kVA :Building Structure | 0.63 | --> | 0.63 | 0.5 | 6.78 |  | --> | 0.598 | 0 | 0.01 | 0.5 | 0 |  | --> | C36 ex CASTLEVIEW | Castleview [T101,T102] | CASTLEVIEW |  | 51.8962 | -8.3316
MV/LV Substation BL***681Z |  | 10 kV | _ | LV | 1000 kVA :Building Structure | 1 | --> | 1 | 0 | 0 | Constrained, otherwise capacity available =967 kVA | --> | 0.95 | 0 | 0 | 0.5 | 0 |  | --> | C13 ex KILBARRY | Kilbarry [T101,T43] | KILBARRY |  | 51.915 | -8.4706
MV/LV Substation SE***682Z |  | 10 kV | _ | LV | 630 kVA :Kiosk Substation | 0.63 | --> | 0.63 | 0 | 0 | Constrained, otherwise capacity available =583 kVA | --> | 0.598 | 0 | 0 | 0.5 | 0 |  | --> | C21 ex KILBARRY | Kilbarry [T101,T43] | KILBARRY |  | 51.9097 | -8.4764
MV/LV Substation LA***684 |  | 10 kV | _ | LV | 100 kVA :Pole Substation | 0.1 | --> | 0.1 | 0 | 0 | Constrained, otherwise capacity available =65 kVA | --> | 0.095 | 0 | 0 | 0.1 | 0 |  | --> | C12 ex RIVERSTOWN | Riverstown [T41,T42] | KILBARRY |  | 51.9259 | -8.4089
MV/LV Substation U ***684Z |  | 10 kV | _ | LV | 630 kVA :Building Structure | 0.63 | --> | 0.63 | 0.5 | 6.78 |  | --> | 0.598 | 0 | 0 | 0.5 | 0 |  | --> | C39 ex CASTLEVIEW | Castleview [T101,T102] | CASTLEVIEW |  | 51.9077 | -8.3466
MV/LV Substation BA***685 |  | 10 kV | _ | LV | 200 kVA :Kiosk Substation | 0.2 | --> | 0.2 | 0 | 0 | Constrained, otherwise capacity available =142 kVA | --> | 0.19 | 0 | 0.037 | 0.17 | 0 |  | --> | C12 ex RIVERSTOWN | Riverstown [T41,T42] | KILBARRY |  | 51.927 | -8.3996
MV/LV Substation PO***686 |  | 10 kV | _ | LV | 100 kVA :Pole Substation | 0.1 | --> | 0.1 | 0 | 0 | Constrained, otherwise capacity available =60 kVA | --> | 0.095 | 0 | 0.003 | 0.098 | 0 |  | --> | C12 ex RIVERSTOWN | Riverstown [T41,T42] | KILBARRY |  | 51.9286 | -8.397
MV/LV Substation BA***686Z |  | 20 kV | _ | LV | 50 kVA :Pole Substation | 0.05 | --> | 0.05 | 0 | 0 | Constrained, otherwise capacity available =48 kVA | --> | 0.048 | 0 | 0 | 0.021 | 0 | Constrained, otherwise capacity available =48 kW | --> | E16 ex CURRALEIGH | Curraleigh [T421,T422] | KILBARRY |  | 51.9228 | -8.6951
MV/LV Substation EX***687Z |  | 10 kV | _ | LV | 630 kVA :Building Structure | 0.63 | --> | 0.63 | 0 | 0 | Constrained, otherwise capacity available =550 kVA | --> | 0.598 | 0 | 0 | 0 | 0 | Constrained, otherwise capacity available =609 kW | --> | C22 ex KILBARRY |  |  |  | 51.9128 | -8.496
MV/LV Substation CA***690Z |  | 10 kV | _ | LV | 50 kVA :Pole Substation | 0.05 | --> | 0.05 | 0 | 0 | Constrained, otherwise capacity available =48 kVA | --> | 0.048 | 0 | 0 | 0.048 | 0 |  | --> | C16 ex RIVERSTOWN | Riverstown [T41,T42] | KILBARRY |  | 51.9964 | -8.3369
MV/LV Substation BL***692Z |  | 10 kV | _ | LV | 1000 kVA :Building Structure | 1 | --> | 1 | 0 | 0 | Constrained, otherwise capacity available =969 kVA | --> | 0.95 | 0 | 0 | 0.5 | 0 |  | --> | C14 ex KILBARRY | Kilbarry [T101,T43] | KILBARRY |  | 51.9178 | -8.4728
MV/LV Substation CA***693X |  | 10 kV | _ | LV | 630 kVA :Kiosk Substation | 0.63 | --> | 0.63 | 0 | 0 | Constrained, otherwise capacity available =567 kVA | --> | 0.598 | 0 | 0.023 | 0.5 | 0 |  | --> | C18 ex MAYFIELD | Mayfield [T41,T42] | KILBARRY |  | 51.9116 | -8.4483
MV/LV Substation IN***695 |  | 10 kV | _ | LV | 100 kVA :Pole Substation | 0.1 | --> | 0.1 | 0 | 0 | Constrained, otherwise capacity available =86 kVA | --> | 0.095 | 0 | 0 | 0.097 | 0 |  | --> | C26 ex BISHOPSTOWN | Bishopstown [T41,T42] | KILBARRY |  | 51.8926 | -8.6231
MV/LV Substation LI***695Z |  | 10 kV | _ | LV | 400 kVA :Kiosk Substation | 0.4 | --> | 0.4 | 0 | 0 | Constrained, otherwise capacity available =258 kVA | --> | 0.38 | 0 | 0 | 0.398 | 0 |  | --> | C21 ex MAYFIELD | Mayfield [T41,T42] | KILBARRY |  | 51.9176 | -8.4469
MV/LV Substation SI***696X |  | 10 kV | _ | LV | 400 kVA :Kiosk Substation | 0.4 | --> | 0.4 | 0 | 0 | Constrained, otherwise capacity available =307 kVA | --> | 0.38 | 0 | 0.043 | 0.361 | 0 |  | --> | C11 ex MAYFIELD | Mayfield [T41,T42] | KILBARRY |  | 51.9098 | -8.4227
MV/LV Substation ME***697Z |  | 10 kV | _ | LV | 400 kVA :Kiosk Substation | 0.4 | --> | 0.4 | 0 | 0 | Constrained, otherwise capacity available =299 kVA | --> | 0.38 | 0 | 0 | 0 | 0 | Constrained, otherwise capacity available =394 kW | --> | C22 ex KILBARRY |  |  |  | 51.9117 | -8.5006
MV/LV Substation CA***699 |  | 10 kV | _ | LV | 400 kVA :Kiosk Substation | 0.4 | --> | 0.4 | 0 | 0 | Constrained, otherwise capacity available =373 kVA | --> | 0.38 | 0 | 0.014 | 0.373 | 0 |  | --> | C15 ex MAYFIELD | Mayfield [T41,T42] | KILBARRY |  | 51.9206 | -8.3989
MV/LV Substation CL***700X |  | 10 kV | _ | LV | 50 kVA :Pole Substation | 0.05 | --> | 0.05 | 0 | 0 | Constrained, otherwise capacity available =47 kVA | --> | 0.048 | 0 | 0 | 0.048 | 0 |  | --> | C15 ex BISHOPSTOWN | Bishopstown [T41,T42] | KILBARRY |  | 51.8965 | -8.5186
MV/LV Substation DE***701X |  | 10 kV | _ | LV | 630 kVA :Kiosk Substation | 0.63 | --> | 0.63 | 0 | 0 | Constrained, otherwise capacity available =475 kVA | --> | 0.598 | 0 | 0.021 | 0.5 | 0 |  | --> | C17 ex KILBARRY | Kilbarry [T101,T43] | KILBARRY |  | 51.9162 | -8.4693
MV/LV Substation LI***703Z |  | 10 kV | _ | LV | 400 kVA :Building Structure | 0.4 | --> | 0.4 | 0 | 0 | Constrained, otherwise capacity available =362 kVA | --> | 0.38 | 0 | 0 | 0.385 | 0 |  | --> | C11 ex KILBARRY | Kilbarry [T101,T43] | KILBARRY |  | 51.9103 | -8.4713
MV/LV Substation NO***706 |  | 10 kV | _ | LV | 200 kVA :Pole Substation | 0.2 | --> | 0.2 | 0.132 | 6.78 |  | --> | 0.19 | 0 | 0 | 0.199 | 0 |  | --> | C18 ex CASTLEVIEW | Castleview [T101,T102] | CASTLEVIEW |  | 51.9051 | -8.3823
MV/LV Substation DA***706X |  | 10 kV | _ | LV | 400 kVA :Building Structure | 0.4 | --> | 0.4 | 0 | 0 | Constrained, otherwise capacity available =180 kVA | --> | 0.38 | 0 | 0 | 0.409 | 0 |  | --> | C24 ex KILBARRY | Kilbarry [T101,T43] | KILBARRY |  | 51.9111 | -8.4935
MV/LV Substation SU***707Z |  | 10 kV | _ | LV | 400 kVA :Kiosk Substation | 0.4 | --> | 0.4 | 0 | 0 | Constrained, otherwise capacity available =320 kVA | --> | 0.38 | 0 | 0 | 0.391 | 0 |  | --> | C17 ex KILBARRY | Kilbarry [T101,T43] | KILBARRY |  | 51.9094 | -8.467
MV/LV Substation GL***708 |  | 10 kV | _ | LV | 100 kVA :Pole Substation | 0.1 | --> | 0.1 | 0.078 | 6.78 |  | --> | 0.095 | 0 | 0.004 | 0.095 | 0 |  | --> | C18 ex CASTLEVIEW | Castleview [T101,T102] | CASTLEVIEW |  | 51.9158 | -8.3786
MV/LV Substation CI***708X |  | 10 kV | _ | LV | 400 kVA :Kiosk Substation | 0.4 | --> | 0.4 | 0 | 0 | Constrained, otherwise capacity available =296 kVA | --> | 0.38 | 0 | 0.007 | 0.389 | 0 |  | --> | C12 ex MAYFIELD | Mayfield [T41,T42] | KILBARRY |  | 51.9164 | -8.4239
MV/LV Substation ID***710X |  | 10 kV | _ | LV | 400 kVA :Building Structure | 0.4 | --> | 0.4 | 0 | 0 | Constrained, otherwise capacity available =298 kVA | --> | 0.38 | 0 | 0 | 0.394 | 0 |  | --> | C14 ex FAIRHILL | Fairhill [T42] | KILBARRY |  | 51.8997 | -8.4872
MV/LV Substation GL***713 |  | 10 kV | _ | LV | 400 kVA :Kiosk Substation | 0.4 | --> | 0.4 | 0 | 0 | Constrained, otherwise capacity available =250 kVA | --> | 0.38 | 0 | 0.01 | 0.393 | 0 |  | --> | C15 ex MAYFIELD | Mayfield [T41,T42] | KILBARRY |  | 51.9277 | -8.3889
MV/LV Substation SI***713X |  | 10 kV | _ | LV | 200 kVA :Kiosk Substation | 0.2 | --> | 0.2 | 0 | 0 | Constrained, otherwise capacity available =110 kVA | --> | 0.19 | 0 | 0 | 0.202 | 0 |  | --> | C12 ex MAYFIELD | Mayfield [T41,T42] | KILBARRY |  | 51.9033 | -8.4257
MV/LV Substation LO***714X |  | 10 kV | _ | LV | 400 kVA :Kiosk Substation | 0.4 | --> | 0.4 | 0 | 0 | Constrained, otherwise capacity available =356 kVA | --> | 0.38 | 0 | 0.005 | 0.382 | 0 |  | --> | C11 ex MAYFIELD | Mayfield [T41,T42] | KILBARRY |  | 51.9167 | -8.4223
MV/LV Substation NA***714Z |  | 10 kV | _ | LV | 400 kVA :Kiosk Substation | 0.4 | --> | 0.4 | 0 | 0 | Constrained, otherwise capacity available =338 kVA | --> | 0.38 | 0 | 0 | 0.388 | 0 |  | --> | C21 ex KILBARRY | Kilbarry [T101,T43] | KILBARRY |  | 51.9176 | -8.4968
MV/LV Substation RI***716 |  | 10 kV | _ | LV | 50 kVA :Pole Substation | 0.05 | --> | 0.05 | 0 | 0 | Constrained, otherwise capacity available =31 kVA | --> | 0.048 | 0 | 0.01 | 0.043 | 0 |  | --> | C15 ex RIVERSTOWN | Riverstown [T41,T42] | KILBARRY |  | 51.9312 | -8.3875
MV/LV Substation RI***716X |  | 10 kV | _ | LV | 400 kVA :Kiosk Substation | 0.4 | --> | 0.4 | 0 | 0 | Constrained, otherwise capacity available =298 kVA | --> | 0.38 | 0 | 0.004 | 0.391 | 0 |  | --> | C17 ex KILBARRY | Kilbarry [T101,T43] | KILBARRY |  | 51.9156 | -8.4528
MV/LV Substation ST***718Z |  | 10 kV | _ | LV | 630 kVA :Kiosk Substation | 0.63 | --> | 0.63 | 0 | 0 | Constrained, otherwise capacity available =616 kVA | --> | 0.598 | 0 | 0 | 0.5 | 0 |  | --> | C12 ex FAIRHILL | Fairhill [T42] | KILBARRY |  | 51.902 | -8.4682
MV/LV Substation GA***720Z |  | 10 kV | _ | LV | 1000 kVA :Building Structure | 1 | --> | 1 | 0 | 0 | Constrained, otherwise capacity available =466 kVA | --> | 0.95 | 0 | 0 | 0.5 | 0 |  | --> | C26 ex KILBARRY | Kilbarry [T101,T43] | KILBARRY |  | 51.9257 | -8.4925
MV/LV Substation ME***721X |  | 20 kV | _ | LV | 100 kVA :Pole Substation | 0.1 | --> | 0.1 | 0 | 0 | Constrained, otherwise capacity available =62 kVA | --> | 0.095 | 0 | 0 | 0.1 | 0 |  | --> | C11 ex RIVERSTOWN | Riverstown [T41,T42] | KILBARRY |  | 52.0078 | -8.3293
MV/LV Substation H ***721Z |  | 10 kV | _ | LV | 400 kVA :Kiosk Substation | 0.4 | --> | 0.4 | 0 | 0 | Constrained, otherwise capacity available =370 kVA | --> | 0.38 | 0 | 0 | 0.384 | 0 |  | --> | C18 ex MAYFIELD | Mayfield [T41,T42] | KILBARRY |  | 51.9115 | -8.4422
MV/LV Substation FA***722 |  | 10 kV | _ | LV | 200 kVA :Pole Substation | 0.2 | --> | 0.2 | 0.095 | 6.78 |  | --> | 0.19 | 0 | 0.01 | 0.196 | 0 |  | --> | C16 ex CASTLEVIEW | Castleview [T101,T102] | CASTLEVIEW |  | 51.908 | -8.3642
MV/LV Substation AS***722Z |  | 10 kV | _ | LV | 400 kVA :Kiosk Substation | 0.4 | --> | 0.4 | 0 | 0 | Constrained, otherwise capacity available =372 kVA | --> | 0.38 | 0 | 0 | 0.384 | 0 |  | --> | C11 ex MAYFIELD | Mayfield [T41,T42] | KILBARRY |  | 51.9059 | -8.4236
MV/LV Substation ST***723 |  | 10 kV | _ | LV | 200 kVA :Pole Substation | 0.2 | --> | 0.2 | 0.148 | 6.78 |  | --> | 0.19 | 0 | 0.009 | 0.19 | 0 |  | --> | C14 ex CASTLEVIEW | Castleview [T101,T102] | CASTLEVIEW |  | 51.9004 | -8.365
MV/LV Substation AR***724Z |  | 10 kV | _ | LV | 200 kVA :Kiosk Substation | 0.2 | --> | 0.2 | 0 | 0 | Constrained, otherwise capacity available =148 kVA | --> | 0.19 | 0 | 0.01 | 0.19 | 0 |  | --> | C21 ex MAYFIELD | Mayfield [T41,T42] | KILBARRY |  | 51.9197 | -8.434
MV/LV Substation PL***727X |  | 10 kV | _ | LV | 50 kVA :Pole Substation | 0.05 | --> | 0.05 | 0.038 | 6.78 |  | --> | 0.048 | 0 | 0 | 0.049 | 0 |  | --> | C18 ex CASTLEVIEW | Castleview [T101,T102] | CASTLEVIEW |  | 51.9067 | -8.3941
MV/LV Substation WA***729X |  | 10 kV | _ | LV | 630 kVA :Building Structure | 0.63 | --> | 0.63 | 0.5 | 6.78 |  | --> | 0.598 | 0 | 0 | 0.5 | 0 |  | --> | C17 ex CASTLEVIEW | Castleview [T101,T102] | CASTLEVIEW |  | 51.8966 | -8.3782
MV/LV Substation BA***730 |  | 10 kV | _ | LV | 50 kVA :Pole Substation | 0.05 | --> | 0.05 | 0.01 | 6.78 |  | --> | 0.048 | 0 | 0.02 | 0.038 | 0 |  | --> | C36 ex CASTLEVIEW | Castleview [T101,T102] | CASTLEVIEW |  | 51.8965 | -8.3435
MV/LV Substation HA***730X |  | 10 kV | _ | LV | 400 kVA :Kiosk Substation | 0.4 | --> | 0.4 | 0 | 0 | Constrained, otherwise capacity available =288 kVA | --> | 0.38 | 0 | 0.066 | 0.346 | 0 |  | --> | C12 ex RIVERSTOWN | Riverstown [T41,T42] | KILBARRY |  | 51.9339 | -8.3946
MV/LV Substation HA***730Z |  | 10 kV | _ | LV | 400 kVA :Building Structure | 0.4 | --> | 0.4 | 0.366 | 6.78 |  | --> | 0.38 | 0 | 0.01 | 0.377 | 0 |  | --> | C36 ex CASTLEVIEW | Castleview [T101,T102] | CASTLEVIEW |  | 51.8941 | -8.3316
MV/LV Substation HA***731Z |  | 10 kV | _ | LV | 630 kVA :Building Structure | 0.63 | --> | 0.63 | 0.5 | 6.78 |  | --> | 0.598 | 0 | 0.115 | 0.5 | 0 |  | --> | C36 ex CASTLEVIEW | Castleview [T101,T102] | CASTLEVIEW |  | 51.8946 | -8.333
MV/LV Substation CO***733 |  | 10 kV | _ | LV | 200 kVA :Kiosk Substation | 0.2 | --> | 0.2 | 0.18 | 6.78 |  | --> | 0.19 | 0 | 0 | 0.193 | 0 |  | --> | C39 ex CASTLEVIEW | Castleview [T101,T102] | CASTLEVIEW |  | 51.9014 | -8.3336
MV/LV Substation SA***736Z |  | 10 kV | _ | LV | 200 kVA :Kiosk Substation | 0.2 | --> | 0.2 | 0 | 0 | Constrained, otherwise capacity available =183 kVA | --> | 0.19 | 0 | 0 | 0.192 | 0 |  | --> | C12 ex RIVERSTOWN | Riverstown [T41,T42] | KILBARRY |  | 51.9634 | -8.4067
MV/LV Substation GL***737 |  | 10 kV | _ | LV | 50 kVA :Pole Substation | 0.05 | --> | 0.05 | 0 | 0 | Constrained, otherwise capacity available =23 kVA | --> | 0.048 | 0 | 0.006 | 0.047 | 0 |  | --> | C16 ex KILLACLOYNE | Killacloyne [T41,T42] | MIDLETON |  | 51.9132 | -8.3333
MV/LV Substation CA***738Z |  | 10 kV | _ | LV | 200 kVA :Kiosk Substation | 0.2 | --> | 0.2 | 0.2 | 6.78 |  | --> | 0.19 | 0 | 0 | 0.19 | 0 |  | --> | C31 ex CASTLEVIEW | Castleview [T101,T102] | CASTLEVIEW |  | 51.9009 | -8.3701
MV/LV Substation BL***739Z |  | 10 kV | _ | LV | 1000 kVA :Building Structure | 1 | --> | 1 | 0 | 0 | Constrained, otherwise capacity available =912 kVA | --> | 0.95 | 0 | 0 | 0.5 | 0 |  | --> | C14 ex KILBARRY | Kilbarry [T101,T43] | KILBARRY |  | 51.916 | -8.4731
MV/LV Substation TH***741 |  | 10 kV | _ | LV | 200 kVA :Kiosk Substation | 0.2 | --> | 0.2 | 0 | 0 | Constrained, otherwise capacity available =97 kVA | --> | 0.19 | 0 | 0.049 | 0.167 | 0 |  | --> | C16 ex KILLACLOYNE | Killacloyne [T41,T42] | MIDLETON |  | 51.9182 | -8.3392
MV/LV Substation BL***742X |  | 10 kV | _ | LV | 200 kVA :Pole Substation | 0.2 | --> | 0.2 | 0 | 0 | Constrained, otherwise capacity available =146 kVA | --> | 0.19 | 0 | 0.012 | 0.188 | 0 |  | --> | C21 ex KILBARRY | Kilbarry [T101,T43] | KILBARRY |  | 51.9204 | -8.4978
MV/LV Substation BR***742Y |  | 10 kV | _ | LV | 50 kVA :Pole Substation | 0.05 | --> | 0.05 | 0 | 0 | Constrained, otherwise capacity available =28 kVA | --> | 0.048 | 0 | 0.012 | 0.042 | 0 |  | --> | C31 ex KILBARRY | Kilbarry [T101,T43] | KILBARRY |  | 51.9251 | -8.4799
MV/LV Substation EU***742Z |  | 10 kV | _ | LV | 630 kVA :Building Structure | 0.63 | --> | 0.63 | 0.5 | 6.78 |  | --> | 0.598 | 0 | 0 | 0.5 | 0 |  | --> | C39 ex CASTLEVIEW | Castleview [T101,T102] | CASTLEVIEW |  | 51.9057 | -8.3502
MV/LV Substation GL***743 |  | 10 kV | _ | LV | 50 kVA :Pole Substation | 0.05 | --> | 0.05 | 0 | 0 | Constrained, otherwise capacity available =37 kVA | --> | 0.048 | 0 | 0.006 | 0.045 | 0 |  | --> | C16 ex KILLACLOYNE | Killacloyne [T41,T42] | MIDLETON |  | 51.9215 | -8.3375
MV/LV Substation MA***744Y |  | 10 kV | _ | LV | 50 kVA :Pole Substation | 0.05 | --> | 0.05 | 0 | 0 | Constrained, otherwise capacity available =42 kVA | --> | 0.048 | 0 | 0 | 0.049 | 0 |  | --> | C15 ex MAYFIELD | Mayfield [T41,T42] | KILBARRY |  | 51.9146 | -8.4159
MV/LV Substation LI***744Z |  | 10 kV | _ | LV | 630 kVA :Building Structure | 0.63 | --> | 0.63 | 0.5 | 6.78 |  | --> | 0.598 | 0 | 0 | 0.5 | 0 |  | --> | C31 ex CASTLEVIEW | Castleview [T101,T102] | CASTLEVIEW |  | 51.8934 | -8.3688
MV/LV Substation CO***746X |  | 10 kV | _ | LV | 200 kVA :Pole Substation | 0.2 | --> | 0.2 | 0 | 0 | Constrained, otherwise capacity available =153 kVA | --> | 0.19 | 0 | 0 | 0.196 | 0 |  | --> | C15 ex RIVERSTOWN | Riverstown [T41,T42] | KILBARRY |  | 51.9303 | -8.3699
MV/LV Substation B/***747Z |  | 10 kV | _ | LV | 400 kVA :Building Structure | 0.4 | --> | 0.4 | 0 | 0 | Constrained, otherwise capacity available =380 kVA | --> | 0.38 | 0 | 0 | 0.383 | 0 |  | --> | C15 ex RIVERSTOWN | Riverstown [T41,T42] | KILBARRY |  | 51.9325 | -8.3692
MV/LV Substation WI***749 |  | 10 kV | _ | LV | 200 kVA :Pole Substation | 0.2 | --> | 0.2 | 0 | 0 | Constrained, otherwise capacity available =160 kVA | --> | 0.19 | 0 | 0.046 | 0.161 | 0 |  | --> | C16 ex KILLACLOYNE | Killacloyne [T41,T42] | MIDLETON |  | 51.9201 | -8.3191
MV/LV Substation GL***750Z |  | 10 kV | _ | LV | 630 kVA :Kiosk Substation | 0.63 | --> | 0.63 | 0 | 0 | Constrained, otherwise capacity available =596 kVA | --> | 0.598 | 0 | 0 | 0.5 | 0 |  | --> | C17 ex KILBARRY | Kilbarry [T101,T43] | KILBARRY |  | 51.9111 | -8.4623
MV/LV Substation GO***751Y |  | 20 kV | _ | LV | 50 kVA :Pole Substation | 0.05 | --> | 0.05 | 0 | 0 | Constrained, otherwise capacity available =27 kVA | --> | 0.048 | 0 | 0 | 0.021 | 0 | Constrained, otherwise capacity available =50 kW | --> | E16 ex CURRALEIGH | Curraleigh [T421,T422] | KILBARRY |  | 51.9402 | -8.7005
MV/LV Substation GL***751Z |  | 20 kV | _ | LV | 400 kVA :Kiosk Substation | 0.4 | --> | 0.4 | 0 | 0 | Constrained, otherwise capacity available =360 kVA | --> | 0.38 | 0 | 0.023 | 0.368 | 0 |  | --> | C11 ex RIVERSTOWN | Riverstown [T41,T42] | KILBARRY |  | 52.0167 | -8.3397
MV/LV Substation KI***752 |  | 10 kV | _ | LV | 50 kVA :Pole Substation | 0.05 | --> | 0.05 | 0 | 0 | Constrained, otherwise capacity available =37 kVA | --> | 0.048 | 0 | 0 | 0.049 | 0 |  | --> | C16 ex KILLACLOYNE | Killacloyne [T41,T42] | MIDLETON |  | 51.9147 | -8.3132
MV/LV Substation LA***754Z |  | 10 kV | _ | LV | 400 kVA :Building Structure | 0.4 | --> | 0.4 | 0.318 | 6.78 |  | --> | 0.38 | 0 | 0 | 0.391 | 0 |  | --> | C36 ex CASTLEVIEW | Castleview [T101,T102] | CASTLEVIEW |  | 51.897 | -8.3284
MV/LV Substation DO***755Y |  | 20 kV | _ | LV | 200 kVA :Kiosk Substation | 0.2 | --> | 0.2 | 0 | 0 | Constrained, otherwise capacity available =160 kVA | --> | 0.19 | 0 | 0 | 0.021 | 0 | Constrained, otherwise capacity available =196 kW | --> | E16 ex CURRALEIGH | Curraleigh [T421,T422] | KILBARRY |  | 52.0098 | -8.7447
MV/LV Substation B/***756Z |  | 10 kV | _ | LV | 630 kVA :Building Structure | 0.63 | --> | 0.63 | 0 | 0 | Constrained, otherwise capacity available =580 kVA | --> | 0.598 | 0 | 0.006 | 0.5 | 0 |  | --> | C15 ex RIVERSTOWN | Riverstown [T41,T42] | KILBARRY |  | 51.9322 | -8.37
MV/LV Substation RE***760Y |  | 20 kV | _ | LV | 50 kVA :Pole Substation | 0.05 | --> | 0.05 | 0 | 0 | Constrained, otherwise capacity available =30 kVA | --> | 0.048 | 0 | 0 | 0.05 | 0 |  | --> | C11 ex RIVERSTOWN | Riverstown [T41,T42] | KILBARRY |  | 52.0025 | -8.3257
MV/LV Substation CL***761Y |  | 20 kV | _ | LV | 100 kVA :Pole Substation | 0.1 | --> | 0.1 | 0 | 0 | Constrained, otherwise capacity available =79 kVA | --> | 0.095 | 0 | 0.01 | 0.021 | 0 | Constrained, otherwise capacity available =90 kW | --> | E18 ex CURRALEIGH | Curraleigh [T421,T422] | KILBARRY |  | 51.918 | -8.6189
MV/LV Substation KI***762Y |  | 20 kV | _ | LV | 50 kVA :Pole Substation | 0.05 | --> | 0.05 | 0 | 0 | Constrained, otherwise capacity available =50 kVA | --> | 0.048 | 0 | 0 | 0.048 | 0 |  | --> | C26 ex KILBARRY | Kilbarry [T101,T43] | KILBARRY |  | 51.9306 | -8.5226
MV/LV Substation GL***762Z |  | 20 kV | _ | LV | 630 kVA :Kiosk Substation | 0.63 | --> | 0.63 | 0 | 0 | Constrained, otherwise capacity available =540 kVA | --> | 0.598 | 0 | 0.099 | 0.021 | 0 | Constrained, otherwise capacity available =537 kW | --> | E18 ex CURRALEIGH | Curraleigh [T421,T422] | KILBARRY |  | 51.9223 | -8.5977
MV/LV Substation CR***763Y |  | 10 kV | _ | LV | 400 kVA :Kiosk Substation | 0.4 | --> | 0.4 | 0 | 0 | Constrained, otherwise capacity available =343 kVA | --> | 0.38 | 0 | 0.026 | 0.368 | 0 |  | --> | C12 ex RIVERSTOWN | Riverstown [T41,T42] | KILBARRY |  | 51.9351 | -8.3935
MV/LV Substation OA***764Y |  | 10 kV | _ | LV | 400 kVA :Kiosk Substation | 0.4 | --> | 0.4 | 0 | 0 | Constrained, otherwise capacity available =319 kVA | --> | 0.38 | 0 | 0.03 | 0.369 | 0 |  | --> | C15 ex RIVERSTOWN | Riverstown [T41,T42] | KILBARRY |  | 51.9327 | -8.3896
MV/LV Substation RO***791 |  | 10 kV | _ | LV | 200 kVA :Pole Substation | 0.2 | --> | 0.2 | 0.176 | 6.78 |  | --> | 0.19 | 0 | 0 | 0.193 | 0 |  | --> | C16 ex CASTLEVIEW | Castleview [T101,T102] | CASTLEVIEW |  | 51.9098 | -8.3504
MV/LV Substation CO***793 |  | 10 kV | _ | LV | 200 kVA :Kiosk Substation | 0.2 | --> | 0.2 | 0 | 0 | Constrained, otherwise capacity available =125 kVA | --> | 0.19 | 0 | 0.025 | 0.182 | 0 |  | --> | C16 ex KILLACLOYNE | Killacloyne [T41,T42] | MIDLETON |  | 51.9138 | -8.3398
MV/LV Substation GO***794 |  | 20 kV | _ | LV | 100 kVA :Pole Substation | 0.1 | --> | 0.1 | 0 | 0 | Constrained, otherwise capacity available =54 kVA | --> | 0.095 | 0 | 0.01 | 0.021 | 0 | Constrained, otherwise capacity available =94 kW | --> | E21 ex CURRALEIGH | Curraleigh [T421,T422] | KILBARRY |  | 51.9407 | -8.6433
MV/LV Substation MO***799 |  | 20 kV | _ | LV | 100 kVA :Pole Substation | 0.1 | --> | 0.1 | 0 | 0 | Constrained, otherwise capacity available =56 kVA | --> | 0.095 | 0 | 0 | 0.101 | 0 |  | --> | C26 ex KILBARRY | Kilbarry [T101,T43] | KILBARRY |  | 51.9362 | -8.5244
MV/LV Substation KI***800 |  | 20 kV | _ | LV | 50 kVA :Pole Substation | 0.05 | --> | 0.05 | 0 | 0 | Constrained, otherwise capacity available =14 kVA | --> | 0.048 | 0 | 0 | 0.052 | 0 |  | --> | C26 ex KILBARRY | Kilbarry [T101,T43] | KILBARRY |  | 51.9262 | -8.5124
MV/LV Substation GL***813 |  | 10 kV | _ | LV | 630 kVA :Kiosk Substation | 0.63 | --> | 0.63 | 0 | 0 | Constrained, otherwise capacity available =466 kVA | --> | 0.598 | 0 | 0.04 | 0.5 | 0 |  | --> | C16 ex KILLACLOYNE | Killacloyne [T41,T42] | MIDLETON |  | 51.9117 | -8.3342
MV/LV Substation MO***815 |  | 10 kV | _ | LV | 400 kVA :Kiosk Substation | 0.4 | --> | 0.4 | 0 | 0 | Constrained, otherwise capacity available =340 kVA | --> | 0.38 | 0 | 0 | 0.388 | 0 |  | --> | C15 ex BISHOPSTOWN | Bishopstown [T41,T42] | KILBARRY |  | 51.8998 | -8.5326
MV/LV Substation TH***816 |  | 10 kV | _ | LV | 200 kVA :Pole Substation | 0.2 | --> | 0.2 | 0 | 0 | Constrained, otherwise capacity available =146 kVA | --> | 0.19 | 0 | 0.006 | 0.193 | 0 |  | --> | C15 ex MAYFIELD | Mayfield [T41,T42] | KILBARRY |  | 51.9191 | -8.3972
MV/LV Substation CU***817 |  | 20 kV | _ | LV | 50 kVA :Pole Substation | 0.05 | --> | 0.05 | 0 | 0 |  | --> | 0.048 | 0 | 0 | 0.021 | 0 | Constrained, otherwise capacity available =56 kW | --> | E19 ex CURRALEIGH | Curraleigh [T421,T422] | KILBARRY |  | 51.9052 | -8.6644
MV/LV Substation DR***827 |  | 20 kV | _ | LV | 100 kVA :Pole Substation | 0.1 | --> | 0.1 | 0 | 0 | Constrained, otherwise capacity available =77 kVA | --> | 0.095 | 0 | 0.021 | 0.021 | 0 | Constrained, otherwise capacity available =82 kW | --> | E16 ex CURRALEIGH | Curraleigh [T421,T422] | KILBARRY |  | 51.913 | -8.7089
MV/LV Substation BE***836 |  | 20 kV | _ | LV | 50 kVA :Pole Substation | 0.05 | --> | 0.05 | 0 | 0 | Constrained, otherwise capacity available =17 kVA | --> | 0.048 | 0 | 0.005 | 0.021 | 0 | Constrained, otherwise capacity available =48 kW | --> | E16 ex CURRALEIGH | Curraleigh [T421,T422] | KILBARRY |  | 51.9346 | -8.6965
MV/LV Substation ST***851X |  | 20 kV | _ | LV | 50 kVA :Pole Substation | 0.05 | --> | 0.05 | 0 | 0 | Constrained, otherwise capacity available =49 kVA | --> | 0.048 | 0 | 0 | 0.021 | 0 | Constrained, otherwise capacity available =48 kW | --> | E16 ex CURRALEIGH | Curraleigh [T421,T422] | KILBARRY |  | 51.9952 | -8.7584
MV/LV Substation GR***853X |  | 20 kV | _ | LV | 100 kVA :Pole Substation | 0.1 | --> | 0.1 | 0 | 0 | Constrained, otherwise capacity available =89 kVA | --> | 0.095 | 0 | 0.005 | 0.093 | 0 |  | --> | E18 ex WHITECHURCH | Whitechurch [T421,T422] | KILBARRY |  | 52.0097 | -8.6137
MV/LV Substation TE***858X |  | 10 kV | _ | LV | 200 kVA :Building Structure | 0.2 | --> | 0.2 | 0.154 | 6.78 |  | --> | 0.19 | 0 | 0 | 0.196 | 0 |  | --> | C39 ex CASTLEVIEW | Castleview [T101,T102] | CASTLEVIEW |  | 51.9034 | -8.3514
MV/LV Substation ML***865X |  | 10 kV | _ | LV | 200 kVA :Pole Substation | 0.2 | --> | 0.2 | 0 | 0 | Constrained, otherwise capacity available =200 kVA | --> | 0.19 | 0 | 0 | 0 | 0 | Constrained, otherwise capacity available =190 kW | --> | C22 ex KILBARRY |  |  |  | 51.9132 | -8.4947
MV/LV Substation GO***866 |  | 20 kV | _ | LV | 100 kVA :Pole Substation | 0.1 | --> | 0.1 | 0 | 0 | Constrained, otherwise capacity available =68 kVA | --> | 0.095 | 0 | 0.016 | 0.021 | 0 | Constrained, otherwise capacity available =87 kW | --> | E16 ex CURRALEIGH | Curraleigh [T421,T422] | KILBARRY |  | 51.9383 | -8.6971
MV/LV Substation GL***868X |  | 10 kV | _ | LV | 200 kVA :Kiosk Substation | 0.2 | --> | 0.2 | 0 | 0 | Constrained, otherwise capacity available =116 kVA | --> | 0.19 | 0 | 0.033 | 0.177 | 0 |  | --> | C21 ex KILBARRY | Kilbarry [T101,T43] | KILBARRY |  | 51.9174 | -8.4836
MV/LV Substation BR***872X |  | 10 kV | _ | LV | 400 kVA :Kiosk Substation | 0.4 | --> | 0.4 | 0 | 0 | Constrained, otherwise capacity available =240 kVA | --> | 0.38 | 0 | 0.025 | 0.383 | 0 |  | --> | C15 ex RIVERSTOWN | Riverstown [T41,T42] | KILBARRY |  | 51.933 | -8.3831
MV/LV Substation OR***881X |  | 10 kV | _ | LV | 100 kVA :Pole Substation | 0.1 | --> | 0.1 | 0 | 0 | Constrained, otherwise capacity available =93 kVA | --> | 0.095 | 0 | 0 | 0.096 | 0 |  | --> | C15 ex RIVERSTOWN | Riverstown [T41,T42] | KILBARRY |  | 51.9307 | -8.3701
MV/LV Substation BA***903 |  | 20 kV | _ | LV | 50 kVA :Pole Substation | 0.05 | --> | 0.05 | 0 | 0 | Constrained, otherwise capacity available =40 kVA | --> | 0.048 | 0 | 0.005 | 0.021 | 0 | Constrained, otherwise capacity available =45 kW | --> | E16 ex CURRALEIGH | Curraleigh [T421,T422] | KILBARRY |  | 51.9836 | -8.7477
MV/LV Substation DO***904 |  | 20 kV | _ | LV | 100 kVA :Pole Substation | 0.1 | --> | 0.1 | 0 | 0 | Constrained, otherwise capacity available =58 kVA | --> | 0.095 | 0 | 0.014 | 0.021 | 0 | Constrained, otherwise capacity available =90 kW | --> | E16 ex CURRALEIGH | Curraleigh [T421,T422] | KILBARRY |  | 51.9896 | -8.7423
MV/LV Substation ST***906 |  | 20 kV | _ | LV | 50 kVA :Pole Substation | 0.05 | --> | 0.05 | 0 | 0 | Constrained, otherwise capacity available =36 kVA | --> | 0.048 | 0 | 0 | 0.021 | 0 | Constrained, otherwise capacity available =49 kW | --> | E16 ex CURRALEIGH | Curraleigh [T421,T422] | KILBARRY |  | 51.9923 | -8.7551
MV/LV Substation MO***908X |  | 20 kV | _ | LV | 100 kVA :Pole Substation | 0.1 | --> | 0.1 | 0 | 0 | Constrained, otherwise capacity available =48 kVA | --> | 0.095 | 0 | 0.031 | 0.021 | 0 | Constrained, otherwise capacity available =79 kW | --> | E18 ex CURRALEIGH | Curraleigh [T421,T422] | KILBARRY |  | 51.9238 | -8.6093
MV/LV Substation WO***909X |  | 20 kV | _ | LV | 200 kVA :Pole Substation | 0.2 | --> | 0.2 | 0 | 0 | Constrained, otherwise capacity available =168 kVA | --> | 0.19 | 0 | 0.031 | 0.021 | 0 | Constrained, otherwise capacity available =171 kW | --> | E18 ex CURRALEIGH | Curraleigh [T421,T422] | KILBARRY |  | 51.9142 | -8.5754
MV/LV Substation GR***911X |  | 10 kV | _ | LV | 400 kVA :Building Structure | 0.4 | --> | 0.4 | 0 | 0 | Constrained, otherwise capacity available =262 kVA | --> | 0.38 | 0 | 0 | 0.398 | 0 |  | --> | C13 ex KILBARRY | Kilbarry [T101,T43] | KILBARRY |  | 51.9123 | -8.4716
MV/LV Substation LA***917 |  | 20 kV | _ | LV | 50 kVA :Pole Substation | 0.05 | --> | 0.05 | 0 | 0 | Constrained, otherwise capacity available =31 kVA | --> | 0.048 | 0 | 0 | 0.021 | 0 | Constrained, otherwise capacity available =50 kW | --> | E16 ex CURRALEIGH | Curraleigh [T421,T422] | KILBARRY |  | 51.9943 | -8.7445
MV/LV Substation OL***920X |  | 10 kV | _ | LV | 50 kVA :Pole Substation | 0.05 | --> | 0.05 | 0 | 0 | Constrained, otherwise capacity available =16 kVA | --> | 0.048 | 0 | 0 | 0.052 | 0 |  | --> | C12 ex RIVERSTOWN | Riverstown [T41,T42] | KILBARRY |  | 51.93 | -8.4182
MV/LV Substation CU***932X |  | 20 kV | _ | LV | 200 kVA :Pole Substation | 0.2 | --> | 0.2 | 0 | 0 | Constrained, otherwise capacity available =200 kVA | --> | 0.19 | 0 | 0 | 0.021 | 0 | Constrained, otherwise capacity available =190 kW | --> | E19 ex CURRALEIGH | Curraleigh [T421,T422] | KILBARRY |  | 51.9015 | -8.665
MV/LV Substation GL***934X |  | 10 kV | _ | LV | 400 kVA :Building Structure | 0.4 | --> | 0.4 | 0 | 0 | Constrained, otherwise capacity available =334 kVA | --> | 0.38 | 0 | 0 | 0.389 | 0 |  | --> | C15 ex MAYFIELD | Mayfield [T41,T42] | KILBARRY |  | 51.9196 | -8.3961
MV/LV Substation LA***940 |  | 20 kV | _ | LV | 200 kVA :Pole Substation | 0.2 | --> | 0.2 | 0 | 0 | Constrained, otherwise capacity available =188 kVA | --> | 0.19 | 0 | 0 | 0.192 | 0 |  | --> | E18 ex WHITECHURCH | Whitechurch [T421,T422] | KILBARRY |  | 51.9934 | -8.7248
MV/LV Substation FI***943 |  | 20 kV | _ | LV | 100 kVA :Pole Substation | 0.1 | --> | 0.1 | 0 | 0 | Constrained, otherwise capacity available =67 kVA | --> | 0.095 | 0 | 0.005 | 0.096 | 0 |  | --> | E18 ex WHITECHURCH | Whitechurch [T421,T422] | KILBARRY |  | 51.9874 | -8.7005
MV/LV Substation FA***947X |  | 10 kV | _ | LV | 400 kVA :Kiosk Substation | 0.4 | --> | 0.4 | 0 | 0 | Constrained, otherwise capacity available =250 kVA | --> | 0.38 | 0 | 0.014 | 0.39 | 0 |  | --> | C21 ex KILBARRY | Kilbarry [T101,T43] | KILBARRY |  | 51.9185 | -8.4916
MV/LV Substation SE***959X |  | 20 kV | _ | LV | 100 kVA :Pole Substation | 0.1 | --> | 0.1 | 0 | 0 | Constrained, otherwise capacity available =81 kVA | --> | 0.095 | 0 | 0 | 0.021 | 0 | Constrained, otherwise capacity available =98 kW | --> | E18 ex CURRALEIGH | Curraleigh [T421,T422] | KILBARRY |  | 51.9202 | -8.6192
MV/LV Substation CO***960X |  | 20 kV | _ | LV | 100 kVA :Pole Substation | 0.1 | --> | 0.1 | 0 | 0 | Constrained, otherwise capacity available =59 kVA | --> | 0.095 | 0 | 0.04 | 0.021 | 0 | Constrained, otherwise capacity available =71 kW | --> | E18 ex CURRALEIGH | Curraleigh [T421,T422] | KILBARRY |  | 51.9202 | -8.6147
MV/LV Substation CO***961X |  | 20 kV | _ | LV | 50 kVA :Pole Substation | 0.05 | --> | 0.05 | 0 | 0 | Constrained, otherwise capacity available =29 kVA | --> | 0.048 | 0 | 0.005 | 0.021 | 0 | Constrained, otherwise capacity available =47 kW | --> | E21 ex CURRALEIGH | Curraleigh [T421,T422] | KILBARRY |  | 51.9237 | -8.6167
MV/LV Substation TO***963X |  | 10 kV | _ | LV | 100 kVA :Pole Substation | 0.1 | --> | 0.1 | 0.076 | 6.78 |  | --> | 0.095 | 0 | 0.019 | 0.084 | 0 |  | --> | C16 ex CASTLEVIEW | Castleview [T101,T102] | CASTLEVIEW |  | 51.9096 | -8.369
MV/LV Substation DI***968X |  | 10 kV | _ | LV | 400 kVA :Kiosk Substation | 0.4 | --> | 0.4 | 0 | 0 | Constrained, otherwise capacity available =156 kVA | --> | 0.38 | 0 | 0.021 | 0.396 | 0 |  | --> | C17 ex KILBARRY | Kilbarry [T101,T43] | KILBARRY |  | 51.9094 | -8.4551
MV/LV Substation P ***969X |  | 10 kV | _ | LV | 400 kVA :Building Structure | 0.4 | --> | 0.4 | 0.379 | 6.78 |  | --> | 0.38 | 0 | 0 | 0.383 | 0 |  | --> | C41 ex CASTLEVIEW | Castleview [T101,T102] | CASTLEVIEW |  | 51.9053 | -8.4038
MV/LV Substation CO***970X |  | 10 kV | _ | LV | 100 kVA :Pole Substation | 0.1 | --> | 0.1 | 0 | 0 | Constrained, otherwise capacity available =67 kVA | --> | 0.095 | 0 | 0.003 | 0.097 | 0 |  | --> | C12 ex MAYFIELD | Mayfield [T41,T42] | KILBARRY |  | 51.9099 | -8.429
MV/LV Substation BA***973X |  | 10 kV | _ | LV | 630 kVA :Kiosk Substation | 0.63 | --> | 0.63 | 0 | 0 | Constrained, otherwise capacity available =554 kVA | --> | 0.598 | 0 | 0 | 0.5 | 0 |  | --> | C16 ex MAYFIELD | Mayfield [T41,T42] | KILBARRY |  | 51.917 | -8.4291
MV/LV Substation ST***976X |  | 10 kV | _ | LV | 400 kVA :Kiosk Substation | 0.4 | --> | 0.4 | 0 | 0 | Constrained, otherwise capacity available =305 kVA | --> | 0.38 | 0 | 0.025 | 0.374 | 0 |  | --> | C18 ex MAYFIELD | Mayfield [T41,T42] | KILBARRY |  | 51.9081 | -8.4478
MV/LV Substation JO***978X |  | 10 kV | _ | LV | 400 kVA :Kiosk Substation | 0.4 | --> | 0.4 | 0 | 0 | Constrained, otherwise capacity available =237 kVA | --> | 0.38 | 0 | 0.004 | 0.399 | 0 |  | --> | C24 ex KILBARRY | Kilbarry [T101,T43] | KILBARRY |  | 51.9114 | -8.4912
MV/LV Substation KI***979X |  | 10 kV | _ | LV | 400 kVA :Kiosk Substation | 0.4 | --> | 0.4 | 0 | 0 | Constrained, otherwise capacity available =323 kVA | --> | 0.38 | 0 | 0.005 | 0 | 0 | Constrained, otherwise capacity available =387 kW | --> | C22 ex KILBARRY |  |  |  | 51.9094 | -8.4978
MV/LV Substation BA***981 |  | 20 kV | _ | LV | 200 kVA :Pole Substation | 0.2 | --> | 0.2 | 0 | 0 | Constrained, otherwise capacity available =176 kVA | --> | 0.19 | 0 | 0.05 | 0.156 | 0 |  | --> | E18 ex WHITECHURCH | Whitechurch [T421,T422] | KILBARRY |  | 52.0047 | -8.6246
MV/LV Substation HA***981X |  | 10 kV | _ | LV | 400 kVA :Kiosk Substation | 0.4 | --> | 0.4 | 0 | 0 | Constrained, otherwise capacity available =311 kVA | --> | 0.38 | 0 | 0.052 | 0 | 0 | Constrained, otherwise capacity available =354 kW | --> | C22 ex KILBARRY |  |  |  | 51.9068 | -8.4996
MV/LV Substation IR***983X |  | 10 kV | _ | LV | 400 kVA :Building Structure | 0.4 | --> | 0.4 | 0 | 0 | Constrained, otherwise capacity available =368 kVA | --> | 0.38 | 0 | 0.011 | 0.376 | 0 |  | --> | C14 ex FAIRHILL | Fairhill [T42] | KILBARRY |  | 51.8992 | -8.4848
MV/LV Substation FO***984X |  | 10 kV | _ | LV | 400 kVA :Kiosk Substation | 0.4 | --> | 0.4 | 0 | 0 | Constrained, otherwise capacity available =355 kVA | --> | 0.38 | 0 | 0.035 | 0 | 0 | Constrained, otherwise capacity available =360 kW | --> | C22 ex KILBARRY |  |  |  | 51.9079 | -8.501
MV/LV Substation HO***987X |  | 10 kV | _ | LV | 400 kVA :Kiosk Substation | 0.4 | --> | 0.4 | 0 | 0 | Constrained, otherwise capacity available =281 kVA | --> | 0.38 | 0 | 0 | 0.396 | 0 |  | --> | C25 ex KILBARRY | Kilbarry [T101,T43] | KILBARRY |  | 51.9035 | -8.5081
MV/LV Substation AR***988X |  | 10 kV | _ | LV | 400 kVA :Kiosk Substation | 0.4 | --> | 0.4 | 0 | 0 | Constrained, otherwise capacity available =296 kVA | --> | 0.38 | 0 | 0 | 0.394 | 0 |  | --> | C25 ex KILBARRY | Kilbarry [T101,T43] | KILBARRY |  | 51.9049 | -8.5102
MV/LV Substation AS***989X |  | 10 kV | _ | LV | 400 kVA :Kiosk Substation | 0.4 | --> | 0.4 | 0 | 0 | Constrained, otherwise capacity available =291 kVA | --> | 0.38 | 0 | 0.047 | 0.36 | 0 |  | --> | C14 ex DENNEHYS CROSS | Dennehys Cross [T41,T42] | TRABEG |  | 51.8975 | -8.5056
MV/LV Substation BR***990X |  | 10 kV | _ | LV | 400 kVA :Kiosk Substation | 0.4 | --> | 0.4 | 0 | 0 | Constrained, otherwise capacity available =333 kVA | --> | 0.38 | 0 | 0 | 0.389 | 0 |  | --> | C25 ex KILBARRY | Kilbarry [T101,T43] | KILBARRY |  | 51.9 | -8.5045
MV/LV Substation OS***992X |  | 10 kV | _ | LV | 630 kVA :Kiosk Substation | 0.63 | --> | 0.63 | 0 | 0 | Constrained, otherwise capacity available =626 kVA | --> | 0.598 | 0 | 0.2 | 0 | 0 | Constrained, otherwise capacity available =451 kW | --> | C22 ex KILBARRY |  |  |  | 51.914 | -8.4924
MV/LV Substation GR***994 |  | 20 kV | _ | LV | 200 kVA :Pole Substation | 0.2 | --> | 0.2 | 0 | 0 | Constrained, otherwise capacity available =145 kVA | --> | 0.19 | 0 | 0.011 | 0.189 | 0 |  | --> | E18 ex WHITECHURCH | Whitechurch [T421,T422] | KILBARRY |  | 52.0099 | -8.6096
MV/LV Substation GO***994X |  | 10 kV | _ | LV | 400 kVA :Building Structure | 0.4 | --> | 0.4 | 0 | 0 | Constrained, otherwise capacity available =326 kVA | --> | 0.38 | 0 | 0.011 | 0 | 0 | Constrained, otherwise capacity available =382 kW | --> | C22 ex KILBARRY |  |  |  | 51.9145 | -8.4911
MV/LV Substation AS***995X |  | 10 kV | _ | LV | 400 kVA :Kiosk Substation | 0.4 | --> | 0.4 | 0 | 0 | Constrained, otherwise capacity available =297 kVA | --> | 0.38 | 0 | 0.011 | 0.386 | 0 |  | --> | C21 ex MAYFIELD | Mayfield [T41,T42] | KILBARRY |  | 51.9167 | -8.4493
MV/LV Substation RA***996 |  | 20 kV | _ | LV | 50 kVA :Pole Substation | 0.05 | --> | 0.05 | 0 | 0 | Constrained, otherwise capacity available =46 kVA | --> | 0.048 | 0 | 0 | 0.048 | 0 |  | --> | E18 ex WHITECHURCH | Whitechurch [T421,T422] | KILBARRY |  | 52.0147 | -8.6076
MV/LV Substation TR***996X |  | 10 kV | _ | LV | 200 kVA :Kiosk Substation | 0.2 | --> | 0.2 | 0 | 0 | Constrained, otherwise capacity available =142 kVA | --> | 0.19 | 0 | 0 | 0 | 0 | Constrained, otherwise capacity available =198 kW | --> | C22 ex KILBARRY |  |  |  | 51.9095 | -8.5014
MV/LV Substation ME***997X |  | 10 kV | _ | LV | 400 kVA :Kiosk Substation | 0.4 | --> | 0.4 | 0 | 0 | Constrained, otherwise capacity available =359 kVA | --> | 0.38 | 0 | 0.005 | 0.382 | 0 |  | --> | C21 ex MAYFIELD | Mayfield [T41,T42] | KILBARRY |  | 51.9183 | -8.451
MV/LV Substation SI***998X |  | 10 kV | _ | LV | 400 kVA :Kiosk Substation | 0.4 | --> | 0.4 | 0 | 0 | Constrained, otherwise capacity available =259 kVA | --> | 0.38 | 0 | 0.03 | 0.377 | 0 |  | --> | C12 ex MAYFIELD | Mayfield [T41,T42] | KILBARRY |  | 51.9082 | -8.4249
MV/LV Substation BR***002 |  | 10 kV | _ | LV | 400 kVA :Kiosk Substation | 0.4 | --> | 0.4 | 0.271 | 4.55 |  | --> | 0.38 | 0 | 0.004 | 0.394 | 0 |  | --> | C11 ex MALLOW | Mallow [T41,T42] | MALLOW |  | 52.1339 | -8.6406
MV/LV Substation FA***007 |  | 10 kV | _ | LV | 630 kVA :Kiosk Substation | 0.63 | --> | 0.63 | 0.45 | 4.55 |  | --> | 0.598 | 0 | 0.018 | 0.5 | 0 |  | --> | C13 ex MALLOW | Mallow [T41,T42] | MALLOW |  | 52.1405 | -8.643
MV/LV Substation CO***009 |  | 10 kV | _ | LV | 400 kVA :Kiosk Substation | 0.4 | --> | 0.4 | 0.333 | 4.55 |  | --> | 0.38 | 0 | 0.009 | 0.382 | 0 |  | --> | C11 ex MALLOW | Mallow [T41,T42] | MALLOW |  | 52.1266 | -8.6496
MV/LV Substation RO***011 |  | 10 kV | _ | LV | 200 kVA :Pole Substation | 0.2 | --> | 0.2 | 0.141 | 2.24 |  | --> | 0.19 | 0 | 0.005 | 0.194 | 0 |  | --> | C13 ex CASTLETOWNROCHE | Castletownroche [T41] | MALLOW |  | 52.1456 | -8.5156
MV/LV Substation SH***017 |  | 10 kV | _ | LV | 630 kVA :Building Structure | 0.63 | --> | 0.63 | 0.373 | 4.55 |  | --> | 0.598 | 0 | 0 | 0.5 | 0 |  | --> | C22 ex MALLOW | Mallow [T41,T42] | MALLOW |  | 52.1371 | -8.6431
MV/LV Substation SA***020 |  | 10 kV | _ | LV | 400 kVA :Kiosk Substation | 0.4 | --> | 0.4 | 0.307 | 4.55 |  | --> | 0.38 | 0 | 0.009 | 0.386 | 0 |  | --> | C11 ex MALLOW | Mallow [T41,T42] | MALLOW |  | 52.1321 | -8.6498
MV/LV Substation NA***021 |  | 10 kV | _ | LV | 400 kVA :Kiosk Substation | 0.4 | --> | 0.4 | 0 | 0 | Constrained, otherwise capacity available =302 kVA | --> | 0.38 | 0 | 0.06 | 0.349 | 0 |  | --> | C21 ex SCARTEEN | Scarteen [T41,T42] | MALLOW |  | 52.1378 | -8.6607
MV/LV Substation DE***024 |  | 10 kV | _ | LV | 630 kVA :Kiosk Substation | 0.63 | --> | 0.63 | 0.157 | 4.55 |  | --> | 0.598 | 0 | 0.015 | 0.5 | 0 |  | --> | C22 ex MALLOW | Mallow [T41,T42] | MALLOW |  | 52.137 | -8.6467
MV/LV Substation MA***027 |  | 10 kV | _ | LV | 630 kVA :Building Structure | 0.63 | --> | 0.63 | 0.5 | 4.55 |  | --> | 0.598 | 0 | 0 | 0.5 | 0 |  | --> | C11 ex MALLOW | Mallow [T41,T42] | MALLOW |  | 52.1294 | -8.6502
MV/LV Substation QU***031 |  | 10 kV | _ | LV | 400 kVA :Kiosk Substation | 0.4 | --> | 0.4 | 0.028 | 4.55 |  | --> | 0.38 | 0 | 0 | 0.428 | 0 |  | --> | C22 ex MALLOW | Mallow [T41,T42] | MALLOW |  | 52.136 | -8.6414
MV/LV Substation BL***033 |  | 10 kV | _ | LV | 200 kVA :Pole Substation | 0.2 | --> | 0.2 | 0.139 | 4.55 |  | --> | 0.19 | 0 | 0.015 | 0.187 | 0 |  | --> | C11 ex MALLOW | Mallow [T41,T42] | MALLOW |  | 52.1316 | -8.654
MV/LV Substation PA***038 |  | 10 kV | _ | LV | 50 kVA :Pole Substation | 0.05 | --> | 0.05 | 0.045 | 4.55 |  | --> | 0.048 | 0 | 0 | 0.048 | 0 |  | --> | C17 ex MALLOW | Mallow [T41,T42] | MALLOW |  | 52.1441 | -8.6204
MV/LV Substation BA***039 |  | 10 kV | _ | LV | 400 kVA :Kiosk Substation | 0.4 | --> | 0.4 | 0.301 | 4.55 |  | --> | 0.38 | 0 | 0.012 | 0.384 | 0 |  | --> | C11 ex MALLOW | Mallow [T41,T42] | MALLOW |  | 52.1323 | -8.6436
MV/LV Substation KE***049 |  | 10 kV | _ | LV | 50 kVA :Pole Substation | 0.05 | --> | 0.05 | 0 | 0 | Constrained, otherwise capacity available =10 kVA | --> | 0.048 | 0 | 0.01 | 0.045 | 0 |  | --> | C21 ex SCARTEEN | Scarteen [T41,T42] | MALLOW |  | 52.141 | -8.6608
MV/LV Substation SO***050 |  | 10 kV | _ | LV | 100 kVA :Pole Substation | 0.1 | --> | 0.1 | 0.098 | 2.24 |  | --> | 0.095 | 0 | 0 | 0.095 | 0 |  | --> | C19 ex CASTLETOWNROCHE | Castletownroche [T41] | MALLOW |  | 52.1847 | -8.4967
MV/LV Substation SH***057 |  | 10 kV | _ | LV | 50 kVA :Pole Substation | 0.05 | --> | 0.05 | 0.05 | 2.24 |  | --> | 0.048 | 0 | 0 | 0.048 | 0 |  | --> | C19 ex CASTLETOWNROCHE | Castletownroche [T41] | MALLOW |  | 52.2244 | -8.4757
MV/LV Substation TH***076 |  | 10 kV | _ | LV | 100 kVA :Pole Substation | 0.1 | --> | 0.1 | 0.076 | 4.55 |  | --> | 0.095 | 0 | 0.011 | 0.09 | 0 |  | --> | C14 ex MALLOW | Mallow [T41,T42] | MALLOW |  | 52.1432 | -8.6514
MV/LV Substation MA***081 |  | 10 kV | _ | LV | 200 kVA :Pole Substation | 0.2 | --> | 0.2 | 0 | 0 | Constrained, otherwise capacity available =125 kVA | --> | 0.19 | 0 | 0 | 0.2 | 0 |  | --> | C15 ex SCARTEEN | Scarteen [T41,T42] | MALLOW |  | 52.1247 | -8.6666
MV/LV Substation CO***082 |  | 10 kV | _ | LV | 50 kVA :Pole Substation | 0.05 | --> | 0.05 | 0.046 | 4.55 |  | --> | 0.048 | 0 | 0 | 0.048 | 0 |  | --> | C11 ex MALLOW | Mallow [T41,T42] | MALLOW |  | 52.1298 | -8.6257
MV/LV Substation AB***094 |  | 10 kV | _ | LV | 50 kVA :Pole Substation | 0.05 | --> | 0.05 | 0.05 | 4.55 |  | --> | 0.048 | 0 | 0 | 0.048 | 0 |  | --> | C12 ex MALLOW | Mallow [T41,T42] | MALLOW |  | 52.1191 | -8.5707
MV/LV Substation RO***097 |  | 10 kV | _ | LV | 50 kVA :Pole Substation | 0.05 | --> | 0.05 | 0.05 | 2.24 |  | --> | 0.048 | 0 | 0 | 0.048 | 0 |  | --> | C13 ex CASTLETOWNROCHE | Castletownroche [T41] | MALLOW |  | 52.1418 | -8.5643
MV/LV Substation KE***098 |  | 10 kV | _ | LV | 200 kVA :Kiosk Substation | 0.2 | --> | 0.2 | 0 | 0 | Constrained, otherwise capacity available =138 kVA | --> | 0.19 | 0 | 0 | 0.198 | 0 |  | --> | C21 ex SCARTEEN | Scarteen [T41,T42] | MALLOW |  | 52.1424 | -8.659
MV/LV Substation FI***110 |  | 20 kV | _ | LV | 200 kVA :Pole Substation | 0.2 | --> | 0.2 | 0 | 0 | Constrained, otherwise capacity available =170 kVA | --> | 0.19 | 0 | 0 | 0.194 | 0 |  | --> | C18 ex SCARTEEN | Scarteen [T41,T42] | MALLOW |  | 52.1335 | -8.6957
MV/LV Substation CA***115 |  | 10 kV | _ | LV | 200 kVA :Pole Substation | 0.2 | --> | 0.2 | 0 | 0 | Constrained, otherwise capacity available =188 kVA | --> | 0.19 | 0 | 0 | 0.192 | 0 |  | --> | C15 ex SCARTEEN | Scarteen [T41,T42] | MALLOW |  | 52.1213 | -8.6474
MV/LV Substation MY***132 |  | 10 kV | _ | LV | 100 kVA :Pole Substation | 0.1 | --> | 0.1 | 0.082 | 2.24 |  | --> | 0.095 | 0 | 0 | 0.097 | 0 |  | --> | C19 ex CASTLETOWNROCHE | Castletownroche [T41] | MALLOW |  | 52.168 | -8.4695
MV/LV Substation CO***149 |  | 10 kV | _ | LV | 50 kVA :Pole Substation | 0.05 | --> | 0.05 | 0.039 | 4.55 |  | --> | 0.048 | 0 | 0 | 0.049 | 0 |  | --> | C11 ex MALLOW | Mallow [T41,T42] | MALLOW |  | 52.1301 | -8.6333
MV/LV Substation MA***163 |  | 10 kV | _ | LV | 400 kVA :Building Structure | 0.4 | --> | 0.4 | 0.323 | 4.55 |  | --> | 0.38 | 0 | 0 | 0.39 | 0 |  | --> | C11 ex MALLOW | Mallow [T41,T42] | MALLOW |  | 52.1321 | -8.6251
MV/LV Substation LA***171 |  | 10 kV | _ | LV | 100 kVA :Pole Substation | 0.1 | --> | 0.1 | 0.089 | 4.55 |  | --> | 0.095 | 0 | 0.006 | 0.092 | 0 |  | --> | C12 ex MALLOW | Mallow [T41,T42] | MALLOW |  | 52.1283 | -8.5938
MV/LV Substation MO***182 |  | 10 kV | _ | LV | 100 kVA :Pole Substation | 0.1 | --> | 0.1 | 0.082 | 4.55 |  | --> | 0.095 | 0 | 0 | 0.097 | 0 |  | --> | C17 ex MALLOW | Mallow [T41,T42] | MALLOW |  | 52.1683 | -8.5935
MV/LV Substation FC***190 |  | 10 kV | _ | LV | 400 kVA :Kiosk Substation | 0.4 | --> | 0.4 | 0.215 | 4.55 |  | --> | 0.38 | 0 | 0.006 | 0.4 | 0 |  | --> | C13 ex MALLOW | Mallow [T41,T42] | MALLOW |  | 52.1385 | -8.6435
MV/LV Substation TH***196 |  | 10 kV | _ | LV | 200 kVA :Pole Substation | 0.2 | --> | 0.2 | 0 | 0 | Constrained, otherwise capacity available =197 kVA | --> | 0.19 | 0 | 0.006 | 0.186 | 0 |  | --> | C15 ex SCARTEEN | Scarteen [T41,T42] | MALLOW |  | 52.1137 | -8.663
MV/LV Substation BA***217 |  | 10 kV | _ | LV | 50 kVA :Pole Substation | 0.05 | --> | 0.05 | 0.026 | 2.24 |  | --> | 0.048 | 0 | 0 | 0.051 | 0 |  | --> | C13 ex CASTLETOWNROCHE | Castletownroche [T41] | MALLOW |  | 52.15 | -8.5232
MV/LV Substation CL***224 |  | 10 kV | _ | LV | 50 kVA :Pole Substation | 0.05 | --> | 0.05 | 0.03 | 4.55 |  | --> | 0.048 | 0 | 0 | 0.05 | 0 |  | --> | C14 ex MALLOW | Mallow [T41,T42] | MALLOW |  | 52.1653 | -8.6486
MV/LV Substation QU***240 |  | 10 kV | _ | LV | 50 kVA :Pole Substation | 0.05 | --> | 0.05 | 0 | 0 | Constrained, otherwise capacity available =43 kVA | --> | 0.048 | 0 | 0 | 0.048 | 0 |  | --> | C15 ex SCARTEEN | Scarteen [T41,T42] | MALLOW |  | 52.1296 | -8.6649
MV/LV Substation LA***251 |  | 10 kV | _ | LV | 50 kVA :Pole Substation | 0.05 | --> | 0.05 | 0.042 | 4.55 |  | --> | 0.048 | 0 | 0 | 0.049 | 0 |  | --> | C12 ex MALLOW | Mallow [T41,T42] | MALLOW |  | 52.1313 | -8.589
MV/LV Substation BA***269 |  | 10 kV | _ | LV | 100 kVA :Pole Substation | 0.1 | --> | 0.1 | 0.1 | 2.24 |  | --> | 0.095 | 0 | 0 | 0.095 | 0 |  | --> | C19 ex CASTLETOWNROCHE | Castletownroche [T41] | MALLOW |  | 52.1861 | -8.4462
MV/LV Substation KI***279 |  | 10 kV | _ | LV | 50 kVA :Pole Substation | 0.05 | --> | 0.05 | 0 | 0 | Constrained, otherwise capacity available =49 kVA | --> | 0.048 | 0 | 0 | 0.048 | 0 |  | --> | C18 ex SCARTEEN | Scarteen [T41,T42] | MALLOW |  | 52.1522 | -8.7603
MV/LV Substation KI***280 |  | 10 kV | _ | LV | 200 kVA :Pole Substation | 0.2 | --> | 0.2 | 0.196 | 2.24 |  | --> | 0.19 | 0 | 0.136 | 0.09 | 0 |  | --> | C13 ex CASTLETOWNROCHE | Castletownroche [T41] | MALLOW |  | 52.1548 | -8.5373
MV/LV Substation KI***283 |  | 20 kV | _ | LV | 50 kVA :Pole Substation | 0.05 | --> | 0.05 | 0 | 0 | Constrained, otherwise capacity available =47 kVA | --> | 0.048 | 0 | 0 | 0.048 | 0 |  | --> | C18 ex SCARTEEN | Scarteen [T41,T42] | MALLOW |  | 52.1349 | -8.679
MV/LV Substation TR***285 |  | 10 kV | _ | LV | 50 kVA :Pole Substation | 0.05 | --> | 0.05 | 0 | 0 | Constrained, otherwise capacity available =46 kVA | --> | 0.048 | 0 | 0 | 0.048 | 0 |  | --> | C18 ex SCARTEEN | Scarteen [T41,T42] | MALLOW |  | 52.1685 | -8.774
MV/LV Substation CA***286 |  | 10 kV | _ | LV | 100 kVA :Pole Substation | 0.1 | --> | 0.1 | 0.06 | 4.55 |  | --> | 0.095 | 0 | 0.01 | 0.093 | 0 |  | --> | C11 ex MALLOW | Mallow [T41,T42] | MALLOW |  | 52.1232 | -8.6463
MV/LV Substation CA***291 |  | 10 kV | _ | LV | 50 kVA :Pole Substation | 0.05 | --> | 0.05 | 0.047 | 2.24 |  | --> | 0.048 | 0 | 0 | 0.048 | 0 |  | --> | C19 ex CASTLETOWNROCHE | Castletownroche [T41] | MALLOW |  | 52.2431 | -8.4982
MV/LV Substation BA***292 |  | 10 kV | _ | LV | 50 kVA :Pole Substation | 0.05 | --> | 0.05 | 0.047 | 2.24 |  | --> | 0.048 | 0 | 0 | 0.048 | 0 |  | --> | C13 ex CASTLETOWNROCHE | Castletownroche [T41] | MALLOW |  | 52.1398 | -8.4894
MV/LV Substation DR***310 |  | 10 kV | _ | LV | 50 kVA :Pole Substation | 0.05 | --> | 0.05 | 0 | 0 | Constrained, otherwise capacity available =8 kVA | --> | 0.048 | 0 | 0.03 | 0.031 | 0 |  | --> | C15 ex SCARTEEN | Scarteen [T41,T42] | MALLOW |  | 52.0954 | -8.6798
MV/LV Substation BA***318 |  | 10 kV | _ | LV | 100 kVA :Pole Substation | 0.1 | --> | 0.1 | 0.096 | 2.24 |  | --> | 0.095 | 0 | 0 | 0.096 | 0 |  | --> | C19 ex CASTLETOWNROCHE | Castletownroche [T41] | MALLOW |  | 52.1808 | -8.4547
MV/LV Substation CO***324 |  | 10 kV | _ | LV | 100 kVA :Pole Substation | 0.1 | --> | 0.1 | 0 | 0 | Constrained, otherwise capacity available =82 kVA | --> | 0.095 | 0 | 0 | 0.097 | 0 |  | --> | C15 ex SCARTEEN | Scarteen [T41,T42] | MALLOW |  | 52.1269 | -8.6666
MV/LV Substation CA***325 |  | 10 kV | _ | LV | 100 kVA :Pole Substation | 0.1 | --> | 0.1 | 0.083 | 4.55 |  | --> | 0.095 | 0 | 0.016 | 0.085 | 0 |  | --> | C11 ex MALLOW | Mallow [T41,T42] | MALLOW |  | 52.1397 | -8.6288
MV/LV Substation MA***327 |  | 10 kV | _ | LV | 50 kVA :Pole Substation | 0.05 | --> | 0.05 | 0 | 0 |  | --> | 0.048 | 0 | 0 | 0.054 | 0 |  | --> | C21 ex SCARTEEN | Scarteen [T41,T42] | MALLOW |  | 52.1377 | -8.6557
MV/LV Substation SH***329 |  | 10 kV | _ | LV | 400 kVA :Building Structure | 0.4 | --> | 0.4 | 0 | 0 | Constrained, otherwise capacity available =372 kVA | --> | 0.38 | 0 | 0.01 | 0.376 | 0 |  | --> | C15 ex SCARTEEN | Scarteen [T41,T42] | MALLOW |  | 52.1185 | -8.6618
MV/LV Substation MA***332 |  | 10 kV | _ | LV | 630 kVA :Kiosk Substation | 0.63 | --> | 0.63 | 0 | 0 | Constrained, otherwise capacity available =546 kVA | --> | 0.598 | 0 | 0 | 0.5 | 0 |  | --> | C15 ex SCARTEEN | Scarteen [T41,T42] | MALLOW |  | 52.122 | -8.6948
MV/LV Substation BA***342 |  | 10 kV | _ | LV | 100 kVA :Pole Substation | 0.1 | --> | 0.1 | 0 | 0 | Constrained, otherwise capacity available =88 kVA | --> | 0.095 | 0 | 0 | 0.097 | 0 |  | --> | C21 ex SCARTEEN | Scarteen [T41,T42] | MALLOW |  | 52.1357 | -8.6478
MV/LV Substation DR***343 |  | 10 kV | _ | LV | 100 kVA :Pole Substation | 0.1 | --> | 0.1 | 0 | 0 | Constrained, otherwise capacity available =55 kVA | --> | 0.095 | 0 | 0.03 | 0.079 | 0 |  | --> | C15 ex SCARTEEN | Scarteen [T41,T42] | MALLOW |  | 52.1031 | -8.6889
MV/LV Substation MU***347 |  | 10 kV | _ | LV | 400 kVA :Kiosk Substation | 0.4 | --> | 0.4 | 0.344 | 4.55 |  | --> | 0.38 | 0 | 0 | 0.388 | 0 |  | --> | C22 ex MALLOW | Mallow [T41,T42] | MALLOW |  | 52.1371 | -8.6413
MV/LV Substation BO***349 |  | 20 kV | _ | LV | 50 kVA :Pole Substation | 0.05 | --> | 0.05 | 0 | 0 | Constrained, otherwise capacity available =41 kVA | --> | 0.048 | 0 | 0 | 0.049 | 0 |  | --> | E12 ex WHITECHURCH | Whitechurch [T421,T422] | KILBARRY |  | 52.0086 | -8.498
MV/LV Substation KE***351 |  | 10 kV | _ | LV | 100 kVA :Pole Substation | 0.1 | --> | 0.1 | 0.06 | 4.55 |  | --> | 0.095 | 0 | 0.035 | 0.074 | 0 |  | --> | C13 ex MALLOW | Mallow [T41,T42] | MALLOW |  | 52.141 | -8.6316
MV/LV Substation BA***359 |  | 10 kV | _ | LV | 50 kVA :Pole Substation | 0.05 | --> | 0.05 | 0 | 0 | Constrained, otherwise capacity available =35 kVA | --> | 0.048 | 0 | 0.004 | 0.046 | 0 |  | --> | C18 ex SCARTEEN | Scarteen [T41,T42] | MALLOW |  | 52.1665 | -8.7426
MV/LV Substation SU***360 |  | 10 kV | _ | LV | 200 kVA :Kiosk Substation | 0.2 | --> | 0.2 | 0.144 | 4.55 |  | --> | 0.19 | 0 | 0.01 | 0.19 | 0 |  | --> | C11 ex MALLOW | Mallow [T41,T42] | MALLOW |  | 52.1258 | -8.6394
MV/LV Substation PI***364 |  | 10 kV | _ | LV | 50 kVA :Pole Substation | 0.05 | --> | 0.05 | 0 | 0 | Constrained, otherwise capacity available =47 kVA | --> | 0.048 | 0 | 0 | 0.048 | 0 |  | --> | C15 ex SCARTEEN | Scarteen [T41,T42] | MALLOW |  | 52.1119 | -8.6632
MV/LV Substation SU***365 |  | 10 kV | _ | LV | 400 kVA :Kiosk Substation | 0.4 | --> | 0.4 | 0.274 | 4.55 |  | --> | 0.38 | 0 | 0.038 | 0.369 | 0 |  | --> | C11 ex MALLOW | Mallow [T41,T42] | MALLOW |  | 52.1272 | -8.642
MV/LV Substation PA***373 |  | 10 kV | _ | LV | 630 kVA :Kiosk Substation | 0.63 | --> | 0.63 | 0.5 | 4.55 |  | --> | 0.598 | 0 | 0 | 0.5 | 0 |  | --> | C22 ex MALLOW | Mallow [T41,T42] | MALLOW |  | 52.1361 | -8.646
MV/LV Substation EG***379 |  | 10 kV | _ | LV | 400 kVA :Kiosk Substation | 0.4 | --> | 0.4 | 0 | 0 | Constrained, otherwise capacity available =346 kVA | --> | 0.38 | 0 | 0.027 | 0.367 | 0 |  | --> | C15 ex SCARTEEN | Scarteen [T41,T42] | MALLOW |  | 52.1301 | -8.6609
MV/LV Substation BR***382 |  | 10 kV | _ | LV | 100 kVA :Pole Substation | 0.1 | --> | 0.1 | 0.098 | 2.24 |  | --> | 0.095 | 0 | 0 | 0.095 | 0 |  | --> | C13 ex CASTLETOWNROCHE | Castletownroche [T41] | MALLOW |  | 52.154 | -8.4696
MV/LV Substation ST***393 |  | 10 kV | _ | LV | 630 kVA :Kiosk Substation | 0.63 | --> | 0.63 | 0.5 | 4.55 |  | --> | 0.598 | 0 | 0 | 0.5 | 0 |  | --> | C22 ex MALLOW | Mallow [T41,T42] | MALLOW |  | 52.1364 | -8.6443
MV/LV Substation WO***4002 |  | 10 kV | _ | LV | 200 kVA :Kiosk Substation | 0.2 | --> | 0.2 | 0 | 0 | Constrained, otherwise capacity available =128 kVA | --> | 0.19 | 0 | 0.017 | 0.187 | 0 |  | --> | C21 ex SCARTEEN | Scarteen [T41,T42] | MALLOW |  | 52.1403 | -8.6594
MV/LV Substation BL***4017 |  | 10 kV | _ | LV | 630 kVA :Building Structure | 0.63 | --> | 0.63 | 0 | 0 | Constrained, otherwise capacity available =506 kVA | --> | 0.598 | 0 | 0 | 0.5 | 0 |  | --> | C15 ex SCARTEEN | Scarteen [T41,T42] | MALLOW |  | 52.1202 | -8.6573
MV/LV Substation EN***4023 |  | 10 kV | _ | LV | 100 kVA :Pole Substation | 0.1 | --> | 0.1 | 0 | 0 | Constrained, otherwise capacity available =94 kVA | --> | 0.095 | 0 | 0.011 | 0.088 | 0 |  | --> | C15 ex SCARTEEN | Scarteen [T41,T42] | MALLOW |  | 52.1286 | -8.6614
MV/LV Substation FI***4034 |  | 20 kV | _ | LV | 50 kVA :Pole Substation | 0.05 | --> | 0.05 | 0 | 0 | Constrained, otherwise capacity available =26 kVA | --> | 0.048 | 0 | 0 | 0.051 | 0 |  | --> | C18 ex SCARTEEN | Scarteen [T41,T42] | MALLOW |  | 52.1397 | -8.6858
MV/LV Substation PU***4059 |  | 10 kV | _ | LV | 400 kVA :Building Structure | 0.4 | --> | 0.4 | 0.337 | 4.55 |  | --> | 0.38 | 0 | 0.01 | 0.381 | 0 |  | --> | C11 ex MALLOW | Mallow [T41,T42] | MALLOW |  | 52.1318 | -8.6395
MV/LV Substation BA***4060 |  | 10 kV | _ | LV | 50 kVA :Pole Substation | 0.05 | --> | 0.05 | 0.036 | 2.24 |  | --> | 0.048 | 0 | 0 | 0.049 | 0 |  | --> | C19 ex CASTLETOWNROCHE | Castletownroche [T41] | MALLOW |  | 52.1978 | -8.4573
MV/LV Substation BA***4063 |  | 10 kV | _ | LV | 50 kVA :Pole Substation | 0.05 | --> | 0.05 | 0.034 | 4.55 |  | --> | 0.048 | 0 | 0 | 0.05 | 0 |  | --> | C17 ex MALLOW | Mallow [T41,T42] | MALLOW |  | 52.1569 | -8.6088
MV/LV Substation FI***4080 |  | 10 kV | _ | LV | 200 kVA :Pole Substation | 0.2 | --> | 0.2 | 0.177 | 4.55 |  | --> | 0.19 | 0 | 0 | 0.193 | 0 |  | --> | C14 ex MALLOW | Mallow [T41,T42] | MALLOW |  | 52.1404 | -8.6536
MV/LV Substation BR***4090 |  | 10 kV | _ | LV | 400 kVA :Building Structure | 0.4 | --> | 0.4 | 0.338 | 4.55 |  | --> | 0.38 | 0 | 0 | 0.388 | 0 |  | --> | C14 ex MALLOW | Mallow [T41,T42] | MALLOW |  | 52.1442 | -8.6422
MV/LV Substation NA***4104 |  | 10 kV | _ | LV | 400 kVA :Building Structure | 0.4 | --> | 0.4 | 0 | 0 | Constrained, otherwise capacity available =355 kVA | --> | 0.38 | 0 | 0 | 0.38 | 0 |  | --> | C15 ex SCARTEEN | Scarteen [T41,T42] | MALLOW |  | 52.1092 | -8.6798
MV/LV Substation IR***4113 |  | 10 kV | _ | LV | 50 kVA :Pole Substation | 0.05 | --> | 0.05 | 0.05 | 4.55 |  | --> | 0.048 | 0 | 0 | 0.048 | 0 |  | --> | C14 ex MALLOW | Mallow [T41,T42] | MALLOW |  | 52.1521 | -8.6469
MV/LV Substation HA***4126 |  | 10 kV | _ | LV | 400 kVA :Kiosk Substation | 0.4 | --> | 0.4 | 0.333 | 4.55 |  | --> | 0.38 | 0 | 0.021 | 0.374 | 0 |  | --> | C21 ex MALLOW | Mallow [T41,T42] | MALLOW |  | 52.1495 | -8.6289
MV/LV Substation TO***4149 |  | 10 kV | _ | LV | 50 kVA :Pole Substation | 0.05 | --> | 0.05 | 0.05 | 4.55 |  | --> | 0.048 | 0 | 0 | 0.048 | 0 |  | --> | C11 ex MALLOW | Mallow [T41,T42] | MALLOW |  | 52.1336 | -8.6482
MV/LV Substation LI***4155 |  | 10 kV | _ | LV | 630 kVA :Building Structure | 0.63 | --> | 0.63 | 0.5 | 4.55 |  | --> | 0.598 | 0 | 0 | 0.5 | 0 |  | --> | C14 ex MALLOW | Mallow [T41,T42] | MALLOW |  | 52.1371 | -8.6523
MV/LV Substation CL***4156 |  | 10 kV | _ | LV | 630 kVA :Kiosk Substation | 0.63 | --> | 0.63 | 0.5 | 4.55 |  | --> | 0.598 | 0 | 0.005 | 0.5 | 0 |  | --> | C21 ex MALLOW | Mallow [T41,T42] | MALLOW |  | 52.1516 | -8.6283
MV/LV Substation HA***4160 |  | 10 kV | _ | LV | 50 kVA :Pole Substation | 0.05 | --> | 0.05 | 0 | 0 | Constrained, otherwise capacity available =44 kVA | --> | 0.048 | 0 | 0 | 0.048 | 0 |  | --> | C21 ex SCARTEEN | Scarteen [T41,T42] | MALLOW |  | 52.1413 | -8.668
MV/LV Substation WA***4164 |  | 10 kV | _ | LV | 50 kVA :Pole Substation | 0.05 | --> | 0.05 | 0.038 | 2.24 |  | --> | 0.048 | 0 | 0 | 0.049 | 0 |  | --> | C19 ex CASTLETOWNROCHE | Castletownroche [T41] | MALLOW |  | 52.2105 | -8.5015
MV/LV Substation HA***4170 |  | 10 kV | _ | LV | 400 kVA :Kiosk Substation | 0.4 | --> | 0.4 | 0.4 | 4.55 |  | --> | 0.38 | 0 | 0 | 0.38 | 0 |  | --> | C21 ex MALLOW | Mallow [T41,T42] | MALLOW |  | 52.1496 | -8.6306
MV/LV Substation RO***4174 |  | 10 kV | _ | LV | 400 kVA :Kiosk Substation | 0.4 | --> | 0.4 | 0 | 0 | Constrained, otherwise capacity available =337 kVA | --> | 0.38 | 0 | 0.005 | 0.385 | 0 |  | --> | C21 ex SCARTEEN | Scarteen [T41,T42] | MALLOW |  | 52.1412 | -8.6654
MV/LV Substation DA***4180 |  | 10 kV | _ | LV | 630 kVA :Building Structure | 0.63 | --> | 0.63 | 0 | 0 | Constrained, otherwise capacity available =630 kVA | --> | 0.598 | 0 | 0 | 0.5 | 0 |  | --> | C21 ex SCARTEEN | Scarteen [T41,T42] | MALLOW |  | 52.1359 | -8.6523
MV/LV Substation QU***4185 |  | 10 kV | _ | LV | 100 kVA :Pole Substation | 0.1 | --> | 0.1 | 0 | 0 | Constrained, otherwise capacity available =100 kVA | --> | 0.095 | 0 | 0 | 0.095 | 0 |  | --> | C15 ex SCARTEEN | Scarteen [T41,T42] | MALLOW |  | 52.1263 | -8.6698
MV/LV Substation RO***4192 |  | 10 kV | _ | LV | 400 kVA :Kiosk Substation | 0.4 | --> | 0.4 | 0 | 0 | Constrained, otherwise capacity available =399 kVA | --> | 0.38 | 0 | 0 | 0.38 | 0 |  | --> | C11 ex SCARTEEN | Scarteen [T41,T42] | MALLOW |  | 52.1425 | -8.6653
MV/LV Substation BA***420 |  | 10 kV | _ | LV | 50 kVA :Pole Substation | 0.05 | --> | 0.05 | 0 | 0 |  | --> | 0.048 | 0 | 0.019 | 0.04 | 0 |  | --> | C18 ex SCARTEEN | Scarteen [T41,T42] | MALLOW |  | 52.1675 | -8.7386
MV/LV Substation BE***423X |  | 10 kV | _ | LV | 50 kVA :Pole Substation | 0.05 | --> | 0.05 | 0.006 | 4.55 |  | --> | 0.048 | 0 | 0 | 0.053 | 0 |  | --> | C11 ex MALLOW | Mallow [T41,T42] | MALLOW |  | 52.1236 | -8.6234
MV/LV Substation OL***430X |  | 10 kV | _ | LV | 50 kVA :Pole Substation | 0.05 | --> | 0.05 | 0.05 | 4.55 |  | --> | 0.048 | 0 | 0 | 0.048 | 0 |  | --> | C17 ex MALLOW | Mallow [T41,T42] | MALLOW |  | 52.1485 | -8.6173
MV/LV Substation AS***432X |  | 10 kV | _ | LV | 100 kVA :Pole Substation | 0.1 | --> | 0.1 | 0 | 0 | Constrained, otherwise capacity available =72 kVA | --> | 0.095 | 0 | 0.016 | 0.087 | 0 |  | --> | C15 ex SCARTEEN | Scarteen [T41,T42] | MALLOW |  | 52.1288 | -8.66
MV/LV Substation LO***446 |  | 20 kV | _ | LV | 50 kVA :Pole Substation | 0.05 | --> | 0.05 | 0 | 0 | Constrained, otherwise capacity available =21 kVA | --> | 0.048 | 0 | 0 | 0.051 | 0 |  | --> | C18 ex SCARTEEN | Scarteen [T41,T42] | MALLOW |  | 52.1379 | -8.739
MV/LV Substation KI***448 |  | 20 kV | _ | LV | 50 kVA :Pole Substation | 0.05 | --> | 0.05 | 0 | 0 | Constrained, otherwise capacity available =47 kVA | --> | 0.048 | 0 | 0 | 0.048 | 0 |  | --> | C18 ex SCARTEEN | Scarteen [T41,T42] | MALLOW |  | 52.1434 | -8.7202
MV/LV Substation MI***449X |  | 10 kV | _ | LV | 50 kVA :Pole Substation | 0.05 | --> | 0.05 | 0 | 0 | Constrained, otherwise capacity available =24 kVA | --> | 0.048 | 0 | 0.01 | 0.044 | 0 |  | --> | C15 ex SCARTEEN | Scarteen [T41,T42] | MALLOW |  | 52.1293 | -8.6641
MV/LV Substation LO***457X |  | 20 kV | _ | LV | 100 kVA :Pole Substation | 0.1 | --> | 0.1 | 0 | 0 | Constrained, otherwise capacity available =94 kVA | --> | 0.095 | 0 | 0 | 0.096 | 0 |  | --> | C18 ex SCARTEEN | Scarteen [T41,T42] | MALLOW |  | 52.118 | -8.7779
MV/LV Substation CL***470X |  | 10 kV | _ | LV | 100 kVA :Pole Substation | 0.1 | --> | 0.1 | 0 | 0 | Constrained, otherwise capacity available =86 kVA | --> | 0.095 | 0 | 0 | 0.097 | 0 |  | --> | C15 ex SCARTEEN | Scarteen [T41,T42] | MALLOW |  | 52.1296 | -8.6658
MV/LV Substation MA***474X |  | 10 kV | _ | LV | 200 kVA :Kiosk Substation | 0.2 | --> | 0.2 | 0.118 | 4.55 |  | --> | 0.19 | 0 | 0.003 | 0.199 | 0 |  | --> | C11 ex MALLOW | Mallow [T41,T42] | MALLOW |  | 52.1241 | -8.6447
MV/LV Substation MO***477 |  | 10 kV | _ | LV | 50 kVA :Pole Substation | 0.05 | --> | 0.05 | 0 | 0 | Constrained, otherwise capacity available =48 kVA | --> | 0.048 | 0 | 0 | 0.048 | 0 |  | --> | C15 ex SCARTEEN | Scarteen [T41,T42] | MALLOW |  | 52.0881 | -8.6491
MV/LV Substation RA***495 |  | 20 kV | _ | LV | 400 kVA :Building Structure | 0.4 | --> | 0.4 | 0 | 0 | Constrained, otherwise capacity available =365 kVA | --> | 0.38 | 0 | 0 | 0.385 | 0 |  | --> | C18 ex SCARTEEN | Scarteen [T41,T42] | MALLOW |  | 52.1318 | -8.6871
MV/LV Substation FI***496 |  | 20 kV | _ | LV | 50 kVA :Pole Substation | 0.05 | --> | 0.05 | 0 | 0 | Constrained, otherwise capacity available =36 kVA | --> | 0.048 | 0 | 0.01 | 0.042 | 0 |  | --> | C18 ex SCARTEEN | Scarteen [T41,T42] | MALLOW |  | 52.1372 | -8.6887
MV/LV Substation ED***497 |  | 20 kV | _ | LV | 50 kVA :Pole Substation | 0.05 | --> | 0.05 | 0 | 0 | Constrained, otherwise capacity available =48 kVA | --> | 0.048 | 0 | 0.006 | 0.043 | 0 |  | --> | C18 ex SCARTEEN | Scarteen [T41,T42] | MALLOW |  | 52.1352 | -8.6995
MV/LV Substation BA***502X |  | 10 kV | _ | LV | 400 kVA :Kiosk Substation | 0.4 | --> | 0.4 | 0 | 0 | Constrained, otherwise capacity available =336 kVA | --> | 0.38 | 0 | 0.2 | 0.24 | 0 |  | --> | C15 ex SCARTEEN | Scarteen [T41,T42] | MALLOW |  | 52.115 | -8.662
MV/LV Substation ST***508X |  | 10 kV | _ | LV | 400 kVA :Kiosk Substation | 0.4 | --> | 0.4 | 0.26 | 4.55 |  | --> | 0.38 | 0 | 0.022 | 0.382 | 0 |  | --> | C11 ex MALLOW | Mallow [T41,T42] | MALLOW |  | 52.136 | -8.6387
MV/LV Substation TE***509X |  | 10 kV | _ | LV | 400 kVA :Building Structure | 0.4 | --> | 0.4 | 0.399 | 4.55 |  | --> | 0.38 | 0 | 0 | 0.38 | 0 |  | --> | C22 ex MALLOW | Mallow [T41,T42] | MALLOW |  | 52.137 | -8.6474
MV/LV Substation BA***514X |  | 10 kV | _ | LV | 50 kVA :Pole Substation | 0.05 | --> | 0.05 | 0 | 0 | Constrained, otherwise capacity available =45 kVA | --> | 0.048 | 0 | 0 | 0.048 | 0 |  | --> | C18 ex SCARTEEN | Scarteen [T41,T42] | MALLOW |  | 52.169 | -8.7368
MV/LV Substation LA***515 |  | 10 kV | _ | LV | 100 kVA :Pole Substation | 0.1 | --> | 0.1 | 0 | 0 | Constrained, otherwise capacity available =58 kVA | --> | 0.095 | 0 | 0.036 | 0.074 | 0 |  | --> | C11 ex SCARTEEN | Scarteen [T41,T42] | MALLOW |  | 52.1451 | -8.653
MV/LV Substation IR***516 |  | 10 kV | _ | LV | 50 kVA :Pole Substation | 0.05 | --> | 0.05 | 0.041 | 4.55 |  | --> | 0.048 | 0 | 0.021 | 0.033 | 0 |  | --> | C14 ex MALLOW | Mallow [T41,T42] | MALLOW |  | 52.1566 | -8.6483
MV/LV Substation CL***518 |  | 10 kV | _ | LV | 50 kVA :Pole Substation | 0.05 | --> | 0.05 | 0.031 | 4.55 |  | --> | 0.048 | 0 | 0 | 0.05 | 0 |  | --> | C14 ex MALLOW | Mallow [T41,T42] | MALLOW |  | 52.1671 | -8.6592
MV/LV Substation IR***522 |  | 10 kV | _ | LV | 50 kVA :Pole Substation | 0.05 | --> | 0.05 | 0.044 | 4.55 |  | --> | 0.048 | 0 | 0 | 0.048 | 0 |  | --> | C14 ex MALLOW | Mallow [T41,T42] | MALLOW |  | 52.1481 | -8.6442
MV/LV Substation KI***525 |  | 10 kV | _ | LV | 200 kVA :Pole Substation | 0.2 | --> | 0.2 | 0.182 | 2.24 |  | --> | 0.19 | 0 | 0 | 0.192 | 0 |  | --> | C13 ex CASTLETOWNROCHE | Castletownroche [T41] | MALLOW |  | 52.1663 | -8.476
MV/LV Substation ST***526 |  | 10 kV | _ | LV | 200 kVA :Building Structure | 0.2 | --> | 0.2 | 0 | 0 | Constrained, otherwise capacity available =151 kVA | --> | 0.19 | 0 | 0 | 0.197 | 0 |  | --> | C15 ex SCARTEEN | Scarteen [T41,T42] | MALLOW |  | 52.1247 | -8.6851
MV/LV Substation CA***527 |  | 10 kV | _ | LV | 100 kVA :Pole Substation | 0.1 | --> | 0.1 | 0.067 | 2.24 |  | --> | 0.095 | 0 | 0 | 0.1 | 0 |  | --> | C13 ex CASTLETOWNROCHE | Castletownroche [T41] | MALLOW |  | 52.1702 | -8.47
MV/LV Substation CA***532X |  | 10 kV | _ | LV | 200 kVA :Pole Substation | 0.2 | --> | 0.2 | 0.166 | 4.55 |  | --> | 0.19 | 0 | 0.039 | 0.166 | 0 |  | --> | C13 ex MALLOW | Mallow [T41,T42] | MALLOW |  | 52.1399 | -8.637
MV/LV Substation LO***534X |  | 10 kV | _ | LV | 200 kVA :Building Structure | 0.2 | --> | 0.2 | 0.152 | 2.24 |  | --> | 0.19 | 0 | 0.15 | 0.085 | 0 |  | --> | C19 ex CASTLETOWNROCHE | Castletownroche [T41] | MALLOW |  | 52.2048 | -8.4974
MV/LV Substation RO***543 |  | 10 kV | _ | LV | 200 kVA :Pole Substation | 0.2 | --> | 0.2 | 0.142 | 2.24 |  | --> | 0.19 | 0 | 0.005 | 0.194 | 0 |  | --> | C13 ex CASTLETOWNROCHE | Castletownroche [T41] | MALLOW |  | 52.1468 | -8.514
MV/LV Substation RI***544X |  | 10 kV | _ | LV | 200 kVA :Kiosk Substation | 0.2 | --> | 0.2 | 0.11 | 4.55 |  | --> | 0.19 | 0 | 0 | 0.202 | 0 |  | --> | C21 ex MALLOW | Mallow [T41,T42] | MALLOW |  | 52.1479 | -8.6395
MV/LV Substation PU***545 |  | 10 kV | _ | LV | 50 kVA :Pole Substation | 0.05 | --> | 0.05 | 0.046 | 2.24 |  | --> | 0.048 | 0 | 0 | 0.048 | 0 |  | --> | C13 ex CASTLETOWNROCHE | Castletownroche [T41] | MALLOW |  | 52.1552 | -8.505
MV/LV Substation WI***550X |  | 10 kV | _ | LV | 200 kVA :Kiosk Substation | 0.2 | --> | 0.2 | 0 | 0 | Constrained, otherwise capacity available =172 kVA | --> | 0.19 | 0 | 0.002 | 0.192 | 0 |  | --> | C15 ex SCARTEEN | Scarteen [T41,T42] | MALLOW |  | 52.1299 | -8.6643
MV/LV Substation CA***551X |  | 10 kV | _ | LV | 400 kVA :Kiosk Substation | 0.4 | --> | 0.4 | 0.241 | 4.55 |  | --> | 0.38 | 0 | 0.053 | 0.362 | 0 |  | --> | C11 ex MALLOW | Mallow [T41,T42] | MALLOW |  | 52.1361 | -8.6331
MV/LV Substation GO***553X |  | 10 kV | _ | LV | 50 kVA :Pole Substation | 0.05 | --> | 0.05 | 0.015 | 4.55 |  | --> | 0.048 | 0 | 0.002 | 0.051 | 0 |  | --> | C11 ex MALLOW | Mallow [T41,T42] | MALLOW |  | 52.1259 | -8.6526
MV/LV Substation BA***556X |  | 10 kV | _ | LV | 100 kVA :Pole Substation | 0.1 | --> | 0.1 | 0.068 | 2.24 |  | --> | 0.095 | 0 | 0 | 0.099 | 0 |  | --> | C19 ex CASTLETOWNROCHE | Castletownroche [T41] | MALLOW |  | 52.1839 | -8.4614
MV/LV Substation CL***559 |  | 10 kV | _ | LV | 50 kVA :Pole Substation | 0.05 | --> | 0.05 | 0.045 | 2.24 |  | --> | 0.048 | 0 | 0 | 0.048 | 0 |  | --> | C13 ex CASTLETOWNROCHE | Castletownroche [T41] | MALLOW |  | 52.1489 | -8.4869
MV/LV Substation DE***564X |  | 10 kV | _ | LV | 50 kVA :Pole Substation | 0.05 | --> | 0.05 | 0 | 0 | Constrained, otherwise capacity available =32 kVA | --> | 0.048 | 0 | 0 | 0.05 | 0 |  | --> | C21 ex SCARTEEN | Scarteen [T41,T42] | MALLOW |  | 52.1386 | -8.6627
MV/LV Substation PU***570 |  | 10 kV | _ | LV | 100 kVA :Pole Substation | 0.1 | --> | 0.1 | 0.085 | 2.24 |  | --> | 0.095 | 0 | 0 | 0.097 | 0 |  | --> | C19 ex CASTLETOWNROCHE | Castletownroche [T41] | MALLOW |  | 52.183 | -8.4647
MV/LV Substation CL***575X |  | 10 kV | _ | LV | 50 kVA :Pole Substation | 0.05 | --> | 0.05 | 0 | 0 | Constrained, otherwise capacity available =50 kVA | --> | 0.048 | 0 | 0 | 0.048 | 0 |  | --> | C15 ex SCARTEEN | Scarteen [T41,T42] | MALLOW |  | 52.116 | -8.6761
MV/LV Substation WA***588 |  | 10 kV | _ | LV | 100 kVA :Pole Substation | 0.1 | --> | 0.1 | 0.094 | 2.24 |  | --> | 0.095 | 0 | 0 | 0.096 | 0 |  | --> | C19 ex CASTLETOWNROCHE | Castletownroche [T41] | MALLOW |  | 52.2154 | -8.4956
MV/LV Substation CA***601X |  | 10 kV | _ | LV | 400 kVA :Kiosk Substation | 0.4 | --> | 0.4 | 0.329 | 4.55 |  | --> | 0.38 | 0 | 0.042 | 0.358 | 0 |  | --> | C11 ex MALLOW | Mallow [T41,T42] | MALLOW |  | 52.1349 | -8.6316
MV/LV Substation QU***605 |  | 10 kV | _ | LV | 400 kVA :Building Structure | 0.4 | --> | 0.4 | 0 | 0 | Constrained, otherwise capacity available =372 kVA | --> | 0.38 | 0 | 0.004 | 0.381 | 0 |  | --> | C15 ex SCARTEEN | Scarteen [T41,T42] | MALLOW |  | 52.129 | -8.6664
MV/LV Substation DA***612X |  | 10 kV | _ | LV | 400 kVA :Building Structure | 0.4 | --> | 0.4 | 0.353 | 4.55 |  | --> | 0.38 | 0 | 0 | 0.386 | 0 |  | --> | C11 ex MALLOW | Mallow [T41,T42] | MALLOW |  | 52.1249 | -8.6412
MV/LV Substation CO***613X |  | 10 kV | _ | LV | 400 kVA :Kiosk Substation | 0.4 | --> | 0.4 | 0.284 | 4.55 |  | --> | 0.38 | 0 | 0 | 0.396 | 0 |  | --> | C14 ex MALLOW | Mallow [T41,T42] | MALLOW |  | 52.1393 | -8.6547
MV/LV Substation LI***616X |  | 10 kV | _ | LV | 400 kVA :Building Structure | 0.4 | --> | 0.4 | 0.278 | 4.55 |  | --> | 0.38 | 0 | 0 | 0.396 | 0 |  | --> | C11 ex MALLOW | Mallow [T41,T42] | MALLOW |  | 52.1347 | -8.6416
MV/LV Substation UP***617X |  | 10 kV | _ | LV | 400 kVA :Kiosk Substation | 0.4 | --> | 0.4 | 0.321 | 4.55 |  | --> | 0.38 | 0 | 0.046 | 0.356 | 0 |  | --> | C11 ex MALLOW | Mallow [T41,T42] | MALLOW |  | 52.1274 | -8.6533
MV/LV Substation NE***619X |  | 10 kV | _ | LV | 630 kVA :Kiosk Substation | 0.63 | --> | 0.63 | 0 | 0 | Constrained, otherwise capacity available =543 kVA | --> | 0.598 | 0 | 0.019 | 0.5 | 0 |  | --> | C15 ex SCARTEEN | Scarteen [T41,T42] | MALLOW |  | 52.1092 | -8.6896
MV/LV Substation BA***620X |  | 10 kV | _ | LV | 50 kVA :Pole Substation | 0.05 | --> | 0.05 | 0 | 0 | Constrained, otherwise capacity available =44 kVA | --> | 0.048 | 0 | 0 | 0.048 | 0 |  | --> | C18 ex SCARTEEN | Scarteen [T41,T42] | MALLOW |  | 52.1662 | -8.7411
MV/LV Substation OW***621X |  | 10 kV | _ | LV | 400 kVA :Kiosk Substation | 0.4 | --> | 0.4 | 0.325 | 4.55 |  | --> | 0.38 | 0 | 0.023 | 0.373 | 0 |  | --> | C21 ex MALLOW | Mallow [T41,T42] | MALLOW |  | 52.15 | -8.638
MV/LV Substation BA***628X |  | 10 kV | _ | LV | 630 kVA :Kiosk Substation | 0.63 | --> | 0.63 | 0.474 | 4.55 |  | --> | 0.598 | 0 | 0.024 | 0.5 | 0 |  | --> | C11 ex MALLOW | Mallow [T41,T42] | MALLOW |  | 52.1292 | -8.6424
MV/LV Substation DR***633X |  | 10 kV | _ | LV | 50 kVA :Pole Substation | 0.05 | --> | 0.05 | 0 | 0 | Constrained, otherwise capacity available =50 kVA | --> | 0.048 | 0 | 0 | 0.048 | 0 |  | --> | C11 ex SCARTEEN | Scarteen [T41,T42] | MALLOW |  | 52.1579 | -8.6709
MV/LV Substation GO***643X |  | 10 kV | _ | LV | 50 kVA :Pole Substation | 0.05 | --> | 0.05 | 0 | 0 | Constrained, otherwise capacity available =41 kVA | --> | 0.048 | 0 | 0 | 0.049 | 0 |  | --> | C15 ex SCARTEEN | Scarteen [T41,T42] | MALLOW |  | 52.1157 | -8.6598
MV/LV Substation CO***649X |  | 10 kV | _ | LV | 630 kVA :Building Structure | 0.63 | --> | 0.63 | 0 | 0 | Constrained, otherwise capacity available =630 kVA | --> | 0.598 | 0 | 0 | 0.5 | 0 |  | --> | C15 ex SCARTEEN | Scarteen [T41,T42] | MALLOW |  | 52.1202 | -8.6978
MV/LV Substation CA***652X |  | 10 kV | _ | LV | 630 kVA :Kiosk Substation | 0.63 | --> | 0.63 | 0.492 | 4.55 |  | --> | 0.598 | 0 | 0.065 | 0.5 | 0 |  | --> | C21 ex MALLOW | Mallow [T41,T42] | MALLOW |  | 52.1516 | -8.634
MV/LV Substation SH***653X |  | 10 kV | _ | LV | 200 kVA :Kiosk Substation | 0.2 | --> | 0.2 | 0.155 | 2.24 |  | --> | 0.19 | 0 | 0.013 | 0.186 | 0 |  | --> | C19 ex CASTLETOWNROCHE | Castletownroche [T41] | MALLOW |  | 52.2196 | -8.4757
MV/LV Substation CA***658X |  | 10 kV | _ | LV | 50 kVA :Pole Substation | 0.05 | --> | 0.05 | 0.04 | 2.24 |  | --> | 0.048 | 0 | 0 | 0.049 | 0 |  | --> | C19 ex CASTLETOWNROCHE | Castletownroche [T41] | MALLOW |  | 52.1721 | -8.4627
MV/LV Substation DU***664X |  | 10 kV | _ | LV | 630 kVA :Building Structure | 0.63 | --> | 0.63 | 0 | 0 | Constrained, otherwise capacity available =538 kVA | --> | 0.598 | 0 | 0 | 0.5 | 0 |  | --> | C15 ex SCARTEEN | Scarteen [T41,T42] | MALLOW |  | 52.1253 | -8.6637
MV/LV Substation HI***665X |  | 10 kV | _ | LV | 630 kVA :Building Structure | 0.63 | --> | 0.63 | 0.5 | 4.55 |  | --> | 0.598 | 0 | 0 | 0.5 | 0 |  | --> | C13 ex MALLOW | Mallow [T41,T42] | MALLOW |  | 52.1382 | -8.6455
MV/LV Substation GO***667X |  | 20 kV | _ | LV | 50 kVA :Pole Substation | 0.05 | --> | 0.05 | 0 | 0 | Constrained, otherwise capacity available =39 kVA | --> | 0.048 | 0 | 0 | 0.049 | 0 |  | --> | C18 ex SCARTEEN | Scarteen [T41,T42] | MALLOW |  | 52.1439 | -8.7172
MV/LV Substation DR***672X |  | 10 kV | _ | LV | 400 kVA :Kiosk Substation | 0.4 | --> | 0.4 | 0 | 0 | Constrained, otherwise capacity available =316 kVA | --> | 0.38 | 0 | 0 | 0.391 | 0 |  | --> | C15 ex SCARTEEN | Scarteen [T41,T42] | MALLOW |  | 52.1069 | -8.6907
MV/LV Substation SH***681X |  | 10 kV | _ | LV | 630 kVA :Kiosk Substation | 0.63 | --> | 0.63 | 0.5 | 4.55 |  | --> | 0.598 | 0 | 0.02 | 0.5 | 0 |  | --> | C14 ex MALLOW | Mallow [T41,T42] | MALLOW |  | 52.1415 | -8.6497
MV/LV Substation CO***684X |  | 10 kV | _ | LV | 400 kVA :Kiosk Substation | 0.4 | --> | 0.4 | 0.224 | 4.55 |  | --> | 0.38 | 0 | 0.077 | 0.346 | 0 |  | --> | C11 ex MALLOW | Mallow [T41,T42] | MALLOW |  | 52.1295 | -8.629
MV/LV Substation ST***688X |  | 10 kV | _ | LV | 400 kVA :Building Structure | 0.4 | --> | 0.4 | 0.367 | 4.55 |  | --> | 0.38 | 0 | 0 | 0.384 | 0 |  | --> | C13 ex MALLOW | Mallow [T41,T42] | MALLOW |  | 52.1418 | -8.6418
MV/LV Substation SH***698X |  | 10 kV | _ | LV | 50 kVA :Pole Substation | 0.05 | --> | 0.05 | 0.045 | 2.24 |  | --> | 0.048 | 0 | 0 | 0.048 | 0 |  | --> | C19 ex CASTLETOWNROCHE | Castletownroche [T41] | MALLOW |  | 52.2186 | -8.4863
MV/LV Substation CO***714X |  | 10 kV | _ | LV | 630 kVA :Kiosk Substation | 0.63 | --> | 0.63 | 0.496 | 4.55 |  | --> | 0.598 | 0 | 0.068 | 0.5 | 0 |  | --> | C11 ex MALLOW | Mallow [T41,T42] | MALLOW |  | 52.1314 | -8.6254
MV/LV Substation KI***715X |  | 20 kV | _ | LV | 50 kVA :Pole Substation | 0.05 | --> | 0.05 | 0 | 0 | Constrained, otherwise capacity available =47 kVA | --> | 0.048 | 0 | 0 | 0.048 | 0 |  | --> | C18 ex SCARTEEN | Scarteen [T41,T42] | MALLOW |  | 52.1426 | -8.7253
MV/LV Substation HA***727X |  | 10 kV | _ | LV | 200 kVA :Kiosk Substation | 0.2 | --> | 0.2 | 0 | 0 | Constrained, otherwise capacity available =193 kVA | --> | 0.19 | 0 | 0.009 | 0.184 | 0 |  | --> | C15 ex SCARTEEN | Scarteen [T41,T42] | MALLOW |  | 52.1081 | -8.6911
MV/LV Substation PI***728 |  | 10 kV | _ | LV | 630 kVA :Building Structure | 0.63 | --> | 0.63 | 0 | 0 | Constrained, otherwise capacity available =598 kVA | --> | 0.598 | 0 | 0 | 0.5 | 0 |  | --> | C15 ex SCARTEEN | Scarteen [T41,T42] | MALLOW |  | 52.1171 | -8.6595
MV/LV Substation CA***728X |  | 10 kV | _ | LV | 200 kVA :Kiosk Substation | 0.2 | --> | 0.2 | 0.18 | 2.24 |  | --> | 0.19 | 0 | 0.005 | 0.189 | 0 |  | --> | C19 ex CASTLETOWNROCHE | Castletownroche [T41] | MALLOW |  | 52.1694 | -8.4677
MV/LV Substation KI***733 |  | 10 kV | _ | LV | 50 kVA :Pole Substation | 0.05 | --> | 0.05 | 0.045 | 2.24 |  | --> | 0.048 | 0 | 0 | 0.048 | 0 |  | --> | C19 ex CASTLETOWNROCHE | Castletownroche [T41] | MALLOW |  | 52.2381 | -8.5151
MV/LV Substation CO***733X |  | 10 kV | _ | LV | 50 kVA :Pole Substation | 0.05 | --> | 0.05 | 0 | 0 | Constrained, otherwise capacity available =31 kVA | --> | 0.048 | 0 | 0 | 0.05 | 0 |  | --> | C18 ex SCARTEEN | Scarteen [T41,T42] | MALLOW |  | 52.168 | -8.7371
MV/LV Substation LI***735X |  | 10 kV | _ | LV | 50 kVA :Pole Substation | 0.05 | --> | 0.05 | 0.05 | 2.24 |  | --> | 0.048 | 0 | 0 | 0.048 | 0 |  | --> | C19 ex CASTLETOWNROCHE | Castletownroche [T41] | MALLOW |  | 52.2012 | -8.419
MV/LV Substation NE***737X |  | 10 kV | _ | LV | 630 kVA :Building Structure | 0.63 | --> | 0.63 | 0.5 | 4.55 |  | --> | 0.598 | 0 | 0 | 0.5 | 0 |  | --> | C13 ex MALLOW | Mallow [T41,T42] | MALLOW |  | 52.1386 | -8.6426
MV/LV Substation CA***740X |  | 10 kV | _ | LV | 50 kVA :Pole Substation | 0.05 | --> | 0.05 | 0.05 | 4.55 |  | --> | 0.048 | 0 | 0 | 0.048 | 0 |  | --> | C11 ex MALLOW | Mallow [T41,T42] | MALLOW |  | 52.1412 | -8.6281
MV/LV Substation CU***743 |  | 10 kV | _ | LV | 100 kVA :Pole Substation | 0.1 | --> | 0.1 | 0.052 | 4.55 |  | --> | 0.095 | 0 | 0.04 | 0.072 | 0 |  | --> | C14 ex MALLOW | Mallow [T41,T42] | MALLOW |  | 52.1794 | -8.6323
MV/LV Substation SP***747 |  | 10 kV | _ | LV | 200 kVA :Pole Substation | 0.2 | --> | 0.2 | 0.164 | 4.55 |  | --> | 0.19 | 0 | 0 | 0.195 | 0 |  | --> | C14 ex MALLOW | Mallow [T41,T42] | MALLOW |  | 52.1849 | -8.6569
MV/LV Substation AR***755X |  | 10 kV | _ | LV | 100 kVA :Pole Substation | 0.1 | --> | 0.1 | 0 | 0 | Constrained, otherwise capacity available =72 kVA | --> | 0.095 | 0 | 0.01 | 0.091 | 0 |  | --> | C15 ex SCARTEEN | Scarteen [T41,T42] | MALLOW |  | 52.101 | -8.6882
MV/LV Substation O2***757X |  | 10 kV | _ | LV | 50 kVA :Pole Substation | 0.05 | --> | 0.05 | 0.033 | 4.55 |  | --> | 0.048 | 0 | 0 | 0.05 | 0 |  | --> | C11 ex MALLOW | Mallow [T41,T42] | MALLOW |  | 52.1286 | -8.6497
MV/LV Substation MO***766X |  | 10 kV | _ | LV | 200 kVA :Pole Substation | 0.2 | --> | 0.2 | 0.079 | 2.24 |  | --> | 0.19 | 0 | 0 | 0.191 | 0 |  | --> | C13 ex CASTLETOWNROCHE | Castletownroche [T41] | MALLOW |  | 52.1615 | -8.5048
MV/LV Substation MA***770X |  | 10 kV | _ | LV | 630 kVA :Building Structure | 0.63 | --> | 0.63 | 0.468 | 4.55 |  | --> | 0.598 | 0 | 0 | 0.5 | 0 |  | --> | C13 ex MALLOW | Mallow [T41,T42] | MALLOW |  | 52.1373 | -8.6412
MV/LV Substation MA***771X |  | 10 kV | _ | LV | 630 kVA :Building Structure | 0.63 | --> | 0.63 | 0.5 | 4.55 |  | --> | 0.598 | 0 | 0 | 0.5 | 0 |  | --> | C22 ex MALLOW | Mallow [T41,T42] | MALLOW |  | 52.1386 | -8.6405
MV/LV Substation HE***772X |  | 10 kV | _ | LV | 400 kVA :Building Structure | 0.4 | --> | 0.4 | 0.358 | 4.55 |  | --> | 0.38 | 0 | 0 | 0.386 | 0 |  | --> | C22 ex MALLOW | Mallow [T41,T42] | MALLOW |  | 52.1375 | -8.6422
MV/LV Substation WI***773X |  | 10 kV | _ | LV | 630 kVA :Building Structure | 0.63 | --> | 0.63 | 0.5 | 4.55 |  | --> | 0.598 | 0 | 0 | 0.5 | 0 |  | --> | C22 ex MALLOW | Mallow [T41,T42] | MALLOW |  | 52.1371 | -8.643
MV/LV Substation CH***775X |  | 10 kV | _ | LV | 200 kVA :Kiosk Substation | 0.2 | --> | 0.2 | 0.149 | 4.55 |  | --> | 0.19 | 0 | 0 | 0.197 | 0 |  | --> | C13 ex MALLOW | Mallow [T41,T42] | MALLOW |  | 52.1386 | -8.6461
MV/LV Substation CA***781 |  | 10 kV | _ | LV | 100 kVA :Pole Substation | 0.1 | --> | 0.1 | 0.095 | 4.55 |  | --> | 0.095 | 0 | 0.006 | 0.091 | 0 |  | --> | C12 ex MALLOW | Mallow [T41,T42] | MALLOW |  | 52.1425 | -8.6134
MV/LV Substation CA***784 |  | 10 kV | _ | LV | 200 kVA :Pole Substation | 0.2 | --> | 0.2 | 0.124 | 2.24 |  | --> | 0.19 | 0 | 0 | 0.2 | 0 |  | --> | C19 ex CASTLETOWNROCHE | Castletownroche [T41] | MALLOW |  | 52.1725 | -8.461
MV/LV Substation HO***789 |  | 10 kV | _ | LV | 50 kVA :Pole Substation | 0.05 | --> | 0.05 | 0.044 | 2.24 |  | --> | 0.048 | 0 | 0 | 0.048 | 0 |  | --> | C19 ex CASTLETOWNROCHE | Castletownroche [T41] | MALLOW |  | 52.194 | -8.4793
MV/LV Substation TH***789X |  | 10 kV | _ | LV | 400 kVA :Kiosk Substation | 0.4 | --> | 0.4 | 0.268 | 4.55 |  | --> | 0.38 | 0 | 0.043 | 0.366 | 0 |  | --> | C14 ex MALLOW | Mallow [T41,T42] | MALLOW |  | 52.1459 | -8.6432
MV/LV Substation TH***790X |  | 10 kV | _ | LV | 400 kVA :Kiosk Substation | 0.4 | --> | 0.4 | 0.349 | 4.55 |  | --> | 0.38 | 0 | 0.025 | 0.368 | 0 |  | --> | C14 ex MALLOW | Mallow [T41,T42] | MALLOW |  | 52.1481 | -8.6426
MV/LV Substation CO***791X |  | 10 kV | _ | LV | 400 kVA :Kiosk Substation | 0.4 | --> | 0.4 | 0 | 0 | Constrained, otherwise capacity available =319 kVA | --> | 0.38 | 0 | 0.019 | 0.377 | 0 |  | --> | C15 ex SCARTEEN | Scarteen [T41,T42] | MALLOW |  | 52.103 | -8.6935
MV/LV Substation HA***793X |  | 10 kV | _ | LV | 400 kVA :Kiosk Substation | 0.4 | --> | 0.4 | 0.217 | 4.55 |  | --> | 0.38 | 0 | 0.067 | 0.355 | 0 |  | --> | C21 ex MALLOW | Mallow [T41,T42] | MALLOW |  | 52.1506 | -8.6303
MV/LV Substation BR***796X |  | 10 kV | _ | LV | 400 kVA :Kiosk Substation | 0.4 | --> | 0.4 | 0.316 | 4.55 |  | --> | 0.38 | 0 | 0.019 | 0.377 | 0 |  | --> | C21 ex MALLOW | Mallow [T41,T42] | MALLOW |  | 52.1539 | -8.6305
MV/LV Substation CA***799X |  | 10 kV | _ | LV | 400 kVA :Kiosk Substation | 0.4 | --> | 0.4 | 0.268 | 4.55 |  | --> | 0.38 | 0 | 0.055 | 0.357 | 0 |  | --> | C11 ex MALLOW | Mallow [T41,T42] | MALLOW |  | 52.138 | -8.6298
MV/LV Substation NE***801X |  | 10 kV | _ | LV | 200 kVA :Kiosk Substation | 0.2 | --> | 0.2 | 0 | 0 | Constrained, otherwise capacity available =163 kVA | --> | 0.19 | 0 | 0 | 0.195 | 0 |  | --> | C15 ex SCARTEEN | Scarteen [T41,T42] | MALLOW |  | 52.1225 | -8.6942
MV/LV Substation CL***802X |  | 10 kV | _ | LV | 400 kVA :Kiosk Substation | 0.4 | --> | 0.4 | 0.335 | 4.55 |  | --> | 0.38 | 0 | 0.015 | 0.378 | 0 |  | --> | C21 ex MALLOW | Mallow [T41,T42] | MALLOW |  | 52.1521 | -8.6292
MV/LV Substation 02***810X |  | 10 kV | _ | LV | 50 kVA :Pole Substation | 0.05 | --> | 0.05 | 0.034 | 4.55 |  | --> | 0.048 | 0 | 0 | 0.05 | 0 |  | --> | C14 ex MALLOW | Mallow [T41,T42] | MALLOW |  | 52.1426 | -8.6278
MV/LV Substation QU***812X |  | 10 kV | _ | LV | 1000 kVA :Building Structure | 1 | --> | 1 | 0 | 0 | Constrained, otherwise capacity available =851 kVA | --> | 0.95 | 0 | 0 | 0.5 | 0 |  | --> | C15 ex SCARTEEN | Scarteen [T41,T42] | MALLOW |  | 52.1276 | -8.6638
MV/LV Substation MA***814X |  | 10 kV | _ | LV | 400 kVA :Building Structure | 0.4 | --> | 0.4 | 0.377 | 4.55 |  | --> | 0.38 | 0 | 0 | 0.383 | 0 |  | --> | C17 ex MALLOW | Mallow [T41,T42] | MALLOW |  | 52.1455 | -8.6128
MV/LV Substation CE***823X |  | 10 kV | _ | LV | 50 kVA :Pole Substation | 0.05 | --> | 0.05 | 0 | 0 | Constrained, otherwise capacity available =24 kVA | --> | 0.048 | 0 | 0.015 | 0.04 | 0 |  | --> | C18 ex SCARTEEN | Scarteen [T41,T42] | MALLOW |  | 52.1684 | -8.7765
MV/LV Substation KE***824X |  | 10 kV | _ | LV | 200 kVA :Kiosk Substation | 0.2 | --> | 0.2 | 0 | 0 | Constrained, otherwise capacity available =62 kVA | --> | 0.19 | 0 | 0 | 0.208 | 0 |  | --> | C11 ex SCARTEEN | Scarteen [T41,T42] | MALLOW |  | 52.1458 | -8.6568
MV/LV Substation CL***832X |  | 10 kV | _ | LV | 400 kVA :Kiosk Substation | 0.4 | --> | 0.4 | 0.293 | 4.55 |  | --> | 0.38 | 0 | 0.007 | 0.389 | 0 |  | --> | C14 ex MALLOW | Mallow [T41,T42] | MALLOW |  | 52.145 | -8.6442
MV/LV Substation CL***837 |  | 10 kV | _ | LV | 200 kVA :Pole Substation | 0.2 | --> | 0.2 | 0.127 | 2.24 |  | --> | 0.19 | 0 | 0 | 0.2 | 0 |  | --> | C19 ex CASTLETOWNROCHE | Castletownroche [T41] | MALLOW |  | 52.2174 | -8.4948
MV/LV Substation BE***837X |  | 10 kV | _ | LV | 400 kVA :Building Structure | 0.4 | --> | 0.4 | 0.316 | 4.55 |  | --> | 0.38 | 0 | 0 | 0.391 | 0 |  | --> | C11 ex MALLOW | Mallow [T41,T42] | MALLOW |  | 52.1322 | -8.6484
MV/LV Substation SP***838X |  | 10 kV | _ | LV | 200 kVA :Pole Substation | 0.2 | --> | 0.2 | 0.2 | 2.24 |  | --> | 0.19 | 0 | 0 | 0.19 | 0 |  | --> | C13 ex CASTLETOWNROCHE | Castletownroche [T41] | MALLOW |  | 52.1393 | -8.5674
MV/LV Substation MU***840X |  | 10 kV | _ | LV | 400 kVA :Kiosk Substation | 0.4 | --> | 0.4 | 0.364 | 2.24 |  | --> | 0.38 | 0 | 0.005 | 0.381 | 0 |  | --> | C19 ex CASTLETOWNROCHE | Castletownroche [T41] | MALLOW |  | 52.1703 | -8.4663
MV/LV Substation BL***842X |  | 10 kV | _ | LV | 400 kVA :Building Structure | 0.4 | --> | 0.4 | 0 | 0 | Constrained, otherwise capacity available =304 kVA | --> | 0.38 | 0 | 0.014 | 0.382 | 0 |  | --> | C15 ex SCARTEEN | Scarteen [T41,T42] | MALLOW |  | 52.1212 | -8.657
MV/LV Substation FO***851X |  | 10 kV | _ | LV | 50 kVA :Pole Substation | 0.05 | --> | 0.05 | 0.04 | 2.14 |  | --> | 0.048 | 0 | 0.005 | 0.045 | 0 |  | --> | C13 ex BUTTEVANT | Buttevant [T41,T42] | MALLOW |  | 52.1911 | -8.643
MV/LV Substation MO***854X |  | 10 kV | _ | LV | 50 kVA :Pole Substation | 0.05 | --> | 0.05 | 0.043 | 4.55 |  | --> | 0.048 | 0 | 0.02 | 0.034 | 0 |  | --> | C17 ex MALLOW | Mallow [T41,T42] | MALLOW |  | 52.1645 | -8.5989
MV/LV Substation MA***858 |  | 10 kV | _ | LV | 400 kVA :Building Structure | 0.4 | --> | 0.4 | 0 | 0 | Constrained, otherwise capacity available =400 kVA | --> | 0.38 | 0 | 0 | 0.38 | 0 |  | --> | C11 ex SCARTEEN | Scarteen [T41,T42] | MALLOW |  | 52.1511 | -8.6632
MV/LV Substation RE***858X |  | 10 kV | _ | LV | 400 kVA :Building Structure | 0.4 | --> | 0.4 | 0.376 | 4.55 |  | --> | 0.38 | 0 | 0 | 0.383 | 0 |  | --> | C13 ex MALLOW | Mallow [T41,T42] | MALLOW |  | 52.1403 | -8.642
MV/LV Substation NA***859 |  | 10 kV | _ | LV | 100 kVA :Pole Substation | 0.1 | --> | 0.1 | 0 | 0 | Constrained, otherwise capacity available =56 kVA | --> | 0.095 | 0 | 0 | 0.101 | 0 |  | --> | C15 ex SCARTEEN | Scarteen [T41,T42] | MALLOW |  | 52.108 | -8.682
MV/LV Substation BA***864 |  | 10 kV | _ | LV | 50 kVA :Pole Substation | 0.05 | --> | 0.05 | 0.036 | 4.55 |  | --> | 0.048 | 0 | 0 | 0.049 | 0 |  | --> | C17 ex MALLOW | Mallow [T41,T42] | MALLOW |  | 52.1529 | -8.61
MV/LV Substation SP***867 |  | 10 kV | _ | LV | 200 kVA :Pole Substation | 0.2 | --> | 0.2 | 0 | 0 | Constrained, otherwise capacity available =172 kVA | --> | 0.19 | 0 | 0.02 | 0.179 | 0 |  | --> | C15 ex SCARTEEN | Scarteen [T41,T42] | MALLOW |  | 52.1266 | -8.6639
MV/LV Substation PO***870 |  | 10 kV | _ | LV | 630 kVA :Building Structure | 0.63 | --> | 0.63 | 0.445 | 2.24 |  | --> | 0.598 | 0 | 0 | 0.5 | 0 |  | --> | C13 ex CASTLETOWNROCHE | Castletownroche [T41] | MALLOW |  | 52.1545 | -8.5088
MV/LV Substation BL***876 |  | 10 kV | _ | LV | 200 kVA :Pole Substation | 0.2 | --> | 0.2 | 0 | 0 | Constrained, otherwise capacity available =128 kVA | --> | 0.19 | 0 | 0.015 | 0.188 | 0 |  | --> | C15 ex SCARTEEN | Scarteen [T41,T42] | MALLOW |  | 52.1266 | -8.6645
MV/LV Substation SA***878X |  | 10 kV | _ | LV | 630 kVA :Kiosk Substation | 0.63 | --> | 0.63 | 0.476 | 4.55 |  | --> | 0.598 | 0 | 0.029 | 0.5 | 0 |  | --> | C11 ex MALLOW | Mallow [T41,T42] | MALLOW |  | 52.1284 | -8.648
MV/LV Substation TO***879X |  | 10 kV | _ | LV | 400 kVA :Kiosk Substation | 0.4 | --> | 0.4 | 0.322 | 4.55 |  | --> | 0.38 | 0 | 0.014 | 0.38 | 0 |  | --> | C11 ex MALLOW | Mallow [T41,T42] | MALLOW |  | 52.1276 | -8.6446
MV/LV Substation KI***882X |  | 10 kV | _ | LV | 50 kVA :Pole Substation | 0.05 | --> | 0.05 | 0.04 | 4.55 |  | --> | 0.048 | 0 | 0.004 | 0.046 | 0 |  | --> | C11 ex MALLOW | Mallow [T41,T42] | MALLOW |  | 52.1383 | -8.6293
MV/LV Substation NI***883X |  | 10 kV | _ | LV | 630 kVA :Building Structure | 0.63 | --> | 0.63 | 0 | 0 | Constrained, otherwise capacity available =527 kVA | --> | 0.598 | 0 | 0 | 0.5 | 0 |  | --> | C15 ex SCARTEEN | Scarteen [T41,T42] | MALLOW |  | 52.1246 | -8.6699
MV/LV Substation GR***885X |  | 10 kV | _ | LV | 50 kVA :Pole Substation | 0.05 | --> | 0.05 | 0.049 | 2.24 |  | --> | 0.048 | 0 | 0 | 0.048 | 0 |  | --> | C19 ex CASTLETOWNROCHE | Castletownroche [T41] | MALLOW |  | 52.2012 | -8.4235
MV/LV Substation EL***887X |  | 10 kV | _ | LV | 50 kVA :Pole Substation | 0.05 | --> | 0.05 | 0.039 | 4.55 |  | --> | 0.048 | 0 | 0.028 | 0.028 | 0 |  | --> | C14 ex MALLOW | Mallow [T41,T42] | MALLOW |  | 52.1784 | -8.6661
MV/LV Substation BA***888X |  | 10 kV | _ | LV | 630 kVA :Building Structure | 0.63 | --> | 0.63 | 0.5 | 4.55 |  | --> | 0.598 | 0 | 0 | 0.5 | 0 |  | --> | C11 ex MALLOW | Mallow [T41,T42] | MALLOW |  | 52.13 | -8.6418
MV/LV Substation AL***892X |  | 10 kV | _ | LV | 400 kVA :Kiosk Substation | 0.4 | --> | 0.4 | 0.332 | 4.55 |  | --> | 0.38 | 0 | 0.005 | 0.385 | 0 |  | --> | C11 ex MALLOW | Mallow [T41,T42] | MALLOW |  | 52.127 | -8.6433
MV/LV Substation WE***893X |  | 10 kV | _ | LV | 400 kVA :Kiosk Substation | 0.4 | --> | 0.4 | 0 | 0 | Constrained, otherwise capacity available =230 kVA | --> | 0.38 | 0 | 0.007 | 0.397 | 0 |  | --> | C21 ex SCARTEEN | Scarteen [T41,T42] | MALLOW |  | 52.1376 | -8.6504
MV/LV Substation BA***895X |  | 10 kV | _ | LV | 50 kVA :Pole Substation | 0.05 | --> | 0.05 | 0.036 | 4.55 |  | --> | 0.048 | 0 | 0 | 0.049 | 0 |  | --> | C14 ex MALLOW | Mallow [T41,T42] | MALLOW |  | 52.1728 | -8.6675
MV/LV Substation G0***896X |  | 10 kV | _ | LV | 400 kVA :Kiosk Substation | 0.4 | --> | 0.4 | 0.385 | 4.55 |  | --> | 0.38 | 0 | 0 | 0.382 | 0 |  | --> | C11 ex MALLOW | Mallow [T41,T42] | MALLOW |  | 52.1229 | -8.6529
MV/LV Substation GO***897X |  | 10 kV | _ | LV | 400 kVA :Kiosk Substation | 0.4 | --> | 0.4 | 0.207 | 4.55 |  | --> | 0.38 | 0 | 0 | 0.405 | 0 |  | --> | C11 ex MALLOW | Mallow [T41,T42] | MALLOW |  | 52.1234 | -8.6487
MV/LV Substation NA***903X |  | 10 kV | _ | LV | 50 kVA :Pole Substation | 0.05 | --> | 0.05 | 0.046 | 4.55 |  | --> | 0.048 | 0 | 0 | 0.048 | 0 |  | --> | C12 ex MALLOW | Mallow [T41,T42] | MALLOW |  | 52.1259 | -8.5924
MV/LV Substation BA***964 |  | 10 kV | _ | LV | 100 kVA :Pole Substation | 0.1 | --> | 0.1 | 0.079 | 4.55 |  | --> | 0.095 | 0 | 0.02 | 0.083 | 0 |  | --> | C12 ex MALLOW | Mallow [T41,T42] | MALLOW |  | 52.1366 | -8.5947
MV/LV Substation CL***977 |  | 10 kV | _ | LV | 100 kVA :Pole Substation | 0.1 | --> | 0.1 | 0 | 0 | Constrained, otherwise capacity available =44 kVA | --> | 0.095 | 0 | 0 | 0.102 | 0 |  | --> | C15 ex SCARTEEN | Scarteen [T41,T42] | MALLOW |  | 52.1138 | -8.6689
MV/LV Substation OL***983 |  | 10 kV | _ | LV | 50 kVA :Pole Substation | 0.05 | --> | 0.05 | 0.045 | 4.55 |  | --> | 0.048 | 0 | 0 | 0.048 | 0 |  | --> | C17 ex MALLOW | Mallow [T41,T42] | MALLOW |  | 52.1478 | -8.617
MV/LV Substation CA***993 |  | 10 kV | _ | LV | 200 kVA :Pole Substation | 0.2 | --> | 0.2 | 0.104 | 2.24 |  | --> | 0.19 | 0 | 0.01 | 0.195 | 0 |  | --> | C19 ex CASTLETOWNROCHE | Castletownroche [T41] | MALLOW |  | 52.1714 | -8.4653
MV/LV Substation MC***001 |  | 10 kV | _ | LV | 630 kVA :Kiosk Substation | 0.63 | --> | 0.63 | 0 | 0 | Constrained, otherwise capacity available =367 kVA | --> | 0.598 | 0 | 0.014 | 0 | 0 | Constrained, otherwise capacity available =623 kW | --> | C16 ex COOLCARRON | Coolcarron [T41,T42] | BARRYMORE |  | 52.1376 | -8.28
MV/LV Substation CH***002 |  | 10 kV | _ | LV | 400 kVA :Kiosk Substation | 0.4 | --> | 0.4 | 0 | 0 | Constrained, otherwise capacity available =193 kVA | --> | 0.38 | 0 | 0.031 | 0 | 0 | Constrained, otherwise capacity available =384 kW | --> | C15 ex FERMOY NORTH | Fermoy North [T41,T42] | BARRYMORE |  | 52.1417 | -8.2765
MV/LV Substation TH***003Y |  | 10 kV | _ | LV | 200 kVA :Kiosk Substation | 0.2 | --> | 0.2 | 0 | 0 | Constrained, otherwise capacity available =161 kVA | --> | 0.19 | 0 | 0.014 | 0 | 0 | Constrained, otherwise capacity available =185 kW | --> | C20 ex COOLCARRON | Coolcarron [T41,T42] | BARRYMORE |  | 52.131 | -8.2889
MV/LV Substation BA***006 |  | 10 kV | _ | LV | 50 kVA :Pole Substation | 0.05 | --> | 0.05 | 0 | 0 | Constrained, otherwise capacity available =38 kVA | --> | 0.048 | 0 | 0 | 0 | 0 | Constrained, otherwise capacity available =49 kW | --> | C15 ex FERMOY NORTH | Fermoy North [T41,T42] | BARRYMORE |  | 52.1408 | -8.284
MV/LV Substation EF***009 |  | 10 kV | _ | LV | 100 kVA :Pole Substation | 0.1 | --> | 0.1 | 0 | 0 | Constrained, otherwise capacity available =83 kVA | --> | 0.095 | 0 | 0 | 0 | 0 | Constrained, otherwise capacity available =97 kW | --> | E14 ex CASTLELYONS | Castlelyons [T421,T422] | BARRYMORE |  | 52.0781 | -8.2251
MV/LV Substation MA***010Y |  | 20 kV | _ | LV | 50 kVA :Pole Substation | 0.05 | --> | 0.05 | 0 | 0 | Constrained, otherwise capacity available =25 kVA | --> | 0.048 | 0 | 0 | 0 | 0 | Constrained, otherwise capacity available =51 kW | --> | E11 ex CASTLELYONS | Castlelyons [T421,T422] | BARRYMORE |  | 52.0744 | -8.2705
MV/LV Substation CO***012 |  | 10 kV | _ | LV | 630 kVA :Kiosk Substation | 0.63 | --> | 0.63 | 0 | 0 | Constrained, otherwise capacity available =540 kVA | --> | 0.598 | 0 | 0.015 | 0 | 0 | Constrained, otherwise capacity available =600 kW | --> | C16 ex COOLCARRON | Coolcarron [T41,T42] | BARRYMORE |  | 52.1378 | -8.2684
MV/LV Substation SH***013 |  | 10 kV | _ | LV | 50 kVA :Pole Substation | 0.05 | --> | 0.05 | 0 | 0 | Constrained, otherwise capacity available =43 kVA | --> | 0.048 | 0 | 0 | 0 | 0 | Constrained, otherwise capacity available =48 kW | --> | C18 ex FERMOY NORTH | Fermoy North [T41,T42] | BARRYMORE |  | 52.1593 | -8.3323
MV/LV Substation CO***022 |  | 10 kV | _ | LV | 200 kVA :Kiosk Substation | 0.2 | --> | 0.2 | 0 | 0 | Constrained, otherwise capacity available =40 kVA | --> | 0.19 | 0 | 0.006 | 0 | 0 | Constrained, otherwise capacity available =206 kW | --> | C16 ex COOLCARRON | Coolcarron [T41,T42] | BARRYMORE |  | 52.1354 | -8.2764
MV/LV Substation CO***027 |  | 10 kV | _ | LV | 200 kVA :Pole Substation | 0.2 | --> | 0.2 | 0 | 0 | Constrained, otherwise capacity available =200 kVA | --> | 0.19 | 0 | 0 | 0 | 0 | Constrained, otherwise capacity available =190 kW | --> | C19 ex CURRAGLASS | Curraglass [T41] | BARRYMORE |  | 52.0931 | -8.1056
MV/LV Substation AN***029Y |  | 10 kV | _ | LV | 400 kVA :Building Structure | 0.4 | --> | 0.4 | 0 | 0 | Constrained, otherwise capacity available =398 kVA | --> | 0.38 | 0 | 0 | 0 | 0 | Constrained, otherwise capacity available =380 kW | --> | C13 ex FERMOY NORTH | Fermoy North [T41,T42] | BARRYMORE |  | 52.1446 | -8.2615
MV/LV Substation CA***033 |  | 10 kV | _ | LV | 100 kVA :Pole Substation | 0.1 | --> | 0.1 | 0 | 0 | Constrained, otherwise capacity available =86 kVA | --> | 0.095 | 0 | 0 | 0 | 0 | Constrained, otherwise capacity available =97 kW | --> | C19 ex CURRAGLASS | Curraglass [T41] | BARRYMORE |  | 52.1011 | -8.1073
MV/LV Substation CO***033Y |  | 10 kV | _ | LV | 400 kVA :Building Structure | 0.4 | --> | 0.4 | 0 | 0 | Constrained, otherwise capacity available =132 kVA | --> | 0.38 | 0 | 0 | 0 | 0 | Constrained, otherwise capacity available =415 kW | --> | C19 ex CURRAGLASS | Curraglass [T41] | BARRYMORE |  | 52.0932 | -8.1034
MV/LV Substation KI***035Y |  | 20 kV | _ | LV | 50 kVA :Pole Substation | 0.05 | --> | 0.05 | 0 | 0 | Constrained, otherwise capacity available =47 kVA | --> | 0.048 | 0 | 0 | 0 | 0 | Constrained, otherwise capacity available =48 kW | --> | C18 ex COOLCARRON | Coolcarron [T41,T42] | BARRYMORE |  | 52.1564 | -8.1767
MV/LV Substation KI***036Y |  | 20 kV | _ | LV | 50 kVA :Pole Substation | 0.05 | --> | 0.05 | 0 | 0 | Constrained, otherwise capacity available =47 kVA | --> | 0.048 | 0 | 0 | 0 | 0 | Constrained, otherwise capacity available =48 kW | --> | C18 ex COOLCARRON | Coolcarron [T41,T42] | BARRYMORE |  | 52.1561 | -8.1733
MV/LV Substation ST***039 |  | 20 kV | _ | LV | 50 kVA :Pole Substation | 0.05 | --> | 0.05 | 0 | 0 | Constrained, otherwise capacity available =32 kVA | --> | 0.048 | 0 | 0.006 | 0 | 0 | Constrained, otherwise capacity available =45 kW | --> | C14 ex FERMOY NORTH | Fermoy North [T41,T42] | BARRYMORE |  | 52.1712 | -8.2348
MV/LV Substation GO***042 |  | 20 kV | _ | LV | 200 kVA :Pole Substation | 0.2 | --> | 0.2 | 0 | 0 | Constrained, otherwise capacity available =138 kVA | --> | 0.19 | 0 | 0.01 | 0 | 0 | Constrained, otherwise capacity available =191 kW | --> | C14 ex FERMOY NORTH | Fermoy North [T41,T42] | BARRYMORE |  | 52.1842 | -8.3552
MV/LV Substation GR***042Y |  | 10 kV | _ | LV | 50 kVA :Pole Substation | 0.05 | --> | 0.05 | 0 | 0 | Constrained, otherwise capacity available =50 kVA | --> | 0.048 | 0 | 0 | 0 | 0 | Constrained, otherwise capacity available =48 kW | --> | C15 ex FERMOY NORTH | Fermoy North [T41,T42] | BARRYMORE |  | 52.1406 | -8.2807
MV/LV Substation PE***044 |  | 10 kV | _ | LV | 400 kVA :Kiosk Substation | 0.4 | --> | 0.4 | 0 | 0 | Constrained, otherwise capacity available =284 kVA | --> | 0.38 | 0 | 0.011 | 0 | 0 | Constrained, otherwise capacity available =387 kW | --> | C15 ex FERMOY NORTH | Fermoy North [T41,T42] | BARRYMORE |  | 52.1447 | -8.2821
MV/LV Substation CO***045 |  | 10 kV | _ | LV | 1000 kVA :Building Structure | 1 | --> | 1 | 0 | 0 | Constrained, otherwise capacity available =731 kVA | --> | 0.95 | 0 | 0 | 0 | 0 | Constrained, otherwise capacity available =986 kW | --> | C16 ex COOLCARRON | Coolcarron [T41,T42] | BARRYMORE |  | 52.1374 | -8.2751
MV/LV Substation CO***046 |  | 10 kV | _ | LV | 400 kVA :Kiosk Substation | 0.4 | --> | 0.4 | 0 | 0 | Constrained, otherwise capacity available =316 kVA | --> | 0.38 | 0 | 0.02 | 0 | 0 | Constrained, otherwise capacity available =376 kW | --> | C21 ex COOLCARRON | Coolcarron [T41,T42] | BARRYMORE |  | 52.1326 | -8.2804
MV/LV Substation WA***047 |  | 10 kV | _ | LV | 630 kVA :Kiosk Substation | 0.63 | --> | 0.63 | 0 | 0 | Constrained, otherwise capacity available =435 kVA | --> | 0.598 | 0 | 0.005 | 0 | 0 | Constrained, otherwise capacity available =621 kW | --> | C16 ex COOLCARRON | Coolcarron [T41,T42] | BARRYMORE |  | 52.1376 | -8.2722
MV/LV Substation QU***048 |  | 10 kV | _ | LV | 75 kVA :Pole Substation | 0.075 | --> | 0.075 | 0 | 0 | Constrained, otherwise capacity available =63 kVA | --> | 0.071 | 0 | 0 | 0 | 0 | Constrained, otherwise capacity available =73 kW | --> | C13 ex FERMOY NORTH | Fermoy North [T41,T42] | BARRYMORE |  | 52.1442 | -8.2712
MV/LV Substation NE***049 |  | 10 kV | _ | LV | 400 kVA :Kiosk Substation | 0.4 | --> | 0.4 | 0 | 0 | Constrained, otherwise capacity available =370 kVA | --> | 0.38 | 0 | 0.022 | 0 | 0 | Constrained, otherwise capacity available =368 kW | --> | C15 ex FERMOY NORTH | Fermoy North [T41,T42] | BARRYMORE |  | 52.1426 | -8.2797
MV/LV Substation FE***054 |  | 10 kV | _ | LV | 630 kVA :Building Structure | 0.63 | --> | 0.63 | 0 | 0 | Constrained, otherwise capacity available =595 kVA | --> | 0.598 | 0 | 0 | 0 | 0 | Constrained, otherwise capacity available =603 kW | --> | C13 ex FERMOY NORTH | Fermoy North [T41,T42] | BARRYMORE |  | 52.1463 | -8.2829
MV/LV Substation CU***059 |  | 20 kV | _ | LV | 50 kVA :Pole Substation | 0.05 | --> | 0.05 | 0 | 0 | Constrained, otherwise capacity available =42 kVA | --> | 0.048 | 0 | 0 | 0 | 0 | Constrained, otherwise capacity available =48 kW | --> | C18 ex COOLCARRON | Coolcarron [T41,T42] | BARRYMORE |  | 52.1258 | -8.2497
MV/LV Substation BA***059Y |  | 20 kV | _ | LV | 50 kVA :Pole Substation | 0.05 | --> | 0.05 | 0 | 0 | Constrained, otherwise capacity available =38 kVA | --> | 0.048 | 0 | 0 | 0 | 0 | Constrained, otherwise capacity available =49 kW | --> | E12 ex CASTLELYONS | Castlelyons [T421,T422] | BARRYMORE |  | 52.0692 | -8.276
MV/LV Substation DE***066 |  | 10 kV | _ | LV | 50 kVA :Pole Substation | 0.05 | --> | 0.05 | 0 | 0 | Constrained, otherwise capacity available =50 kVA | --> | 0.048 | 0 | 0 | 0 | 0 | Constrained, otherwise capacity available =48 kW | --> | C18 ex FERMOY NORTH | Fermoy North [T41,T42] | BARRYMORE |  | 52.1314 | -8.3088
MV/LV Substation SH***071Y |  | 10 kV | _ | LV | 200 kVA :Pole Substation | 0.2 | --> | 0.2 | 0 | 0 | Constrained, otherwise capacity available =148 kVA | --> | 0.19 | 0 | 0 | 0 | 0 | Constrained, otherwise capacity available =197 kW | --> | C13 ex CURRAGLASS | Curraglass [T41] | BARRYMORE |  | 52.0877 | -8.0681
MV/LV Substation SE***073Y |  | 10 kV | _ | LV | 50 kVA :Pole Substation | 0.05 | --> | 0.05 | 0 | 0 | Constrained, otherwise capacity available =47 kVA | --> | 0.048 | 0 | 0 | 0 | 0 | Constrained, otherwise capacity available =48 kW | --> | C21 ex COOLCARRON | Coolcarron [T41,T42] | BARRYMORE |  | 52.1292 | -8.2776
MV/LV Substation DU***076Y |  | 10 kV | _ | LV | 200 kVA :Kiosk Substation | 0.2 | --> | 0.2 | 0 | 0 | Constrained, otherwise capacity available =163 kVA | --> | 0.19 | 0 | 0.019 | 0 | 0 | Constrained, otherwise capacity available =181 kW | --> | C20 ex COOLCARRON | Coolcarron [T41,T42] | BARRYMORE |  | 52.1307 | -8.2939
MV/LV Substation BE***077 |  | 10 kV | _ | LV | 400 kVA :Kiosk Substation | 0.4 | --> | 0.4 | 0 | 0 | Constrained, otherwise capacity available =244 kVA | --> | 0.38 | 0 | 0.008 | 0 | 0 | Constrained, otherwise capacity available =395 kW | --> | C13 ex FERMOY NORTH | Fermoy North [T41,T42] | BARRYMORE |  | 52.147 | -8.2763
MV/LV Substation BE***078 |  | 10 kV | _ | LV | 400 kVA :Kiosk Substation | 0.4 | --> | 0.4 | 0 | 0 | Constrained, otherwise capacity available =332 kVA | --> | 0.38 | 0 | 0.01 | 0 | 0 | Constrained, otherwise capacity available =382 kW | --> | C13 ex FERMOY NORTH | Fermoy North [T41,T42] | BARRYMORE |  | 52.1456 | -8.2703
MV/LV Substation CO***082 |  | 10 kV | _ | LV | 400 kVA :Kiosk Substation | 0.4 | --> | 0.4 | 0 | 0 | Constrained, otherwise capacity available =323 kVA | --> | 0.38 | 0 | 0.004 | 0 | 0 | Constrained, otherwise capacity available =387 kW | --> | C21 ex COOLCARRON | Coolcarron [T41,T42] | BARRYMORE |  | 52.1305 | -8.2791
MV/LV Substation DU***088 |  | 10 kV | _ | LV | 200 kVA :Kiosk Substation | 0.2 | --> | 0.2 | 0 | 0 | Constrained, otherwise capacity available =90 kVA | --> | 0.19 | 0 | 0.067 | 0 | 0 | Constrained, otherwise capacity available =155 kW | --> | C20 ex COOLCARRON | Coolcarron [T41,T42] | BARRYMORE |  | 52.1323 | -8.2922
MV/LV Substation GL***094 |  | 20 kV | _ | LV | 50 kVA :Pole Substation | 0.05 | --> | 0.05 | 0 | 0 | Constrained, otherwise capacity available =43 kVA | --> | 0.048 | 0 | 0 | 0 | 0 | Constrained, otherwise capacity available =48 kW | --> | C14 ex FERMOY NORTH | Fermoy North [T41,T42] | BARRYMORE |  | 52.1819 | -8.2772
MV/LV Substation KI***097Y |  | 20 kV | _ | LV | 50 kVA :Pole Substation | 0.05 | --> | 0.05 | 0 | 0 | Constrained, otherwise capacity available =36 kVA | --> | 0.048 | 0 | 0 | 0 | 0 | Constrained, otherwise capacity available =49 kW | --> | C14 ex FERMOY NORTH | Fermoy North [T41,T42] | BARRYMORE |  | 52.1738 | -8.2338
MV/LV Substation LA***121 |  | 20 kV | _ | LV | 50 kVA :Pole Substation | 0.05 | --> | 0.05 | 0 | 0 | Constrained, otherwise capacity available =40 kVA | --> | 0.048 | 0 | 0 | 0 | 0 | Constrained, otherwise capacity available =49 kW | --> | E12 ex CASTLELYONS | Castlelyons [T421,T422] | BARRYMORE |  | 52.0533 | -8.4026
MV/LV Substation BA***128 |  | 10 kV | _ | LV | 50 kVA :Pole Substation | 0.05 | --> | 0.05 | 0 | 0 | Constrained, otherwise capacity available =48 kVA | --> | 0.048 | 0 | 0 | 0 | 0 | Constrained, otherwise capacity available =48 kW | --> | C19 ex CURRAGLASS | Curraglass [T41] | BARRYMORE |  | 52.1125 | -8.1367
MV/LV Substation FO***128Y |  | 10 kV | _ | LV | 200 kVA :Kiosk Substation | 0.2 | --> | 0.2 | 0 | 0 | Constrained, otherwise capacity available =127 kVA | --> | 0.19 | 0 | 0.005 | 0 | 0 | Constrained, otherwise capacity available =196 kW | --> | C20 ex COOLCARRON | Coolcarron [T41,T42] | BARRYMORE |  | 52.1307 | -8.2964
MV/LV Substation GR***150 |  | 10 kV | _ | LV | 100 kVA :Pole Substation | 0.1 | --> | 0.1 | 0 | 0 | Constrained, otherwise capacity available =96 kVA | --> | 0.095 | 0 | 0 | 0 | 0 | Constrained, otherwise capacity available =96 kW | --> | C20 ex COOLCARRON | Coolcarron [T41,T42] | BARRYMORE |  | 52.1211 | -8.2971
MV/LV Substation PI***164Y |  | 10 kV | _ | LV | 400 kVA :Kiosk Substation | 0.4 | --> | 0.4 | 0 | 0 | Constrained, otherwise capacity available =362 kVA | --> | 0.38 | 0 | 0.016 | 0 | 0 | Constrained, otherwise capacity available =373 kW | --> | C13 ex FERMOY NORTH | Fermoy North [T41,T42] | BARRYMORE |  | 52.148 | -8.274
MV/LV Substation BA***165Y |  | 10 kV | _ | LV | 100 kVA :Pole Substation | 0.1 | --> | 0.1 | 0 | 0 | Constrained, otherwise capacity available =60 kVA | --> | 0.095 | 0 | 0 | 0 | 0 | Constrained, otherwise capacity available =100 kW | --> | C19 ex CURRAGLASS | Curraglass [T41] | BARRYMORE |  | 52.0612 | -8.0986
MV/LV Substation WO***166Y |  | 10 kV | _ | LV | 50 kVA :Pole Substation | 0.05 | --> | 0.05 | 0 | 0 | Constrained, otherwise capacity available =37 kVA | --> | 0.048 | 0 | 0.008 | 0 | 0 | Constrained, otherwise capacity available =43 kW | --> | C13 ex FERMOY NORTH | Fermoy North [T41,T42] | BARRYMORE |  | 52.1453 | -8.2685
MV/LV Substation TU***183 |  | 20 kV | _ | LV | 50 kVA :Pole Substation | 0.05 | --> | 0.05 | 0 | 0 | Constrained, otherwise capacity available =49 kVA | --> | 0.048 | 0 | 0 | 0 | 0 | Constrained, otherwise capacity available =48 kW | --> | E12 ex CASTLELYONS | Castlelyons [T421,T422] | BARRYMORE |  | 52.0545 | -8.3737
MV/LV Substation MC***193 |  | 20 kV | _ | LV | 400 kVA :Building Structure | 0.4 | --> | 0.4 | 0 | 0 | Constrained, otherwise capacity available =400 kVA | --> | 0.38 | 0 | 0 | 0 | 0 | Constrained, otherwise capacity available =380 kW | --> | C18 ex COOLCARRON | Coolcarron [T41,T42] | BARRYMORE |  | 52.1271 | -8.1833
MV/LV Substation BR***198 |  | 10 kV | _ | LV | 100 kVA :Pole Substation | 0.1 | --> | 0.1 | 0 | 0 | Constrained, otherwise capacity available =61 kVA | --> | 0.095 | 0 | 0 | 0 | 0 | Constrained, otherwise capacity available =100 kW | --> | E14 ex CASTLELYONS | Castlelyons [T421,T422] | BARRYMORE |  | 52.0741 | -8.2248
MV/LV Substation KI***199 |  | 10 kV | _ | LV | 50 kVA :Pole Substation | 0.05 | --> | 0.05 | 0 | 0 | Constrained, otherwise capacity available =37 kVA | --> | 0.048 | 0 | 0 | 0 | 0 | Constrained, otherwise capacity available =49 kW | --> | E14 ex CASTLELYONS | Castlelyons [T421,T422] | BARRYMORE |  | 52.0675 | -8.2149
MV/LV Substation WA***207Y |  | 20 kV | _ | LV | 100 kVA :Pole Substation | 0.1 | --> | 0.1 | 0 | 0 | Constrained, otherwise capacity available =67 kVA | --> | 0.095 | 0 | 0 | 0 | 0 | Constrained, otherwise capacity available =99 kW | --> | E12 ex CASTLELYONS | Castlelyons [T421,T422] | BARRYMORE |  | 52.0211 | -8.3344
MV/LV Substation BA***210 |  | 10 kV | _ | LV | 50 kVA :Pole Substation | 0.05 | --> | 0.05 | 0 | 0 | Constrained, otherwise capacity available =32 kVA | --> | 0.048 | 0 | 0 | 0 | 0 | Constrained, otherwise capacity available =50 kW | --> | C19 ex CURRAGLASS | Curraglass [T41] | BARRYMORE |  | 52.1065 | -8.1371
MV/LV Substation DO***215Y |  | 20 kV | _ | LV | 200 kVA :Pole Substation | 0.2 | --> | 0.2 | 0.132 | 0.22 |  | --> | 0.19 | 0 | 0 | 0 | 0 | Constrained, otherwise capacity available =199 kW | --> | C16 ex KILSHANNY | Kilshanny [T41,T42] | CAHIR |  | 52.2121 | -8.0403
MV/LV Substation MA***239Y |  | 10 kV | _ | LV | 200 kVA :Pole Substation | 0.2 | --> | 0.2 | 0 | 0 | Constrained, otherwise capacity available =188 kVA | --> | 0.19 | 0 | 0.006 | 0 | 0 | Constrained, otherwise capacity available =187 kW | --> | C16 ex COOLCARRON | Coolcarron [T41,T42] | BARRYMORE |  | 52.1335 | -8.275
MV/LV Substation SA***240 |  | 10 kV | _ | LV | 400 kVA :Kiosk Substation | 0.4 | --> | 0.4 | 0 | 0 | Constrained, otherwise capacity available =212 kVA | --> | 0.38 | 0 | 0.044 | 0 | 0 | Constrained, otherwise capacity available =372 kW | --> | C15 ex FERMOY NORTH | Fermoy North [T41,T42] | BARRYMORE |  | 52.1355 | -8.2834
MV/LV Substation MO***245Y |  | 20 kV | _ | LV | 50 kVA :Pole Substation | 0.05 | --> | 0.05 | 0 | 0 | Constrained, otherwise capacity available =28 kVA | --> | 0.048 | 0 | 0.011 | 0 | 0 | Constrained, otherwise capacity available =42 kW | --> | C18 ex COOLCARRON | Coolcarron [T41,T42] | BARRYMORE |  | 52.1606 | -8.2539
MV/LV Substation DO***255 |  | 20 kV | _ | LV | 50 kVA :Pole Substation | 0.05 | --> | 0.05 | 0 | 0 | Constrained, otherwise capacity available =37 kVA | --> | 0.048 | 0 | 0 | 0 | 0 | Constrained, otherwise capacity available =49 kW | --> | C14 ex FERMOY NORTH | Fermoy North [T41,T42] | BARRYMORE |  | 52.1676 | -8.2597
MV/LV Substation CO***255Y |  | 10 kV | _ | LV | 400 kVA :Kiosk Substation | 0.4 | --> | 0.4 | 0 | 0 | Constrained, otherwise capacity available =348 kVA | --> | 0.38 | 0 | 0.022 | 0 | 0 | Constrained, otherwise capacity available =371 kW | --> | C21 ex COOLCARRON | Coolcarron [T41,T42] | BARRYMORE |  | 52.1333 | -8.2831
MV/LV Substation CO***258 |  | 20 kV | _ | LV | 50 kVA :Pole Substation | 0.05 | --> | 0.05 | 0 | 0 | Constrained, otherwise capacity available =47 kVA | --> | 0.048 | 0 | 0 | 0 | 0 | Constrained, otherwise capacity available =48 kW | --> | E12 ex CASTLELYONS | Castlelyons [T421,T422] | BARRYMORE |  | 52.0201 | -8.3361
MV/LV Substation DU***261Y |  | 10 kV | _ | LV | 400 kVA :Kiosk Substation | 0.4 | --> | 0.4 | 0 | 0 | Constrained, otherwise capacity available =298 kVA | --> | 0.38 | 0 | 0.096 | 0 | 0 | Constrained, otherwise capacity available =323 kW | --> | C20 ex COOLCARRON | Coolcarron [T41,T42] | BARRYMORE |  | 52.1314 | -8.2864
MV/LV Substation JA***272 |  | 20 kV | _ | LV | 50 kVA :Pole Substation | 0.05 | --> | 0.05 | 0 | 0 | Constrained, otherwise capacity available =40 kVA | --> | 0.048 | 0 | 0 | 0 | 0 | Constrained, otherwise capacity available =49 kW | --> | C14 ex FERMOY NORTH | Fermoy North [T41,T42] | BARRYMORE |  | 52.168 | -8.2908
MV/LV Substation RA***275Y |  | 10 kV | _ | LV | 400 kVA :Kiosk Substation | 0.4 | --> | 0.4 | 0 | 0 | Constrained, otherwise capacity available =338 kVA | --> | 0.38 | 0 | 0.019 | 0 | 0 | Constrained, otherwise capacity available =374 kW | --> | C13 ex FERMOY NORTH | Fermoy North [T41,T42] | BARRYMORE |  | 52.1427 | -8.2706
MV/LV Substation RE***276X |  | 10 kV | _ | LV | 50 kVA :Pole Substation | 0.05 | --> | 0.05 | 0 | 0 | Constrained, otherwise capacity available =34 kVA | --> | 0.048 | 0 | 0.011 | 0 | 0 | Constrained, otherwise capacity available =42 kW | --> | C18 ex FERMOY NORTH | Fermoy North [T41,T42] | BARRYMORE |  | 52.1466 | -8.4323
MV/LV Substation UP***282X |  | 10 kV | _ | LV | 200 kVA :Kiosk Substation | 0.2 | --> | 0.2 | 0 | 0 | Constrained, otherwise capacity available =146 kVA | --> | 0.19 | 0 | 0 | 0 | 0 | Constrained, otherwise capacity available =197 kW | --> | C16 ex COOLCARRON | Coolcarron [T41,T42] | BARRYMORE |  | 52.1324 | -8.2726
MV/LV Substation BA***286 |  | 20 kV | _ | LV | 200 kVA :Pole Substation | 0.2 | --> | 0.2 | 0 | 0 | Constrained, otherwise capacity available =147 kVA | --> | 0.19 | 0 | 0 | 0 | 0 | Constrained, otherwise capacity available =197 kW | --> | E12 ex CASTLELYONS | Castlelyons [T421,T422] | BARRYMORE |  | 52.0471 | -8.2633
MV/LV Substation AR***287 |  | 20 kV | _ | LV | 50 kVA :Pole Substation | 0.05 | --> | 0.05 | 0.048 | 0.22 |  | --> | 0.048 | 0 | 0 | 0 | 0 | Constrained, otherwise capacity available =48 kW | --> | C16 ex KILSHANNY | Kilshanny [T41,T42] | CAHIR |  | 52.2077 | -8.1085
MV/LV Substation BA***297 |  | 10 kV | _ | LV | 50 kVA :Pole Substation | 0.05 | --> | 0.05 | 0 | 0 | Constrained, otherwise capacity available =42 kVA | --> | 0.048 | 0 | 0.011 | 0 | 0 | Constrained, otherwise capacity available =40 kW | --> | C18 ex FERMOY NORTH | Fermoy North [T41,T42] | BARRYMORE |  | 52.1553 | -8.402
MV/LV Substation KN***303X |  | 20 kV | _ | LV | 50 kVA :Pole Substation | 0.05 | --> | 0.05 | 0 | 0 | Constrained, otherwise capacity available =41 kVA | --> | 0.048 | 0 | 0.016 | 0 | 0 | Constrained, otherwise capacity available =37 kW | --> | C18 ex COOLCARRON | Coolcarron [T41,T42] | BARRYMORE |  | 52.1578 | -8.1809
MV/LV Substation CO***310X |  | 10 kV | _ | LV | 200 kVA :Pole Substation | 0.2 | --> | 0.2 | 0 | 0 | Constrained, otherwise capacity available =200 kVA | --> | 0.19 | 0 | 0 | 0 | 0 | Constrained, otherwise capacity available =190 kW | --> | C20 ex COOLCARRON | Coolcarron [T41,T42] | BARRYMORE |  | 52.1262 | -8.2806
MV/LV Substation BH***311X |  | 10 kV | _ | LV | 200 kVA :Kiosk Substation | 0.2 | --> | 0.2 | 0 | 0 | Constrained, otherwise capacity available =162 kVA | --> | 0.19 | 0 | 0.005 | 0 | 0 | Constrained, otherwise capacity available =191 kW | --> | C18 ex FERMOY NORTH | Fermoy North [T41,T42] | BARRYMORE |  | 52.1485 | -8.3997
MV/LV Substation CA***312 |  | 10 kV | _ | LV | 100 kVA :Pole Substation | 0.1 | --> | 0.1 | 0 | 0 | Constrained, otherwise capacity available =58 kVA | --> | 0.095 | 0 | 0 | 0 | 0 | Constrained, otherwise capacity available =101 kW | --> | C13 ex CURRAGLASS | Curraglass [T41] | BARRYMORE |  | 52.1058 | -8.0655
MV/LV Substation ST***315X |  | 10 kV | _ | LV | 200 kVA :Pole Substation | 0.2 | --> | 0.2 | 0 | 0 | Constrained, otherwise capacity available =184 kVA | --> | 0.19 | 0 | 0 | 0 | 0 | Constrained, otherwise capacity available =192 kW | --> | C16 ex COOLCARRON | Coolcarron [T41,T42] | BARRYMORE |  | 52.132 | -8.2696
MV/LV Substation DA***319X |  | 20 kV | _ | LV | 50 kVA :Pole Substation | 0.05 | --> | 0.05 | 0 | 0 | Constrained, otherwise capacity available =20 kVA | --> | 0.048 | 0 | 0 | 0 | 0 | Constrained, otherwise capacity available =52 kW | --> | C14 ex FERMOY NORTH | Fermoy North [T41,T42] | BARRYMORE |  | 52.1644 | -8.2606
MV/LV Substation WO***326 |  | 20 kV | _ | LV | 50 kVA :Pole Substation | 0.05 | --> | 0.05 | 0 | 0 | Constrained, otherwise capacity available =32 kVA | --> | 0.048 | 0 | 0.005 | 0 | 0 | Constrained, otherwise capacity available =46 kW | --> | C14 ex FERMOY NORTH | Fermoy North [T41,T42] | BARRYMORE |  | 52.1874 | -8.354
MV/LV Substation EM***326X |  | 10 kV | _ | LV | 400 kVA :Kiosk Substation | 0.4 | --> | 0.4 | 0 | 0 | Constrained, otherwise capacity available =169 kVA | --> | 0.38 | 0 | 0.01 | 0 | 0 | Constrained, otherwise capacity available =403 kW | --> | C21 ex COOLCARRON | Coolcarron [T41,T42] | BARRYMORE |  | 52.1357 | -8.2802
MV/LV Substation CL***326Y |  | 20 kV | _ | LV | 100 kVA :Pole Substation | 0.1 | --> | 0.1 | 0 | 0 | Constrained, otherwise capacity available =81 kVA | --> | 0.095 | 0 | 0 | 0 | 0 | Constrained, otherwise capacity available =98 kW | --> | C18 ex COOLCARRON | Coolcarron [T41,T42] | BARRYMORE |  | 52.1404 | -8.2144
MV/LV Substation HI***328X |  | 10 kV | _ | LV | 200 kVA :Pole Substation | 0.2 | --> | 0.2 | 0 | 0 | Constrained, otherwise capacity available =197 kVA | --> | 0.19 | 0 | 0 | 0 | 0 | Constrained, otherwise capacity available =190 kW | --> | C15 ex FERMOY NORTH | Fermoy North [T41,T42] | BARRYMORE |  | 52.1419 | -8.282
MV/LV Substation MO***333 |  | 20 kV | _ | LV | 100 kVA :Pole Substation | 0.1 | --> | 0.1 | 0 | 0 | Constrained, otherwise capacity available =89 kVA | --> | 0.095 | 0 | 0 | 0 | 0 | Constrained, otherwise capacity available =96 kW | --> | C14 ex FERMOY NORTH | Fermoy North [T41,T42] | BARRYMORE |  | 52.1688 | -8.2427
MV/LV Substation EL***335 |  | 20 kV | _ | LV | 400 kVA :Building Structure | 0.4 | --> | 0.4 | 0 | 0 | Constrained, otherwise capacity available =400 kVA | --> | 0.38 | 0 | 0 | 0 | 0 | Constrained, otherwise capacity available =380 kW | --> | C18 ex COOLCARRON | Coolcarron [T41,T42] | BARRYMORE |  | 52.1412 | -8.2178
MV/LV Substation CO***337Y |  | 20 kV | _ | LV | 400 kVA :Building Structure | 0.4 | --> | 0.4 | 0 | 0 | Constrained, otherwise capacity available =296 kVA | --> | 0.38 | 0 | 0.047 | 0 | 0 | Constrained, otherwise capacity available =359 kW | --> | C14 ex FERMOY NORTH | Fermoy North [T41,T42] | BARRYMORE |  | 52.1768 | -8.243
MV/LV Substation CU***341 |  | 20 kV | _ | LV | 50 kVA :Pole Substation | 0.05 | --> | 0.05 | 0 | 0 | Constrained, otherwise capacity available =46 kVA | --> | 0.048 | 0 | 0.005 | 0 | 0 | Constrained, otherwise capacity available =44 kW | --> | C18 ex COOLCARRON | Coolcarron [T41,T42] | BARRYMORE |  | 52.1326 | -8.192
MV/LV Substation AC***342 |  | 10 kV | _ | LV | 100 kVA :Pole Substation | 0.1 | --> | 0.1 | 0 | 0 | Constrained, otherwise capacity available =62 kVA | --> | 0.095 | 0 | 0.04 | 0 | 0 | Constrained, otherwise capacity available =70 kW | --> | C18 ex FERMOY NORTH | Fermoy North [T41,T42] | BARRYMORE |  | 52.1555 | -8.3316
MV/LV Substation MO***345X |  | 20 kV | _ | LV | 50 kVA :Pole Substation | 0.05 | --> | 0.05 | 0 | 0 | Constrained, otherwise capacity available =40 kVA | --> | 0.048 | 0 | 0 | 0 | 0 | Constrained, otherwise capacity available =49 kW | --> | E11 ex CASTLELYONS | Castlelyons [T421,T422] | BARRYMORE |  | 52.0906 | -8.2846
MV/LV Substation MO***349Y |  | 10 kV | _ | LV | 50 kVA :Pole Substation | 0.05 | --> | 0.05 | 0 | 0 | Constrained, otherwise capacity available =39 kVA | --> | 0.048 | 0 | 0 | 0 | 0 | Constrained, otherwise capacity available =49 kW | --> | C13 ex CURRAGLASS | Curraglass [T41] | BARRYMORE |  | 52.0868 | -8.0094
MV/LV Substation RI***367Y |  | 20 kV | _ | LV | 400 kVA :Kiosk Substation | 0.4 | --> | 0.4 | 0 | 0 | Constrained, otherwise capacity available =292 kVA | --> | 0.38 | 0 | 0.018 | 0 | 0 | Constrained, otherwise capacity available =381 kW | --> | E11 ex CASTLELYONS | Castlelyons [T421,T422] | BARRYMORE |  | 52.0752 | -8.2818
MV/LV Substation RA***368Y |  | 10 kV | _ | LV | 400 kVA :Kiosk Substation | 0.4 | --> | 0.4 | 0 | 0 | Constrained, otherwise capacity available =323 kVA | --> | 0.38 | 0 | 0 | 0 | 0 | Constrained, otherwise capacity available =390 kW | --> | C21 ex COOLCARRON | Coolcarron [T41,T42] | BARRYMORE |  | 52.1341 | -8.2873
MV/LV Substation RA***369 |  | 20 kV | _ | LV | 630 kVA :Kiosk Substation | 0.63 | --> | 0.63 | 0 | 0 | Constrained, otherwise capacity available =438 kVA | --> | 0.598 | 0 | 0.042 | 0 | 0 | Constrained, otherwise capacity available =593 kW | --> | E11 ex CASTLELYONS | Castlelyons [T421,T422] | BARRYMORE |  | 52.0774 | -8.2807
MV/LV Substation CA***385 |  | 10 kV | _ | LV | 200 kVA :Building Structure | 0.2 | --> | 0.2 | 0 | 0 | Constrained, otherwise capacity available =191 kVA | --> | 0.19 | 0 | 0 | 0 | 0 | Constrained, otherwise capacity available =191 kW | --> | C18 ex FERMOY NORTH | Fermoy North [T41,T42] | BARRYMORE |  | 52.1396 | -8.313
MV/LV Substation KI***389 |  | 20 kV | _ | LV | 100 kVA :Pole Substation | 0.1 | --> | 0.1 | 0 | 0 | Constrained, otherwise capacity available =17 kVA | --> | 0.095 | 0 | 0.013 | 0 | 0 | Constrained, otherwise capacity available =96 kW | --> | C14 ex FERMOY NORTH | Fermoy North [T41,T42] | BARRYMORE |  | 52.1758 | -8.2478
MV/LV Substation MO***390 |  | 20 kV | _ | LV | 50 kVA :Pole Substation | 0.05 | --> | 0.05 | 0 | 0 | Constrained, otherwise capacity available =45 kVA | --> | 0.048 | 0 | 0 | 0 | 0 | Constrained, otherwise capacity available =48 kW | --> | C14 ex FERMOY NORTH | Fermoy North [T41,T42] | BARRYMORE |  | 52.1719 | -8.2533
MV/LV Substation MA***391 |  | 20 kV | _ | LV | 50 kVA :Pole Substation | 0.05 | --> | 0.05 | 0 | 0 | Constrained, otherwise capacity available =40 kVA | --> | 0.048 | 0 | 0 | 0 | 0 | Constrained, otherwise capacity available =49 kW | --> | C14 ex FERMOY NORTH | Fermoy North [T41,T42] | BARRYMORE |  | 52.1825 | -8.319
MV/LV Substation TH***393 |  | 20 kV | _ | LV | 400 kVA :Kiosk Substation | 0.4 | --> | 0.4 | 0 | 0 | Constrained, otherwise capacity available =317 kVA | --> | 0.38 | 0 | 0 | 0 | 0 | Constrained, otherwise capacity available =391 kW | --> | C14 ex FERMOY NORTH | Fermoy North [T41,T42] | BARRYMORE |  | 52.1863 | -8.3562
MV/LV Substation BA***393Y |  | 10 kV | _ | LV | 50 kVA :Pole Substation | 0.05 | --> | 0.05 | 0 | 0 | Constrained, otherwise capacity available =44 kVA | --> | 0.048 | 0 | 0 | 0 | 0 | Constrained, otherwise capacity available =48 kW | --> | C19 ex CURRAGLASS | Curraglass [T41] | BARRYMORE |  | 52.0614 | -8.0977
MV/LV Substation BA***396 |  | 10 kV | _ | LV | 200 kVA :Pole Substation | 0.2 | --> | 0.2 | 0 | 0 | Constrained, otherwise capacity available =162 kVA | --> | 0.19 | 0 | 0.01 | 0 | 0 | Constrained, otherwise capacity available =188 kW | --> | C18 ex FERMOY NORTH | Fermoy North [T41,T42] | BARRYMORE |  | 52.1428 | -8.3963
MV/LV Substation CR***401X |  | 10 kV | _ | LV | 200 kVA :Pole Substation | 0.2 | --> | 0.2 | 0 | 0 | Constrained, otherwise capacity available =65 kVA | --> | 0.19 | 0 | 0 | 0 | 0 | Constrained, otherwise capacity available =208 kW | --> | C18 ex FERMOY NORTH | Fermoy North [T41,T42] | BARRYMORE |  | 52.137 | -8.3263
MV/LV Substation KI***4024 |  | 10 kV | _ | LV | 50 kVA :Pole Substation | 0.05 | --> | 0.05 | 0 | 0 | Constrained, otherwise capacity available =41 kVA | --> | 0.048 | 0 | 0 | 0 | 0 | Constrained, otherwise capacity available =49 kW | --> | E14 ex CASTLELYONS | Castlelyons [T421,T422] | BARRYMORE |  | 52.0716 | -8.2086
MV/LV Substation FE***4030 |  | 10 kV | _ | LV | 200 kVA :Kiosk Substation | 0.2 | --> | 0.2 | 0 | 0 | Constrained, otherwise capacity available =136 kVA | --> | 0.19 | 0 | 0 | 0 | 0 | Constrained, otherwise capacity available =199 kW | --> | C16 ex COOLCARRON | Coolcarron [T41,T42] | BARRYMORE |  | 52.1383 | -8.2551
MV/LV Substation LO***4035 |  | 10 kV | _ | LV | 100 kVA :Pole Substation | 0.1 | --> | 0.1 | 0 | 0 | Constrained, otherwise capacity available =78 kVA | --> | 0.095 | 0 | 0 | 0 | 0 | Constrained, otherwise capacity available =98 kW | --> | C16 ex COOLCARRON | Coolcarron [T41,T42] | BARRYMORE |  | 52.134 | -8.2754
MV/LV Substation AC***4039 |  | 10 kV | _ | LV | 50 kVA :Pole Substation | 0.05 | --> | 0.05 | 0 | 0 | Constrained, otherwise capacity available =45 kVA | --> | 0.048 | 0 | 0 | 0 | 0 | Constrained, otherwise capacity available =48 kW | --> | C18 ex FERMOY NORTH | Fermoy North [T41,T42] | BARRYMORE |  | 52.149 | -8.3292
MV/LV Substation OC***404Y |  | 20 kV | _ | LV | 100 kVA :Pole Substation | 0.1 | --> | 0.1 | 0 | 0 | Constrained, otherwise capacity available =56 kVA | --> | 0.095 | 0 | 0 | 0 | 0 | Constrained, otherwise capacity available =101 kW | --> | E11 ex CASTLELYONS | Castlelyons [T421,T422] | BARRYMORE |  | 52.0867 | -8.2861
MV/LV Substation MO***4053 |  | 20 kV | _ | LV | 200 kVA :Kiosk Substation | 0.2 | --> | 0.2 | 0 | 0 | Constrained, otherwise capacity available =154 kVA | --> | 0.19 | 0 | 0.03 | 0 | 0 | Constrained, otherwise capacity available =174 kW | --> | C14 ex FERMOY NORTH | Fermoy North [T41,T42] | BARRYMORE |  | 52.1752 | -8.253
MV/LV Substation AL***4082 |  | 10 kV | _ | LV | 400 kVA :Building Structure | 0.4 | --> | 0.4 | 0 | 0 | Constrained, otherwise capacity available =354 kVA | --> | 0.38 | 0 | 0 | 0 | 0 | Constrained, otherwise capacity available =386 kW | --> | C13 ex FERMOY NORTH | Fermoy North [T41,T42] | BARRYMORE |  | 52.1463 | -8.2767
MV/LV Substation FE***4091 |  | 10 kV | _ | LV | 100 kVA :Pole Substation | 0.1 | --> | 0.1 | 0 | 0 | Constrained, otherwise capacity available =99 kVA | --> | 0.095 | 0 | 0 | 0 | 0 | Constrained, otherwise capacity available =95 kW | --> | C15 ex FERMOY NORTH | Fermoy North [T41,T42] | BARRYMORE |  | 52.1401 | -8.2775
MV/LV Substation AM***4097 |  | 10 kV | _ | LV | 400 kVA :Kiosk Substation | 0.4 | --> | 0.4 | 0 | 0 | Constrained, otherwise capacity available =114 kVA | --> | 0.38 | 0 | 0 | 0 | 0 | Constrained, otherwise capacity available =406 kW | --> | C13 ex FERMOY NORTH | Fermoy North [T41,T42] | BARRYMORE |  | 52.1507 | -8.2774
MV/LV Substation AM***409Y |  | 10 kV | _ | LV | 200 kVA :Pole Substation | 0.2 | --> | 0.2 | 0 | 0 | Constrained, otherwise capacity available =160 kVA | --> | 0.19 | 0 | 0 | 0 | 0 | Constrained, otherwise capacity available =196 kW | --> | C18 ex FERMOY NORTH | Fermoy North [T41,T42] | BARRYMORE |  | 52.1522 | -8.3288
MV/LV Substation 0 ***4101 |  | 20 kV | _ | LV | 200 kVA :Pole Substation | 0.2 | --> | 0.2 | 0 | 0 | Constrained, otherwise capacity available =180 kVA | --> | 0.19 | 0 | 0.011 | 0 | 0 | Constrained, otherwise capacity available =185 kW | --> | E14 ex CASTLELYONS | Castlelyons [T421,T422] | BARRYMORE |  | 52.1086 | -8.2696
MV/LV Substation MO***410X |  | 20 kV | _ | LV | 100 kVA :Pole Substation | 0.1 | --> | 0.1 | 0 | 0 | Constrained, otherwise capacity available =79 kVA | --> | 0.095 | 0 | 0.005 | 0 | 0 | Constrained, otherwise capacity available =94 kW | --> | E11 ex CASTLELYONS | Castlelyons [T421,T422] | BARRYMORE |  | 52.0849 | -8.2773
MV/LV Substation CL***4112 |  | 10 kV | _ | LV | 50 kVA :Pole Substation | 0.05 | --> | 0.05 | 0 | 0 | Constrained, otherwise capacity available =49 kVA | --> | 0.048 | 0 | 0 | 0 | 0 | Constrained, otherwise capacity available =48 kW | --> | C13 ex CURRAGLASS | Curraglass [T41] | BARRYMORE |  | 52.0942 | -8.0204
MV/LV Substation BA***4117 |  | 20 kV | _ | LV | 50 kVA :Pole Substation | 0.05 | --> | 0.05 | 0 | 0 | Constrained, otherwise capacity available =48 kVA | --> | 0.048 | 0 | 0 | 0 | 0 | Constrained, otherwise capacity available =48 kW | --> | E12 ex CASTLELYONS | Castlelyons [T421,T422] | BARRYMORE |  | 52.0219 | -8.3228
MV/LV Substation BA***4125 |  | 10 kV | _ | LV | 50 kVA :Pole Substation | 0.05 | --> | 0.05 | 0 | 0 | Constrained, otherwise capacity available =50 kVA | --> | 0.048 | 0 | 0 | 0 | 0 | Constrained, otherwise capacity available =48 kW | --> | C18 ex FERMOY NORTH | Fermoy North [T41,T42] | BARRYMORE |  | 52.1479 | -8.3961
MV/LV Substation BR***4139 |  | 20 kV | _ | LV | 50 kVA :Pole Substation | 0.05 | --> | 0.05 | 0 | 0 | Constrained, otherwise capacity available =46 kVA | --> | 0.048 | 0 | 0 | 0 | 0 | Constrained, otherwise capacity available =48 kW | --> | E12 ex CASTLELYONS | Castlelyons [T421,T422] | BARRYMORE |  | 52.0569 | -8.3954
MV/LV Substation MI***413Y |  | 10 kV | _ | LV | 50 kVA :Pole Substation | 0.05 | --> | 0.05 | 0 | 0 | Constrained, otherwise capacity available =42 kVA | --> | 0.048 | 0 | 0 | 0 | 0 | Constrained, otherwise capacity available =48 kW | --> | C13 ex FERMOY NORTH | Fermoy North [T41,T42] | BARRYMORE |  | 52.1463 | -8.2832
MV/LV Substation DU***414Y |  | 10 kV | _ | LV | 400 kVA :Kiosk Substation | 0.4 | --> | 0.4 | 0 | 0 | Constrained, otherwise capacity available =358 kVA | --> | 0.38 | 0 | 0.027 | 0 | 0 | Constrained, otherwise capacity available =366 kW | --> | C20 ex COOLCARRON | Coolcarron [T41,T42] | BARRYMORE |  | 52.1303 | -8.2835
MV/LV Substation BA***4160 |  | 20 kV | _ | LV | 50 kVA :Pole Substation | 0.05 | --> | 0.05 | 0 | 0 | Constrained, otherwise capacity available =45 kVA | --> | 0.048 | 0 | 0 | 0 | 0 | Constrained, otherwise capacity available =48 kW | --> | C18 ex COOLCARRON | Coolcarron [T41,T42] | BARRYMORE |  | 52.1345 | -8.2199
MV/LV Substation CO***416Y |  | 10 kV | _ | LV | 200 kVA :Pole Substation | 0.2 | --> | 0.2 | 0 | 0 | Constrained, otherwise capacity available =149 kVA | --> | 0.19 | 0 | 0 | 0 | 0 | Constrained, otherwise capacity available =197 kW | --> | C19 ex CURRAGLASS | Curraglass [T41] | BARRYMORE |  | 52.092 | -8.1042
MV/LV Substation BA***4188 |  | 20 kV | _ | LV | 50 kVA :Pole Substation | 0.05 | --> | 0.05 | 0.05 | 0.22 |  | --> | 0.048 | 0 | 0 | 0 | 0 | Constrained, otherwise capacity available =48 kW | --> | C16 ex KILSHANNY | Kilshanny [T41,T42] | CAHIR |  | 52.2086 | -8.0892
MV/LV Substation CU***4199 |  | 20 kV | _ | LV | 50 kVA :Pole Substation | 0.05 | --> | 0.05 | 0 | 0 | Constrained, otherwise capacity available =50 kVA | --> | 0.048 | 0 | 0 | 0 | 0 | Constrained, otherwise capacity available =48 kW | --> | C14 ex FERMOY NORTH | Fermoy North [T41,T42] | BARRYMORE |  | 52.1934 | -8.3217
MV/LV Substation CR***421 |  | 10 kV | _ | LV | 50 kVA :Pole Substation | 0.05 | --> | 0.05 | 0 | 0 | Constrained, otherwise capacity available =42 kVA | --> | 0.048 | 0 | 0 | 0 | 0 | Constrained, otherwise capacity available =49 kW | --> | C18 ex FERMOY NORTH | Fermoy North [T41,T42] | BARRYMORE |  | 52.1374 | -8.3455
MV/LV Substation WO***4211 |  | 10 kV | _ | LV | 50 kVA :Pole Substation | 0.05 | --> | 0.05 | 0 | 0 | Constrained, otherwise capacity available =50 kVA | --> | 0.048 | 0 | 0 | 0 | 0 | Constrained, otherwise capacity available =48 kW | --> | C18 ex FERMOY NORTH | Fermoy North [T41,T42] | BARRYMORE |  | 52.1555 | -8.3452
MV/LV Substation RA***4228 |  | 20 kV | _ | LV | 50 kVA :Pole Substation | 0.05 | --> | 0.05 | 0 | 0 | Constrained, otherwise capacity available =44 kVA | --> | 0.048 | 0 | 0.01 | 0 | 0 | Constrained, otherwise capacity available =41 kW | --> | C14 ex FERMOY NORTH | Fermoy North [T41,T42] | BARRYMORE |  | 52.1878 | -8.3484
MV/LV Substation BA***422Y |  | 10 kV | _ | LV | 400 kVA :Kiosk Substation | 0.4 | --> | 0.4 | 0 | 0 | Constrained, otherwise capacity available =344 kVA | --> | 0.38 | 0 | 0 | 0 | 0 | Constrained, otherwise capacity available =388 kW | --> | C13 ex FERMOY NORTH | Fermoy North [T41,T42] | BARRYMORE |  | 52.1481 | -8.2758
MV/LV Substation TO***4230 |  | 20 kV | _ | LV | 630 kVA :Building Structure | 0.63 | --> | 0.63 | 0 | 0 | Constrained, otherwise capacity available =372 kVA | --> | 0.598 | 0 | 0 | 0 | 0 | Constrained, otherwise capacity available =633 kW | --> | C14 ex FERMOY NORTH | Fermoy North [T41,T42] | BARRYMORE |  | 52.164 | -8.2644
MV/LV Substation KI***4239 |  | 20 kV | _ | LV | 50 kVA :Pole Substation | 0.05 | --> | 0.05 | 0 | 0 | Constrained, otherwise capacity available =50 kVA | --> | 0.048 | 0 | 0 | 0 | 0 | Constrained, otherwise capacity available =48 kW | --> | E12 ex CASTLELYONS | Castlelyons [T421,T422] | BARRYMORE |  | 52.0586 | -8.369
MV/LV Substation WA***4248 |  | 20 kV | _ | LV | 50 kVA :Pole Substation | 0.05 | --> | 0.05 | 0 | 0 | Constrained, otherwise capacity available =50 kVA | --> | 0.048 | 0 | 0 | 0 | 0 | Constrained, otherwise capacity available =48 kW | --> | C14 ex FERMOY NORTH | Fermoy North [T41,T42] | BARRYMORE |  | 52.1611 | -8.2689
MV/LV Substation BR***4258 |  | 20 kV | _ | LV | 400 kVA :Kiosk Substation | 0.4 | --> | 0.4 | 0 | 0 | Constrained, otherwise capacity available =385 kVA | --> | 0.38 | 0 | 0 | 0 | 0 | Constrained, otherwise capacity available =382 kW | --> | E11 ex CASTLELYONS | Castlelyons [T421,T422] | BARRYMORE |  | 52.0717 | -8.2827
MV/LV Substation BA***4263 |  | 20 kV | _ | LV | 50 kVA :Pole Substation | 0.05 | --> | 0.05 | 0 | 0 | Constrained, otherwise capacity available =43 kVA | --> | 0.048 | 0 | 0 | 0 | 0 | Constrained, otherwise capacity available =48 kW | --> | E12 ex CASTLELYONS | Castlelyons [T421,T422] | BARRYMORE |  | 52.0469 | -8.2584
MV/LV Substation DO***4273 |  | 20 kV | _ | LV | 50 kVA :Pole Substation | 0.05 | --> | 0.05 | 0 | 0 | Constrained, otherwise capacity available =50 kVA | --> | 0.048 | 0 | 0 | 0 | 0 | Constrained, otherwise capacity available =48 kW | --> | C14 ex FERMOY NORTH | Fermoy North [T41,T42] | BARRYMORE |  | 52.1694 | -8.2188
MV/LV Substation GL***4274 |  | 20 kV | _ | LV | 100 kVA :Pole Substation | 0.1 | --> | 0.1 | 0 | 0 | Constrained, otherwise capacity available =66 kVA | --> | 0.095 | 0 | 0 | 0 | 0 | Constrained, otherwise capacity available =100 kW | --> | C14 ex FERMOY NORTH | Fermoy North [T41,T42] | BARRYMORE |  | 52.1914 | -8.3595
MV/LV Substation LI***4283 |  | 10 kV | _ | LV | 400 kVA :Kiosk Substation | 0.4 | --> | 0.4 | 0 | 0 | Constrained, otherwise capacity available =83 kVA | --> | 0.38 | 0 | 0 | 0 | 0 | Constrained, otherwise capacity available =418 kW | --> | C13 ex FERMOY NORTH | Fermoy North [T41,T42] | BARRYMORE |  | 52.139 | -8.2658
MV/LV Substation GA***4287 |  | 10 kV | _ | LV | 50 kVA :Pole Substation | 0.05 | --> | 0.05 | 0 | 0 | Constrained, otherwise capacity available =50 kVA | --> | 0.048 | 0 | 0 | 0 | 0 | Constrained, otherwise capacity available =48 kW | --> | C19 ex CURRAGLASS | Curraglass [T41] | BARRYMORE |  | 52.0257 | -8.1075
MV/LV Substation CR***429 |  | 10 kV | _ | LV | 50 kVA :Pole Substation | 0.05 | --> | 0.05 | 0 | 0 | Constrained, otherwise capacity available =45 kVA | --> | 0.048 | 0 | 0 | 0 | 0 | Constrained, otherwise capacity available =48 kW | --> | C18 ex FERMOY NORTH | Fermoy North [T41,T42] | BARRYMORE |  | 52.1374 | -8.3928
MV/LV Substation BA***4293 |  | 20 kV | _ | LV | 50 kVA :Pole Substation | 0.05 | --> | 0.05 | 0 | 0 | Constrained, otherwise capacity available =40 kVA | --> | 0.048 | 0 | 0 | 0 | 0 | Constrained, otherwise capacity available =49 kW | --> | E11 ex CASTLELYONS | Castlelyons [T421,T422] | BARRYMORE |  | 52.0802 | -8.2512
MV/LV Substation BE***4323 |  | 20 kV | _ | LV | 50 kVA :Pole Substation | 0.05 | --> | 0.05 | 0 | 0 | Constrained, otherwise capacity available =41 kVA | --> | 0.048 | 0 | 0 | 0 | 0 | Constrained, otherwise capacity available =49 kW | --> | C18 ex COOLCARRON | Coolcarron [T41,T42] | BARRYMORE |  | 52.1334 | -8.2354
MV/LV Substation BA***434 |  | 10 kV | _ | LV | 50 kVA :Pole Substation | 0.05 | --> | 0.05 | 0 | 0 | Constrained, otherwise capacity available =47 kVA | --> | 0.048 | 0 | 0 | 0 | 0 | Constrained, otherwise capacity available =48 kW | --> | C18 ex FERMOY NORTH | Fermoy North [T41,T42] | BARRYMORE |  | 52.1626 | -8.3943
MV/LV Substation MA***4345 |  | 20 kV | _ | LV | 50 kVA :Pole Substation | 0.05 | --> | 0.05 | 0 | 0 | Constrained, otherwise capacity available =50 kVA | --> | 0.048 | 0 | 0 | 0 | 0 | Constrained, otherwise capacity available =48 kW | --> | E12 ex CASTLELYONS | Castlelyons [T421,T422] | BARRYMORE |  | 52.0617 | -8.319
MV/LV Substation BA***4346 |  | 10 kV | _ | LV | 50 kVA :Pole Substation | 0.05 | --> | 0.05 | 0 | 0 | Constrained, otherwise capacity available =39 kVA | --> | 0.048 | 0 | 0.011 | 0 | 0 | Constrained, otherwise capacity available =41 kW | --> | E14 ex CASTLELYONS | Castlelyons [T421,T422] | BARRYMORE |  | 52.0755 | -8.1791
MV/LV Substation LI***4371 |  | 20 kV | _ | LV | 400 kVA :Kiosk Substation | 0.4 | --> | 0.4 | 0 | 0 | Constrained, otherwise capacity available =353 kVA | --> | 0.38 | 0 | 0.01 | 0 | 0 | Constrained, otherwise capacity available =379 kW | --> | E11 ex CASTLELYONS | Castlelyons [T421,T422] | BARRYMORE |  | 52.0763 | -8.2864
MV/LV Substation MA***4373 |  | 20 kV | _ | LV | 50 kVA :Pole Substation | 0.05 | --> | 0.05 | 0 | 0 | Constrained, otherwise capacity available =50 kVA | --> | 0.048 | 0 | 0 | 0 | 0 | Constrained, otherwise capacity available =48 kW | --> | C14 ex FERMOY NORTH | Fermoy North [T41,T42] | BARRYMORE |  | 52.1757 | -8.2047
MV/LV Substation GN***4376 |  | 20 kV | _ | LV | 50 kVA :Pole Substation | 0.05 | --> | 0.05 | 0 | 0 | Constrained, otherwise capacity available =50 kVA | --> | 0.048 | 0 | 0 | 0 | 0 | Constrained, otherwise capacity available =48 kW | --> | E12 ex CASTLELYONS | Castlelyons [T421,T422] | BARRYMORE |  | 52.0599 | -8.2858
MV/LV Substation LI***4379 |  | 20 kV | _ | LV | 630 kVA :Kiosk Substation | 0.63 | --> | 0.63 | 0 | 0 | Constrained, otherwise capacity available =618 kVA | --> | 0.598 | 0 | 0 | 0 | 0 | Constrained, otherwise capacity available =600 kW | --> | E11 ex CASTLELYONS | Castlelyons [T421,T422] | BARRYMORE |  | 52.0742 | -8.2861
MV/LV Substation GE***4381 |  | 20 kV | _ | LV | 50 kVA :Pole Substation | 0.05 | --> | 0.05 | 0 | 0 | Constrained, otherwise capacity available =50 kVA | --> | 0.048 | 0 | 0 | 0 | 0 | Constrained, otherwise capacity available =48 kW | --> | E12 ex CASTLELYONS | Castlelyons [T421,T422] | BARRYMORE |  | 52.0614 | -8.3374
MV/LV Substation CL***4387 |  | 20 kV | _ | LV | 50 kVA :Pole Substation | 0.05 | --> | 0.05 | 0 | 0 | Constrained, otherwise capacity available =50 kVA | --> | 0.048 | 0 | 0 | 0 | 0 | Constrained, otherwise capacity available =48 kW | --> | E14 ex CASTLELYONS | Castlelyons [T421,T422] | BARRYMORE |  | 52.0881 | -8.2291
MV/LV Substation RA***4391 |  | 10 kV | _ | LV | 400 kVA :Kiosk Substation | 0.4 | --> | 0.4 | 0 | 0 | Constrained, otherwise capacity available =338 kVA | --> | 0.38 | 0 | 0.005 | 0 | 0 | Constrained, otherwise capacity available =385 kW | --> | C13 ex FERMOY NORTH | Fermoy North [T41,T42] | BARRYMORE |  | 52.143 | -8.2667
MV/LV Substation PY***4402 |  | 20 kV | _ | LV | 50 kVA :Pole Substation | 0.05 | --> | 0.05 | 0 | 0 | Constrained, otherwise capacity available =45 kVA | --> | 0.048 | 0 | 0 | 0 | 0 | Constrained, otherwise capacity available =48 kW | --> | E12 ex CASTLELYONS | Castlelyons [T421,T422] | BARRYMORE |  | 52.0692 | -8.2967
MV/LV Substation GL***4407 |  | 10 kV | _ | LV | 630 kVA :Kiosk Substation | 0.63 | --> | 0.63 | 0 | 0 | Constrained, otherwise capacity available =630 kVA | --> | 0.598 | 0 | 0 | 0 | 0 | Constrained, otherwise capacity available =598 kW | --> | C16 ex COOLCARRON | Coolcarron [T41,T42] | BARRYMORE |  | 52.1314 | -8.2639
MV/LV Substation BA***440Y |  | 10 kV | _ | LV | 50 kVA :Pole Substation | 0.05 | --> | 0.05 | 0 | 0 | Constrained, otherwise capacity available =41 kVA | --> | 0.048 | 0 | 0 | 0 | 0 | Constrained, otherwise capacity available =49 kW | --> | E14 ex CASTLELYONS | Castlelyons [T421,T422] | BARRYMORE |  | 52.0837 | -8.2186
MV/LV Substation AR***4418 |  | 20 kV | _ | LV | 400 kVA :Kiosk Substation | 0.4 | --> | 0.4 | 0 | 0 | Constrained, otherwise capacity available =400 kVA | --> | 0.38 | 0 | 0 | 0 | 0 | Constrained, otherwise capacity available =380 kW | --> | E11 ex CASTLELYONS | Castlelyons [T421,T422] | BARRYMORE |  | 52.0871 | -8.2396
MV/LV Substation PA***443Y |  | 20 kV | _ | LV | 400 kVA :Kiosk Substation | 0.4 | --> | 0.4 | 0 | 0 | Constrained, otherwise capacity available =217 kVA | --> | 0.38 | 0 | 0.067 | 0 | 0 | Constrained, otherwise capacity available =355 kW | --> | E11 ex CASTLELYONS | Castlelyons [T421,T422] | BARRYMORE |  | 52.075 | -8.2845
MV/LV Substation SH***444Y |  | 20 kV | _ | LV | 400 kVA :Kiosk Substation | 0.4 | --> | 0.4 | 0 | 0 | Constrained, otherwise capacity available =269 kVA | --> | 0.38 | 0 | 0.042 | 0 | 0 | Constrained, otherwise capacity available =366 kW | --> | E11 ex CASTLELYONS | Castlelyons [T421,T422] | BARRYMORE |  | 52.0792 | -8.2777
MV/LV Substation RO***445 |  | 10 kV | _ | LV | 50 kVA :Pole Substation | 0.05 | --> | 0.05 | 0 | 0 | Constrained, otherwise capacity available =47 kVA | --> | 0.048 | 0 | 0 | 0 | 0 | Constrained, otherwise capacity available =48 kW | --> | C18 ex FERMOY NORTH | Fermoy North [T41,T42] | BARRYMORE |  | 52.1407 | -8.4342
MV/LV Substation TE***4452 |  | 10 kV | _ | LV | 630 kVA :Building Structure | 0.63 | --> | 0.63 | 0 | 0 | Constrained, otherwise capacity available =630 kVA | --> | 0.598 | 0 | 0 | 0 | 0 | Constrained, otherwise capacity available =598 kW | --> | C13 ex FERMOY NORTH | Fermoy North [T41,T42] | BARRYMORE |  | 52.1392 | -8.2681
MV/LV Substation ST***4454 |  | 20 kV | _ | LV | 50 kVA :Pole Substation | 0.05 | --> | 0.05 | 0 | 0 | Constrained, otherwise capacity available =50 kVA | --> | 0.048 | 0 | 0 | 0 | 0 | Constrained, otherwise capacity available =48 kW | --> | E12 ex CASTLELYONS | Castlelyons [T421,T422] | BARRYMORE |  | 52.082 | -8.2281
MV/LV Substation CU***460 |  | 10 kV | _ | LV | 100 kVA :Pole Substation | 0.1 | --> | 0.1 | 0 | 0 | Constrained, otherwise capacity available =93 kVA | --> | 0.095 | 0 | 0.005 | 0 | 0 | Constrained, otherwise capacity available =92 kW | --> | C13 ex CURRAGLASS | Curraglass [T41] | BARRYMORE |  | 52.0941 | -8.0507
MV/LV Substation FE***470Y |  | 20 kV | _ | LV | 200 kVA :Pole Substation | 0.2 | --> | 0.2 | 0 | 0 | Constrained, otherwise capacity available =200 kVA | --> | 0.19 | 0 | 0 | 0 | 0 | Constrained, otherwise capacity available =190 kW | --> | C18 ex COOLCARRON | Coolcarron [T41,T42] | BARRYMORE |  | 52.1095 | -8.2755
MV/LV Substation MO***475X |  | 20 kV | _ | LV | 50 kVA :Pole Substation | 0.05 | --> | 0.05 | 0 | 0 | Constrained, otherwise capacity available =23 kVA | --> | 0.048 | 0 | 0.005 | 0 | 0 | Constrained, otherwise capacity available =47 kW | --> | E11 ex CASTLELYONS | Castlelyons [T421,T422] | BARRYMORE |  | 52.089 | -8.2772
MV/LV Substation GL***479Y |  | 10 kV | _ | LV | 400 kVA :Kiosk Substation | 0.4 | --> | 0.4 | 0 | 0 | Constrained, otherwise capacity available =250 kVA | --> | 0.38 | 0 | 0.072 | 0 | 0 | Constrained, otherwise capacity available =347 kW | --> | C20 ex COOLCARRON | Coolcarron [T41,T42] | BARRYMORE |  | 52.1294 | -8.2893
MV/LV Substation TH***487X |  | 20 kV | _ | LV | 50 kVA :Pole Substation | 0.05 | --> | 0.05 | 0 | 0 | Constrained, otherwise capacity available =38 kVA | --> | 0.048 | 0 | 0.005 | 0 | 0 | Constrained, otherwise capacity available =45 kW | --> | E11 ex CASTLELYONS | Castlelyons [T421,T422] | BARRYMORE |  | 52.0927 | -8.2452
MV/LV Substation BR***491Y |  | 20 kV | _ | LV | 100 kVA :Pole Substation | 0.1 | --> | 0.1 | 0 | 0 | Constrained, otherwise capacity available =91 kVA | --> | 0.095 | 0 | 0 | 0 | 0 | Constrained, otherwise capacity available =96 kW | --> | C18 ex COOLCARRON | Coolcarron [T41,T42] | BARRYMORE |  | 52.1261 | -8.1791
MV/LV Substation CO***498 |  | 10 kV | _ | LV | 50 kVA :Pole Substation | 0.05 | --> | 0.05 | 0 | 0 | Constrained, otherwise capacity available =18 kVA | --> | 0.048 | 0 | 0 | 0 | 0 | Constrained, otherwise capacity available =52 kW | --> | C19 ex CURRAGLASS | Curraglass [T41] | BARRYMORE |  | 52.0932 | -8.1069
MV/LV Substation GA***498X |  | 10 kV | _ | LV | 50 kVA :Pole Substation | 0.05 | --> | 0.05 | 0 | 0 | Constrained, otherwise capacity available =21 kVA | --> | 0.048 | 0 | 0 | 0 | 0 | Constrained, otherwise capacity available =51 kW | --> | C19 ex CURRAGLASS | Curraglass [T41] | BARRYMORE |  | 52.0533 | -8.1506
MV/LV Substation GL***500Y |  | 20 kV | _ | LV | 50 kVA :Pole Substation | 0.05 | --> | 0.05 | 0 | 0 | Constrained, otherwise capacity available =38 kVA | --> | 0.048 | 0 | 0.006 | 0 | 0 | Constrained, otherwise capacity available =45 kW | --> | E11 ex CASTLELYONS | Castlelyons [T421,T422] | BARRYMORE |  | 52.073 | -8.2816
MV/LV Substation CO***504X |  | 10 kV | _ | LV | 400 kVA :Kiosk Substation | 0.4 | --> | 0.4 | 0 | 0 | Constrained, otherwise capacity available =280 kVA | --> | 0.38 | 0 | 0.042 | 0 | 0 | Constrained, otherwise capacity available =365 kW | --> | C19 ex CURRAGLASS | Curraglass [T41] | BARRYMORE |  | 52.092 | -8.1101
MV/LV Substation TH***509Y |  | 10 kV | _ | LV | 50 kVA :Pole Substation | 0.05 | --> | 0.05 | 0 | 0 | Constrained, otherwise capacity available =38 kVA | --> | 0.048 | 0 | 0 | 0 | 0 | Constrained, otherwise capacity available =49 kW | --> | C13 ex CURRAGLASS | Curraglass [T41] | BARRYMORE |  | 52.0871 | -8.0031
MV/LV Substation CO***510 |  | 10 kV | _ | LV | 50 kVA :Pole Substation | 0.05 | --> | 0.05 | 0 | 0 | Constrained, otherwise capacity available =48 kVA | --> | 0.048 | 0 | 0 | 0 | 0 | Constrained, otherwise capacity available =48 kW | --> | E14 ex CASTLELYONS | Castlelyons [T421,T422] | BARRYMORE |  | 52.0909 | -8.118
MV/LV Substation WA***510Y |  | 10 kV | _ | LV | 1000 kVA :Building Structure | 1 | --> | 1 | 0 | 0 | Constrained, otherwise capacity available =882 kVA | --> | 0.95 | 0 | 0 | 0 | 0 | Constrained, otherwise capacity available =966 kW | --> | C16 ex COOLCARRON | Coolcarron [T41,T42] | BARRYMORE |  | 52.1383 | -8.2768
MV/LV Substation RI***535Y |  | 20 kV | _ | LV | 630 kVA :Kiosk Substation | 0.63 | --> | 0.63 | 0 | 0 | Constrained, otherwise capacity available =569 kVA | --> | 0.598 | 0 | 0 | 0 | 0 | Constrained, otherwise capacity available =607 kW | --> | E11 ex CASTLELYONS | Castlelyons [T421,T422] | BARRYMORE |  | 52.0752 | -8.2833
MV/LV Substation GL***538Y |  | 20 kV | _ | LV | 50 kVA :Pole Substation | 0.05 | --> | 0.05 | 0 | 0 | Constrained, otherwise capacity available =37 kVA | --> | 0.048 | 0 | 0 | 0 | 0 | Constrained, otherwise capacity available =49 kW | --> | E11 ex CASTLELYONS | Castlelyons [T421,T422] | BARRYMORE |  | 52.0743 | -8.2784
MV/LV Substation BA***539Y |  | 20 kV | _ | LV | 50 kVA :Pole Substation | 0.05 | --> | 0.05 | 0 | 0 | Constrained, otherwise capacity available =39 kVA | --> | 0.048 | 0 | 0 | 0 | 0 | Constrained, otherwise capacity available =49 kW | --> | E11 ex CASTLELYONS | Castlelyons [T421,T422] | BARRYMORE |  | 52.1044 | -8.2901
MV/LV Substation TE***540X |  | 10 kV | _ | LV | 50 kVA :Pole Substation | 0.05 | --> | 0.05 | 0 | 0 | Constrained, otherwise capacity available =39 kVA | --> | 0.048 | 0 | 0 | 0 | 0 | Constrained, otherwise capacity available =49 kW | --> | C18 ex FERMOY NORTH | Fermoy North [T41,T42] | BARRYMORE |  | 52.1426 | -8.3481
MV/LV Substation MA***540Y |  | 20 kV | _ | LV | 200 kVA :Kiosk Substation | 0.2 | --> | 0.2 | 0 | 0 | Constrained, otherwise capacity available =149 kVA | --> | 0.19 | 0 | 0.034 | 0 | 0 | Constrained, otherwise capacity available =172 kW | --> | C18 ex COOLCARRON | Coolcarron [T41,T42] | BARRYMORE |  | 52.1418 | -8.2191
MV/LV Substation CR***541X |  | 10 kV | _ | LV | 50 kVA :Pole Substation | 0.05 | --> | 0.05 | 0 | 0 | Constrained, otherwise capacity available =34 kVA | --> | 0.048 | 0 | 0 | 0 | 0 | Constrained, otherwise capacity available =50 kW | --> | C18 ex FERMOY NORTH | Fermoy North [T41,T42] | BARRYMORE |  | 52.1423 | -8.3354
MV/LV Substation BA***543 |  | 10 kV | _ | LV | 100 kVA :Pole Substation | 0.1 | --> | 0.1 | 0 | 0 | Constrained, otherwise capacity available =74 kVA | --> | 0.095 | 0 | 0.01 | 0 | 0 | Constrained, otherwise capacity available =91 kW | --> | C19 ex CURRAGLASS | Curraglass [T41] | BARRYMORE |  | 52.0592 | -8.0965
MV/LV Substation PA***544Y |  | 20 kV | _ | LV | 200 kVA :Kiosk Substation | 0.2 | --> | 0.2 | 0 | 0 | Constrained, otherwise capacity available =168 kVA | --> | 0.19 | 0 | 0.025 | 0 | 0 | Constrained, otherwise capacity available =176 kW | --> | E11 ex CASTLELYONS | Castlelyons [T421,T422] | BARRYMORE |  | 52.0758 | -8.2846
MV/LV Substation AR***558Y |  | 20 kV | _ | LV | 200 kVA :Kiosk Substation | 0.2 | --> | 0.2 | 0 | 0 | Constrained, otherwise capacity available =135 kVA | --> | 0.19 | 0 | 0.017 | 0 | 0 | Constrained, otherwise capacity available =186 kW | --> | C14 ex FERMOY NORTH | Fermoy North [T41,T42] | BARRYMORE |  | 52.1898 | -8.3584
MV/LV Substation AN***559Y |  | 10 kV | _ | LV | 400 kVA :Building Structure | 0.4 | --> | 0.4 | 0 | 0 | Constrained, otherwise capacity available =366 kVA | --> | 0.38 | 0 | 0.006 | 0 | 0 | Constrained, otherwise capacity available =380 kW | --> | C16 ex COOLCARRON | Coolcarron [T41,T42] | BARRYMORE |  | 52.1386 | -8.2732
MV/LV Substation PA***561Y |  | 20 kV | _ | LV | 400 kVA :Kiosk Substation | 0.4 | --> | 0.4 | 0 | 0 | Constrained, otherwise capacity available =271 kVA | --> | 0.38 | 0 | 0.052 | 0 | 0 | Constrained, otherwise capacity available =359 kW | --> | C14 ex FERMOY NORTH | Fermoy North [T41,T42] | BARRYMORE |  | 52.1742 | -8.24
MV/LV Substation CA***562 |  | 10 kV | _ | LV | 100 kVA :Pole Substation | 0.1 | --> | 0.1 | 0 | 0 | Constrained, otherwise capacity available =80 kVA | --> | 0.095 | 0 | 0 | 0 | 0 | Constrained, otherwise capacity available =98 kW | --> | C18 ex FERMOY NORTH | Fermoy North [T41,T42] | BARRYMORE |  | 52.1416 | -8.3154
MV/LV Substation ST***562X |  | 10 kV | _ | LV | 100 kVA :Pole Substation | 0.1 | --> | 0.1 | 0 | 0 | Constrained, otherwise capacity available =43 kVA | --> | 0.095 | 0 | 0.01 | 0 | 0 | Constrained, otherwise capacity available =95 kW | --> | C16 ex COOLCARRON | Coolcarron [T41,T42] | BARRYMORE |  | 52.1311 | -8.2669
MV/LV Substation LO***565 |  | 20 kV | _ | LV | 50 kVA :Pole Substation | 0.05 | --> | 0.05 | 0 | 0 | Constrained, otherwise capacity available =42 kVA | --> | 0.048 | 0 | 0 | 0 | 0 | Constrained, otherwise capacity available =49 kW | --> | E11 ex CASTLELYONS | Castlelyons [T421,T422] | BARRYMORE |  | 52.0864 | -8.2589
MV/LV Substation CA***566Y |  | 10 kV | _ | LV | 50 kVA :Pole Substation | 0.05 | --> | 0.05 | 0 | 0 | Constrained, otherwise capacity available =38 kVA | --> | 0.048 | 0 | 0 | 0 | 0 | Constrained, otherwise capacity available =49 kW | --> | C19 ex CURRAGLASS | Curraglass [T41] | BARRYMORE |  | 52.0994 | -8.1222
MV/LV Substation MT***568Y |  | 20 kV | _ | LV | 50 kVA :Pole Substation | 0.05 | --> | 0.05 | 0 | 0 | Constrained, otherwise capacity available =44 kVA | --> | 0.048 | 0 | 0.01 | 0 | 0 | Constrained, otherwise capacity available =41 kW | --> | E12 ex CASTLELYONS | Castlelyons [T421,T422] | BARRYMORE |  | 52.0391 | -8.3336
MV/LV Substation CU***569Y |  | 20 kV | _ | LV | 50 kVA :Pole Substation | 0.05 | --> | 0.05 | 0 | 0 | Constrained, otherwise capacity available =43 kVA | --> | 0.048 | 0 | 0 | 0 | 0 | Constrained, otherwise capacity available =48 kW | --> | C14 ex FERMOY NORTH | Fermoy North [T41,T42] | BARRYMORE |  | 52.1601 | -8.2725
MV/LV Substation CR***572Y |  | 10 kV | _ | LV | 630 kVA :Kiosk Substation | 0.63 | --> | 0.63 | 0 | 0 | Constrained, otherwise capacity available =560 kVA | --> | 0.598 | 0 | 0.005 | 0 | 0 | Constrained, otherwise capacity available =604 kW | --> | C13 ex FERMOY NORTH | Fermoy North [T41,T42] | BARRYMORE |  | 52.1508 | -8.2751
MV/LV Substation BR***575 |  | 20 kV | _ | LV | 200 kVA :Pole Substation | 0.2 | --> | 0.2 | 0 | 0 | Constrained, otherwise capacity available =176 kVA | --> | 0.19 | 0 | 0.01 | 0 | 0 | Constrained, otherwise capacity available =186 kW | --> | E11 ex CASTLELYONS | Castlelyons [T421,T422] | BARRYMORE |  | 52.072 | -8.2819
MV/LV Substation CA***576X |  | 20 kV | _ | LV | 100 kVA :Pole Substation | 0.1 | --> | 0.1 | 0 | 0 | Constrained, otherwise capacity available =99 kVA | --> | 0.095 | 0 | 0.01 | 0 | 0 | Constrained, otherwise capacity available =88 kW | --> | E14 ex CASTLELYONS | Castlelyons [T421,T422] | BARRYMORE |  | 52.1137 | -8.2476
MV/LV Substation KI***580 |  | 20 kV | _ | LV | 100 kVA :Pole Substation | 0.1 | --> | 0.1 | 0 | 0 | Constrained, otherwise capacity available =100 kVA | --> | 0.095 | 0 | 0 | 0 | 0 | Constrained, otherwise capacity available =95 kW | --> | E12 ex CASTLELYONS | Castlelyons [T421,T422] | BARRYMORE |  | 52.0597 | -8.2809
MV/LV Substation BL***583Y |  | 10 kV | _ | LV | 630 kVA :Kiosk Substation | 0.63 | --> | 0.63 | 0 | 0 | Constrained, otherwise capacity available =498 kVA | --> | 0.598 | 0 | 0 | 0 | 0 | Constrained, otherwise capacity available =616 kW | --> | C13 ex FERMOY NORTH | Fermoy North [T41,T42] | BARRYMORE |  | 52.1486 | -8.2805
MV/LV Substation SU***592Y |  | 10 kV | _ | LV | 630 kVA :Building Structure | 0.63 | --> | 0.63 | 0 | 0 | Constrained, otherwise capacity available =507 kVA | --> | 0.598 | 0 | 0 | 0 | 0 | Constrained, otherwise capacity available =615 kW | --> | C13 ex FERMOY NORTH | Fermoy North [T41,T42] | BARRYMORE |  | 52.1378 | -8.2666
MV/LV Substation BA***596 |  | 20 kV | _ | LV | 200 kVA :Pole Substation | 0.2 | --> | 0.2 | 0 | 0 | Constrained, otherwise capacity available =159 kVA | --> | 0.19 | 0 | 0 | 0 | 0 | Constrained, otherwise capacity available =196 kW | --> | E12 ex CASTLELYONS | Castlelyons [T421,T422] | BARRYMORE |  | 52.0485 | -8.2648
MV/LV Substation CO***603Y |  | 20 kV | _ | LV | 50 kVA :Pole Substation | 0.05 | --> | 0.05 | 0 | 0 | Constrained, otherwise capacity available =38 kVA | --> | 0.048 | 0 | 0.01 | 0 | 0 | Constrained, otherwise capacity available =42 kW | --> | C18 ex COOLCARRON | Coolcarron [T41,T42] | BARRYMORE |  | 52.1165 | -8.2716
MV/LV Substation TO***605Y |  | 20 kV | _ | LV | 200 kVA :Pole Substation | 0.2 | --> | 0.2 | 0 | 0 | Constrained, otherwise capacity available =170 kVA | --> | 0.19 | 0 | 0 | 0 | 0 | Constrained, otherwise capacity available =194 kW | --> | E12 ex CASTLELYONS | Castlelyons [T421,T422] | BARRYMORE |  | 52.0275 | -8.329
MV/LV Substation BE***609Y |  | 20 kV | _ | LV | 400 kVA :Kiosk Substation | 0.4 | --> | 0.4 | 0 | 0 | Constrained, otherwise capacity available =340 kVA | --> | 0.38 | 0 | 0.005 | 0 | 0 | Constrained, otherwise capacity available =384 kW | --> | E14 ex CASTLELYONS | Castlelyons [T421,T422] | BARRYMORE |  | 52.0945 | -8.2377
MV/LV Substation BA***614 |  | 20 kV | _ | LV | 50 kVA :Pole Substation | 0.05 | --> | 0.05 | 0 | 0 | Constrained, otherwise capacity available =41 kVA | --> | 0.048 | 0 | 0 | 0 | 0 | Constrained, otherwise capacity available =49 kW | --> | E12 ex CASTLELYONS | Castlelyons [T421,T422] | BARRYMORE |  | 52.019 | -8.2451
MV/LV Substation LI***614X |  | 20 kV | _ | LV | 100 kVA :Pole Substation | 0.1 | --> | 0.1 | 0.085 | 0.22 |  | --> | 0.095 | 0 | 0.004 | 0 | 0 | Constrained, otherwise capacity available =94 kW | --> | C16 ex KILSHANNY | Kilshanny [T41,T42] | CAHIR |  | 52.2017 | -8.1071
MV/LV Substation CR***622Y |  | 10 kV | _ | LV | 50 kVA :Pole Substation | 0.05 | --> | 0.05 | 0 | 0 | Constrained, otherwise capacity available =46 kVA | --> | 0.048 | 0 | 0 | 0 | 0 | Constrained, otherwise capacity available =48 kW | --> | C18 ex FERMOY NORTH | Fermoy North [T41,T42] | BARRYMORE |  | 52.1464 | -8.3293
MV/LV Substation KI***638 |  | 10 kV | _ | LV | 50 kVA :Pole Substation | 0.05 | --> | 0.05 | 0 | 0 | Constrained, otherwise capacity available =42 kVA | --> | 0.048 | 0 | 0.016 | 0 | 0 | Constrained, otherwise capacity available =37 kW | --> | E14 ex CASTLELYONS | Castlelyons [T421,T422] | BARRYMORE |  | 52.0641 | -8.2114
MV/LV Substation LI***638Y |  | 10 kV | _ | LV | 200 kVA :Kiosk Substation | 0.2 | --> | 0.2 | 0 | 0 | Constrained, otherwise capacity available =177 kVA | --> | 0.19 | 0 | 0 | 0 | 0 | Constrained, otherwise capacity available =193 kW | --> | C13 ex FERMOY NORTH | Fermoy North [T41,T42] | BARRYMORE |  | 52.1471 | -8.2713
MV/LV Substation TH***640Y |  | 10 kV | _ | LV | 400 kVA :Building Structure | 0.4 | --> | 0.4 | 0 | 0 | Constrained, otherwise capacity available =332 kVA | --> | 0.38 | 0 | 0 | 0 | 0 | Constrained, otherwise capacity available =389 kW | --> | C13 ex FERMOY NORTH | Fermoy North [T41,T42] | BARRYMORE |  | 52.1402 | -8.2703
MV/LV Substation BA***644X |  | 20 kV | _ | LV | 50 kVA :Pole Substation | 0.05 | --> | 0.05 | 0 | 0 | Constrained, otherwise capacity available =49 kVA | --> | 0.048 | 0 | 0.005 | 0 | 0 | Constrained, otherwise capacity available =44 kW | --> | C14 ex FERMOY NORTH | Fermoy North [T41,T42] | BARRYMORE |  | 52.1657 | -8.2811
MV/LV Substation BA***647 |  | 10 kV | _ | LV | 100 kVA :Pole Substation | 0.1 | --> | 0.1 | 0 | 0 | Constrained, otherwise capacity available =84 kVA | --> | 0.095 | 0 | 0 | 0 | 0 | Constrained, otherwise capacity available =97 kW | --> | E14 ex CASTLELYONS | Castlelyons [T421,T422] | BARRYMORE |  | 52.0555 | -8.1891
MV/LV Substation BA***650 |  | 10 kV | _ | LV | 50 kVA :Pole Substation | 0.05 | --> | 0.05 | 0 | 0 | Constrained, otherwise capacity available =41 kVA | --> | 0.048 | 0 | 0.011 | 0 | 0 | Constrained, otherwise capacity available =40 kW | --> | E14 ex CASTLELYONS | Castlelyons [T421,T422] | BARRYMORE |  | 52.0729 | -8.1852
MV/LV Substation JA***672Y |  | 20 kV | _ | LV | 50 kVA :Pole Substation | 0.05 | --> | 0.05 | 0 | 0 | Constrained, otherwise capacity available =50 kVA | --> | 0.048 | 0 | 0 | 0 | 0 | Constrained, otherwise capacity available =48 kW | --> | C14 ex FERMOY NORTH | Fermoy North [T41,T42] | BARRYMORE |  | 52.1642 | -8.2964
MV/LV Substation MO***676Y |  | 20 kV | _ | LV | 200 kVA :Building Structure | 0.2 | --> | 0.2 | 0 | 0 | Constrained, otherwise capacity available =167 kVA | --> | 0.19 | 0 | 0.008 | 0 | 0 | Constrained, otherwise capacity available =188 kW | --> | C14 ex FERMOY NORTH | Fermoy North [T41,T42] | BARRYMORE |  | 52.1742 | -8.2516
MV/LV Substation AH***679Y |  | 10 kV | _ | LV | 50 kVA :Pole Substation | 0.05 | --> | 0.05 | 0 | 0 | Constrained, otherwise capacity available =50 kVA | --> | 0.048 | 0 | 0 | 0 | 0 | Constrained, otherwise capacity available =48 kW | --> | E14 ex CASTLELYONS | Castlelyons [T421,T422] | BARRYMORE |  | 52.0886 | -8.1545
MV/LV Substation BA***682 |  | 20 kV | _ | LV | 100 kVA :Pole Substation | 0.1 | --> | 0.1 | 0 | 0 | Constrained, otherwise capacity available =74 kVA | --> | 0.095 | 0 | 0 | 0 | 0 | Constrained, otherwise capacity available =98 kW | --> | C14 ex FERMOY NORTH | Fermoy North [T41,T42] | BARRYMORE |  | 52.159 | -8.2251
MV/LV Substation AR***683X |  | 20 kV | _ | LV | 50 kVA :Pole Substation | 0.05 | --> | 0.05 | 0.042 | 0.22 |  | --> | 0.048 | 0 | 0 | 0 | 0 | Constrained, otherwise capacity available =48 kW | --> | C16 ex KILSHANNY | Kilshanny [T41,T42] | CAHIR |  | 52.2153 | -8.0985
MV/LV Substation LI***687Y |  | 10 kV | _ | LV | 400 kVA :Kiosk Substation | 0.4 | --> | 0.4 | 0 | 0 | Constrained, otherwise capacity available =262 kVA | --> | 0.38 | 0 | 0.044 | 0 | 0 | Constrained, otherwise capacity available =366 kW | --> | C18 ex FERMOY NORTH | Fermoy North [T41,T42] | BARRYMORE |  | 52.146 | -8.3967
MV/LV Substation WA***688Y |  | 20 kV | _ | LV | 50 kVA :Pole Substation | 0.05 | --> | 0.05 | 0 | 0 | Constrained, otherwise capacity available =48 kVA | --> | 0.048 | 0 | 0.005 | 0 | 0 | Constrained, otherwise capacity available =44 kW | --> | E12 ex CASTLELYONS | Castlelyons [T421,T422] | BARRYMORE |  | 52.0317 | -8.3256
MV/LV Substation CA***694X |  | 10 kV | _ | LV | 50 kVA :Pole Substation | 0.05 | --> | 0.05 | 0 | 0 | Constrained, otherwise capacity available =29 kVA | --> | 0.048 | 0 | 0.011 | 0 | 0 | Constrained, otherwise capacity available =42 kW | --> | C13 ex CURRAGLASS | Curraglass [T41] | BARRYMORE |  | 52.1041 | -8.0709
MV/LV Substation MO***695Y |  | 20 kV | _ | LV | 50 kVA :Pole Substation | 0.05 | --> | 0.05 | 0 | 0 | Constrained, otherwise capacity available =35 kVA | --> | 0.048 | 0 | 0 | 0 | 0 | Constrained, otherwise capacity available =50 kW | --> | C14 ex FERMOY NORTH | Fermoy North [T41,T42] | BARRYMORE |  | 52.1842 | -8.3751
MV/LV Substation BA***697Y |  | 20 kV | _ | LV | 50 kVA :Pole Substation | 0.05 | --> | 0.05 | 0 | 0 | Constrained, otherwise capacity available =40 kVA | --> | 0.048 | 0 | 0 | 0 | 0 | Constrained, otherwise capacity available =49 kW | --> | E12 ex CASTLELYONS | Castlelyons [T421,T422] | BARRYMORE |  | 52.0439 | -8.2637
MV/LV Substation CA***703 |  | 20 kV | _ | LV | 50 kVA :Pole Substation | 0.05 | --> | 0.05 | 0 | 0 | Constrained, otherwise capacity available =39 kVA | --> | 0.048 | 0 | 0 | 0 | 0 | Constrained, otherwise capacity available =49 kW | --> | C18 ex COOLCARRON | Coolcarron [T41,T42] | BARRYMORE |  | 52.1399 | -8.2446
MV/LV Substation BA***703X |  | 20 kV | _ | LV | 50 kVA :Pole Substation | 0.05 | --> | 0.05 | 0 | 0 | Constrained, otherwise capacity available =45 kVA | --> | 0.048 | 0 | 0 | 0 | 0 | Constrained, otherwise capacity available =48 kW | --> | E12 ex CASTLELYONS | Castlelyons [T421,T422] | BARRYMORE |  | 52.0438 | -8.2542
MV/LV Substation CL***703Y |  | 20 kV | _ | LV | 200 kVA :Kiosk Substation | 0.2 | --> | 0.2 | 0 | 0 | Constrained, otherwise capacity available =155 kVA | --> | 0.19 | 0 | 0.021 | 0 | 0 | Constrained, otherwise capacity available =180 kW | --> | C18 ex COOLCARRON | Coolcarron [T41,T42] | BARRYMORE |  | 52.1442 | -8.2244
MV/LV Substation CL***710 |  | 20 kV | _ | LV | 200 kVA :Pole Substation | 0.2 | --> | 0.2 | 0 | 0 | Constrained, otherwise capacity available =184 kVA | --> | 0.19 | 0 | 0 | 0 | 0 | Constrained, otherwise capacity available =192 kW | --> | C18 ex COOLCARRON | Coolcarron [T41,T42] | BARRYMORE |  | 52.141 | -8.2191
MV/LV Substation BA***715X |  | 10 kV | _ | LV | 100 kVA :Pole Substation | 0.1 | --> | 0.1 | 0 | 0 | Constrained, otherwise capacity available =57 kVA | --> | 0.095 | 0 | 0 | 0 | 0 | Constrained, otherwise capacity available =101 kW | --> | E14 ex CASTLELYONS | Castlelyons [T421,T422] | BARRYMORE |  | 52.0809 | -8.2253
MV/LV Substation CA***717Y |  | 10 kV | _ | LV | 200 kVA :Kiosk Substation | 0.2 | --> | 0.2 | 0 | 0 | Constrained, otherwise capacity available =147 kVA | --> | 0.19 | 0 | 0.028 | 0 | 0 | Constrained, otherwise capacity available =176 kW | --> | C19 ex CURRAGLASS | Curraglass [T41] | BARRYMORE |  | 52.0922 | -8.0998
MV/LV Substation AR***718Y |  | 20 kV | _ | LV | 200 kVA :Kiosk Substation | 0.2 | --> | 0.2 | 0 | 0 | Constrained, otherwise capacity available =138 kVA | --> | 0.19 | 0 | 0.034 | 0 | 0 | Constrained, otherwise capacity available =173 kW | --> | E11 ex CASTLELYONS | Castlelyons [T421,T422] | BARRYMORE |  | 52.0881 | -8.2386
MV/LV Substation FE***720X |  | 10 kV | _ | LV | 400 kVA :Building Structure | 0.4 | --> | 0.4 | 0 | 0 | Constrained, otherwise capacity available =354 kVA | --> | 0.38 | 0 | 0 | 0 | 0 | Constrained, otherwise capacity available =386 kW | --> | C13 ex FERMOY NORTH | Fermoy North [T41,T42] | BARRYMORE |  | 52.1409 | -8.2718
MV/LV Substation KI***726 |  | 20 kV | _ | LV | 50 kVA :Pole Substation | 0.05 | --> | 0.05 | 0 | 0 | Constrained, otherwise capacity available =45 kVA | --> | 0.048 | 0 | 0 | 0 | 0 | Constrained, otherwise capacity available =48 kW | --> | C18 ex COOLCARRON | Coolcarron [T41,T42] | BARRYMORE |  | 52.1328 | -8.1727
MV/LV Substation CO***736X |  | 10 kV | _ | LV | 50 kVA :Pole Substation | 0.05 | --> | 0.05 | 0 | 0 | Constrained, otherwise capacity available =30 kVA | --> | 0.048 | 0 | 0 | 0 | 0 | Constrained, otherwise capacity available =50 kW | --> | C19 ex CURRAGLASS | Curraglass [T41] | BARRYMORE |  | 52.0929 | -8.1027
MV/LV Substation BE***740Y |  | 20 kV | _ | LV | 200 kVA :Kiosk Substation | 0.2 | --> | 0.2 | 0 | 0 | Constrained, otherwise capacity available =192 kVA | --> | 0.19 | 0 | 0 | 0 | 0 | Constrained, otherwise capacity available =191 kW | --> | E11 ex CASTLELYONS | Castlelyons [T421,T422] | BARRYMORE |  | 52.0754 | -8.2763
MV/LV Substation AN***746Y |  | 10 kV | _ | LV | 200 kVA :Kiosk Substation | 0.2 | --> | 0.2 | 0 | 0 | Constrained, otherwise capacity available =159 kVA | --> | 0.19 | 0 | 0.01 | 0 | 0 | Constrained, otherwise capacity available =188 kW | --> | C18 ex FERMOY NORTH | Fermoy North [T41,T42] | BARRYMORE |  | 52.147 | -8.399
MV/LV Substation DO***747X |  | 20 kV | _ | LV | 50 kVA :Pole Substation | 0.05 | --> | 0.05 | 0 | 0 | Constrained, otherwise capacity available =31 kVA | --> | 0.048 | 0 | 0.006 | 0 | 0 | Constrained, otherwise capacity available =46 kW | --> | C14 ex FERMOY NORTH | Fermoy North [T41,T42] | BARRYMORE |  | 52.1897 | -8.2834
MV/LV Substation CA***750X |  | 20 kV | _ | LV | 200 kVA :Pole Substation | 0.2 | --> | 0.2 | 0 | 0 | Constrained, otherwise capacity available =174 kVA | --> | 0.19 | 0 | 0 | 0 | 0 | Constrained, otherwise capacity available =194 kW | --> | C14 ex FERMOY NORTH | Fermoy North [T41,T42] | BARRYMORE |  | 52.1986 | -8.1877
MV/LV Substation W ***754X |  | 10 kV | _ | LV | 630 kVA :Building Structure | 0.63 | --> | 0.63 | 0 | 0 | Constrained, otherwise capacity available =550 kVA | --> | 0.598 | 0 | 0 | 0 | 0 | Constrained, otherwise capacity available =609 kW | --> | C13 ex FERMOY NORTH | Fermoy North [T41,T42] | BARRYMORE |  | 52.1402 | -8.2607
MV/LV Substation CU***756Y |  | 20 kV | _ | LV | 50 kVA :Pole Substation | 0.05 | --> | 0.05 | 0 | 0 | Constrained, otherwise capacity available =45 kVA | --> | 0.048 | 0 | 0 | 0 | 0 | Constrained, otherwise capacity available =48 kW | --> | C18 ex COOLCARRON | Coolcarron [T41,T42] | BARRYMORE |  | 52.1298 | -8.1879
MV/LV Substation BA***769X |  | 20 kV | _ | LV | 50 kVA :Pole Substation | 0.05 | --> | 0.05 | 0 | 0 | Constrained, otherwise capacity available =47 kVA | --> | 0.048 | 0 | 0 | 0 | 0 | Constrained, otherwise capacity available =48 kW | --> | C18 ex COOLCARRON | Coolcarron [T41,T42] | BARRYMORE |  | 52.1356 | -8.2526
MV/LV Substation FA***769Y |  | 20 kV | _ | LV | 50 kVA :Pole Substation | 0.05 | --> | 0.05 | 0 | 0 | Constrained, otherwise capacity available =42 kVA | --> | 0.048 | 0 | 0 | 0 | 0 | Constrained, otherwise capacity available =49 kW | --> | E11 ex CASTLELYONS | Castlelyons [T421,T422] | BARRYMORE |  | 52.0974 | -8.2562
MV/LV Substation CU***777 |  | 20 kV | _ | LV | 50 kVA :Pole Substation | 0.05 | --> | 0.05 | 0 | 0 | Constrained, otherwise capacity available =48 kVA | --> | 0.048 | 0 | 0 | 0 | 0 | Constrained, otherwise capacity available =48 kW | --> | C14 ex FERMOY NORTH | Fermoy North [T41,T42] | BARRYMORE |  | 52.1927 | -8.33
MV/LV Substation CO***781Y |  | 20 kV | _ | LV | 400 kVA :Building Structure | 0.4 | --> | 0.4 | 0 | 0 | Constrained, otherwise capacity available =337 kVA | --> | 0.38 | 0 | 0.008 | 0 | 0 | Constrained, otherwise capacity available =383 kW | --> | E11 ex CASTLELYONS | Castlelyons [T421,T422] | BARRYMORE |  | 52.0988 | -8.2754
MV/LV Substation DU***785 |  | 20 kV | _ | LV | 50 kVA :Pole Substation | 0.05 | --> | 0.05 | 0 | 0 | Constrained, otherwise capacity available =32 kVA | --> | 0.048 | 0 | 0 | 0 | 0 | Constrained, otherwise capacity available =50 kW | --> | C14 ex FERMOY NORTH | Fermoy North [T41,T42] | BARRYMORE |  | 52.201 | -8.3273
MV/LV Substation IN***798Y |  | 10 kV | _ | LV | 50 kVA :Pole Substation | 0.05 | --> | 0.05 | 0 | 0 | Constrained, otherwise capacity available =34 kVA | --> | 0.048 | 0 | 0 | 0 | 0 | Constrained, otherwise capacity available =50 kW | --> | C18 ex FERMOY NORTH | Fermoy North [T41,T42] | BARRYMORE |  | 52.1434 | -8.3558
MV/LV Substation CA***801 |  | 20 kV | _ | LV | 100 kVA :Pole Substation | 0.1 | --> | 0.1 | 0 | 0 | Constrained, otherwise capacity available =40 kVA | --> | 0.095 | 0 | 0.01 | 0 | 0 | Constrained, otherwise capacity available =96 kW | --> | E14 ex CASTLELYONS | Castlelyons [T421,T422] | BARRYMORE |  | 52.0892 | -8.234
MV/LV Substation ST***802 |  | 20 kV | _ | LV | 100 kVA :Pole Substation | 0.1 | --> | 0.1 | 0 | 0 | Constrained, otherwise capacity available =92 kVA | --> | 0.095 | 0 | 0.01 | 0 | 0 | Constrained, otherwise capacity available =89 kW | --> | E14 ex CASTLELYONS | Castlelyons [T421,T422] | BARRYMORE |  | 52.0836 | -8.227
MV/LV Substation BL***804Y |  | 10 kV | _ | LV | 400 kVA :Building Structure | 0.4 | --> | 0.4 | 0 | 0 | Constrained, otherwise capacity available =350 kVA | --> | 0.38 | 0 | 0 | 0 | 0 | Constrained, otherwise capacity available =387 kW | --> | C13 ex FERMOY NORTH | Fermoy North [T41,T42] | BARRYMORE |  | 52.1458 | -8.2763
MV/LV Substation CA***808 |  | 10 kV | _ | LV | 50 kVA :Pole Substation | 0.05 | --> | 0.05 | 0 | 0 | Constrained, otherwise capacity available =17 kVA | --> | 0.048 | 0 | 0 | 0 | 0 | Constrained, otherwise capacity available =52 kW | --> | E14 ex CASTLELYONS | Castlelyons [T421,T422] | BARRYMORE |  | 52.0453 | -8.1982
MV/LV Substation CE***813Y |  | 10 kV | _ | LV | 400 kVA :Kiosk Substation | 0.4 | --> | 0.4 | 0 | 0 | Constrained, otherwise capacity available =271 kVA | --> | 0.38 | 0 | 0 | 0 | 0 | Constrained, otherwise capacity available =390 kW | --> | C16 ex COOLCARRON | Coolcarron [T41,T42] | BARRYMORE |  | 52.1373 | -8.2735
MV/LV Substation CU***814X |  | 10 kV | _ | LV | 100 kVA :Pole Substation | 0.1 | --> | 0.1 | 0 | 0 | Constrained, otherwise capacity available =88 kVA | --> | 0.095 | 0 | 0 | 0 | 0 | Constrained, otherwise capacity available =97 kW | --> | C13 ex CURRAGLASS | Curraglass [T41] | BARRYMORE |  | 52.0937 | -8.0429
MV/LV Substation MT***814Y |  | 20 kV | _ | LV | 50 kVA :Pole Substation | 0.05 | --> | 0.05 | 0 | 0 | Constrained, otherwise capacity available =48 kVA | --> | 0.048 | 0 | 0.015 | 0 | 0 | Constrained, otherwise capacity available =37 kW | --> | E12 ex CASTLELYONS | Castlelyons [T421,T422] | BARRYMORE |  | 52.0386 | -8.3442
MV/LV Substation SP***818X |  | 10 kV | _ | LV | 50 kVA :Pole Substation | 0.05 | --> | 0.05 | 0 | 0 | Constrained, otherwise capacity available =47 kVA | --> | 0.048 | 0 | 0 | 0 | 0 | Constrained, otherwise capacity available =48 kW | --> | C18 ex FERMOY NORTH | Fermoy North [T41,T42] | BARRYMORE |  | 52.141 | -8.4355
MV/LV Substation KI***819Y |  | 20 kV | _ | LV | 50 kVA :Pole Substation | 0.05 | --> | 0.05 | 0 | 0 | Constrained, otherwise capacity available =28 kVA | --> | 0.048 | 0 | 0 | 0 | 0 | Constrained, otherwise capacity available =50 kW | --> | E12 ex CASTLELYONS | Castlelyons [T421,T422] | BARRYMORE |  | 52.059 | -8.2765
MV/LV Substation KI***831X |  | 20 kV | _ | LV | 50 kVA :Pole Substation | 0.05 | --> | 0.05 | 0 | 0 | Constrained, otherwise capacity available =33 kVA | --> | 0.048 | 0 | 0 | 0 | 0 | Constrained, otherwise capacity available =50 kW | --> | C14 ex FERMOY NORTH | Fermoy North [T41,T42] | BARRYMORE |  | 52.1737 | -8.2257
MV/LV Substation AR***840X |  | 20 kV | _ | LV | 50 kVA :Pole Substation | 0.05 | --> | 0.05 | 0 | 0 | Constrained, otherwise capacity available =50 kVA | --> | 0.048 | 0 | 0 | 0 | 0 | Constrained, otherwise capacity available =48 kW | --> | C18 ex COOLCARRON | Coolcarron [T41,T42] | BARRYMORE |  | 52.2015 | -8.1321
MV/LV Substation AR***846 |  | 20 kV | _ | LV | 30 kVA :Pole Substation | 0.03 | --> | 0.03 | 0 | 0 | Constrained, otherwise capacity available =24 kVA | --> | 0.028 | 0 | 0 | 0 | 0 | Constrained, otherwise capacity available =29 kW | --> | C18 ex COOLCARRON | Coolcarron [T41,T42] | BARRYMORE |  | 52.1974 | -8.1499
MV/LV Substation OL***856X |  | 10 kV | _ | LV | 200 kVA :Kiosk Substation | 0.2 | --> | 0.2 | 0 | 0 | Constrained, otherwise capacity available =78 kVA | --> | 0.19 | 0 | 0.007 | 0 | 0 | Constrained, otherwise capacity available =201 kW | --> | C15 ex FERMOY NORTH | Fermoy North [T41,T42] | BARRYMORE |  | 52.1438 | -8.2767
MV/LV Substation GL***858X |  | 10 kV | _ | LV | 50 kVA :Pole Substation | 0.05 | --> | 0.05 | 0 | 0 | Constrained, otherwise capacity available =29 kVA | --> | 0.048 | 0 | 0.005 | 0 | 0 | Constrained, otherwise capacity available =47 kW | --> | C15 ex FERMOY NORTH | Fermoy North [T41,T42] | BARRYMORE |  | 52.143 | -8.2884
MV/LV Substation KN***861X |  | 10 kV | _ | LV | 50 kVA :Pole Substation | 0.05 | --> | 0.05 | 0 | 0 | Constrained, otherwise capacity available =46 kVA | --> | 0.048 | 0 | 0 | 0 | 0 | Constrained, otherwise capacity available =48 kW | --> | C19 ex CURRAGLASS | Curraglass [T41] | BARRYMORE |  | 52.0977 | -8.1221
MV/LV Substation TE***865X |  | 10 kV | _ | LV | 50 kVA :Pole Substation | 0.05 | --> | 0.05 | 0 | 0 | Constrained, otherwise capacity available =47 kVA | --> | 0.048 | 0 | 0 | 0 | 0 | Constrained, otherwise capacity available =48 kW | --> | C18 ex FERMOY NORTH | Fermoy North [T41,T42] | BARRYMORE |  | 52.1428 | -8.3432
MV/LV Substation AR***867 |  | 20 kV | _ | LV | 50 kVA :Pole Substation | 0.05 | --> | 0.05 | 0.032 | 0.22 |  | --> | 0.048 | 0 | 0.005 | 0 | 0 | Constrained, otherwise capacity available =46 kW | --> | C16 ex KILSHANNY | Kilshanny [T41,T42] | CAHIR |  | 52.2077 | -8.1067
MV/LV Substation CO***868X |  | 20 kV | _ | LV | 50 kVA :Pole Substation | 0.05 | --> | 0.05 | 0 | 0 | Constrained, otherwise capacity available =36 kVA | --> | 0.048 | 0 | 0 | 0 | 0 | Constrained, otherwise capacity available =49 kW | --> | C18 ex COOLCARRON | Coolcarron [T41,T42] | BARRYMORE |  | 52.1262 | -8.1899
MV/LV Substation BA***872 |  | 20 kV | _ | LV | 50 kVA :Pole Substation | 0.05 | --> | 0.05 | 0.038 | 0.22 |  | --> | 0.048 | 0 | 0 | 0 | 0 | Constrained, otherwise capacity available =49 kW | --> | C16 ex KILSHANNY | Kilshanny [T41,T42] | CAHIR |  | 52.2082 | -8.0885
MV/LV Substation SO***887X |  | 20 kV | _ | LV | 200 kVA :Pole Substation | 0.2 | --> | 0.2 | 0 | 0 | Constrained, otherwise capacity available =135 kVA | --> | 0.19 | 0 | 0 | 0 | 0 | Constrained, otherwise capacity available =199 kW | --> | E14 ex CASTLELYONS | Castlelyons [T421,T422] | BARRYMORE |  | 52.1077 | -8.2709
MV/LV Substation GU***891 |  | 10 kV | _ | LV | 50 kVA :Pole Substation | 0.05 | --> | 0.05 | 0 | 0 | Constrained, otherwise capacity available =39 kVA | --> | 0.048 | 0 | 0 | 0 | 0 | Constrained, otherwise capacity available =49 kW | --> | C18 ex FERMOY NORTH | Fermoy North [T41,T42] | BARRYMORE |  | 52.13 | -8.383
MV/LV Substation CA***987X |  | 10 kV | _ | LV | 200 kVA :Pole Substation | 0.2 | --> | 0.2 | 0 | 0 | Constrained, otherwise capacity available =197 kVA | --> | 0.19 | 0 | 0 | 0 | 0 | Constrained, otherwise capacity available =190 kW | --> | C13 ex CURRAGLASS | Curraglass [T41] | BARRYMORE |  | 52.0941 | -8.0478
MV/LV Substation FO***995 |  | 20 kV | _ | LV | 630 kVA :Building Structure | 0.63 | --> | 0.63 | 0 | 0 | Constrained, otherwise capacity available =509 kVA | --> | 0.598 | 0 | 0 | 0 | 0 | Constrained, otherwise capacity available =615 kW | --> | C14 ex FERMOY NORTH | Fermoy North [T41,T42] | BARRYMORE |  | 52.1632 | -8.256
MV/LV Substation MO***996 |  | 20 kV | _ | LV | 50 kVA :Pole Substation | 0.05 | --> | 0.05 | 0 | 0 | Constrained, otherwise capacity available =42 kVA | --> | 0.048 | 0 | 0 | 0 | 0 | Constrained, otherwise capacity available =48 kW | --> | C18 ex COOLCARRON | Coolcarron [T41,T42] | BARRYMORE |  | 52.1527 | -8.2468
MV/LV Substation CA***997 |  | 20 kV | _ | LV | 50 kVA :Pole Substation | 0.05 | --> | 0.05 | 0 | 0 | Constrained, otherwise capacity available =48 kVA | --> | 0.048 | 0 | 0 | 0 | 0 | Constrained, otherwise capacity available =48 kW | --> | C18 ex COOLCARRON | Coolcarron [T41,T42] | BARRYMORE |  | 52.1485 | -8.2383
MV/LV Substation RI***001 |  | 10 kV | _ | LV | 150 kVA :Kiosk Substation | 0.15 | --> | 0.15 | 0 | 2.14 |  | --> | 0.142 | 0 | 0.022 | 0.151 | 0 |  | --> | C18 ex BUTTEVANT | Buttevant [T41,T42] | MALLOW |  | 52.2297 | -8.6701
MV/LV Substation MI***002 |  | 10 kV | _ | LV | 400 kVA :Kiosk Substation | 0.4 | --> | 0.4 | 0.291 | 2.14 |  | --> | 0.38 | 0 | 0 | 0.395 | 0 |  | --> | C18 ex BUTTEVANT | Buttevant [T41,T42] | MALLOW |  | 52.2343 | -8.6733
MV/LV Substation KN***008 |  | 10 kV | _ | LV | 100 kVA :Pole Substation | 0.1 | --> | 0.1 | 0.046 | 2.14 |  | --> | 0.095 | 0 | 0.024 | 0.084 | 0 |  | --> | C18 ex BUTTEVANT | Buttevant [T41,T42] | MALLOW |  | 52.2278 | -8.6788
MV/LV Substation MI***009 |  | 10 kV | _ | LV | 200 kVA :Pole Substation | 0.2 | --> | 0.2 | 0.149 | 2.14 |  | --> | 0.19 | 0 | 0 | 0.197 | 0 |  | --> | C18 ex BUTTEVANT | Buttevant [T41,T42] | MALLOW |  | 52.236 | -8.6774
MV/LV Substation DO***012 |  | 10 kV | _ | LV | 200 kVA :Pole Substation | 0.2 | --> | 0.2 | 0.155 | 2.14 |  | --> | 0.19 | 0 | 0.004 | 0.193 | 0 |  | --> | C13 ex BUTTEVANT | Buttevant [T41,T42] | MALLOW |  | 52.2191 | -8.5859
MV/LV Substation RO***036 |  | 10 kV | _ | LV | 50 kVA :Pole Substation | 0.05 | --> | 0.05 | 0.037 | 2.14 |  | --> | 0.048 | 0 | 0 | 0.049 | 0 |  | --> | C13 ex BUTTEVANT | Buttevant [T41,T42] | MALLOW |  | 52.2482 | -8.5968
MV/LV Substation SE***4001 |  | 10 kV | _ | LV | 50 kVA :Pole Substation | 0.05 | --> | 0.05 | 0.05 | 2.14 |  | --> | 0.048 | 0 | 0 | 0.048 | 0 |  | --> | C18 ex BUTTEVANT | Buttevant [T41,T42] | MALLOW |  | 52.2382 | -8.6755
MV/LV Substation BA***4006 |  | 10 kV | _ | LV | 50 kVA :Pole Substation | 0.05 | --> | 0.05 | 0 | 2.14 |  | --> | 0.048 | 0 | 0.041 | 0.024 | 0 |  | --> | C13 ex BUTTEVANT | Buttevant [T41,T42] | MALLOW |  | 52.1986 | -8.5237
MV/LV Substation LO***4008 |  | 10 kV | _ | LV | 50 kVA :Pole Substation | 0.05 | --> | 0.05 | 0.05 | 2.14 |  | --> | 0.048 | 0 | 0 | 0.048 | 0 |  | --> | C14 ex BUTTEVANT | Buttevant [T41,T42] | MALLOW |  | 52.2676 | -8.6466
MV/LV Substation CA***4012 |  | 10 kV | _ | LV | 50 kVA :Pole Substation | 0.05 | --> | 0.05 | 0.05 | 2.14 |  | --> | 0.048 | 0 | 0 | 0.048 | 0 |  | --> | C13 ex BUTTEVANT | Buttevant [T41,T42] | MALLOW |  | 52.2246 | -8.5538
MV/LV Substation CL***4034 |  | 10 kV | _ | LV | 400 kVA :Building Structure | 0.4 | --> | 0.4 | 0.305 | 2.14 |  | --> | 0.38 | 0 | 0 | 0.393 | 0 |  | --> | C13 ex BUTTEVANT | Buttevant [T41,T42] | MALLOW |  | 52.2127 | -8.629
MV/LV Substation KN***4037 |  | 10 kV | _ | LV | 100 kVA :Pole Substation | 0.1 | --> | 0.1 | 0.082 | 2.14 |  | --> | 0.095 | 0 | 0 | 0.097 | 0 |  | --> | C14 ex BUTTEVANT | Buttevant [T41,T42] | MALLOW |  | 52.2504 | -8.8052
MV/LV Substation BA***404 |  | 10 kV | _ | LV | 50 kVA :Pole Substation | 0.05 | --> | 0.05 | 0.03 | 2.14 |  | --> | 0.048 | 0 | 0 | 0.05 | 0 |  | --> | C14 ex BUTTEVANT | Buttevant [T41,T42] | MALLOW |  | 52.2673 | -8.7308
MV/LV Substation CH***405 |  | 10 kV | _ | LV | 200 kVA :Pole Substation | 0.2 | --> | 0.2 | 0.127 | 2.14 |  | --> | 0.19 | 0 | 0.015 | 0.189 | 0 |  | --> | C14 ex BUTTEVANT | Buttevant [T41,T42] | MALLOW |  | 52.2714 | -8.7289
MV/LV Substation CO***4052 |  | 10 kV | _ | LV | 200 kVA :Pole Substation | 0.2 | --> | 0.2 | 0.2 | 2.14 |  | --> | 0.19 | 0 | 0 | 0.19 | 0 |  | --> | C18 ex BUTTEVANT | Buttevant [T41,T42] | MALLOW |  | 52.2375 | -8.676
MV/LV Substation BO***4071 |  | 10 kV | _ | LV | 50 kVA :Pole Substation | 0.05 | --> | 0.05 | 0.04 | 2.14 |  | --> | 0.048 | 0 | 0 | 0.049 | 0 |  | --> | C18 ex BUTTEVANT | Buttevant [T41,T42] | MALLOW |  | 52.211 | -8.731
MV/LV Substation BR***4095 |  | 10 kV | _ | LV | 100 kVA :Pole Substation | 0.1 | --> | 0.1 | 0.088 | 2.14 |  | --> | 0.095 | 0 | 0 | 0.097 | 0 |  | --> | C14 ex BUTTEVANT | Buttevant [T41,T42] | MALLOW |  | 52.2401 | -8.71
MV/LV Substation MO***410 |  | 10 kV | _ | LV | 50 kVA :Pole Substation | 0.05 | --> | 0.05 | 0.042 | 2.14 |  | --> | 0.048 | 0 | 0 | 0.049 | 0 |  | --> | C14 ex BUTTEVANT | Buttevant [T41,T42] | MALLOW |  | 52.2516 | -8.7444
MV/LV Substation LA***4102 |  | 10 kV | _ | LV | 630 kVA :Kiosk Substation | 0.63 | --> | 0.63 | 0.5 | 2.14 |  | --> | 0.598 | 0 | 0 | 0.5 | 0 |  | --> | C13 ex BUTTEVANT | Buttevant [T41,T42] | MALLOW |  | 52.2188 | -8.5881
MV/LV Substation CO***4109 |  | 10 kV | _ | LV | 50 kVA :Pole Substation | 0.05 | --> | 0.05 | 0.05 | 2.14 |  | --> | 0.048 | 0 | 0 | 0.048 | 0 |  | --> | C13 ex BUTTEVANT | Buttevant [T41,T42] | MALLOW |  | 52.2049 | -8.5163
MV/LV Substation RO***443 |  | 10 kV | _ | LV | 100 kVA :Pole Substation | 0.1 | --> | 0.1 | 0.078 | 2.14 |  | --> | 0.095 | 0 | 0 | 0.098 | 0 |  | --> | C14 ex BUTTEVANT | Buttevant [T41,T42] | MALLOW |  | 52.2652 | -8.7939
MV/LV Substation AR***454 |  | 10 kV | _ | LV | 50 kVA :Pole Substation | 0.05 | --> | 0.05 | 0.049 | 2.14 |  | --> | 0.048 | 0 | 0 | 0.048 | 0 |  | --> | C18 ex BUTTEVANT | Buttevant [T41,T42] | MALLOW |  | 52.2386 | -8.6995
MV/LV Substation BR***461 |  | 10 kV | _ | LV | 50 kVA :Pole Substation | 0.05 | --> | 0.05 | 0.042 | 2.14 |  | --> | 0.048 | 0 | 0.018 | 0.035 | 0 |  | --> | C18 ex BUTTEVANT | Buttevant [T41,T42] | MALLOW |  | 52.2336 | -8.7179
MV/LV Substation LI***477 |  | 10 kV | _ | LV | 100 kVA :Pole Substation | 0.1 | --> | 0.1 | 0.092 | 2.14 |  | --> | 0.095 | 0 | 0.004 | 0.093 | 0 |  | --> | C18 ex BUTTEVANT | Buttevant [T41,T42] | MALLOW |  | 52.2241 | -8.749
MV/LV Substation GR***500 |  | 10 kV | _ | LV | 50 kVA :Pole Substation | 0.05 | --> | 0.05 | 0.047 | 2.14 |  | --> | 0.048 | 0 | 0 | 0.048 | 0 |  | --> | C18 ex BUTTEVANT | Buttevant [T41,T42] | MALLOW |  | 52.1987 | -8.693
MV/LV Substation BA***518 |  | 10 kV | _ | LV | 50 kVA :Pole Substation | 0.05 | --> | 0.05 | 0.028 | 2.14 |  | --> | 0.048 | 0 | 0 | 0.05 | 0 |  | --> | C18 ex BUTTEVANT | Buttevant [T41,T42] | MALLOW |  | 52.1828 | -8.709
MV/LV Substation SP***538 |  | 10 kV | _ | LV | 50 kVA :Pole Substation | 0.05 | --> | 0.05 | 0.038 | 2.14 |  | --> | 0.048 | 0 | 0 | 0.049 | 0 |  | --> | C14 ex BUTTEVANT | Buttevant [T41,T42] | MALLOW |  | 52.2552 | -8.6528
MV/LV Substation CA***551 |  | 10 kV | _ | LV | 50 kVA :Pole Substation | 0.05 | --> | 0.05 | 0.045 | 2.14 |  | --> | 0.048 | 0 | 0 | 0.048 | 0 |  | --> | C14 ex BUTTEVANT | Buttevant [T41,T42] | MALLOW |  | 52.2993 | -8.669
MV/LV Substation IM***555 |  | 10 kV | _ | LV | 50 kVA :Pole Substation | 0.05 | --> | 0.05 | 0.039 | 2.14 |  | --> | 0.048 | 0 | 0 | 0.049 | 0 |  | --> | C14 ex BUTTEVANT | Buttevant [T41,T42] | MALLOW |  | 52.2809 | -8.6869
MV/LV Substation CA***561 |  | 10 kV | _ | LV | 100 kVA :Pole Substation | 0.1 | --> | 0.1 | 0.097 | 2.14 |  | --> | 0.095 | 0 | 0 | 0.095 | 0 |  | --> | C13 ex BUTTEVANT | Buttevant [T41,T42] | MALLOW |  | 52.2114 | -8.6346
MV/LV Substation TU***568 |  | 10 kV | _ | LV | 50 kVA :Pole Substation | 0.05 | --> | 0.05 | 0.034 | 2.14 |  | --> | 0.048 | 0 | 0.006 | 0.045 | 0 |  | --> | C13 ex BUTTEVANT | Buttevant [T41,T42] | MALLOW |  | 52.2244 | -8.5814
MV/LV Substation SK***590 |  | 10 kV | _ | LV | 50 kVA :Pole Substation | 0.05 | --> | 0.05 | 0.041 | 2.14 |  | --> | 0.048 | 0 | 0 | 0.049 | 0 |  | --> | C13 ex BUTTEVANT | Buttevant [T41,T42] | MALLOW |  | 52.1938 | -8.5183
MV/LV Substation LI***619X |  | 10 kV | _ | LV | 50 kVA :Pole Substation | 0.05 | --> | 0.05 | 0.049 | 2.14 |  | --> | 0.048 | 0 | 0 | 0.048 | 0 |  | --> | C13 ex BUTTEVANT | Buttevant [T41,T42] | MALLOW |  | 52.2131 | -8.6
MV/LV Substation GR***624X |  | 10 kV | _ | LV | 50 kVA :Pole Substation | 0.05 | --> | 0.05 | 0.009 | 2.14 |  | --> | 0.048 | 0 | 0 | 0.053 | 0 |  | --> | C18 ex BUTTEVANT | Buttevant [T41,T42] | MALLOW |  | 52.1971 | -8.6818
MV/LV Substation CR***637 |  | 10 kV | _ | LV | 50 kVA :Pole Substation | 0.05 | --> | 0.05 | 0.049 | 2.14 |  | --> | 0.048 | 0 | 0 | 0.048 | 0 |  | --> | C13 ex BUTTEVANT | Buttevant [T41,T42] | MALLOW |  | 52.2087 | -8.5611
MV/LV Substation NE***646X |  | 10 kV | _ | LV | 100 kVA :Pole Substation | 0.1 | --> | 0.1 | 0.097 | 2.14 |  | --> | 0.095 | 0 | 0 | 0.095 | 0 |  | --> | C18 ex BUTTEVANT | Buttevant [T41,T42] | MALLOW |  | 52.2316 | -8.674
MV/LV Substation CH***654X |  | 10 kV | _ | LV | 200 kVA :Kiosk Substation | 0.2 | --> | 0.2 | 0.126 | 2.14 |  | --> | 0.19 | 0 | 0 | 0.2 | 0 |  | --> | C13 ex BUTTEVANT | Buttevant [T41,T42] | MALLOW |  | 52.2165 | -8.5875
MV/LV Substation HA***656 |  | 10 kV | _ | LV | 50 kVA :Pole Substation | 0.05 | --> | 0.05 | 0.04 | 2.14 |  | --> | 0.048 | 0 | 0 | 0.049 | 0 |  | --> | C13 ex BUTTEVANT | Buttevant [T41,T42] | MALLOW |  | 52.1922 | -8.6503
MV/LV Substation VE***657 |  | 10 kV | _ | LV | 50 kVA :Pole Substation | 0.05 | --> | 0.05 | 0.025 | 2.14 |  | --> | 0.048 | 0 | 0 | 0.051 | 0 |  | --> | C14 ex BUTTEVANT | Buttevant [T41,T42] | MALLOW |  | 52.2623 | -8.6615
MV/LV Substation CA***657X |  | 10 kV | _ | LV | 50 kVA :Pole Substation | 0.05 | --> | 0.05 | 0.046 | 2.14 |  | --> | 0.048 | 0 | 0 | 0.048 | 0 |  | --> | C14 ex BUTTEVANT | Buttevant [T41,T42] | MALLOW |  | 52.291 | -8.7029
MV/LV Substation ME***670X |  | 10 kV | _ | LV | 50 kVA :Pole Substation | 0.05 | --> | 0.05 | 0.045 | 2.14 |  | --> | 0.048 | 0 | 0 | 0.048 | 0 |  | --> | C18 ex BUTTEVANT | Buttevant [T41,T42] | MALLOW |  | 52.2229 | -8.6751
MV/LV Substation BA***675X |  | 10 kV | _ | LV | 50 kVA :Pole Substation | 0.05 | --> | 0.05 | 0.036 | 2.14 |  | --> | 0.048 | 0 | 0 | 0.049 | 0 |  | --> | C14 ex BUTTEVANT | Buttevant [T41,T42] | MALLOW |  | 52.2474 | -8.7204
MV/LV Substation BR***679X |  | 10 kV | _ | LV | 400 kVA :Kiosk Substation | 0.4 | --> | 0.4 | 0.258 | 2.14 |  | --> | 0.38 | 0 | 0.056 | 0.357 | 0 |  | --> | C14 ex BUTTEVANT | Buttevant [T41,T42] | MALLOW |  | 52.2707 | -8.732
MV/LV Substation NE***690 |  | 10 kV | _ | LV | 50 kVA :Pole Substation | 0.05 | --> | 0.05 | 0.047 | 2.14 |  | --> | 0.048 | 0 | 0 | 0.048 | 0 |  | --> | C13 ex BUTTEVANT | Buttevant [T41,T42] | MALLOW |  | 52.2361 | -8.5615
MV/LV Substation MA***693 |  | 10 kV | _ | LV | 100 kVA :Pole Substation | 0.1 | --> | 0.1 | 0.061 | 2.14 |  | --> | 0.095 | 0 | 0.01 | 0.093 | 0 |  | --> | C13 ex BUTTEVANT | Buttevant [T41,T42] | MALLOW |  | 52.2147 | -8.5882
MV/LV Substation ST***698 |  | 10 kV | _ | LV | 100 kVA :Pole Substation | 0.1 | --> | 0.1 | 0.1 | 2.14 |  | --> | 0.095 | 0 | 0 | 0.095 | 0 |  | --> | C13 ex BUTTEVANT | Buttevant [T41,T42] | MALLOW |  | 52.2696 | -8.5992
MV/LV Substation AN***707 |  | 10 kV | _ | LV | 200 kVA :Pole Substation | 0.2 | --> | 0.2 | 0.131 | 2.14 |  | --> | 0.19 | 0 | 0 | 0.199 | 0 |  | --> | C13 ex BUTTEVANT | Buttevant [T41,T42] | MALLOW |  | 52.1829 | -8.5792
MV/LV Substation DO***708X |  | 10 kV | _ | LV | 400 kVA :Kiosk Substation | 0.4 | --> | 0.4 | 0.215 | 2.14 |  | --> | 0.38 | 0 | 0.03 | 0.382 | 0 |  | --> | C13 ex BUTTEVANT | Buttevant [T41,T42] | MALLOW |  | 52.2172 | -8.5877
MV/LV Substation NE***712 |  | 10 kV | _ | LV | 50 kVA :Pole Substation | 0.05 | --> | 0.05 | 0.039 | 2.14 |  | --> | 0.048 | 0 | 0 | 0.049 | 0 |  | --> | C14 ex BUTTEVANT | Buttevant [T41,T42] | MALLOW |  | 52.2906 | -8.6789
MV/LV Substation CA***726X |  | 10 kV | _ | LV | 50 kVA :Pole Substation | 0.05 | --> | 0.05 | 0.05 | 2.14 |  | --> | 0.048 | 0 | 0 | 0.048 | 0 |  | --> | C13 ex BUTTEVANT | Buttevant [T41,T42] | MALLOW |  | 52.2313 | -8.5463
MV/LV Substation KN***738X |  | 10 kV | _ | LV | 50 kVA :Pole Substation | 0.05 | --> | 0.05 | 0.047 | 2.14 |  | --> | 0.048 | 0 | 0 | 0.048 | 0 |  | --> | C18 ex BUTTEVANT | Buttevant [T41,T42] | MALLOW |  | 52.226 | -8.6832
MV/LV Substation RO***742 |  | 10 kV | _ | LV | 50 kVA :Pole Substation | 0.05 | --> | 0.05 | 0.05 | 2.14 |  | --> | 0.048 | 0 | 0 | 0.048 | 0 |  | --> | C13 ex BUTTEVANT | Buttevant [T41,T42] | MALLOW |  | 52.2471 | -8.6033
MV/LV Substation MA***754X |  | 10 kV | _ | LV | 400 kVA :Kiosk Substation | 0.4 | --> | 0.4 | 0.285 | 2.14 |  | --> | 0.38 | 0 | 0.048 | 0.36 | 0 |  | --> | C18 ex BUTTEVANT | Buttevant [T41,T42] | MALLOW |  | 52.2335 | -8.6689
MV/LV Substation CO***757X |  | 10 kV | _ | LV | 630 kVA :Building Structure | 0.63 | --> | 0.63 | 0.5 | 2.14 |  | --> | 0.598 | 0 | 0 | 0.5 | 0 |  | --> | C18 ex BUTTEVANT | Buttevant [T41,T42] | MALLOW |  | 52.185 | -8.6989
MV/LV Substation KN***769X |  | 10 kV | _ | LV | 50 kVA :Pole Substation | 0.05 | --> | 0.05 | 0.048 | 2.14 |  | --> | 0.048 | 0 | 0 | 0.048 | 0 |  | --> | C18 ex BUTTEVANT | Buttevant [T41,T42] | MALLOW |  | 52.192 | -8.7149
MV/LV Substation WO***773X |  | 10 kV | _ | LV | 200 kVA :Kiosk Substation | 0.2 | --> | 0.2 | 0.133 | 2.14 |  | --> | 0.19 | 0 | 0.05 | 0.162 | 0 |  | --> | C14 ex BUTTEVANT | Buttevant [T41,T42] | MALLOW |  | 52.2738 | -8.7334
MV/LV Substation HI***774 |  | 10 kV | _ | LV | 100 kVA :Pole Substation | 0.1 | --> | 0.1 | 0.061 | 2.14 |  | --> | 0.095 | 0 | 0.002 | 0.099 | 0 |  | --> | C18 ex BUTTEVANT | Buttevant [T41,T42] | MALLOW |  | 52.228 | -8.6763
MV/LV Substation BA***777X |  | 10 kV | _ | LV | 50 kVA :Pole Substation | 0.05 | --> | 0.05 | 0.046 | 2.14 |  | --> | 0.048 | 0 | 0 | 0.048 | 0 |  | --> | C13 ex BUTTEVANT | Buttevant [T41,T42] | MALLOW |  | 52.204 | -8.5746
MV/LV Substation AR***784X |  | 10 kV | _ | LV | 100 kVA :Pole Substation | 0.1 | --> | 0.1 | 0.092 | 2.14 |  | --> | 0.095 | 0 | 0 | 0.096 | 0 |  | --> | C14 ex BUTTEVANT | Buttevant [T41,T42] | MALLOW |  | 52.2479 | -8.6705
MV/LV Substation GR***790X |  | 10 kV | _ | LV | 200 kVA :Kiosk Substation | 0.2 | --> | 0.2 | 0.169 | 2.14 |  | --> | 0.19 | 0 | 0.003 | 0.192 | 0 |  | --> | C13 ex BUTTEVANT | Buttevant [T41,T42] | MALLOW |  | 52.1846 | -8.6724
MV/LV Substation BA***792X |  | 10 kV | _ | LV | 50 kVA :Pole Substation | 0.05 | --> | 0.05 | 0.031 | 2.14 |  | --> | 0.048 | 0 | 0.036 | 0.023 | 0 |  | --> | C13 ex BUTTEVANT | Buttevant [T41,T42] | MALLOW |  | 52.2246 | -8.518
MV/LV Substation CA***796X |  | 10 kV | _ | LV | 50 kVA :Pole Substation | 0.05 | --> | 0.05 | 0.045 | 2.14 |  | --> | 0.048 | 0 | 0 | 0.048 | 0 |  | --> | C13 ex BUTTEVANT | Buttevant [T41,T42] | MALLOW |  | 52.1972 | -8.6282
MV/LV Substation RI***803 |  | 10 kV | _ | LV | 200 kVA :Pole Substation | 0.2 | --> | 0.2 | 0.107 | 2.14 |  | --> | 0.19 | 0 | 0 | 0.201 | 0 |  | --> | C13 ex BUTTEVANT | Buttevant [T41,T42] | MALLOW |  | 52.2206 | -8.6089
MV/LV Substation CL***803X |  | 10 kV | _ | LV | 100 kVA :Pole Substation | 0.1 | --> | 0.1 | 0.077 | 2.14 |  | --> | 0.095 | 0 | 0.022 | 0.082 | 0 |  | --> | C13 ex BUTTEVANT | Buttevant [T41,T42] | MALLOW |  | 52.196 | -8.5712
MV/LV Substation BA***805X |  | 10 kV | _ | LV | 50 kVA :Pole Substation | 0.05 | --> | 0.05 | 0.039 | 2.14 |  | --> | 0.048 | 0 | 0 | 0.049 | 0 |  | --> | C13 ex BUTTEVANT | Buttevant [T41,T42] | MALLOW |  | 52.1831 | -8.6725
MV/LV Substation TO***811X |  | 10 kV | _ | LV | 400 kVA :Kiosk Substation | 0.4 | --> | 0.4 | 0.361 | 2.14 |  | --> | 0.38 | 0 | 0.005 | 0.382 | 0 |  | --> | C18 ex BUTTEVANT | Buttevant [T41,T42] | MALLOW |  | 52.2323 | -8.6767
MV/LV Substation BA***814 |  | 10 kV | _ | LV | 50 kVA :Pole Substation | 0.05 | --> | 0.05 | 0.009 | 2.14 |  | --> | 0.048 | 0 | 0 | 0.053 | 0 |  | --> | C13 ex BUTTEVANT | Buttevant [T41,T42] | MALLOW |  | 52.2009 | -8.6718
MV/LV Substation BA***830 |  | 10 kV | _ | LV | 50 kVA :Pole Substation | 0.05 | --> | 0.05 | 0.041 | 2.14 |  | --> | 0.048 | 0 | 0 | 0.049 | 0 |  | --> | C14 ex BUTTEVANT | Buttevant [T41,T42] | MALLOW |  | 52.2677 | -8.7485
MV/LV Substation BA***833 |  | 10 kV | _ | LV | 200 kVA :Pole Substation | 0.2 | --> | 0.2 | 0.2 | 2.14 |  | --> | 0.19 | 0 | 0 | 0.19 | 0 |  | --> | C14 ex BUTTEVANT | Buttevant [T41,T42] | MALLOW |  | 52.2818 | -8.6886
MV/LV Substation MO***845 |  | 10 kV | _ | LV | 100 kVA :Pole Substation | 0.1 | --> | 0.1 | 0.06 | 2.14 |  | --> | 0.095 | 0 | 0 | 0.1 | 0 |  | --> | C18 ex BUTTEVANT | Buttevant [T41,T42] | MALLOW |  | 52.1752 | -8.7213
MV/LV Substation RO***849X |  | 10 kV | _ | LV | 200 kVA :Kiosk Substation | 0.2 | --> | 0.2 | 0.157 | 2.14 |  | --> | 0.19 | 0 | 0.015 | 0.185 | 0 |  | --> | C13 ex BUTTEVANT | Buttevant [T41,T42] | MALLOW |  | 52.2158 | -8.5956
MV/LV Substation NE***858 |  | 10 kV | _ | LV | 100 kVA :Pole Substation | 0.1 | --> | 0.1 | 0.067 | 2.14 |  | --> | 0.095 | 0 | 0.005 | 0.096 | 0 |  | --> | C18 ex BUTTEVANT | Buttevant [T41,T42] | MALLOW |  | 52.2329 | -8.672
MV/LV Substation EA***862X |  | 10 kV | _ | LV | 200 kVA :Kiosk Substation | 0.2 | --> | 0.2 | 0.186 | 2.14 |  | --> | 0.19 | 0 | 0 | 0.192 | 0 |  | --> | C14 ex BUTTEVANT | Buttevant [T41,T42] | MALLOW |  | 52.2685 | -8.7318
MV/LV Substation LA***867X |  | 10 kV | _ | LV | 50 kVA :Pole Substation | 0.05 | --> | 0.05 | 0.049 | 2.14 |  | --> | 0.048 | 0 | 0 | 0.048 | 0 |  | --> | C14 ex BUTTEVANT | Buttevant [T41,T42] | MALLOW |  | 52.2501 | -8.7967
MV/LV Substation MA***870X |  | 10 kV | _ | LV | 630 kVA :Building Structure | 0.63 | --> | 0.63 | 0.5 | 2.14 |  | --> | 0.598 | 0 | 0 | 0.5 | 0 |  | --> | C13 ex BUTTEVANT | Buttevant [T41,T42] | MALLOW |  | 52.1861 | -8.6722
MV/LV Substation CO***873X |  | 10 kV | _ | LV | 200 kVA :Pole Substation | 0.2 | --> | 0.2 | 0.182 | 2.14 |  | --> | 0.19 | 0 | 0 | 0.192 | 0 |  | --> | C13 ex BUTTEVANT | Buttevant [T41,T42] | MALLOW |  | 52.234 | -8.6666
MV/LV Substation RI***919 |  | 10 kV | _ | LV | 50 kVA :Pole Substation | 0.05 | --> | 0.05 | 0.048 | 2.14 |  | --> | 0.048 | 0 | 0 | 0.048 | 0 |  | --> | C13 ex BUTTEVANT | Buttevant [T41,T42] | MALLOW |  | 52.2182 | -8.6083
MV/LV Substation NA***920 |  | 10 kV | _ | LV | 100 kVA :Pole Substation | 0.1 | --> | 0.1 | 0.072 | 2.14 |  | --> | 0.095 | 0 | 0.005 | 0.095 | 0 |  | --> | C13 ex BUTTEVANT | Buttevant [T41,T42] | MALLOW |  | 52.2225 | -8.5828
MV/LV Substation CL***923 |  | 10 kV | _ | LV | 50 kVA :Pole Substation | 0.05 | --> | 0.05 | 0.038 | 2.14 |  | --> | 0.048 | 0 | 0 | 0.049 | 0 |  | --> | C13 ex BUTTEVANT | Buttevant [T41,T42] | MALLOW |  | 52.2143 | -8.6227
MV/LV Substation HA***936 |  | 10 kV | _ | LV | 50 kVA :Pole Substation | 0.05 | --> | 0.05 | 0.036 | 2.14 |  | --> | 0.048 | 0 | 0.005 | 0.046 | 0 |  | --> | C13 ex BUTTEVANT | Buttevant [T41,T42] | MALLOW |  | 52.1947 | -8.6488
MV/LV Substation WA***937 |  | 10 kV | _ | LV | 50 kVA :Pole Substation | 0.05 | --> | 0.05 | 0.041 | 2.14 |  | --> | 0.048 | 0 | 0 | 0.049 | 0 |  | --> | C13 ex BUTTEVANT | Buttevant [T41,T42] | MALLOW |  | 52.2312 | -8.6633
MV/LV Substation AR***941 |  | 10 kV | _ | LV | 100 kVA :Pole Substation | 0.1 | --> | 0.1 | 0.069 | 2.14 |  | --> | 0.095 | 0 | 0 | 0.099 | 0 |  | --> | C18 ex BUTTEVANT | Buttevant [T41,T42] | MALLOW |  | 52.2064 | -8.7442
MV/LV Substation BA***001 |  | 10 kV | _ | LV | 400 kVA :Kiosk Substation | 0.4 | --> | 0.4 | 0.207 | 2.96 |  | --> | 0.38 | 0 | 0 | 0 | 0 | Constrained, otherwise capacity available =406 kW | --> | E17 ex CHARLEVILLE | Charleville [T421,T422] | CHARLEVILLE |  | 52.3543 | -8.6846
MV/LV Substation SH***005 |  | 10 kV | _ | LV | 400 kVA :Kiosk Substation | 0.4 | --> | 0.4 | 0 | 0 | Constrained, otherwise capacity available =201 kVA | --> | 0.38 | 0 | 0.02 | 0 | 0 | Constrained, otherwise capacity available =392 kW | --> | C17 ex KILMALLOCK | Kilmallock [T41,T42] | CHARLEVILLE |  | 52.4011 | -8.5773
MV/LV Substation ST***012 |  | 10 kV | _ | LV | 200 kVA :Kiosk Substation | 0.2 | --> | 0.2 | 0 | 0 |  | --> | 0.19 | 0 | 0.004 | 0 | 0 | Constrained, otherwise capacity available =215 kW | --> | C12 ex KILMALLOCK | Kilmallock [T41,T42] | CHARLEVILLE |  | 52.398 | -8.5713
MV/LV Substation JO***015 |  | 10 kV | _ | LV | 50 kVA :Pole Substation | 0.05 | --> | 0.05 | 0.033 | 1.93 |  | --> | 0.048 | 0 | 0 | 0 | 0 | Constrained, otherwise capacity available =50 kW | --> | C17 ex MILFORD (MWR) | Milford (mwr) [T41] | CHARLEVILLE |  | 52.3426 | -8.9802
MV/LV Substation IR***016 |  | 20 kV | _ | LV | 50 kVA :Pole Substation | 0.05 | --> | 0.05 | 0.043 | 2.96 |  | --> | 0.048 | 0 | 0 | 0 | 0 | Constrained, otherwise capacity available =48 kW | --> | E11 ex CHARLEVILLE | Charleville [T421,T422] | CHARLEVILLE |  | 52.3643 | -8.653
MV/LV Substation RI***016X |  | 10 kV | _ | LV | 50 kVA :Pole Substation | 0.05 | --> | 0.05 | 0 | 0 | Constrained, otherwise capacity available =50 kVA | --> | 0.048 | 0 | 0 | 0 | 0 | Constrained, otherwise capacity available =48 kW | --> | C11 ex KILMALLOCK | Kilmallock [T41,T42] | CHARLEVILLE |  | 52.3928 | -8.5338
MV/LV Substation CH***019 |  | 20 kV | _ | LV | 200 kVA :Pole Substation | 0.2 | --> | 0.2 | 0.156 | 2.96 |  | --> | 0.19 | 0 | 0.001 | 0 | 0 | Constrained, otherwise capacity available =195 kW | --> | E11 ex CHARLEVILLE | Charleville [T421,T422] | CHARLEVILLE |  | 52.4225 | -8.6604
MV/LV Substation BA***019Y |  | 20 kV | _ | LV | 200 kVA :Pole Substation | 0.2 | --> | 0.2 | 0.176 | 2.96 |  | --> | 0.19 | 0 | 0 | 0 | 0 | Constrained, otherwise capacity available =193 kW | --> | E17 ex CHARLEVILLE | Charleville [T421,T422] | CHARLEVILLE |  | 52.3513 | -8.6744
MV/LV Substation RI***021Y |  | 10 kV | _ | LV | 200 kVA :Pole Substation | 0.2 | --> | 0.2 | 0 | 0 | Constrained, otherwise capacity available =195 kVA | --> | 0.19 | 0 | 0 | 0 | 0 | Constrained, otherwise capacity available =191 kW | --> | C11 ex KILMALLOCK | Kilmallock [T41,T42] | CHARLEVILLE |  | 52.3874 | -8.5391
MV/LV Substation GL***022Y |  | 10 kV | _ | LV | 400 kVA :Building Structure | 0.4 | --> | 0.4 | 0 | 0 | Constrained, otherwise capacity available =377 kVA | --> | 0.38 | 0 | 0 | 0 | 0 | Constrained, otherwise capacity available =383 kW | --> | C12 ex KILMALLOCK | Kilmallock [T41,T42] | CHARLEVILLE |  | 52.3945 | -8.5639
MV/LV Substation B ***024X |  | 20 kV | _ | LV | 200 kVA :Pole Substation | 0.2 | --> | 0.2 | 0.199 | 2.96 |  | --> | 0.19 | 0 | 0 | 0 | 0 | Constrained, otherwise capacity available =190 kW | --> | E11 ex CHARLEVILLE | Charleville [T421,T422] | CHARLEVILLE |  | 52.3495 | -8.6594
MV/LV Substation DR***026 |  | 10 kV | _ | LV | 200 kVA :Pole Substation | 0.2 | --> | 0.2 | 0.167 | 1.93 |  | --> | 0.19 | 0 | 0.01 | 0 | 0 | Constrained, otherwise capacity available =187 kW | --> | C15 ex MILFORD (MWR) | Milford (mwr) [T41] | CHARLEVILLE |  | 52.3118 | -8.8024
MV/LV Substation AR***028 |  | 20 kV | _ | LV | 50 kVA :Pole Substation | 0.05 | --> | 0.05 | 0.047 | 2.96 |  | --> | 0.048 | 0 | 0 | 0 | 0 | Constrained, otherwise capacity available =48 kW | --> | E14 ex CHARLEVILLE | Charleville [T421,T422] | CHARLEVILLE |  | 52.3468 | -8.7282
MV/LV Substation BR***029 |  | 10 kV | _ | LV | 50 kVA :Pole Substation | 0.05 | --> | 0.05 | 0.001 | 1.93 |  | --> | 0.048 | 0 | 0.016 | 0 | 0 | Constrained, otherwise capacity available =42 kW | --> | C17 ex MILFORD (MWR) | Milford (mwr) [T41] | CHARLEVILLE |  | 52.3457 | -8.977
MV/LV Substation MA***029Y |  | 20 kV | _ | LV | 100 kVA :Pole Substation | 0.1 | --> | 0.1 | 0.072 | 2.96 |  | --> | 0.095 | 0 | 0.03 | 0 | 0 | Constrained, otherwise capacity available =77 kW | --> | E14 ex CHARLEVILLE | Charleville [T421,T422] | CHARLEVILLE |  | 52.3493 | -8.6828
MV/LV Substation GA***032Y |  | 10 kV | _ | LV | 400 kVA :Kiosk Substation | 0.4 | --> | 0.4 | 0.361 | 2.96 |  | --> | 0.38 | 0 | 0.015 | 0 | 0 | Constrained, otherwise capacity available =374 kW | --> | E17 ex CHARLEVILLE | Charleville [T421,T422] | CHARLEVILLE |  | 52.3586 | -8.6829
MV/LV Substation DE***035Y |  | 10 kV | _ | LV | 100 kVA :Pole Substation | 0.1 | --> | 0.1 | 0.044 | 2.96 |  | --> | 0.095 | 0 | 0.011 | 0 | 0 | Constrained, otherwise capacity available =94 kW | --> | E17 ex CHARLEVILLE | Charleville [T421,T422] | CHARLEVILLE |  | 52.3617 | -8.684
MV/LV Substation AP***037 |  | 10 kV | _ | LV | 50 kVA :Pole Substation | 0.05 | --> | 0.05 | 0.039 | 1.05 |  | --> | 0.048 | 0 | 0 | 0 | 0 | Constrained, otherwise capacity available =49 kW | --> | C19 ex NEWCASTLEWEST | Newcastlewest [T41,T42] | RATHKEALE |  | 52.3765 | -8.9803
MV/LV Substation OR***039 |  | 10 kV | _ | LV | 200 kVA :Kiosk Substation | 0.2 | --> | 0.2 | 0 | 0 | Constrained, otherwise capacity available =53 kVA | --> | 0.19 | 0 | 0.002 | 0 | 0 | Constrained, otherwise capacity available =208 kW | --> | C12 ex KILMALLOCK | Kilmallock [T41,T42] | CHARLEVILLE |  | 52.4006 | -8.5749
MV/LV Substation BA***041 |  | 20 kV | _ | LV | 200 kVA :Pole Substation | 0.2 | --> | 0.2 | 0.126 | 2.96 |  | --> | 0.19 | 0 | 0.011 | 0 | 0 | Constrained, otherwise capacity available =192 kW | --> | E17 ex CHARLEVILLE | Charleville [T421,T422] | CHARLEVILLE |  | 52.3486 | -8.6797
MV/LV Substation TH***044 |  | 10 kV | _ | LV | 400 kVA :Kiosk Substation | 0.4 | --> | 0.4 | 0.341 | 2.96 |  | --> | 0.38 | 0 | 0.005 | 0 | 0 | Constrained, otherwise capacity available =384 kW | --> | E17 ex CHARLEVILLE | Charleville [T421,T422] | CHARLEVILLE |  | 52.3584 | -8.6862
MV/LV Substation BA***047Y |  | 20 kV | _ | LV | 100 kVA :Pole Substation | 0.1 | --> | 0.1 | 0.091 | 2.96 |  | --> | 0.095 | 0 | 0 | 0 | 0 | Constrained, otherwise capacity available =96 kW | --> | E13 ex CHARLEVILLE | Charleville [T421,T422] | CHARLEVILLE |  | 52.3081 | -8.6792
MV/LV Substation RA***048 |  | 10 kV | _ | LV | 50 kVA :Pole Substation | 0.05 | --> | 0.05 | 0.049 | 1.05 |  | --> | 0.048 | 0 | 0 | 0 | 0 | Constrained, otherwise capacity available =48 kW | --> | C19 ex NEWCASTLEWEST | Newcastlewest [T41,T42] | RATHKEALE |  | 52.3719 | -9.0373
MV/LV Substation PO***048X |  | 20 kV | _ | LV | 200 kVA :Kiosk Substation | 0.2 | --> | 0.2 | 0.156 | 2.96 |  | --> | 0.19 | 0 | 0 | 0 | 0 | Constrained, otherwise capacity available =196 kW | --> | E17 ex CHARLEVILLE | Charleville [T421,T422] | CHARLEVILLE |  | 52.3483 | -8.6808
MV/LV Substation GL***049 |  | 10 kV | _ | LV | 200 kVA :Pole Substation | 0.2 | --> | 0.2 | 0.142 | 2.96 |  | --> | 0.19 | 0 | 0.005 | 0 | 0 | Constrained, otherwise capacity available =194 kW | --> | E17 ex CHARLEVILLE | Charleville [T421,T422] | CHARLEVILLE |  | 52.3519 | -8.6827
MV/LV Substation DR***054 |  | 20 kV | _ | LV | 50 kVA :Pole Substation | 0.05 | --> | 0.05 | 0.044 | 6.21 |  | --> | 0.048 | 0 | 0 | 0 | 0 | Constrained, otherwise capacity available =48 kW | --> | E28 ex MILFORD (MWR) | Milford (mwr) [T422] | CHARLEVILLE |  | 52.3987 | -8.794
MV/LV Substation KI***054Y |  | 20 kV | _ | LV | 400 kVA :Kiosk Substation | 0.4 | --> | 0.4 | 0.36 | 2.96 |  | --> | 0.38 | 0 | 0.005 | 0 | 0 | Constrained, otherwise capacity available =382 kW | --> | E11 ex CHARLEVILLE | Charleville [T421,T422] | CHARLEVILLE |  | 52.4225 | -8.6539
MV/LV Substation GO***058X |  | 20 kV | _ | LV | 50 kVA :Pole Substation | 0.05 | --> | 0.05 | 0.041 | 2.96 |  | --> | 0.048 | 0 | 0.025 | 0 | 0 | Constrained, otherwise capacity available =30 kW | --> | E14 ex CHARLEVILLE | Charleville [T421,T422] | CHARLEVILLE |  | 52.3627 | -8.7097
MV/LV Substation OI***060Y |  | 10 kV | _ | LV | 50 kVA :Pole Substation | 0.05 | --> | 0.05 | 0.047 | 1.93 |  | --> | 0.048 | 0 | 0 | 0 | 0 | Constrained, otherwise capacity available =48 kW | --> | C15 ex MILFORD (MWR) | Milford (mwr) [T41] | CHARLEVILLE |  | 52.3365 | -8.8428
MV/LV Substation KI***065 |  | 10 kV | _ | LV | 200 kVA :Pole Substation | 0.2 | --> | 0.2 | 0 | 0 | Constrained, otherwise capacity available =185 kVA | --> | 0.19 | 0 | 0 | 0 | 0 | Constrained, otherwise capacity available =192 kW | --> | C12 ex KILMALLOCK | Kilmallock [T41,T42] | CHARLEVILLE |  | 52.4004 | -8.5682
MV/LV Substation LA***066 |  | 20 kV | _ | LV | 100 kVA :Pole Substation | 0.1 | --> | 0.1 | 0.098 | 2.96 |  | --> | 0.095 | 0 | 0 | 0 | 0 | Constrained, otherwise capacity available =95 kW | --> | E11 ex CHARLEVILLE | Charleville [T421,T422] | CHARLEVILLE |  | 52.4262 | -8.6833
MV/LV Substation TH***067 |  | 20 kV | _ | LV | 100 kVA :Pole Substation | 0.1 | --> | 0.1 | 0.064 | 2.96 |  | --> | 0.095 | 0 | 0.047 | 0 | 0 | Constrained, otherwise capacity available =65 kW | --> | E14 ex CHARLEVILLE | Charleville [T421,T422] | CHARLEVILLE |  | 52.3547 | -8.6951
MV/LV Substation KI***067X |  | 20 kV | _ | LV | 50 kVA :Pole Substation | 0.05 | --> | 0.05 | 0.045 | 2.96 |  | --> | 0.048 | 0 | 0 | 0 | 0 | Constrained, otherwise capacity available =48 kW | --> | E12 ex CHARLEVILLE | Charleville [T421,T422] | CHARLEVILLE |  | 52.3424 | -8.716
MV/LV Substation CR***072 |  | 10 kV | _ | LV | 200 kVA :Pole Substation | 0.2 | --> | 0.2 | 0.146 | 2.96 |  | --> | 0.19 | 0 | 0.006 | 0 | 0 | Constrained, otherwise capacity available =193 kW | --> | E17 ex CHARLEVILLE | Charleville [T421,T422] | CHARLEVILLE |  | 52.3607 | -8.6832
MV/LV Substation RA***075 |  | 20 kV | _ | LV | 400 kVA :Kiosk Substation | 0.4 | --> | 0.4 | 0.281 | 2.96 |  | --> | 0.38 | 0 | 0.005 | 0 | 0 | Constrained, otherwise capacity available =392 kW | --> | E17 ex CHARLEVILLE | Charleville [T421,T422] | CHARLEVILLE |  | 52.3487 | -8.6761
MV/LV Substation CL***075X |  | 20 kV | _ | LV | 50 kVA :Pole Substation | 0.05 | --> | 0.05 | 0.035 | 2.96 |  | --> | 0.048 | 0 | 0 | 0 | 0 | Constrained, otherwise capacity available =49 kW | --> | E14 ex CHARLEVILLE | Charleville [T421,T422] | CHARLEVILLE |  | 52.3362 | -8.7503
MV/LV Substation I.***078 |  | 20 kV | _ | LV | 100 kVA :Pole Substation | 0.1 | --> | 0.1 | 0.051 | 2.96 |  | --> | 0.095 | 0 | 0.033 | 0 | 0 | Constrained, otherwise capacity available =77 kW | --> | E17 ex CHARLEVILLE | Charleville [T421,T422] | CHARLEVILLE |  | 52.3592 | -8.6696
MV/LV Substation CO***079 |  | 10 kV | _ | LV | 200 kVA :Kiosk Substation | 0.2 | --> | 0.2 | 0 | 2.96 |  | --> | 0.19 | 0 | 0 | 0 | 0 | Constrained, otherwise capacity available =216 kW | --> | E17 ex CHARLEVILLE | Charleville [T421,T422] | CHARLEVILLE |  | 52.354 | -8.6813
MV/LV Substation GO***083 |  | 10 kV | _ | LV | 100 kVA :Pole Substation | 0.1 | --> | 0.1 | 0 | 0 | Constrained, otherwise capacity available =70 kVA | --> | 0.095 | 0 | 0 | 0 | 0 | Constrained, otherwise capacity available =99 kW | --> | C12 ex KILMALLOCK | Kilmallock [T41,T42] | CHARLEVILLE |  | 52.3952 | -8.5696
MV/LV Substation BR***084 |  | 10 kV | _ | LV | 1000 kVA :Kiosk Substation | 1 | --> | 1 | 0.5 | 2.96 |  | --> | 0.95 | 0 | 0.005 | 0 | 0 | Constrained, otherwise capacity available =982 kW | --> | E17 ex CHARLEVILLE | Charleville [T421,T422] | CHARLEVILLE |  | 52.355 | -8.6825
MV/LV Substation EM***086 |  | 10 kV | _ | LV | 400 kVA :Kiosk Substation | 0.4 | --> | 0.4 | 0 | 0 | Constrained, otherwise capacity available =250 kVA | --> | 0.38 | 0 | 0.061 | 0 | 0 | Constrained, otherwise capacity available =351 kW | --> | C17 ex KILMALLOCK | Kilmallock [T41,T42] | CHARLEVILLE |  | 52.3991 | -8.5757
MV/LV Substation LO***087 |  | 10 kV | _ | LV | 200 kVA :Kiosk Substation | 0.2 | --> | 0.2 | 0.138 | 2.96 |  | --> | 0.19 | 0 | 0.015 | 0 | 0 | Constrained, otherwise capacity available =187 kW | --> | E17 ex CHARLEVILLE | Charleville [T421,T422] | CHARLEVILLE |  | 52.3554 | -8.6898
MV/LV Substation CO***093X |  | 20 kV | _ | LV | 50 kVA :Pole Substation | 0.05 | --> | 0.05 | 0.012 | 6.21 |  | --> | 0.048 | 0 | 0 | 0 | 0 | Constrained, otherwise capacity available =52 kW | --> | E28 ex MILFORD (MWR) | Milford (mwr) [T422] | CHARLEVILLE |  | 52.4052 | -8.825
MV/LV Substation GL***098 |  | 10 kV | _ | LV | 50 kVA :Pole Substation | 0.05 | --> | 0.05 | 0 | 0 | Constrained, otherwise capacity available =26 kVA | --> | 0.048 | 0 | 0 | 0 | 0 | Constrained, otherwise capacity available =51 kW | --> | C17 ex KILMALLOCK | Kilmallock [T41,T42] | CHARLEVILLE |  | 52.4019 | -8.5831
MV/LV Substation LY***098X |  | 10 kV | _ | LV | 50 kVA :Pole Substation | 0.05 | --> | 0.05 | 0.02 | 1.05 |  | --> | 0.048 | 0 | 0 | 0 | 0 | Constrained, otherwise capacity available =51 kW | --> | C19 ex NEWCASTLEWEST | Newcastlewest [T41,T42] | RATHKEALE |  | 52.3589 | -8.9978
MV/LV Substation FA***098Y |  | 10 kV | _ | LV | 50 kVA :Pole Substation | 0.05 | --> | 0.05 | 0.012 | 1.93 |  | --> | 0.048 | 0 | 0 | 0 | 0 | Constrained, otherwise capacity available =52 kW | --> | C17 ex MILFORD (MWR) | Milford (mwr) [T41] | CHARLEVILLE |  | 52.3438 | -8.9153
MV/LV Substation BU***099 |  | 20 kV | _ | LV | 100 kVA :Pole Substation | 0.1 | --> | 0.1 | 0.083 | 2.96 |  | --> | 0.095 | 0 | 0 | 0 | 0 | Constrained, otherwise capacity available =97 kW | --> | E14 ex CHARLEVILLE | Charleville [T421,T422] | CHARLEVILLE |  | 52.3432 | -8.6792
MV/LV Substation CA***104Y |  | 20 kV | _ | LV | 50 kVA :Pole Substation | 0.05 | --> | 0.05 | 0.05 | 2.96 |  | --> | 0.048 | 0 | 0 | 0 | 0 | Constrained, otherwise capacity available =48 kW | --> | E11 ex CHARLEVILLE | Charleville [T421,T422] | CHARLEVILLE |  | 52.3265 | -8.6714
MV/LV Substation BO***109X |  | 10 kV | _ | LV | 50 kVA :Pole Substation | 0.05 | --> | 0.05 | 0 | 0 | Constrained, otherwise capacity available =37 kVA | --> | 0.048 | 0 | 0 | 0 | 0 | Constrained, otherwise capacity available =49 kW | --> | C11 ex KILMALLOCK | Kilmallock [T41,T42] | CHARLEVILLE |  | 52.3708 | -8.4902
MV/LV Substation BA***111X |  | 10 kV | _ | LV | 50 kVA :Pole Substation | 0.05 | --> | 0.05 | 0 | 0 | Constrained, otherwise capacity available =46 kVA | --> | 0.048 | 0 | 0 | 0 | 0 | Constrained, otherwise capacity available =48 kW | --> | C11 ex KILMALLOCK | Kilmallock [T41,T42] | CHARLEVILLE |  | 52.3658 | -8.4826
MV/LV Substation SM***112 |  | 20 kV | _ | LV | 100 kVA :Pole Substation | 0.1 | --> | 0.1 | 0.046 | 2.96 |  | --> | 0.095 | 0 | 0.043 | 0 | 0 | Constrained, otherwise capacity available =70 kW | --> | E14 ex CHARLEVILLE | Charleville [T421,T422] | CHARLEVILLE |  | 52.3539 | -8.689
MV/LV Substation BA***114Y |  | 20 kV | _ | LV | 100 kVA :Pole Substation | 0.1 | --> | 0.1 | 0.097 | 2.96 |  | --> | 0.095 | 0 | 0.016 | 0 | 0 | Constrained, otherwise capacity available =84 kW | --> | E11 ex CHARLEVILLE | Charleville [T421,T422] | CHARLEVILLE |  | 52.3257 | -8.6651
MV/LV Substation NU***115Y |  | 10 kV | _ | LV | 100 kVA :Pole Substation | 0.1 | --> | 0.1 | 0 | 0 | Constrained, otherwise capacity available =82 kVA | --> | 0.095 | 0 | 0 | 0 | 0 | Constrained, otherwise capacity available =97 kW | --> | C11 ex KILMALLOCK | Kilmallock [T41,T42] | CHARLEVILLE |  | 52.4061 | -8.5699
MV/LV Substation RI***133X |  | 10 kV | _ | LV | 100 kVA :Pole Substation | 0.1 | --> | 0.1 | 0 | 0 | Constrained, otherwise capacity available =73 kVA | --> | 0.095 | 0 | 0 | 0 | 0 | Constrained, otherwise capacity available =99 kW | --> | C11 ex KILMALLOCK | Kilmallock [T41,T42] | CHARLEVILLE |  | 52.3878 | -8.5412
MV/LV Substation KI***138 |  | 10 kV | _ | LV | 50 kVA :Pole Substation | 0.05 | --> | 0.05 | 0 | 0 | Constrained, otherwise capacity available =48 kVA | --> | 0.048 | 0 | 0 | 0 | 0 | Constrained, otherwise capacity available =48 kW | --> | C12 ex KILMALLOCK | Kilmallock [T41,T42] | CHARLEVILLE |  | 52.3777 | -8.5579
MV/LV Substation BR***141Y |  | 10 kV | _ | LV | 100 kVA :Pole Substation | 0.1 | --> | 0.1 | 0.088 | 2.96 |  | --> | 0.095 | 0 | 0 | 0 | 0 | Constrained, otherwise capacity available =97 kW | --> | E17 ex CHARLEVILLE | Charleville [T421,T422] | CHARLEVILLE |  | 52.3597 | -8.6914
MV/LV Substation MT***149 |  | 10 kV | _ | LV | 50 kVA :Pole Substation | 0.05 | --> | 0.05 | 0 | 0 | Constrained, otherwise capacity available =45 kVA | --> | 0.048 | 0 | 0 | 0 | 0 | Constrained, otherwise capacity available =48 kW | --> | C17 ex KILMALLOCK | Kilmallock [T41,T42] | CHARLEVILLE |  | 52.42 | -8.5782
MV/LV Substation MT***154X |  | 10 kV | _ | LV | 50 kVA :Pole Substation | 0.05 | --> | 0.05 | 0 | 0 | Constrained, otherwise capacity available =43 kVA | --> | 0.048 | 0 | 0 | 0 | 0 | Constrained, otherwise capacity available =48 kW | --> | C11 ex KILMALLOCK | Kilmallock [T41,T42] | CHARLEVILLE |  | 52.3952 | -8.5377
MV/LV Substation TU***157X |  | 10 kV | _ | LV | 50 kVA :Pole Substation | 0.05 | --> | 0.05 | 0 | 0 | Constrained, otherwise capacity available =49 kVA | --> | 0.048 | 0 | 0 | 0 | 0 | Constrained, otherwise capacity available =48 kW | --> | C11 ex KILMALLOCK | Kilmallock [T41,T42] | CHARLEVILLE |  | 52.3961 | -8.5311
MV/LV Substation TE***160X |  | 10 kV | _ | LV | 50 kVA :Pole Substation | 0.05 | --> | 0.05 | 0 | 0 | Constrained, otherwise capacity available =45 kVA | --> | 0.048 | 0 | 0 | 0 | 0 | Constrained, otherwise capacity available =48 kW | --> | C11 ex KILMALLOCK | Kilmallock [T41,T42] | CHARLEVILLE |  | 52.3952 | -8.4954
MV/LV Substation CA***162 |  | 20 kV | _ | LV | 100 kVA :Pole Substation | 0.1 | --> | 0.1 | 0.095 | 2.96 |  | --> | 0.095 | 0 | 0 | 0 | 0 | Constrained, otherwise capacity available =96 kW | --> | E11 ex CHARLEVILLE | Charleville [T421,T422] | CHARLEVILLE |  | 52.3292 | -8.6694
MV/LV Substation KI***167 |  | 10 kV | _ | LV | 200 kVA :Building Structure | 0.2 | --> | 0.2 | 0 | 0 | Constrained, otherwise capacity available =171 kVA | --> | 0.19 | 0 | 0 | 0 | 0 | Constrained, otherwise capacity available =194 kW | --> | C12 ex KILMALLOCK | Kilmallock [T41,T42] | CHARLEVILLE |  | 52.4026 | -8.5698
MV/LV Substation DE***173Y |  | 10 kV | _ | LV | 200 kVA :Pole Substation | 0.2 | --> | 0.2 | 0 | 0 | Constrained, otherwise capacity available =79 kVA | --> | 0.19 | 0 | 0 | 0 | 0 | Constrained, otherwise capacity available =206 kW | --> | C17 ex KILMALLOCK | Kilmallock [T41,T42] | CHARLEVILLE |  | 52.4054 | -8.5836
MV/LV Substation BA***178X |  | 10 kV | _ | LV | 50 kVA :Pole Substation | 0.05 | --> | 0.05 | 0 | 0 | Constrained, otherwise capacity available =39 kVA | --> | 0.048 | 0 | 0.025 | 0 | 0 | Constrained, otherwise capacity available =30 kW | --> | C11 ex KILMALLOCK | Kilmallock [T41,T42] | CHARLEVILLE |  | 52.4134 | -8.4865
MV/LV Substation PO***180 |  | 10 kV | _ | LV | 50 kVA :Pole Substation | 0.05 | --> | 0.05 | 0 | 0 | Constrained, otherwise capacity available =48 kVA | --> | 0.048 | 0 | 0 | 0 | 0 | Constrained, otherwise capacity available =48 kW | --> | C12 ex KILMALLOCK | Kilmallock [T41,T42] | CHARLEVILLE |  | 52.3897 | -8.5809
MV/LV Substation KI***180Y |  | 20 kV | _ | LV | 50 kVA :Pole Substation | 0.05 | --> | 0.05 | 0.043 | 6.21 |  | --> | 0.048 | 0 | 0 | 0 | 0 | Constrained, otherwise capacity available =48 kW | --> | E28 ex MILFORD (MWR) | Milford (mwr) [T422] | CHARLEVILLE |  | 52.3879 | -8.8581
MV/LV Substation KI***181 |  | 10 kV | _ | LV | 400 kVA :Kiosk Substation | 0.4 | --> | 0.4 | 0 | 0 | Constrained, otherwise capacity available =368 kVA | --> | 0.38 | 0 | 0.005 | 0 | 0 | Constrained, otherwise capacity available =381 kW | --> | C17 ex KILMALLOCK | Kilmallock [T41,T42] | CHARLEVILLE |  | 52.4057 | -8.5783
MV/LV Substation KI***183 |  | 10 kV | _ | LV | 200 kVA :Pole Substation | 0.2 | --> | 0.2 | 0 | 0 | Constrained, otherwise capacity available =146 kVA | --> | 0.19 | 0 | 0.01 | 0 | 0 | Constrained, otherwise capacity available =190 kW | --> | C17 ex KILMALLOCK | Kilmallock [T41,T42] | CHARLEVILLE |  | 52.4066 | -8.5818
MV/LV Substation RI***184 |  | 10 kV | _ | LV | 200 kVA :Pole Substation | 0.2 | --> | 0.2 | 0 | 0 | Constrained, otherwise capacity available =156 kVA | --> | 0.19 | 0 | 0 | 0 | 0 | Constrained, otherwise capacity available =196 kW | --> | C12 ex KILMALLOCK | Kilmallock [T41,T42] | CHARLEVILLE |  | 52.3996 | -8.5673
MV/LV Substation BA***186Y |  | 20 kV | _ | LV | 50 kVA :Pole Substation | 0.05 | --> | 0.05 | 0.05 | 6.21 |  | --> | 0.048 | 0 | 0 | 0 | 0 | Constrained, otherwise capacity available =48 kW | --> | E28 ex MILFORD (MWR) | Milford (mwr) [T422] | CHARLEVILLE |  | 52.4097 | -8.7669
MV/LV Substation MO***194 |  | 10 kV | _ | LV | 630 kVA :Building Structure | 0.63 | --> | 0.63 | 0.5 | 2.96 |  | --> | 0.598 | 0 | 0.006 | 0 | 0 | Constrained, otherwise capacity available =606 kW | --> | E17 ex CHARLEVILLE | Charleville [T421,T422] | CHARLEVILLE |  | 52.3572 | -8.6814
MV/LV Substation BA***197 |  | 20 kV | _ | LV | 400 kVA :Building Structure | 0.4 | --> | 0.4 | 0.334 | 2.96 |  | --> | 0.38 | 0 | 0 | 0 | 0 | Constrained, otherwise capacity available =389 kW | --> | E17 ex CHARLEVILLE | Charleville [T421,T422] | CHARLEVILLE |  | 52.3538 | -8.6777
MV/LV Substation BA***197X |  | 10 kV | _ | LV | 100 kVA :Pole Substation | 0.1 | --> | 0.1 | 0 | 0 | Constrained, otherwise capacity available =97 kVA | --> | 0.095 | 0 | 0 | 0 | 0 | Constrained, otherwise capacity available =96 kW | --> | C11 ex KILMALLOCK | Kilmallock [T41,T42] | CHARLEVILLE |  | 52.4479 | -8.4521
MV/LV Substation DR***199 |  | 10 kV | _ | LV | 50 kVA :Pole Substation | 0.05 | --> | 0.05 | 0.043 | 1.93 |  | --> | 0.048 | 0 | 0 | 0 | 0 | Constrained, otherwise capacity available =48 kW | --> | C17 ex MILFORD (MWR) | Milford (mwr) [T41] | CHARLEVILLE |  | 52.3361 | -8.9118
MV/LV Substation EL***206X |  | 10 kV | _ | LV | 50 kVA :Pole Substation | 0.05 | --> | 0.05 | 0 | 0 | Constrained, otherwise capacity available =34 kVA | --> | 0.048 | 0 | 0 | 0 | 0 | Constrained, otherwise capacity available =50 kW | --> | C11 ex KILMALLOCK | Kilmallock [T41,T42] | CHARLEVILLE |  | 52.4268 | -8.4587
MV/LV Substation MI***214 |  | 20 kV | _ | LV | 50 kVA :Pole Substation | 0.05 | --> | 0.05 | 0.048 | 6.21 |  | --> | 0.048 | 0 | 0 | 0 | 0 | Constrained, otherwise capacity available =48 kW | --> | E28 ex MILFORD (MWR) | Milford (mwr) [T422] | CHARLEVILLE |  | 52.3417 | -8.8589
MV/LV Substation ME***214Y |  | 10 kV | _ | LV | 400 kVA :Kiosk Substation | 0.4 | --> | 0.4 | 0.382 | 1.93 |  | --> | 0.38 | 0 | 0.04 | 0 | 0 | Constrained, otherwise capacity available =353 kW | --> | C17 ex MILFORD (MWR) | Milford (mwr) [T41] | CHARLEVILLE |  | 52.3388 | -8.9102
MV/LV Substation HA***218 |  | 20 kV | _ | LV | 50 kVA :Pole Substation | 0.05 | --> | 0.05 | 0.022 | 2.96 |  | --> | 0.048 | 0 | 0.024 | 0 | 0 | Constrained, otherwise capacity available =34 kW | --> | E14 ex CHARLEVILLE | Charleville [T421,T422] | CHARLEVILLE |  | 52.351 | -8.6849
MV/LV Substation ME***218Y |  | 20 kV | _ | LV | 100 kVA :Pole Substation | 0.1 | --> | 0.1 | 0.094 | 2.96 |  | --> | 0.095 | 0 | 0 | 0 | 0 | Constrained, otherwise capacity available =96 kW | --> | E11 ex CHARLEVILLE | Charleville [T421,T422] | CHARLEVILLE |  | 52.3272 | -8.6783
MV/LV Substation CR***223X |  | 10 kV | _ | LV | 50 kVA :Pole Substation | 0.05 | --> | 0.05 | 0 | 0 | Constrained, otherwise capacity available =41 kVA | --> | 0.048 | 0 | 0 | 0 | 0 | Constrained, otherwise capacity available =49 kW | --> | C11 ex KILMALLOCK | Kilmallock [T41,T42] | CHARLEVILLE |  | 52.4441 | -8.4896
MV/LV Substation RA***234X |  | 10 kV | _ | LV | 50 kVA :Pole Substation | 0.05 | --> | 0.05 | 0 | 0 | Constrained, otherwise capacity available =45 kVA | --> | 0.048 | 0 | 0 | 0 | 0 | Constrained, otherwise capacity available =48 kW | --> | C11 ex KILMALLOCK | Kilmallock [T41,T42] | CHARLEVILLE |  | 52.4662 | -8.4635
MV/LV Substation CH***237Y |  | 20 kV | _ | LV | 100 kVA :Pole Substation | 0.1 | --> | 0.1 | 0.091 | 2.96 |  | --> | 0.095 | 0 | 0 | 0 | 0 | Constrained, otherwise capacity available =96 kW | --> | E11 ex CHARLEVILLE | Charleville [T421,T422] | CHARLEVILLE |  | 52.339 | -8.6703
MV/LV Substation BA***240 |  | 20 kV | _ | LV | 50 kVA :Pole Substation | 0.05 | --> | 0.05 | 0.048 | 6.21 |  | --> | 0.048 | 0 | 0 | 0 | 0 | Constrained, otherwise capacity available =48 kW | --> | E28 ex MILFORD (MWR) | Milford (mwr) [T422] | CHARLEVILLE |  | 52.4443 | -8.8347
MV/LV Substation GO***263Y |  | 10 kV | _ | LV | 50 kVA :Pole Substation | 0.05 | --> | 0.05 | 0 | 0 | Constrained, otherwise capacity available =49 kVA | --> | 0.048 | 0 | 0 | 0.048 | 0 |  | --> | C30 ex BRUFF | Bruff [T42,T421] | LIMERICK |  | 52.4527 | -8.5506
MV/LV Substation GO***265Y |  | 10 kV | _ | LV | 50 kVA :Pole Substation | 0.05 | --> | 0.05 | 0 | 0 | Constrained, otherwise capacity available =47 kVA | --> | 0.048 | 0 | 0 | 0.048 | 0 |  | --> | C30 ex BRUFF | Bruff [T42,T421] | LIMERICK |  | 52.4552 | -8.5409
MV/LV Substation MU***276Y |  | 10 kV | _ | LV | 100 kVA :Pole Substation | 0.1 | --> | 0.1 | 0 | 0 | Constrained, otherwise capacity available =97 kVA | --> | 0.095 | 0 | 0 | 0.095 | 0 |  | --> | C30 ex BRUFF | Bruff [T42,T421] | LIMERICK |  | 52.4715 | -8.5093
MV/LV Substation BA***278 |  | 10 kV | _ | LV | 50 kVA :Pole Substation | 0.05 | --> | 0.05 | 0.042 | 1.93 |  | --> | 0.048 | 0 | 0 | 0 | 0 | Constrained, otherwise capacity available =49 kW | --> | C15 ex MILFORD (MWR) | Milford (mwr) [T41] | CHARLEVILLE |  | 52.2972 | -8.8441
MV/LV Substation CL***282 |  | 20 kV | _ | LV | 50 kVA :Pole Substation | 0.05 | --> | 0.05 | 0.026 | 6.21 |  | --> | 0.048 | 0 | 0.026 | 0 | 0 | Constrained, otherwise capacity available =31 kW | --> | E28 ex MILFORD (MWR) | Milford (mwr) [T422] | CHARLEVILLE |  | 52.3908 | -8.8894
MV/LV Substation FA***298 |  | 20 kV | _ | LV | 200 kVA :Pole Substation | 0.2 | --> | 0.2 | 0.189 | 2.96 |  | --> | 0.19 | 0 | 0 | 0 | 0 | Constrained, otherwise capacity available =192 kW | --> | E11 ex CHARLEVILLE | Charleville [T421,T422] | CHARLEVILLE |  | 52.3192 | -8.6726
MV/LV Substation NE***309 |  | 10 kV | _ | LV | 100 kVA :Pole Substation | 0.1 | --> | 0.1 | 0 | 0 | Constrained, otherwise capacity available =52 kVA | --> | 0.095 | 0 | 0 | 0 | 0 | Constrained, otherwise capacity available =101 kW | --> | C12 ex KILMALLOCK | Kilmallock [T41,T42] | CHARLEVILLE |  | 52.3537 | -8.6016
MV/LV Substation BA***323Y |  | 10 kV | _ | LV | 50 kVA :Pole Substation | 0.05 | --> | 0.05 | 0 | 0 | Constrained, otherwise capacity available =44 kVA | --> | 0.048 | 0 | 0 | 0.048 | 0 |  | --> | C30 ex BRUFF | Bruff [T42,T421] | LIMERICK |  | 52.4281 | -8.5144
MV/LV Substation BA***331Y |  | 10 kV | _ | LV | 100 kVA :Pole Substation | 0.1 | --> | 0.1 | 0 | 0 | Constrained, otherwise capacity available =94 kVA | --> | 0.095 | 0 | 0.01 | 0.088 | 0 |  | --> | C30 ex BRUFF | Bruff [T42,T421] | LIMERICK |  | 52.4666 | -8.5838
MV/LV Substation AP***370 |  | 10 kV | _ | LV | 50 kVA :Pole Substation | 0.05 | --> | 0.05 | 0.046 | 1.05 |  | --> | 0.048 | 0 | 0 | 0 | 0 | Constrained, otherwise capacity available =48 kW | --> | C19 ex NEWCASTLEWEST | Newcastlewest [T41,T42] | RATHKEALE |  | 52.3745 | -8.9802
MV/LV Substation BU***375 |  | 10 kV | _ | LV | 100 kVA :Pole Substation | 0.1 | --> | 0.1 | 0 | 0 | Constrained, otherwise capacity available =60 kVA | --> | 0.095 | 0 | 0 | 0 | 0 | Constrained, otherwise capacity available =100 kW | --> | C11 ex KILMALLOCK | Kilmallock [T41,T42] | CHARLEVILLE |  | 52.4187 | -8.5335
MV/LV Substation BR***382 |  | 20 kV | _ | LV | 100 kVA :Pole Substation | 0.1 | --> | 0.1 | 0.093 | 2.96 |  | --> | 0.095 | 0 | 0 | 0 | 0 | Constrained, otherwise capacity available =96 kW | --> | E11 ex CHARLEVILLE | Charleville [T421,T422] | CHARLEVILLE |  | 52.4261 | -8.6796
MV/LV Substation NE***384 |  | 20 kV | _ | LV | 100 kVA :Pole Substation | 0.1 | --> | 0.1 | 0.077 | 2.96 |  | --> | 0.095 | 0 | 0.01 | 0 | 0 | Constrained, otherwise capacity available =91 kW | --> | E14 ex CHARLEVILLE | Charleville [T421,T422] | CHARLEVILLE |  | 52.3445 | -8.7666
MV/LV Substation MI***385 |  | 10 kV | _ | LV | 200 kVA :Pole Substation | 0.2 | --> | 0.2 | 0.152 | 1.93 |  | --> | 0.19 | 0 | 0.023 | 0 | 0 | Constrained, otherwise capacity available =179 kW | --> | C15 ex MILFORD (MWR) | Milford (mwr) [T41] | CHARLEVILLE |  | 52.34 | -8.8564
MV/LV Substation DR***386 |  | 10 kV | _ | LV | 200 kVA :Pole Substation | 0.2 | --> | 0.2 | 0.118 | 1.93 |  | --> | 0.19 | 0 | 0.005 | 0 | 0 | Constrained, otherwise capacity available =197 kW | --> | C17 ex MILFORD (MWR) | Milford (mwr) [T41] | CHARLEVILLE |  | 52.3382 | -8.9055
MV/LV Substation BR***387 |  | 20 kV | _ | LV | 100 kVA :Pole Substation | 0.1 | --> | 0.1 | 0.032 | 2.96 |  | --> | 0.095 | 0 | 0 | 0 | 0 | Constrained, otherwise capacity available =104 kW | --> | E11 ex CHARLEVILLE | Charleville [T421,T422] | CHARLEVILLE |  | 52.4172 | -8.6607
MV/LV Substation HE***392Y |  | 20 kV | _ | LV | 50 kVA :Pole Substation | 0.05 | --> | 0.05 | 0.028 | 1.98 |  | --> | 0.048 | 0 | 0 | 0 | 0 | Constrained, otherwise capacity available =50 kW | --> | E12 ex RATHKEALE | Rathkeale [T421,T422] | RATHKEALE |  | 52.4186 | -8.8921
MV/LV Substation KN***4004 |  | 10 kV | _ | LV | 50 kVA :Pole Substation | 0.05 | --> | 0.05 | 0.049 | 1.93 |  | --> | 0.048 | 0 | 0 | 0 | 0 | Constrained, otherwise capacity available =48 kW | --> | C17 ex MILFORD (MWR) | Milford (mwr) [T41] | CHARLEVILLE |  | 52.3373 | -8.9186
MV/LV Substation MA***4021 |  | 10 kV | _ | LV | 100 kVA :Pole Substation | 0.1 | --> | 0.1 | 0 | 0 | Constrained, otherwise capacity available =96 kVA | --> | 0.095 | 0 | 0 | 0 | 0 | Constrained, otherwise capacity available =96 kW | --> | C11 ex KILMALLOCK | Kilmallock [T41,T42] | CHARLEVILLE |  | 52.409 | -8.4875
MV/LV Substation MA***4022 |  | 10 kV | _ | LV | 200 kVA :Kiosk Substation | 0.2 | --> | 0.2 | 0 | 0 | Constrained, otherwise capacity available =134 kVA | --> | 0.19 | 0 | 0 | 0 | 0 | Constrained, otherwise capacity available =199 kW | --> | C11 ex KILMALLOCK | Kilmallock [T41,T42] | CHARLEVILLE |  | 52.4092 | -8.4864
MV/LV Substation MA***4023 |  | 10 kV | _ | LV | 400 kVA :Kiosk Substation | 0.4 | --> | 0.4 | 0 | 0 | Constrained, otherwise capacity available =370 kVA | --> | 0.38 | 0 | 0 | 0 | 0 | Constrained, otherwise capacity available =384 kW | --> | C11 ex KILMALLOCK | Kilmallock [T41,T42] | CHARLEVILLE |  | 52.4054 | -8.4844
MV/LV Substation CB***4042 |  | 20 kV | _ | LV | 200 kVA :Pole Substation | 0.2 | --> | 0.2 | 0.195 | 6.21 |  | --> | 0.19 | 0 | 0 | 0 | 0 | Constrained, otherwise capacity available =191 kW | --> | E28 ex MILFORD (MWR) | Milford (mwr) [T422] | CHARLEVILLE |  | 52.4377 | -8.8414
MV/LV Substation SK***4054 |  | 20 kV | _ | LV | 630 kVA :Building Structure | 0.63 | --> | 0.63 | 0.5 | 2.96 |  | --> | 0.598 | 0 | 0.01 | 0 | 0 | Constrained, otherwise capacity available =594 kW | --> | E11 ex CHARLEVILLE | Charleville [T421,T422] | CHARLEVILLE |  | 52.3486 | -8.6581
MV/LV Substation BR***407Y |  | 20 kV | _ | LV | 630 kVA :Kiosk Substation | 0.63 | --> | 0.63 | 0.5 | 2.96 |  | --> | 0.598 | 0 | 0.03 | 0 | 0 | Constrained, otherwise capacity available =586 kW | --> | E17 ex CHARLEVILLE | Charleville [T421,T422] | CHARLEVILLE |  | 52.3463 | -8.6781
MV/LV Substation EN***4087 |  | 10 kV | _ | LV | 630 kVA :Kiosk Substation | 0.63 | --> | 0.63 | 0.5 | 1.93 |  | --> | 0.598 | 0 | 0.005 | 0 | 0 | Constrained, otherwise capacity available =598 kW | --> | C17 ex MILFORD (MWR) | Milford (mwr) [T41] | CHARLEVILLE |  | 52.3449 | -8.9805
MV/LV Substation DR***408X |  | 10 kV | _ | LV | 200 kVA :Pole Substation | 0.2 | --> | 0.2 | 0.09 | 1.93 |  | --> | 0.19 | 0 | 0.006 | 0 | 0 | Constrained, otherwise capacity available =200 kW | --> | C17 ex MILFORD (MWR) | Milford (mwr) [T41] | CHARLEVILLE |  | 52.3383 | -8.9118
MV/LV Substation SY***408Y |  | 10 kV | _ | LV | 400 kVA :Kiosk Substation | 0.4 | --> | 0.4 | 0 | 0 | Constrained, otherwise capacity available =375 kVA | --> | 0.38 | 0 | 0.009 | 0 | 0 | Constrained, otherwise capacity available =377 kW | --> | C17 ex KILMALLOCK | Kilmallock [T41,T42] | CHARLEVILLE |  | 52.4031 | -8.5825
MV/LV Substation CA***4095 |  | 20 kV | _ | LV | 50 kVA :Pole Substation | 0.05 | --> | 0.05 | 0.034 | 6.21 |  | --> | 0.048 | 0 | 0 | 0 | 0 | Constrained, otherwise capacity available =50 kW | --> | E28 ex MILFORD (MWR) | Milford (mwr) [T422] | CHARLEVILLE |  | 52.4233 | -8.8177
MV/LV Substation SE***4108 |  | 10 kV | _ | LV | 200 kVA :Pole Substation | 0.2 | --> | 0.2 | 0 | 0 | Constrained, otherwise capacity available =145 kVA | --> | 0.19 | 0 | 0 | 0 | 0 | Constrained, otherwise capacity available =197 kW | --> | C17 ex KILMALLOCK | Kilmallock [T41,T42] | CHARLEVILLE |  | 52.4044 | -8.5767
MV/LV Substation SH***4109 |  | 20 kV | _ | LV | 50 kVA :Pole Substation | 0.05 | --> | 0.05 | 0.048 | 6.21 |  | --> | 0.048 | 0 | 0 | 0 | 0 | Constrained, otherwise capacity available =48 kW | --> | E28 ex MILFORD (MWR) | Milford (mwr) [T422] | CHARLEVILLE |  | 52.4245 | -8.8514
MV/LV Substation SP***4110 |  | 20 kV | _ | LV | 50 kVA :Pole Substation | 0.05 | --> | 0.05 | 0.048 | 2.96 |  | --> | 0.048 | 0 | 0 | 0 | 0 | Constrained, otherwise capacity available =48 kW | --> | E12 ex CHARLEVILLE | Charleville [T421,T422] | CHARLEVILLE |  | 52.334 | -8.7184
MV/LV Substation GL***4115 |  | 10 kV | _ | LV | 630 kVA :Building Structure | 0.63 | --> | 0.63 | 0 | 0 | Constrained, otherwise capacity available =461 kVA | --> | 0.598 | 0 | 0 | 0 | 0 | Constrained, otherwise capacity available =621 kW | --> | C11 ex KILMALLOCK | Kilmallock [T41,T42] | CHARLEVILLE |  | 52.4477 | -8.4514
MV/LV Substation FA***4119 |  | 20 kV | _ | LV | 50 kVA :Pole Substation | 0.05 | --> | 0.05 | 0.035 | 2.96 |  | --> | 0.048 | 0 | 0.006 | 0 | 0 | Constrained, otherwise capacity available =45 kW | --> | E11 ex CHARLEVILLE | Charleville [T421,T422] | CHARLEVILLE |  | 52.3169 | -8.6728
MV/LV Substation GO***4125 |  | 10 kV | _ | LV | 630 kVA :Kiosk Substation | 0.63 | --> | 0.63 | 0 | 0 | Constrained, otherwise capacity available =550 kVA | --> | 0.598 | 0 | 0 | 0 | 0 | Constrained, otherwise capacity available =609 kW | --> | C12 ex KILMALLOCK | Kilmallock [T41,T42] | CHARLEVILLE |  | 52.3936 | -8.5697
MV/LV Substation SA***413X |  | 10 kV | _ | LV | 400 kVA :Building Structure | 0.4 | --> | 0.4 | 0 | 0 | Constrained, otherwise capacity available =280 kVA | --> | 0.38 | 0 | 0.013 | 0 | 0 | Constrained, otherwise capacity available =386 kW | --> | C12 ex KILMALLOCK | Kilmallock [T41,T42] | CHARLEVILLE |  | 52.3959 | -8.5644
MV/LV Substation WA***4140 |  | 20 kV | _ | LV | 50 kVA :Pole Substation | 0.05 | --> | 0.05 | 0.038 | 6.21 |  | --> | 0.048 | 0 | 0 | 0 | 0 | Constrained, otherwise capacity available =49 kW | --> | E28 ex MILFORD (MWR) | Milford (mwr) [T422] | CHARLEVILLE |  | 52.3558 | -8.8566
MV/LV Substation AN***4144 |  | 10 kV | _ | LV | 630 kVA :Kiosk Substation | 0.63 | --> | 0.63 | 0 | 0 | Constrained, otherwise capacity available =630 kVA | --> | 0.598 | 0 | 0 | 0 | 0 | Constrained, otherwise capacity available =598 kW | --> | C17 ex KILMALLOCK | Kilmallock [T41,T42] | CHARLEVILLE |  | 52.4051 | -8.5883
MV/LV Substation DE***414X |  | 20 kV | _ | LV | 400 kVA :Kiosk Substation | 0.4 | --> | 0.4 | 0.3 | 2.96 |  | --> | 0.38 | 0 | 0.028 | 0 | 0 | Constrained, otherwise capacity available =373 kW | --> | E17 ex CHARLEVILLE | Charleville [T421,T422] | CHARLEVILLE |  | 52.3475 | -8.6775
MV/LV Substation WA***4161 |  | 10 kV | _ | LV | 400 kVA :Building Structure | 0.4 | --> | 0.4 | 0 | 0 | Constrained, otherwise capacity available =364 kVA | --> | 0.38 | 0 | 0 | 0 | 0 | Constrained, otherwise capacity available =385 kW | --> | C17 ex KILMALLOCK | Kilmallock [T41,T42] | CHARLEVILLE |  | 52.4039 | -8.5885
MV/LV Substation CA***416X |  | 10 kV | _ | LV | 200 kVA :Pole Substation | 0.2 | --> | 0.2 | 0 | 0 | Constrained, otherwise capacity available =193 kVA | --> | 0.19 | 0 | 0 | 0 | 0 | Constrained, otherwise capacity available =191 kW | --> | C17 ex KILMALLOCK | Kilmallock [T41,T42] | CHARLEVILLE |  | 52.4017 | -8.5792
MV/LV Substation DA***4174 |  | 20 kV | _ | LV | 100 kVA :Pole Substation | 0.1 | --> | 0.1 | 0.1 | 2.96 |  | --> | 0.095 | 0 | 0 | 0 | 0 | Constrained, otherwise capacity available =95 kW | --> | E11 ex CHARLEVILLE | Charleville [T421,T422] | CHARLEVILLE |  | 52.4592 | -8.6483
MV/LV Substation GL***417X |  | 10 kV | _ | LV | 200 kVA :Kiosk Substation | 0.2 | --> | 0.2 | 0 | 0 | Constrained, otherwise capacity available =158 kVA | --> | 0.19 | 0 | 0.005 | 0 | 0 | Constrained, otherwise capacity available =192 kW | --> | C17 ex KILMALLOCK | Kilmallock [T41,T42] | CHARLEVILLE |  | 52.4051 | -8.5801
MV/LV Substation GA***4180 |  | 20 kV | _ | LV | 200 kVA :Kiosk Substation | 0.2 | --> | 0.2 | 0.177 | 2.96 |  | --> | 0.19 | 0 | 0.006 | 0 | 0 | Constrained, otherwise capacity available =189 kW | --> | E11 ex CHARLEVILLE | Charleville [T421,T422] | CHARLEVILLE |  | 52.4249 | -8.6583
MV/LV Substation GL***4186 |  | 10 kV | _ | LV | 200 kVA :Kiosk Substation | 0.2 | --> | 0.2 | 0.184 | 1.93 |  | --> | 0.19 | 0 | 0 | 0 | 0 | Constrained, otherwise capacity available =192 kW | --> | C17 ex MILFORD (MWR) | Milford (mwr) [T41] | CHARLEVILLE |  | 52.3374 | -8.9023
MV/LV Substation DR***418X |  | 10 kV | _ | LV | 50 kVA :Pole Substation | 0.05 | --> | 0.05 | 0.05 | 1.93 |  | --> | 0.048 | 0 | 0 | 0 | 0 | Constrained, otherwise capacity available =48 kW | --> | C15 ex MILFORD (MWR) | Milford (mwr) [T41] | CHARLEVILLE |  | 52.3171 | -8.8062
MV/LV Substation GO***4193 |  | 10 kV | _ | LV | 50 kVA :Pole Substation | 0.05 | --> | 0.05 | 0 | 0 | Constrained, otherwise capacity available =50 kVA | --> | 0.048 | 0 | 0 | 0 | 0 | Constrained, otherwise capacity available =48 kW | --> | C12 ex KILMALLOCK | Kilmallock [T41,T42] | CHARLEVILLE |  | 52.3959 | -8.5677
MV/LV Substation BA***4195 |  | 20 kV | _ | LV | 50 kVA :Pole Substation | 0.05 | --> | 0.05 | 0.031 | 2.96 |  | --> | 0.048 | 0 | 0 | 0 | 0 | Constrained, otherwise capacity available =50 kW | --> | E11 ex CHARLEVILLE | Charleville [T421,T422] | CHARLEVILLE |  | 52.4135 | -8.6417
MV/LV Substation BA***4201 |  | 20 kV | _ | LV | 50 kVA :Pole Substation | 0.05 | --> | 0.05 | 0.049 | 6.21 |  | --> | 0.048 | 0 | 0 | 0 | 0 | Constrained, otherwise capacity available =48 kW | --> | E28 ex MILFORD (MWR) | Milford (mwr) [T422] | CHARLEVILLE |  | 52.3604 | -8.883
MV/LV Substation DR***4204 |  | 10 kV | _ | LV | 50 kVA :Pole Substation | 0.05 | --> | 0.05 | 0.05 | 1.93 |  | --> | 0.048 | 0 | 0 | 0 | 0 | Constrained, otherwise capacity available =48 kW | --> | C15 ex MILFORD (MWR) | Milford (mwr) [T41] | CHARLEVILLE |  | 52.3097 | -8.8077
MV/LV Substation KN***4207 |  | 10 kV | _ | LV | 50 kVA :Pole Substation | 0.05 | --> | 0.05 | 0.043 | 1.93 |  | --> | 0.048 | 0 | 0.056 | 0 | 0 | Constrained, otherwise capacity available =7 kW | --> | C17 ex MILFORD (MWR) | Milford (mwr) [T41] | CHARLEVILLE |  | 52.3349 | -8.9235
MV/LV Substation MI***4208 |  | 20 kV | _ | LV | 200 kVA :Pole Substation | 0.2 | --> | 0.2 | 0.2 | 2.96 |  | --> | 0.19 | 0 | 0 | 0 | 0 | Constrained, otherwise capacity available =190 kW | --> | E14 ex CHARLEVILLE | Charleville [T421,T422] | CHARLEVILLE |  | 52.3821 | -8.7152
MV/LV Substation KE***4223 |  | 20 kV | _ | LV | 50 kVA :Pole Substation | 0.05 | --> | 0.05 | 0.05 | 2.96 |  | --> | 0.048 | 0 | 0 | 0 | 0 | Constrained, otherwise capacity available =48 kW | --> | E14 ex CHARLEVILLE | Charleville [T421,T422] | CHARLEVILLE |  | 52.3577 | -8.7101
MV/LV Substation HA***4237 |  | 10 kV | _ | LV | 200 kVA :Building Structure | 0.2 | --> | 0.2 | 0.116 | 1.93 |  | --> | 0.19 | 0 | 0 | 0 | 0 | Constrained, otherwise capacity available =201 kW | --> | C17 ex MILFORD (MWR) | Milford (mwr) [T41] | CHARLEVILLE |  | 52.3437 | -8.9042
MV/LV Substation BA***423X |  | 10 kV | _ | LV | 50 kVA :Pole Substation | 0.05 | --> | 0.05 | 0.036 | 1.93 |  | --> | 0.048 | 0 | 0 | 0 | 0 | Constrained, otherwise capacity available =49 kW | --> | C17 ex MILFORD (MWR) | Milford (mwr) [T41] | CHARLEVILLE |  | 52.3451 | -8.9344
MV/LV Substation NE***424 |  | 20 kV | _ | LV | 400 kVA :Kiosk Substation | 0.4 | --> | 0.4 | 0.333 | 2.96 |  | --> | 0.38 | 0 | 0.029 | 0 | 0 | Constrained, otherwise capacity available =368 kW | --> | E14 ex CHARLEVILLE | Charleville [T421,T422] | CHARLEVILLE |  | 52.3469 | -8.7693
MV/LV Substation KN***4255 |  | 10 kV | _ | LV | 50 kVA :Pole Substation | 0.05 | --> | 0.05 | 0.05 | 1.05 |  | --> | 0.048 | 0 | 0 | 0 | 0 | Constrained, otherwise capacity available =48 kW | --> | C19 ex NEWCASTLEWEST | Newcastlewest [T41,T42] | RATHKEALE |  | 52.3047 | -8.9893
MV/LV Substation GU***4269 |  | 10 kV | _ | LV | 50 kVA :Pole Substation | 0.05 | --> | 0.05 | 0 | 0 | Constrained, otherwise capacity available =50 kVA | --> | 0.048 | 0 | 0 | 0 | 0 | Constrained, otherwise capacity available =48 kW | --> | C11 ex KILMALLOCK | Kilmallock [T41,T42] | CHARLEVILLE |  | 52.4271 | -8.5096
MV/LV Substation LO***426X |  | 10 kV | _ | LV | 400 kVA :Kiosk Substation | 0.4 | --> | 0.4 | 0.383 | 2.96 |  | --> | 0.38 | 0 | 0.014 | 0 | 0 | Constrained, otherwise capacity available =372 kW | --> | E17 ex CHARLEVILLE | Charleville [T421,T422] | CHARLEVILLE |  | 52.3583 | -8.6919
MV/LV Substation PA***427X |  | 10 kV | _ | LV | 100 kVA :Pole Substation | 0.1 | --> | 0.1 | 0.078 | 1.05 |  | --> | 0.095 | 0 | 0 | 0 | 0 | Constrained, otherwise capacity available =98 kW | --> | C19 ex NEWCASTLEWEST | Newcastlewest [T41,T42] | RATHKEALE |  | 52.3696 | -9.0231
MV/LV Substation RO***4280 |  | 20 kV | _ | LV | 50 kVA :Pole Substation | 0.05 | --> | 0.05 | 0.032 | 6.21 |  | --> | 0.048 | 0 | 0 | 0 | 0 | Constrained, otherwise capacity available =50 kW | --> | E28 ex MILFORD (MWR) | Milford (mwr) [T422] | CHARLEVILLE |  | 52.3993 | -8.7693
MV/LV Substation GO***4282 |  | 10 kV | _ | LV | 50 kVA :Pole Substation | 0.05 | --> | 0.05 | 0.04 | 1.05 |  | --> | 0.048 | 0 | 0 | 0 | 0 | Constrained, otherwise capacity available =49 kW | --> | C19 ex NEWCASTLEWEST | Newcastlewest [T41,T42] | RATHKEALE |  | 52.3612 | -8.9793
MV/LV Substation KI***4286 |  | 10 kV | _ | LV | 400 kVA :Kiosk Substation | 0.4 | --> | 0.4 | 0 | 0 | Constrained, otherwise capacity available =400 kVA | --> | 0.38 | 0 | 0 | 0 | 0 | Constrained, otherwise capacity available =380 kW | --> | C17 ex KILMALLOCK | Kilmallock [T41,T42] | CHARLEVILLE |  | 52.4061 | -8.5819
MV/LV Substation BR***4291 |  | 20 kV | _ | LV | 50 kVA :Pole Substation | 0.05 | --> | 0.05 | 0.05 | 2.96 |  | --> | 0.048 | 0 | 0 | 0 | 0 | Constrained, otherwise capacity available =48 kW | --> | E11 ex CHARLEVILLE | Charleville [T421,T422] | CHARLEVILLE |  | 52.4229 | -8.6695
MV/LV Substation KI***4301 |  | 10 kV | _ | LV | 200 kVA :Pole Substation | 0.2 | --> | 0.2 | 0.164 | 1.05 |  | --> | 0.19 | 0 | 0 | 0 | 0 | Constrained, otherwise capacity available =195 kW | --> | C19 ex NEWCASTLEWEST | Newcastlewest [T41,T42] | RATHKEALE |  | 52.343 | -9.01
MV/LV Substation KI***4303 |  | 10 kV | _ | LV | 50 kVA :Pole Substation | 0.05 | --> | 0.05 | 0.05 | 1.93 |  | --> | 0.048 | 0 | 0 | 0 | 0 | Constrained, otherwise capacity available =48 kW | --> | C15 ex MILFORD (MWR) | Milford (mwr) [T41] | CHARLEVILLE |  | 52.3084 | -8.7843
MV/LV Substation BA***4306 |  | 20 kV | _ | LV | 50 kVA :Pole Substation | 0.05 | --> | 0.05 | 0.05 | 6.21 |  | --> | 0.048 | 0 | 0 | 0 | 0 | Constrained, otherwise capacity available =48 kW | --> | E28 ex MILFORD (MWR) | Milford (mwr) [T422] | CHARLEVILLE |  | 52.4103 | -8.7875
MV/LV Substation CO***4311 |  | 20 kV | _ | LV | 50 kVA :Pole Substation | 0.05 | --> | 0.05 | 0.05 | 2.96 |  | --> | 0.048 | 0 | 0 | 0 | 0 | Constrained, otherwise capacity available =48 kW | --> | E11 ex CHARLEVILLE | Charleville [T421,T422] | CHARLEVILLE |  | 52.357 | -8.6553
MV/LV Substation FE***4319 |  | 20 kV | _ | LV | 50 kVA :Pole Substation | 0.05 | --> | 0.05 | 0.041 | 6.21 |  | --> | 0.048 | 0 | 0 | 0 | 0 | Constrained, otherwise capacity available =49 kW | --> | E28 ex MILFORD (MWR) | Milford (mwr) [T422] | CHARLEVILLE |  | 52.3879 | -8.8775
MV/LV Substation SP***4320 |  | 20 kV | _ | LV | 50 kVA :Pole Substation | 0.05 | --> | 0.05 | 0.05 | 2.96 |  | --> | 0.048 | 0 | 0 | 0 | 0 | Constrained, otherwise capacity available =48 kW | --> | E12 ex CHARLEVILLE | Charleville [T421,T422] | CHARLEVILLE |  | 52.3373 | -8.7134
MV/LV Substation AR***4324 |  | 10 kV | _ | LV | 50 kVA :Pole Substation | 0.05 | --> | 0.05 | 0 | 0 | Constrained, otherwise capacity available =42 kVA | --> | 0.048 | 0 | 0 | 0 | 0 | Constrained, otherwise capacity available =48 kW | --> | C11 ex KILMALLOCK | Kilmallock [T41,T42] | CHARLEVILLE |  | 52.4078 | -8.5685
MV/LV Substation ST***4325 |  | 20 kV | _ | LV | 200 kVA :Pole Substation | 0.2 | --> | 0.2 | 0.162 | 2.96 |  | --> | 0.19 | 0 | 0 | 0 | 0 | Constrained, otherwise capacity available =195 kW | --> | E12 ex CHARLEVILLE | Charleville [T421,T422] | CHARLEVILLE |  | 52.3481 | -8.6701
MV/LV Substation GA***4330 |  | 20 kV | _ | LV | 50 kVA :Pole Substation | 0.05 | --> | 0.05 | 0.042 | 2.96 |  | --> | 0.048 | 0 | 0 | 0 | 0 | Constrained, otherwise capacity available =49 kW | --> | E11 ex CHARLEVILLE | Charleville [T421,T422] | CHARLEVILLE |  | 52.4055 | -8.6639
MV/LV Substation VE***434X |  | 20 kV | _ | LV | 50 kVA :Pole Substation | 0.05 | --> | 0.05 | 0.05 | 2.96 |  | --> | 0.048 | 0 | 0 | 0 | 0 | Constrained, otherwise capacity available =48 kW | --> | E14 ex CHARLEVILLE | Charleville [T421,T422] | CHARLEVILLE |  | 52.3786 | -8.679
MV/LV Substation LI***4350 |  | 10 kV | _ | LV | 630 kVA :Building Structure | 0.63 | --> | 0.63 | 0.5 | 2.96 |  | --> | 0.598 | 0 | 0 | 0 | 0 | Constrained, otherwise capacity available =611 kW | --> | E17 ex CHARLEVILLE | Charleville [T421,T422] | CHARLEVILLE |  | 52.3621 | -8.6801
MV/LV Substation BO***4354 |  | 10 kV | _ | LV | 50 kVA :Pole Substation | 0.05 | --> | 0.05 | 0.05 | 1.93 |  | --> | 0.048 | 0 | 0 | 0 | 0 | Constrained, otherwise capacity available =48 kW | --> | C17 ex MILFORD (MWR) | Milford (mwr) [T41] | CHARLEVILLE |  | 52.3147 | -8.846
MV/LV Substation MO***4356 |  | 10 kV | _ | LV | 50 kVA :Pole Substation | 0.05 | --> | 0.05 | 0 | 0 | Constrained, otherwise capacity available =50 kVA | --> | 0.048 | 0 | 0 | 0 | 0 | Constrained, otherwise capacity available =48 kW | --> | C17 ex KILMALLOCK | Kilmallock [T41,T42] | CHARLEVILLE |  | 52.4195 | -8.5755
MV/LV Substation GI***4359 |  | 10 kV | _ | LV | 50 kVA :Pole Substation | 0.05 | --> | 0.05 | 0 | 0 | Constrained, otherwise capacity available =30 kVA | --> | 0.048 | 0 | 0 | 0 | 0 | Constrained, otherwise capacity available =50 kW | --> | C11 ex KILMALLOCK | Kilmallock [T41,T42] | CHARLEVILLE |  | 52.4125 | -8.5265
MV/LV Substation BA***4363 |  | 20 kV | _ | LV | 100 kVA :Pole Substation | 0.1 | --> | 0.1 | 0.082 | 2.96 |  | --> | 0.095 | 0 | 0 | 0 | 0 | Constrained, otherwise capacity available =97 kW | --> | E11 ex CHARLEVILLE | Charleville [T421,T422] | CHARLEVILLE |  | 52.4926 | -8.6769
MV/LV Substation RA***4369 |  | 20 kV | _ | LV | 630 kVA :Kiosk Substation | 0.63 | --> | 0.63 | 0.5 | 2.96 |  | --> | 0.598 | 0 | 0 | 0 | 0 | Constrained, otherwise capacity available =612 kW | --> | E17 ex CHARLEVILLE | Charleville [T421,T422] | CHARLEVILLE |  | 52.347 | -8.6747
MV/LV Substation HI***436Y |  | 20 kV | _ | LV | 200 kVA :Kiosk Substation | 0.2 | --> | 0.2 | 0.157 | 2.96 |  | --> | 0.19 | 0 | 0.028 | 0 | 0 | Constrained, otherwise capacity available =175 kW | --> | E14 ex CHARLEVILLE | Charleville [T421,T422] | CHARLEVILLE |  | 52.3459 | -8.7652
MV/LV Substation WH***4371 |  | 10 kV | _ | LV | 200 kVA :Pole Substation | 0.2 | --> | 0.2 | 0.191 | 1.05 |  | --> | 0.19 | 0 | 0 | 0 | 0 | Constrained, otherwise capacity available =191 kW | --> | C19 ex NEWCASTLEWEST | Newcastlewest [T41,T42] | RATHKEALE |  | 52.3469 | -9.0064
MV/LV Substation CO***4376 |  | 10 kV | _ | LV | 100 kVA :Pole Substation | 0.1 | --> | 0.1 | 0.097 | 1.05 |  | --> | 0.095 | 0 | 0 | 0 | 0 | Constrained, otherwise capacity available =95 kW | --> | C19 ex NEWCASTLEWEST | Newcastlewest [T41,T42] | RATHKEALE |  | 52.369 | -8.9856
MV/LV Substation EF***4377 |  | 10 kV | _ | LV | 50 kVA :Pole Substation | 0.05 | --> | 0.05 | 0 | 0 | Constrained, otherwise capacity available =48 kVA | --> | 0.048 | 0 | 0 | 0 | 0 | Constrained, otherwise capacity available =48 kW | --> | C12 ex KILMALLOCK | Kilmallock [T41,T42] | CHARLEVILLE |  | 52.3577 | -8.6087
MV/LV Substation DE***4384 |  | 10 kV | _ | LV | 200 kVA :Pole Substation | 0.2 | --> | 0.2 | 0.172 | 2.96 |  | --> | 0.19 | 0 | 0 | 0 | 0 | Constrained, otherwise capacity available =194 kW | --> | E17 ex CHARLEVILLE | Charleville [T421,T422] | CHARLEVILLE |  | 52.3628 | -8.688
MV/LV Substation DE***4385 |  | 10 kV | _ | LV | 630 kVA :Kiosk Substation | 0.63 | --> | 0.63 | 0.5 | 2.96 |  | --> | 0.598 | 0 | 0 | 0 | 0 | Constrained, otherwise capacity available =610 kW | --> | E17 ex CHARLEVILLE | Charleville [T421,T422] | CHARLEVILLE |  | 52.3647 | -8.6864
MV/LV Substation BR***4400 |  | 10 kV | _ | LV | 50 kVA :Pole Substation | 0.05 | --> | 0.05 | 0.049 | 1.93 |  | --> | 0.048 | 0 | 0 | 0 | 0 | Constrained, otherwise capacity available =48 kW | --> | C17 ex MILFORD (MWR) | Milford (mwr) [T41] | CHARLEVILLE |  | 52.3446 | -8.9849
MV/LV Substation BA***4404 |  | 20 kV | _ | LV | 400 kVA :Building Structure | 0.4 | --> | 0.4 | 0.35 | 2.96 |  | --> | 0.38 | 0 | 0 | 0 | 0 | Constrained, otherwise capacity available =387 kW | --> | E11 ex CHARLEVILLE | Charleville [T421,T422] | CHARLEVILLE |  | 52.3518 | -8.6583
MV/LV Substation GA***4411 |  | 20 kV | _ | LV | 50 kVA :Pole Substation | 0.05 | --> | 0.05 | 0.047 | 2.96 |  | --> | 0.048 | 0 | 0 | 0 | 0 | Constrained, otherwise capacity available =48 kW | --> | E11 ex CHARLEVILLE | Charleville [T421,T422] | CHARLEVILLE |  | 52.4107 | -8.6547
MV/LV Substation KE***443Y |  | 20 kV | _ | LV | 50 kVA :Pole Substation | 0.05 | --> | 0.05 | 0.05 | 2.96 |  | --> | 0.048 | 0 | 0 | 0 | 0 | Constrained, otherwise capacity available =48 kW | --> | E11 ex CHARLEVILLE | Charleville [T421,T422] | CHARLEVILLE |  | 52.3628 | -8.6517
MV/LV Substation OA***463 |  | 20 kV | _ | LV | 100 kVA :Pole Substation | 0.1 | --> | 0.1 | 0.074 | 2.96 |  | --> | 0.095 | 0 | 0 | 0 | 0 | Constrained, otherwise capacity available =98 kW | --> | E14 ex CHARLEVILLE | Charleville [T421,T422] | CHARLEVILLE |  | 52.3306 | -8.7523
MV/LV Substation BA***469X |  | 20 kV | _ | LV | 50 kVA :Pole Substation | 0.05 | --> | 0.05 | 0.034 | 2.96 |  | --> | 0.048 | 0 | 0 | 0 | 0 | Constrained, otherwise capacity available =50 kW | --> | E14 ex CHARLEVILLE | Charleville [T421,T422] | CHARLEVILLE |  | 52.3619 | -8.7217
MV/LV Substation TO***471Y |  | 10 kV | _ | LV | 50 kVA :Pole Substation | 0.05 | --> | 0.05 | 0.038 | 1.93 |  | --> | 0.048 | 0 | 0 | 0 | 0 | Constrained, otherwise capacity available =49 kW | --> | C15 ex MILFORD (MWR) | Milford (mwr) [T41] | CHARLEVILLE |  | 52.3389 | -8.8607
MV/LV Substation KI***475X |  | 20 kV | _ | LV | 100 kVA :Pole Substation | 0.1 | --> | 0.1 | 0.099 | 2.96 |  | --> | 0.095 | 0 | 0 | 0 | 0 | Constrained, otherwise capacity available =95 kW | --> | E14 ex CHARLEVILLE | Charleville [T421,T422] | CHARLEVILLE |  | 52.3496 | -8.7221
MV/LV Substation ST***486X |  | 10 kV | _ | LV | 200 kVA :Pole Substation | 0.2 | --> | 0.2 | 0.136 | 1.93 |  | --> | 0.19 | 0 | 0.005 | 0 | 0 | Constrained, otherwise capacity available =195 kW | --> | C15 ex MILFORD (MWR) | Milford (mwr) [T41] | CHARLEVILLE |  | 52.3149 | -8.801
MV/LV Substation DR***489X |  | 10 kV | _ | LV | 200 kVA :Pole Substation | 0.2 | --> | 0.2 | 0.179 | 1.93 |  | --> | 0.19 | 0 | 0 | 0 | 0 | Constrained, otherwise capacity available =193 kW | --> | C15 ex MILFORD (MWR) | Milford (mwr) [T41] | CHARLEVILLE |  | 52.3124 | -8.8019
MV/LV Substation CU***501 |  | 10 kV | _ | LV | 50 kVA :Pole Substation | 0.05 | --> | 0.05 | 0.05 | 1.93 |  | --> | 0.048 | 0 | 0 | 0 | 0 | Constrained, otherwise capacity available =48 kW | --> | C15 ex MILFORD (MWR) | Milford (mwr) [T41] | CHARLEVILLE |  | 52.3339 | -8.7985
MV/LV Substation BA***511X |  | 20 kV | _ | LV | 50 kVA :Pole Substation | 0.05 | --> | 0.05 | 0.044 | 6.21 |  | --> | 0.048 | 0 | 0 | 0 | 0 | Constrained, otherwise capacity available =48 kW | --> | E28 ex MILFORD (MWR) | Milford (mwr) [T422] | CHARLEVILLE |  | 52.4 | -8.7864
MV/LV Substation RO***512X |  | 20 kV | _ | LV | 50 kVA :Pole Substation | 0.05 | --> | 0.05 | 0.012 | 6.21 |  | --> | 0.048 | 0 | 0 | 0 | 0 | Constrained, otherwise capacity available =52 kW | --> | E28 ex MILFORD (MWR) | Milford (mwr) [T422] | CHARLEVILLE |  | 52.4022 | -8.7791
MV/LV Substation RO***513X |  | 20 kV | _ | LV | 50 kVA :Pole Substation | 0.05 | --> | 0.05 | 0.048 | 6.21 |  | --> | 0.048 | 0 | 0 | 0 | 0 | Constrained, otherwise capacity available =48 kW | --> | E28 ex MILFORD (MWR) | Milford (mwr) [T422] | CHARLEVILLE |  | 52.4008 | -8.7714
MV/LV Substation BA***516X |  | 20 kV | _ | LV | 50 kVA :Pole Substation | 0.05 | --> | 0.05 | 0.041 | 6.21 |  | --> | 0.048 | 0 | 0 | 0 | 0 | Constrained, otherwise capacity available =49 kW | --> | E28 ex MILFORD (MWR) | Milford (mwr) [T422] | CHARLEVILLE |  | 52.4051 | -8.7838
MV/LV Substation MA***518 |  | 20 kV | _ | LV | 50 kVA :Pole Substation | 0.05 | --> | 0.05 | 0.038 | 2.96 |  | --> | 0.048 | 0 | 0.003 | 0 | 0 | Constrained, otherwise capacity available =47 kW | --> | E11 ex CHARLEVILLE | Charleville [T421,T422] | CHARLEVILLE |  | 52.3625 | -8.6603
MV/LV Substation NU***518Y |  | 10 kV | _ | LV | 50 kVA :Pole Substation | 0.05 | --> | 0.05 | 0.04 | 1.93 |  | --> | 0.048 | 0 | 0 | 0 | 0 | Constrained, otherwise capacity available =49 kW | --> | C17 ex MILFORD (MWR) | Milford (mwr) [T41] | CHARLEVILLE |  | 52.349 | -8.974
MV/LV Substation PI***519 |  | 20 kV | _ | LV | 100 kVA :Pole Substation | 0.1 | --> | 0.1 | 0.071 | 2.96 |  | --> | 0.095 | 0 | 0.02 | 0 | 0 | Constrained, otherwise capacity available =84 kW | --> | E17 ex CHARLEVILLE | Charleville [T421,T422] | CHARLEVILLE |  | 52.3603 | -8.666
MV/LV Substation KE***524Y |  | 20 kV | _ | LV | 100 kVA :Pole Substation | 0.1 | --> | 0.1 | 0.1 | 2.96 |  | --> | 0.095 | 0 | 0 | 0 | 0 | Constrained, otherwise capacity available =95 kW | --> | E11 ex CHARLEVILLE | Charleville [T421,T422] | CHARLEVILLE |  | 52.4929 | -8.6267
MV/LV Substation CA***530X |  | 10 kV | _ | LV | 30 kVA :Pole Substation | 0.03 | --> | 0.03 | 0.024 | 6.21 |  | --> | 0.028 | 0 | 0 | 0 | 0 | Constrained, otherwise capacity available =29 kW | --> | E24 ex MILFORD (MWR) | Milford (mwr) [T422] | CHARLEVILLE |  | 52.3366 | -8.8911
MV/LV Substation SI***531Y |  | 20 kV | _ | LV | 200 kVA :Kiosk Substation | 0.2 | --> | 0.2 | 0.18 | 2.96 |  | --> | 0.19 | 0 | 0.005 | 0 | 0 | Constrained, otherwise capacity available =189 kW | --> | E14 ex CHARLEVILLE | Charleville [T421,T422] | CHARLEVILLE |  | 52.3475 | -8.7758
MV/LV Substation NO***532X |  | 10 kV | _ | LV | 200 kVA :Pole Substation | 0.2 | --> | 0.2 | 0.126 | 1.93 |  | --> | 0.19 | 0 | 0 | 0 | 0 | Constrained, otherwise capacity available =200 kW | --> | C17 ex MILFORD (MWR) | Milford (mwr) [T41] | CHARLEVILLE |  | 52.3414 | -8.9114
MV/LV Substation TH***532Y |  | 20 kV | _ | LV | 200 kVA :Kiosk Substation | 0.2 | --> | 0.2 | 0.189 | 6.21 |  | --> | 0.19 | 0 | 0 | 0 | 0 | Constrained, otherwise capacity available =192 kW | --> | E28 ex MILFORD (MWR) | Milford (mwr) [T422] | CHARLEVILLE |  | 52.4033 | -8.7816
MV/LV Substation BU***564X |  | 10 kV | _ | LV | 50 kVA :Pole Substation | 0.05 | --> | 0.05 | 0 | 0 | Constrained, otherwise capacity available =28 kVA | --> | 0.048 | 0 | 0.006 | 0 | 0 | Constrained, otherwise capacity available =46 kW | --> | C11 ex KILMALLOCK | Kilmallock [T41,T42] | CHARLEVILLE |  | 52.4219 | -8.5268
MV/LV Substation BR***582 |  | 20 kV | _ | LV | 100 kVA :Pole Substation | 0.1 | --> | 0.1 | 0.029 | 2.96 |  | --> | 0.095 | 0 | 0 | 0 | 0 | Constrained, otherwise capacity available =104 kW | --> | E11 ex CHARLEVILLE | Charleville [T421,T422] | CHARLEVILLE |  | 52.4235 | -8.6627
MV/LV Substation TH***583 |  | 10 kV | _ | LV | 50 kVA :Pole Substation | 0.05 | --> | 0.05 | 0.002 | 1.93 |  | --> | 0.048 | 0 | 0.016 | 0 | 0 | Constrained, otherwise capacity available =42 kW | --> | C17 ex MILFORD (MWR) | Milford (mwr) [T41] | CHARLEVILLE |  | 52.3467 | -8.9705
MV/LV Substation PO***584 |  | 10 kV | _ | LV | 100 kVA :Pole Substation | 0.1 | --> | 0.1 | 0.092 | 1.93 |  | --> | 0.095 | 0 | 0 | 0 | 0 | Constrained, otherwise capacity available =96 kW | --> | C17 ex MILFORD (MWR) | Milford (mwr) [T41] | CHARLEVILLE |  | 52.343 | -8.9134
MV/LV Substation BA***592Y |  | 20 kV | _ | LV | 100 kVA :Pole Substation | 0.1 | --> | 0.1 | 0.09 | 2.96 |  | --> | 0.095 | 0 | 0 | 0 | 0 | Constrained, otherwise capacity available =96 kW | --> | E17 ex CHARLEVILLE | Charleville [T421,T422] | CHARLEVILLE |  | 52.3508 | -8.6735
MV/LV Substation BR***600Y |  | 20 kV | _ | LV | 200 kVA :Pole Substation | 0.2 | --> | 0.2 | 0.142 | 2.96 |  | --> | 0.19 | 0 | 0 | 0 | 0 | Constrained, otherwise capacity available =198 kW | --> | E11 ex CHARLEVILLE | Charleville [T421,T422] | CHARLEVILLE |  | 52.4256 | -8.658
MV/LV Substation BA***604 |  | 20 kV | _ | LV | 50 kVA :Pole Substation | 0.05 | --> | 0.05 | 0.05 | 2.96 |  | --> | 0.048 | 0 | 0 | 0 | 0 | Constrained, otherwise capacity available =48 kW | --> | E11 ex CHARLEVILLE | Charleville [T421,T422] | CHARLEVILLE |  | 52.4262 | -8.6962
MV/LV Substation SM***605Y |  | 10 kV | _ | LV | 400 kVA :Kiosk Substation | 0.4 | --> | 0.4 | 0.336 | 2.96 |  | --> | 0.38 | 0 | 0.01 | 0 | 0 | Constrained, otherwise capacity available =381 kW | --> | E17 ex CHARLEVILLE | Charleville [T421,T422] | CHARLEVILLE |  | 52.3538 | -8.6849
MV/LV Substation HI***606Y |  | 10 kV | _ | LV | 200 kVA :Kiosk Substation | 0.2 | --> | 0.2 | 0.193 | 1.93 |  | --> | 0.19 | 0 | 0 | 0 | 0 | Constrained, otherwise capacity available =191 kW | --> | C17 ex MILFORD (MWR) | Milford (mwr) [T41] | CHARLEVILLE |  | 52.3368 | -8.8988
MV/LV Substation MI***610X |  | 20 kV | _ | LV | 200 kVA :Pole Substation | 0.2 | --> | 0.2 | 0.172 | 6.21 |  | --> | 0.19 | 0 | 0 | 0 | 0 | Constrained, otherwise capacity available =194 kW | --> | E28 ex MILFORD (MWR) | Milford (mwr) [T422] | CHARLEVILLE |  | 52.34 | -8.8606
MV/LV Substation GO***611X |  | 20 kV | _ | LV | 1000 kVA :Building Structure | 1 | --> | 1 | 0.5 | 2.96 |  | --> | 0.95 | 0 | 0 | 0 | 0 | Constrained, otherwise capacity available =971 kW | --> | E14 ex CHARLEVILLE | Charleville [T421,T422] | CHARLEVILLE |  | 52.3811 | -8.674
MV/LV Substation BA***612X |  | 10 kV | _ | LV | 400 kVA :Kiosk Substation | 0.4 | --> | 0.4 | 0.25 | 2.96 |  | --> | 0.38 | 0 | 0.014 | 0 | 0 | Constrained, otherwise capacity available =390 kW | --> | E17 ex CHARLEVILLE | Charleville [T421,T422] | CHARLEVILLE |  | 52.3608 | -8.6921
MV/LV Substation TE***614X |  | 10 kV | _ | LV | 400 kVA :Building Structure | 0.4 | --> | 0.4 | 0.319 | 2.96 |  | --> | 0.38 | 0 | 0 | 0 | 0 | Constrained, otherwise capacity available =384 kW | --> | E17 ex CHARLEVILLE | Charleville [T421,T422] | CHARLEVILLE |  | 52.3534 | -8.6831
MV/LV Substation IN***615X |  | 10 kV | _ | LV | 200 kVA :Building Structure | 0.2 | --> | 0.2 | 0.119 | 6.21 |  | --> | 0.19 | 0 | 0 | 0 | 0 | Constrained, otherwise capacity available =201 kW | --> | E24 ex MILFORD (MWR) | Milford (mwr) [T422] | CHARLEVILLE |  | 52.3371 | -8.8969
MV/LV Substation DE***618Y |  | 10 kV | _ | LV | 400 kVA :Kiosk Substation | 0.4 | --> | 0.4 | 0 | 0 | Constrained, otherwise capacity available =350 kVA | --> | 0.38 | 0 | 0 | 0 | 0 | Constrained, otherwise capacity available =387 kW | --> | C12 ex KILMALLOCK | Kilmallock [T41,T42] | CHARLEVILLE |  | 52.4 | -8.573
MV/LV Substation PR***627 |  | 10 kV | _ | LV | 50 kVA :Pole Substation | 0.05 | --> | 0.05 | 0.038 | 1.93 |  | --> | 0.048 | 0 | 0 | 0 | 0 | Constrained, otherwise capacity available =49 kW | --> | C17 ex MILFORD (MWR) | Milford (mwr) [T41] | CHARLEVILLE |  | 52.3192 | -8.8416
MV/LV Substation WO***628 |  | 20 kV | _ | LV | 50 kVA :Pole Substation | 0.05 | --> | 0.05 | 0.035 | 6.21 |  | --> | 0.048 | 0 | 0.007 | 0 | 0 | Constrained, otherwise capacity available =44 kW | --> | E28 ex MILFORD (MWR) | Milford (mwr) [T422] | CHARLEVILLE |  | 52.3422 | -8.8656
MV/LV Substation RO***630X |  | 20 kV | _ | LV | 50 kVA :Pole Substation | 0.05 | --> | 0.05 | 0.046 | 6.21 |  | --> | 0.048 | 0 | 0 | 0 | 0 | Constrained, otherwise capacity available =48 kW | --> | E28 ex MILFORD (MWR) | Milford (mwr) [T422] | CHARLEVILLE |  | 52.4006 | -8.774
MV/LV Substation CO***636X |  | 20 kV | _ | LV | 200 kVA :Pole Substation | 0.2 | --> | 0.2 | 0.172 | 2.96 |  | --> | 0.19 | 0 | 0 | 0 | 0 | Constrained, otherwise capacity available =194 kW | --> | E11 ex CHARLEVILLE | Charleville [T421,T422] | CHARLEVILLE |  | 52.3706 | -8.6725
MV/LV Substation CO***638Y |  | 20 kV | _ | LV | 50 kVA :Pole Substation | 0.05 | --> | 0.05 | 0.044 | 2.96 |  | --> | 0.048 | 0 | 0.005 | 0 | 0 | Constrained, otherwise capacity available =45 kW | --> | E11 ex CHARLEVILLE | Charleville [T421,T422] | CHARLEVILLE |  | 52.3351 | -8.6706
MV/LV Substation KI***640 |  | 20 kV | _ | LV | 50 kVA :Pole Substation | 0.05 | --> | 0.05 | 0.041 | 6.21 |  | --> | 0.048 | 0 | 0.01 | 0 | 0 | Constrained, otherwise capacity available =41 kW | --> | E28 ex MILFORD (MWR) | Milford (mwr) [T422] | CHARLEVILLE |  | 52.3871 | -8.8734
MV/LV Substation MA***640Y |  | 10 kV | _ | LV | 200 kVA :Kiosk Substation | 0.2 | --> | 0.2 | 0.174 | 2.96 |  | --> | 0.19 | 0 | 0 | 0 | 0 | Constrained, otherwise capacity available =194 kW | --> | E17 ex CHARLEVILLE | Charleville [T421,T422] | CHARLEVILLE |  | 52.362 | -8.6855
MV/LV Substation FE***641 |  | 20 kV | _ | LV | 100 kVA :Pole Substation | 0.1 | --> | 0.1 | 0.061 | 6.21 |  | --> | 0.095 | 0 | 0 | 0 | 0 | Constrained, otherwise capacity available =100 kW | --> | E28 ex MILFORD (MWR) | Milford (mwr) [T422] | CHARLEVILLE |  | 52.3891 | -8.8779
MV/LV Substation GA***641X |  | 20 kV | _ | LV | 50 kVA :Pole Substation | 0.05 | --> | 0.05 | 0.05 | 2.96 |  | --> | 0.048 | 0 | 0 | 0 | 0 | Constrained, otherwise capacity available =48 kW | --> | E11 ex CHARLEVILLE | Charleville [T421,T422] | CHARLEVILLE |  | 52.4111 | -8.6614
MV/LV Substation BA***644X |  | 20 kV | _ | LV | 100 kVA :Pole Substation | 0.1 | --> | 0.1 | 0.03 | 6.21 |  | --> | 0.095 | 0 | 0 | 0 | 0 | Constrained, otherwise capacity available =102 kW | --> | E28 ex MILFORD (MWR) | Milford (mwr) [T422] | CHARLEVILLE |  | 52.4098 | -8.7657
MV/LV Substation CO***647X |  | 20 kV | _ | LV | 50 kVA :Pole Substation | 0.05 | --> | 0.05 | 0.041 | 2.96 |  | --> | 0.048 | 0 | 0 | 0 | 0 | Constrained, otherwise capacity available =49 kW | --> | E12 ex CHARLEVILLE | Charleville [T421,T422] | CHARLEVILLE |  | 52.3491 | -8.6694
MV/LV Substation CL***650X |  | 20 kV | _ | LV | 50 kVA :Pole Substation | 0.05 | --> | 0.05 | 0.048 | 2.96 |  | --> | 0.048 | 0 | 0 | 0 | 0 | Constrained, otherwise capacity available =48 kW | --> | E14 ex CHARLEVILLE | Charleville [T421,T422] | CHARLEVILLE |  | 52.3564 | -8.7803
MV/LV Substation CO***651X |  | 20 kV | _ | LV | 50 kVA :Pole Substation | 0.05 | --> | 0.05 | 0.05 | 2.96 |  | --> | 0.048 | 0 | 0 | 0 | 0 | Constrained, otherwise capacity available =48 kW | --> | E14 ex CHARLEVILLE | Charleville [T421,T422] | CHARLEVILLE |  | 52.3509 | -8.773
MV/LV Substation TH***651Y |  | 20 kV | _ | LV | 400 kVA :Kiosk Substation | 0.4 | --> | 0.4 | 0.331 | 2.96 |  | --> | 0.38 | 0 | 0.005 | 0 | 0 | Constrained, otherwise capacity available =386 kW | --> | E14 ex CHARLEVILLE | Charleville [T421,T422] | CHARLEVILLE |  | 52.3574 | -8.6963
MV/LV Substation LI***659Y |  | 20 kV | _ | LV | 400 kVA :Kiosk Substation | 0.4 | --> | 0.4 | 0.35 | 2.96 |  | --> | 0.38 | 0 | 0.025 | 0 | 0 | Constrained, otherwise capacity available =368 kW | --> | E14 ex CHARLEVILLE | Charleville [T421,T422] | CHARLEVILLE |  | 52.3532 | -8.6996
MV/LV Substation OR***661Y |  | 10 kV | _ | LV | 400 kVA :Kiosk Substation | 0.4 | --> | 0.4 | 0.344 | 2.96 |  | --> | 0.38 | 0 | 0.007 | 0 | 0 | Constrained, otherwise capacity available =382 kW | --> | E17 ex CHARLEVILLE | Charleville [T421,T422] | CHARLEVILLE |  | 52.3602 | -8.6919
MV/LV Substation BA***665Y |  | 10 kV | _ | LV | 50 kVA :Pole Substation | 0.05 | --> | 0.05 | 0 | 0 | Constrained, otherwise capacity available =50 kVA | --> | 0.048 | 0 | 0 | 0 | 0 | Constrained, otherwise capacity available =48 kW | --> | C11 ex KILMALLOCK | Kilmallock [T41,T42] | CHARLEVILLE |  | 52.3754 | -8.4927
MV/LV Substation HO***669Y |  | 20 kV | _ | LV | 200 kVA :Pole Substation | 0.2 | --> | 0.2 | 0.169 | 2.96 |  | --> | 0.19 | 0 | 0.005 | 0 | 0 | Constrained, otherwise capacity available =190 kW | --> | E12 ex CHARLEVILLE | Charleville [T421,T422] | CHARLEVILLE |  | 52.3564 | -8.6762
MV/LV Substation BE***670Y |  | 10 kV | _ | LV | 400 kVA :Kiosk Substation | 0.4 | --> | 0.4 | 0 | 0 | Constrained, otherwise capacity available =397 kVA | --> | 0.38 | 0 | 0 | 0 | 0 | Constrained, otherwise capacity available =380 kW | --> | C17 ex KILMALLOCK | Kilmallock [T41,T42] | CHARLEVILLE |  | 52.4028 | -8.5832
MV/LV Substation BA***673X |  | 20 kV | _ | LV | 100 kVA :Pole Substation | 0.1 | --> | 0.1 | 0.064 | 2.96 |  | --> | 0.095 | 0 | 0.005 | 0 | 0 | Constrained, otherwise capacity available =96 kW | --> | E13 ex CHARLEVILLE | Charleville [T421,T422] | CHARLEVILLE |  | 52.3096 | -8.6665
MV/LV Substation KI***675X |  | 20 kV | _ | LV | 50 kVA :Pole Substation | 0.05 | --> | 0.05 | 0.045 | 6.21 |  | --> | 0.048 | 0 | 0 | 0 | 0 | Constrained, otherwise capacity available =48 kW | --> | E28 ex MILFORD (MWR) | Milford (mwr) [T422] | CHARLEVILLE |  | 52.3891 | -8.8518
MV/LV Substation RA***680X |  | 20 kV | _ | LV | 100 kVA :Pole Substation | 0.1 | --> | 0.1 | 0.058 | 2.96 |  | --> | 0.095 | 0 | 0.045 | 0 | 0 | Constrained, otherwise capacity available =67 kW | --> | E11 ex CHARLEVILLE | Charleville [T421,T422] | CHARLEVILLE |  | 52.3489 | -8.6597
MV/LV Substation CO***682 |  | 10 kV | _ | LV | 50 kVA :Pole Substation | 0.05 | --> | 0.05 | 0.022 | 1.93 |  | --> | 0.048 | 0 | 0 | 0 | 0 | Constrained, otherwise capacity available =51 kW | --> | C17 ex MILFORD (MWR) | Milford (mwr) [T41] | CHARLEVILLE |  | 52.3449 | -8.9148
MV/LV Substation BA***682X |  | 20 kV | _ | LV | 50 kVA :Pole Substation | 0.05 | --> | 0.05 | 0.043 | 2.96 |  | --> | 0.048 | 0 | 0 | 0 | 0 | Constrained, otherwise capacity available =48 kW | --> | E13 ex CHARLEVILLE | Charleville [T421,T422] | CHARLEVILLE |  | 52.3089 | -8.6769
MV/LV Substation GO***682Y |  | 10 kV | _ | LV | 50 kVA :Pole Substation | 0.05 | --> | 0.05 | 0 | 0 | Constrained, otherwise capacity available =42 kVA | --> | 0.048 | 0 | 0 | 0.049 | 0 |  | --> | C30 ex BRUFF | Bruff [T42,T421] | LIMERICK |  | 52.4626 | -8.5401
MV/LV Substation OL***684Y |  | 20 kV | _ | LV | 200 kVA :Pole Substation | 0.2 | --> | 0.2 | 0.191 | 2.96 |  | --> | 0.19 | 0 | 0.138 | 0 | 0 | Constrained, otherwise capacity available =89 kW | --> | E11 ex CHARLEVILLE | Charleville [T421,T422] | CHARLEVILLE |  | 52.4245 | -8.6662
MV/LV Substation GL***688Y |  | 10 kV | _ | LV | 400 kVA :Kiosk Substation | 0.4 | --> | 0.4 | 0 | 0 | Constrained, otherwise capacity available =351 kVA | --> | 0.38 | 0 | 0 | 0 | 0 | Constrained, otherwise capacity available =387 kW | --> | C12 ex KILMALLOCK | Kilmallock [T41,T42] | CHARLEVILLE |  | 52.3954 | -8.5767
MV/LV Substation OR***694Y |  | 10 kV | _ | LV | 200 kVA :Kiosk Substation | 0.2 | --> | 0.2 | 0.158 | 2.96 |  | --> | 0.19 | 0 | 0.01 | 0 | 0 | Constrained, otherwise capacity available =188 kW | --> | E17 ex CHARLEVILLE | Charleville [T421,T422] | CHARLEVILLE |  | 52.3592 | -8.6937
MV/LV Substation FE***695 |  | 20 kV | _ | LV | 50 kVA :Pole Substation | 0.05 | --> | 0.05 | 0.044 | 6.21 |  | --> | 0.048 | 0 | 0 | 0 | 0 | Constrained, otherwise capacity available =48 kW | --> | E28 ex MILFORD (MWR) | Milford (mwr) [T422] | CHARLEVILLE |  | 52.3874 | -8.8614
MV/LV Substation CO***701X |  | 10 kV | _ | LV | 400 kVA :Kiosk Substation | 0.4 | --> | 0.4 | 0.35 | 1.93 |  | --> | 0.38 | 0 | 0 | 0 | 0 | Constrained, otherwise capacity available =387 kW | --> | C17 ex MILFORD (MWR) | Milford (mwr) [T41] | CHARLEVILLE |  | 52.3424 | -8.912
MV/LV Substation TO***702Y |  | 20 kV | _ | LV | 200 kVA :Kiosk Substation | 0.2 | --> | 0.2 | 0.149 | 2.96 |  | --> | 0.19 | 0 | 0.019 | 0 | 0 | Constrained, otherwise capacity available =183 kW | --> | E11 ex CHARLEVILLE | Charleville [T421,T422] | CHARLEVILLE |  | 52.4248 | -8.6552
MV/LV Substation ST***709X |  | 10 kV | _ | LV | 100 kVA :Pole Substation | 0.1 | --> | 0.1 | 0.072 | 6.21 |  | --> | 0.095 | 0 | 0 | 0 | 0 | Constrained, otherwise capacity available =99 kW | --> | E24 ex MILFORD (MWR) | Milford (mwr) [T422] | CHARLEVILLE |  | 52.3385 | -8.9
MV/LV Substation KI***710X |  | 10 kV | _ | LV | 50 kVA :Pole Substation | 0.05 | --> | 0.05 | 0.039 | 1.05 |  | --> | 0.048 | 0 | 0.006 | 0 | 0 | Constrained, otherwise capacity available =45 kW | --> | C19 ex NEWCASTLEWEST | Newcastlewest [T41,T42] | RATHKEALE |  | 52.3434 | -9.0083
MV/LV Substation BA***712Y |  | 20 kV | _ | LV | 200 kVA :Pole Substation | 0.2 | --> | 0.2 | 0.192 | 2.96 |  | --> | 0.19 | 0 | 0 | 0 | 0 | Constrained, otherwise capacity available =191 kW | --> | E17 ex CHARLEVILLE | Charleville [T421,T422] | CHARLEVILLE |  | 52.3516 | -8.6748
MV/LV Substation AR***713Y |  | 20 kV | _ | LV | 50 kVA :Pole Substation | 0.05 | --> | 0.05 | 0.05 | 2.96 |  | --> | 0.048 | 0 | 0 | 0 | 0 | Constrained, otherwise capacity available =48 kW | --> | E13 ex CHARLEVILLE | Charleville [T421,T422] | CHARLEVILLE |  | 52.3265 | -8.6272
MV/LV Substation MA***721 |  | 20 kV | _ | LV | 100 kVA :Pole Substation | 0.1 | --> | 0.1 | 0.077 | 1.98 |  | --> | 0.095 | 0 | 0 | 0 | 0 | Constrained, otherwise capacity available =98 kW | --> | E12 ex RATHKEALE | Rathkeale [T421,T422] | RATHKEALE |  | 52.4148 | -8.8946
MV/LV Substation GO***726Y |  | 10 kV | _ | LV | 50 kVA :Pole Substation | 0.05 | --> | 0.05 | 0 | 0 | Constrained, otherwise capacity available =50 kVA | --> | 0.048 | 0 | 0 | 0 | 0 | Constrained, otherwise capacity available =48 kW | --> | C12 ex KILMALLOCK | Kilmallock [T41,T42] | CHARLEVILLE |  | 52.3967 | -8.5619
MV/LV Substation BA***733 |  | 20 kV | _ | LV | 50 kVA :Pole Substation | 0.05 | --> | 0.05 | 0.038 | 6.21 |  | --> | 0.048 | 0 | 0 | 0 | 0 | Constrained, otherwise capacity available =49 kW | --> | E28 ex MILFORD (MWR) | Milford (mwr) [T422] | CHARLEVILLE |  | 52.4051 | -8.7939
MV/LV Substation AS***733Y |  | 10 kV | _ | LV | 400 kVA :Kiosk Substation | 0.4 | --> | 0.4 | 0 | 0 | Constrained, otherwise capacity available =390 kVA | --> | 0.38 | 0 | 0.005 | 0 | 0 | Constrained, otherwise capacity available =378 kW | --> | C12 ex KILMALLOCK | Kilmallock [T41,T42] | CHARLEVILLE |  | 52.3982 | -8.5776
MV/LV Substation BA***750Y |  | 20 kV | _ | LV | 630 kVA :Kiosk Substation | 0.63 | --> | 0.63 | 0.5 | 2.96 |  | --> | 0.598 | 0 | 0.05 | 0 | 0 | Constrained, otherwise capacity available =570 kW | --> | E11 ex CHARLEVILLE | Charleville [T421,T422] | CHARLEVILLE |  | 52.3506 | -8.6595
MV/LV Substation DU***752Y |  | 10 kV | _ | LV | 630 kVA :Building Structure | 0.63 | --> | 0.63 | 0.47 | 2.96 |  | --> | 0.598 | 0 | 0 | 0 | 0 | Constrained, otherwise capacity available =620 kW | --> | E17 ex CHARLEVILLE | Charleville [T421,T422] | CHARLEVILLE |  | 52.3536 | -8.6792
MV/LV Substation BA***754Y |  | 10 kV | _ | LV | 200 kVA :Pole Substation | 0.2 | --> | 0.2 | 0.189 | 2.96 |  | --> | 0.19 | 0 | 0 | 0 | 0 | Constrained, otherwise capacity available =192 kW | --> | E13 ex CHARLEVILLE | Charleville [T421,T422] | CHARLEVILLE |  | 52.3019 | -8.6863
MV/LV Substation DE***758Y |  | 10 kV | _ | LV | 400 kVA :Kiosk Substation | 0.4 | --> | 0.4 | 0.359 | 2.96 |  | --> | 0.38 | 0 | 0 | 0 | 0 | Constrained, otherwise capacity available =386 kW | --> | E17 ex CHARLEVILLE | Charleville [T421,T422] | CHARLEVILLE |  | 52.3627 | -8.6902
MV/LV Substation KN***762Y |  | 10 kV | _ | LV | 50 kVA :Pole Substation | 0.05 | --> | 0.05 | 0 | 0 | Constrained, otherwise capacity available =46 kVA | --> | 0.048 | 0 | 0.011 | 0 | 0 | Constrained, otherwise capacity available =40 kW | --> | C11 ex KILMALLOCK | Kilmallock [T41,T42] | CHARLEVILLE |  | 52.4346 | -8.4285
MV/LV Substation BA***764 |  | 20 kV | _ | LV | 50 kVA :Pole Substation | 0.05 | --> | 0.05 | 0.022 | 6.21 |  | --> | 0.048 | 0 | 0.005 | 0 | 0 | Constrained, otherwise capacity available =48 kW | --> | E28 ex MILFORD (MWR) | Milford (mwr) [T422] | CHARLEVILLE |  | 52.4027 | -8.7825
MV/LV Substation CL***777Y |  | 20 kV | _ | LV | 50 kVA :Pole Substation | 0.05 | --> | 0.05 | 0.05 | 2.96 |  | --> | 0.048 | 0 | 0 | 0 | 0 | Constrained, otherwise capacity available =48 kW | --> | E11 ex CHARLEVILLE | Charleville [T421,T422] | CHARLEVILLE |  | 52.4451 | -8.6517
MV/LV Substation BA***778 |  | 20 kV | _ | LV | 100 kVA :Pole Substation | 0.1 | --> | 0.1 | 0.095 | 6.21 |  | --> | 0.095 | 0 | 0.005 | 0 | 0 | Constrained, otherwise capacity available =92 kW | --> | E28 ex MILFORD (MWR) | Milford (mwr) [T422] | CHARLEVILLE |  | 52.3979 | -8.7792
MV/LV Substation DE***779Y |  | 10 kV | _ | LV | 630 kVA :Building Structure | 0.63 | --> | 0.63 | 0.428 | 2.96 |  | --> | 0.598 | 0 | 0.006 | 0 | 0 | Constrained, otherwise capacity available =621 kW | --> | E17 ex CHARLEVILLE | Charleville [T421,T422] | CHARLEVILLE |  | 52.3648 | -8.684
MV/LV Substation GO***782Y |  | 20 kV | _ | LV | 100 kVA :Pole Substation | 0.1 | --> | 0.1 | 0.091 | 6.21 |  | --> | 0.095 | 0 | 0 | 0 | 0 | Constrained, otherwise capacity available =96 kW | --> | E28 ex MILFORD (MWR) | Milford (mwr) [T422] | CHARLEVILLE |  | 52.3399 | -8.8635
MV/LV Substation AD***795Y |  | 10 kV | _ | LV | 200 kVA :Pole Substation | 0.2 | --> | 0.2 | 0 | 0 | Constrained, otherwise capacity available =200 kVA | --> | 0.19 | 0 | 0 | 0 | 0 | Constrained, otherwise capacity available =190 kW | --> | C17 ex KILMALLOCK | Kilmallock [T41,T42] | CHARLEVILLE |  | 52.4051 | -8.5852
MV/LV Substation AT***802X |  | 20 kV | _ | LV | 100 kVA :Pole Substation | 0.1 | --> | 0.1 | 0.055 | 2.96 |  | --> | 0.095 | 0 | 0.02 | 0 | 0 | Constrained, otherwise capacity available =86 kW | --> | E11 ex CHARLEVILLE | Charleville [T421,T422] | CHARLEVILLE |  | 52.458 | -8.6476
MV/LV Substation FE***802Y |  | 20 kV | _ | LV | 50 kVA :Pole Substation | 0.05 | --> | 0.05 | 0.044 | 6.21 |  | --> | 0.048 | 0 | 0 | 0 | 0 | Constrained, otherwise capacity available =48 kW | --> | E28 ex MILFORD (MWR) | Milford (mwr) [T422] | CHARLEVILLE |  | 52.3896 | -8.8852
MV/LV Substation TU***804X |  | 20 kV | _ | LV | 50 kVA :Pole Substation | 0.05 | --> | 0.05 | 0.039 | 2.96 |  | --> | 0.048 | 0 | 0 | 0 | 0 | Constrained, otherwise capacity available =49 kW | --> | E11 ex CHARLEVILLE | Charleville [T421,T422] | CHARLEVILLE |  | 52.471 | -8.6676
MV/LV Substation WH***805Y |  | 10 kV | _ | LV | 100 kVA :Pole Substation | 0.1 | --> | 0.1 | 0.099 | 1.05 |  | --> | 0.095 | 0 | 0 | 0 | 0 | Constrained, otherwise capacity available =95 kW | --> | C19 ex NEWCASTLEWEST | Newcastlewest [T41,T42] | RATHKEALE |  | 52.3372 | -9.0096
MV/LV Substation OS***809Y |  | 10 kV | _ | LV | 200 kVA :Pole Substation | 0.2 | --> | 0.2 | 0.117 | 1.93 |  | --> | 0.19 | 0 | 0 | 0 | 0 | Constrained, otherwise capacity available =201 kW | --> | C17 ex MILFORD (MWR) | Milford (mwr) [T41] | CHARLEVILLE |  | 52.3492 | -8.9054
MV/LV Substation BA***817Y |  | 20 kV | _ | LV | 50 kVA :Pole Substation | 0.05 | --> | 0.05 | 0.043 | 2.96 |  | --> | 0.048 | 0 | 0 | 0 | 0 | Constrained, otherwise capacity available =48 kW | --> | E12 ex CHARLEVILLE | Charleville [T421,T422] | CHARLEVILLE |  | 52.3484 | -8.6672
MV/LV Substation ST***818Y |  | 10 kV | _ | LV | 50 kVA :Pole Substation | 0.05 | --> | 0.05 | 0 | 0 | Constrained, otherwise capacity available =50 kVA | --> | 0.048 | 0 | 0 | 0 | 0 | Constrained, otherwise capacity available =48 kW | --> | C11 ex KILMALLOCK | Kilmallock [T41,T42] | CHARLEVILLE |  | 52.4434 | -8.4931
MV/LV Substation GA***823Y |  | 10 kV | _ | LV | 50 kVA :Pole Substation | 0.05 | --> | 0.05 | 0 | 0 | Constrained, otherwise capacity available =50 kVA | --> | 0.048 | 0 | 0 | 0 | 0 | Constrained, otherwise capacity available =48 kW | --> | C11 ex KILMALLOCK | Kilmallock [T41,T42] | CHARLEVILLE |  | 52.3771 | -8.4968
MV/LV Substation KN***827 |  | 10 kV | _ | LV | 50 kVA :Pole Substation | 0.05 | --> | 0.05 | 0.026 | 1.93 |  | --> | 0.048 | 0 | 0 | 0 | 0 | Constrained, otherwise capacity available =51 kW | --> | C17 ex MILFORD (MWR) | Milford (mwr) [T41] | CHARLEVILLE |  | 52.3393 | -8.9574
MV/LV Substation GO***840 |  | 10 kV | _ | LV | 50 kVA :Pole Substation | 0.05 | --> | 0.05 | 0.042 | 1.05 |  | --> | 0.048 | 0 | 0.011 | 0 | 0 | Constrained, otherwise capacity available =40 kW | --> | C19 ex NEWCASTLEWEST | Newcastlewest [T41,T42] | RATHKEALE |  | 52.3636 | -8.9791
MV/LV Substation FE***848 |  | 10 kV | _ | LV | 50 kVA :Pole Substation | 0.05 | --> | 0.05 | 0.029 | 1.05 |  | --> | 0.048 | 0 | 0.005 | 0 | 0 | Constrained, otherwise capacity available =47 kW | --> | C19 ex NEWCASTLEWEST | Newcastlewest [T41,T42] | RATHKEALE |  | 52.3839 | -8.9717
MV/LV Substation CL***881 |  | 20 kV | _ | LV | 100 kVA :Pole Substation | 0.1 | --> | 0.1 | 0.09 | 2.96 |  | --> | 0.095 | 0 | 0.005 | 0 | 0 | Constrained, otherwise capacity available =93 kW | --> | E11 ex CHARLEVILLE | Charleville [T421,T422] | CHARLEVILLE |  | 52.3269 | -8.6843
MV/LV Substation RA***884 |  | 20 kV | _ | LV | 200 kVA :Pole Substation | 0.2 | --> | 0.2 | 0.176 | 2.96 |  | --> | 0.19 | 0 | 0 | 0 | 0 | Constrained, otherwise capacity available =193 kW | --> | E11 ex CHARLEVILLE | Charleville [T421,T422] | CHARLEVILLE |  | 52.3465 | -8.6551
MV/LV Substation BA***887 |  | 20 kV | _ | LV | 50 kVA :Pole Substation | 0.05 | --> | 0.05 | 0.039 | 2.96 |  | --> | 0.048 | 0 | 0 | 0 | 0 | Constrained, otherwise capacity available =49 kW | --> | E11 ex CHARLEVILLE | Charleville [T421,T422] | CHARLEVILLE |  | 52.326 | -8.6679
MV/LV Substation BR***892X |  | 20 kV | _ | LV | 50 kVA :Pole Substation | 0.05 | --> | 0.05 | 0.042 | 2.96 |  | --> | 0.048 | 0 | 0 | 0 | 0 | Constrained, otherwise capacity available =49 kW | --> | E11 ex CHARLEVILLE | Charleville [T421,T422] | CHARLEVILLE |  | 52.4268 | -8.6663
MV/LV Substation BA***894 |  | 20 kV | _ | LV | 50 kVA :Pole Substation | 0.05 | --> | 0.05 | 0.048 | 2.96 |  | --> | 0.048 | 0 | 0 | 0 | 0 | Constrained, otherwise capacity available =48 kW | --> | E13 ex CHARLEVILLE | Charleville [T421,T422] | CHARLEVILLE |  | 52.315 | -8.7041
MV/LV Substation BA***899 |  | 20 kV | _ | LV | 100 kVA :Pole Substation | 0.1 | --> | 0.1 | 0.089 | 2.96 |  | --> | 0.095 | 0 | 0.006 | 0 | 0 | Constrained, otherwise capacity available =92 kW | --> | E13 ex CHARLEVILLE | Charleville [T421,T422] | CHARLEVILLE |  | 52.3107 | -8.6759
MV/LV Substation DO***900 |  | 20 kV | _ | LV | 50 kVA :Pole Substation | 0.05 | --> | 0.05 | 0.016 | 2.96 |  | --> | 0.048 | 0 | 0.004 | 0 | 0 | Constrained, otherwise capacity available =49 kW | --> | E13 ex CHARLEVILLE | Charleville [T421,T422] | CHARLEVILLE |  | 52.31 | -8.6691
MV/LV Substation DO***901 |  | 20 kV | _ | LV | 100 kVA :Pole Substation | 0.1 | --> | 0.1 | 0.092 | 2.96 |  | --> | 0.095 | 0 | 0.005 | 0 | 0 | Constrained, otherwise capacity available =92 kW | --> | E13 ex CHARLEVILLE | Charleville [T421,T422] | CHARLEVILLE |  | 52.3089 | -8.663
MV/LV Substation BA***904X |  | 20 kV | _ | LV | 50 kVA :Pole Substation | 0.05 | --> | 0.05 | 0.035 | 2.96 |  | --> | 0.048 | 0 | 0 | 0 | 0 | Constrained, otherwise capacity available =50 kW | --> | E11 ex CHARLEVILLE | Charleville [T421,T422] | CHARLEVILLE |  | 52.4779 | -8.6989
MV/LV Substation FO***914X |  | 20 kV | _ | LV | 100 kVA :Pole Substation | 0.1 | --> | 0.1 | 0.084 | 2.96 |  | --> | 0.095 | 0 | 0 | 0 | 0 | Constrained, otherwise capacity available =97 kW | --> | E14 ex CHARLEVILLE | Charleville [T421,T422] | CHARLEVILLE |  | 52.3548 | -8.7016
MV/LV Substation CU***915X |  | 10 kV | _ | LV | 50 kVA :Pole Substation | 0.05 | --> | 0.05 | 0.041 | 1.93 |  | --> | 0.048 | 0 | 0.006 | 0 | 0 | Constrained, otherwise capacity available =44 kW | --> | C15 ex MILFORD (MWR) | Milford (mwr) [T41] | CHARLEVILLE |  | 52.3307 | -8.8074
MV/LV Substation TH***921 |  | 10 kV | _ | LV | 100 kVA :Pole Substation | 0.1 | --> | 0.1 | 0.082 | 2.96 |  | --> | 0.095 | 0 | 0.005 | 0 | 0 | Constrained, otherwise capacity available =94 kW | --> | E17 ex CHARLEVILLE | Charleville [T421,T422] | CHARLEVILLE |  | 52.3555 | -8.6875
MV/LV Substation RA***922X |  | 10 kV | _ | LV | 50 kVA :Pole Substation | 0.05 | --> | 0.05 | 0.048 | 1.05 |  | --> | 0.048 | 0 | 0 | 0 | 0 | Constrained, otherwise capacity available =48 kW | --> | C19 ex NEWCASTLEWEST | Newcastlewest [T41,T42] | RATHKEALE |  | 52.372 | -9.0343
MV/LV Substation RA***923 |  | 20 kV | _ | LV | 50 kVA :Pole Substation | 0.05 | --> | 0.05 | 0.029 | 2.96 |  | --> | 0.048 | 0 | 0 | 0 | 0 | Constrained, otherwise capacity available =50 kW | --> | E14 ex CHARLEVILLE | Charleville [T421,T422] | CHARLEVILLE |  | 52.348 | -8.7249
MV/LV Substation ST***939 |  | 20 kV | _ | LV | 100 kVA :Pole Substation | 0.1 | --> | 0.1 | 0.092 | 2.96 |  | --> | 0.095 | 0 | 0 | 0 | 0 | Constrained, otherwise capacity available =96 kW | --> | E12 ex CHARLEVILLE | Charleville [T421,T422] | CHARLEVILLE |  | 52.3487 | -8.6648
MV/LV Substation LA***969 |  | 20 kV | _ | LV | 50 kVA :Pole Substation | 0.05 | --> | 0.05 | 0.012 | 2.96 |  | --> | 0.048 | 0 | 0 | 0 | 0 | Constrained, otherwise capacity available =52 kW | --> | E11 ex CHARLEVILLE | Charleville [T421,T422] | CHARLEVILLE |  | 52.4273 | -8.6892
MV/LV Substation KI***983 |  | 20 kV | _ | LV | 50 kVA :Pole Substation | 0.05 | --> | 0.05 | 0.033 | 2.96 |  | --> | 0.048 | 0 | 0 | 0 | 0 | Constrained, otherwise capacity available =50 kW | --> | E11 ex CHARLEVILLE | Charleville [T421,T422] | CHARLEVILLE |  | 52.4362 | -8.7042
MV/LV Substation EF***994 |  | 10 kV | _ | LV | 50 kVA :Pole Substation | 0.05 | --> | 0.05 | 0 | 0 | Constrained, otherwise capacity available =40 kVA | --> | 0.048 | 0 | 0.005 | 0 | 0 | Constrained, otherwise capacity available =45 kW | --> | C12 ex KILMALLOCK | Kilmallock [T41,T42] | CHARLEVILLE |  | 52.362 | -8.6119
MV/LV Substation OL***006 |  | 10 kV | _ | LV | 200 kVA :Pole Substation | 0.2 | --> | 0.2 | 0.183 | 8.66 |  | --> | 0.19 | 0 | 0 | 0.192 | 0 |  | --> | C13 ex BANDON | Bandon [T101,T42] | BANDON |  | 51.7331 | -8.757
MV/LV Substation KI***015 |  | 10 kV | _ | LV | 400 kVA :Kiosk Substation | 0.4 | --> | 0.4 | 0 | 0 | Constrained, otherwise capacity available =267 kVA | --> | 0.38 | 0 | 0.1 | 0.324 | 0 |  | --> | C15 ex KINSALE | Kinsale [T41,T42] | BANDON |  | 51.7117 | -8.5247
MV/LV Substation ST***021 |  | 10 kV | _ | LV | 630 kVA :Kiosk Substation | 0.63 | --> | 0.63 | 0.321 | 8.66 |  | --> | 0.598 | 0 | 0.031 | 0.5 | 0 |  | --> | C11 ex BANDON | Bandon [T101,T42] | BANDON |  | 51.7447 | -8.7354
MV/LV Substation MI***021Z |  | 10 kV | _ | LV | 200 kVA :Kiosk Substation | 0.2 | --> | 0.2 | 0.178 | 8.66 |  | --> | 0.19 | 0 | 0 | 0.193 | 0 |  | --> | C12 ex BANDON | Bandon [T101,T42] | BANDON |  | 51.7452 | -8.7386
MV/LV Substation GU***022 |  | 10 kV | _ | LV | 50 kVA :Pole Substation | 0.05 | --> | 0.05 | 0.037 | 8.66 |  | --> | 0.048 | 0 | 0.009 | 0.043 | 0 |  | --> | C13 ex BANDON | Bandon [T101,T42] | BANDON |  | 51.7364 | -8.752
MV/LV Substation QU***022Z |  | 10 kV | _ | LV | 200 kVA :Kiosk Substation | 0.2 | --> | 0.2 | 0.169 | 8.66 |  | --> | 0.19 | 0 | 0 | 0.194 | 0 |  | --> | C12 ex BANDON | Bandon [T101,T42] | BANDON |  | 51.7454 | -8.7375
MV/LV Substation WA***025 |  | 10 kV | _ | LV | 630 kVA :Building Structure | 0.63 | --> | 0.63 | 0.405 | 8.66 |  | --> | 0.598 | 0 | 0.005 | 0.5 | 0 |  | --> | C11 ex BANDON | Bandon [T101,T42] | BANDON |  | 51.7473 | -8.7323
MV/LV Substation GA***026 |  | 10 kV | _ | LV | 630 kVA :Kiosk Substation | 0.63 | --> | 0.63 | 0.412 | 8.66 |  | --> | 0.598 | 0 | 0.021 | 0.5 | 0 |  | --> | C13 ex BANDON | Bandon [T101,T42] | BANDON |  | 51.7417 | -8.7426
MV/LV Substation BA***028 |  | 10 kV | _ | LV | 50 kVA :Pole Substation | 0.05 | --> | 0.05 | 0.044 | 8.66 |  | --> | 0.048 | 0 | 0 | 0.048 | 0 |  | --> | C20 ex BANDON | Bandon [T101,T42] | BANDON |  | 51.746 | -8.8188
MV/LV Substation MI***034 |  | 10 kV | _ | LV | 400 kVA :Kiosk Substation | 0.4 | --> | 0.4 | 0.311 | 8.66 |  | --> | 0.38 | 0 | 0.006 | 0.388 | 0 |  | --> | C14 ex BANDON | Bandon [T101,T42] | BANDON |  | 51.7478 | -8.72
MV/LV Substation AL***042 |  | 10 kV | _ | LV | 630 kVA :Kiosk Substation | 0.63 | --> | 0.63 | 0.251 | 8.66 |  | --> | 0.598 | 0 | 0.035 | 0.5 | 0 |  | --> | C12 ex BANDON | Bandon [T101,T42] | BANDON |  | 51.7474 | -8.7402
MV/LV Substation CL***046 |  | 10 kV | _ | LV | 200 kVA :Pole Substation | 0.2 | --> | 0.2 | 0.112 | 8.66 |  | --> | 0.19 | 0 | 0.037 | 0.174 | 0 |  | --> | C13 ex BANDON | Bandon [T101,T42] | BANDON |  | 51.7372 | -8.7474
MV/LV Substation CA***047Z |  | 10 kV | _ | LV | 400 kVA :Kiosk Substation | 0.4 | --> | 0.4 | 0.248 | 8.66 |  | --> | 0.38 | 0 | 0 | 0.4 | 0 |  | --> | C14 ex BANDON | Bandon [T101,T42] | BANDON |  | 51.752 | -8.7169
MV/LV Substation FO***052 |  | 20 kV | _ | LV | 200 kVA :Kiosk Substation | 0.2 | --> | 0.2 | 0 | 0 | Constrained, otherwise capacity available =123 kVA | --> | 0.19 | 0 | 0 | 0.2 | 0 |  | --> | E39 ex KINSALE | Kinsale [T423] | TRABEG |  | 51.7059 | -8.5107
MV/LV Substation DU***053 |  | 10 kV | _ | LV | 200 kVA :Pole Substation | 0.2 | --> | 0.2 | 0.141 | 8.66 |  | --> | 0.19 | 0 | 0.032 | 0.174 | 0 |  | --> | C13 ex BANDON | Bandon [T101,T42] | BANDON |  | 51.7477 | -8.7538
MV/LV Substation HO***057 |  | 10 kV | _ | LV | 630 kVA :Kiosk Substation | 0.63 | --> | 0.63 | 0.342 | 8.66 |  | --> | 0.598 | 0 | 0.016 | 0.5 | 0 |  | --> | C12 ex BANDON | Bandon [T101,T42] | BANDON |  | 51.7445 | -8.7402
MV/LV Substation BA***058 |  | 20 kV | _ | LV | 50 kVA :Pole Substation | 0.05 | --> | 0.05 | 0 | 0 | Constrained, otherwise capacity available =46 kVA | --> | 0.048 | 0 | 0 | 0.048 | 0 |  | --> | E39 ex KINSALE | Kinsale [T423] | TRABEG |  | 51.6986 | -8.4839
MV/LV Substation RA***058Z |  | 10 kV | _ | LV | 400 kVA :Kiosk Substation | 0.4 | --> | 0.4 | 0.3 | 8.66 |  | --> | 0.38 | 0 | 0.01 | 0.386 | 0 |  | --> | C11 ex BANDON | Bandon [T101,T42] | BANDON |  | 51.7492 | -8.734
MV/LV Substation WE***059 |  | 10 kV | _ | LV | 400 kVA :Kiosk Substation | 0.4 | --> | 0.4 | 0.324 | 8.66 |  | --> | 0.38 | 0 | 0.046 | 0.356 | 0 |  | --> | C17 ex BANDON | Bandon [T101,T42] | BANDON |  | 51.7672 | -8.6639
MV/LV Substation SP***063Z |  | 10 kV | _ | LV | 400 kVA :Kiosk Substation | 0.4 | --> | 0.4 | 0 | 0 | Constrained, otherwise capacity available =339 kVA | --> | 0.38 | 0 | 0.019 | 0.374 | 0 |  | --> | E41 ex KINSALE | Kinsale [T423] | TRABEG |  | 51.7042 | -8.5336
MV/LV Substation RO***065 |  | 10 kV | _ | LV | 630 kVA :Kiosk Substation | 0.63 | --> | 0.63 | 0 | 0 | Constrained, otherwise capacity available =568 kVA | --> | 0.598 | 0 | 0.023 | 0.5 | 0 | Constrained, otherwise capacity available =590 kW | --> | C16 ex KINSALE | Kinsale [T41,T42] | BANDON |  | 51.7059 | -8.531
MV/LV Substation LY***069Z |  | 20 kV | _ | LV | 200 kVA :Kiosk Substation | 0.2 | --> | 0.2 | 0 | 0 | Constrained, otherwise capacity available =200 kVA | --> | 0.19 | 0 | 0 | 0.19 | 0 |  | --> | E39 ex KINSALE | Kinsale [T423] | TRABEG |  | 51.738 | -8.4869
MV/LV Substation DR***073Z |  | 10 kV | _ | LV | 50 kVA :Pole Substation | 0.05 | --> | 0.05 | 0 | 0 | Constrained, otherwise capacity available =50 kVA | --> | 0.048 | 0 | 0 | 0.048 | 0 |  | --> | C18 ex KINSALE | Kinsale [T41,T42] | BANDON |  | 51.6841 | -8.5799
MV/LV Substation PE***076 |  | 10 kV | _ | LV | 400 kVA :Building Structure | 0.4 | --> | 0.4 | 0 | 0 | Constrained, otherwise capacity available =119 kVA | --> | 0.38 | 0 | 0.02 | 0.402 | 0 |  | --> | C16 ex KINSALE | Kinsale [T41,T42] | BANDON |  | 51.7051 | -8.5214
MV/LV Substation TH***077Z |  | 10 kV | _ | LV | 400 kVA :Kiosk Substation | 0.4 | --> | 0.4 | 0.247 | 8.66 |  | --> | 0.38 | 0 | 0.04 | 0.371 | 0 |  | --> | C11 ex BANDON | Bandon [T101,T42] | BANDON |  | 51.7542 | -8.7368
MV/LV Substation CL***078Z |  | 20 kV | _ | LV | 200 kVA :Kiosk Substation | 0.2 | --> | 0.2 | 0 | 0 | Constrained, otherwise capacity available =152 kVA | --> | 0.19 | 0 | 0.029 | 0.175 | 0 |  | --> | E39 ex KINSALE | Kinsale [T423] | TRABEG |  | 51.739 | -8.4823
MV/LV Substation KI***079Z |  | 10 kV | _ | LV | 200 kVA :Pole Substation | 0.2 | --> | 0.2 | 0 | 0 | Constrained, otherwise capacity available =200 kVA | --> | 0.19 | 0 | 0 | 0.19 | 0 |  | --> | C15 ex KINSALE | Kinsale [T41,T42] | BANDON |  | 51.711 | -8.5152
MV/LV Substation CO***080 |  | 10 kV | _ | LV | 200 kVA :Pole Substation | 0.2 | --> | 0.2 | 0.003 | 8.66 |  | --> | 0.19 | 0 | 0.003 | 0.213 | 0 |  | --> | C14 ex BANDON | Bandon [T101,T42] | BANDON |  | 51.7449 | -8.7248
MV/LV Substation KN***083 |  | 10 kV | _ | LV | 50 kVA :Pole Substation | 0.05 | --> | 0.05 | 0 | 0 | Constrained, otherwise capacity available =46 kVA | --> | 0.048 | 0 | 0.01 | 0 | 0 | Constrained, otherwise capacity available =41 kW | --> | C12 ex TIMOLEAGUE | Timoleague [T41] | BANDON |  | 51.7246 | -8.7857
MV/LV Substation KI***084Z |  | 10 kV | _ | LV | 630 kVA :Kiosk Substation | 0.63 | --> | 0.63 | 0.5 | 8.66 |  | --> | 0.598 | 0 | 0 | 0.5 | 0 |  | --> | C12 ex BANDON | Bandon [T101,T42] | BANDON |  | 51.7484 | -8.7386
MV/LV Substation PO***086 |  | 10 kV | _ | LV | 630 kVA :Building Structure | 0.63 | --> | 0.63 | 0 | 0 | Constrained, otherwise capacity available =609 kVA | --> | 0.598 | 0 | 0.01 | 0.5 | 0 | Constrained, otherwise capacity available =594 kW | --> | C15 ex KINSALE | Kinsale [T41,T42] | BANDON |  | 51.7077 | -8.5186
MV/LV Substation GR***087 |  | 10 kV | _ | LV | 200 kVA :Pole Substation | 0.2 | --> | 0.2 | 0 | 0 | Constrained, otherwise capacity available =98 kVA | --> | 0.19 | 0 | 0 | 0.204 | 0 |  | --> | C15 ex KINSALE | Kinsale [T41,T42] | BANDON |  | 51.712 | -8.5226
MV/LV Substation BA***089 |  | 10 kV | _ | LV | 200 kVA :Pole Substation | 0.2 | --> | 0.2 | 0 | 0 | Constrained, otherwise capacity available =106 kVA | --> | 0.19 | 0 | 0.028 | 0.182 | 0 |  | --> | C15 ex KINSALE | Kinsale [T41,T42] | BANDON |  | 51.7092 | -8.5216
MV/LV Substation BA***092 |  | 10 kV | _ | LV | 200 kVA :Pole Substation | 0.2 | --> | 0.2 | 0.091 | 8.66 |  | --> | 0.19 | 0 | 0.019 | 0.19 | 0 |  | --> | C13 ex BANDON | Bandon [T101,T42] | BANDON |  | 51.7499 | -8.7428
MV/LV Substation FI***093 |  | 10 kV | _ | LV | 50 kVA :Pole Substation | 0.05 | --> | 0.05 | 0 | 0 | Constrained, otherwise capacity available =49 kVA | --> | 0.048 | 0 | 0 | 0.048 | 0 |  | --> | C15 ex KINSALE | Kinsale [T41,T42] | BANDON |  | 51.7177 | -8.5207
MV/LV Substation OL***094 |  | 10 kV | _ | LV | 50 kVA :Pole Substation | 0.05 | --> | 0.05 | 0.035 | 8.66 |  | --> | 0.048 | 0 | 0 | 0.05 | 0 |  | --> | C13 ex BANDON | Bandon [T101,T42] | BANDON |  | 51.7354 | -8.7542
MV/LV Substation SC***095 |  | 20 kV | _ | LV | 200 kVA :Pole Substation | 0.2 | --> | 0.2 | 0 | 0 | Constrained, otherwise capacity available =74 kVA | --> | 0.19 | 0 | 0.051 | 0.169 | 0 |  | --> | E39 ex KINSALE | Kinsale [T423] | TRABEG |  | 51.7053 | -8.5163
MV/LV Substation WO***096 |  | 10 kV | _ | LV | 400 kVA :Kiosk Substation | 0.4 | --> | 0.4 | 0 | 0 | Constrained, otherwise capacity available =325 kVA | --> | 0.38 | 0 | 0.01 | 0.383 | 0 |  | --> | E41 ex KINSALE | Kinsale [T423] | TRABEG |  | 51.6985 | -8.5194
MV/LV Substation BA***096Z |  | 10 kV | _ | LV | 630 kVA :Kiosk Substation | 0.63 | --> | 0.63 | 0.5 | 8.66 |  | --> | 0.598 | 0 | 0 | 0.5 | 0 |  | --> | C18 ex BANDON | Bandon [T101,T42] | BANDON |  | 51.8123 | -8.6511
MV/LV Substation TR***097 |  | 10 kV | _ | LV | 630 kVA :Building Structure | 0.63 | --> | 0.63 | 0 | 0 | Constrained, otherwise capacity available =439 kVA | --> | 0.598 | 0 | 0.005 | 0.5 | 0 |  | --> | E41 ex KINSALE | Kinsale [T423] | TRABEG |  | 51.701 | -8.5187
MV/LV Substation RE***102 |  | 10 kV | _ | LV | 400 kVA :Building Structure | 0.4 | --> | 0.4 | 0.288 | 8.66 |  | --> | 0.38 | 0 | 0.017 | 0.382 | 0 |  | --> | C14 ex BANDON | Bandon [T101,T42] | BANDON |  | 51.7426 | -8.7285
MV/LV Substation IR***104 |  | 10 kV | _ | LV | 400 kVA :Building Structure | 0.4 | --> | 0.4 | 0.382 | 8.66 |  | --> | 0.38 | 0 | 0 | 0.382 | 0 |  | --> | C11 ex BANDON | Bandon [T101,T42] | BANDON |  | 51.7573 | -8.733
MV/LV Substation BR***107 |  | 10 kV | _ | LV | 630 kVA :Kiosk Substation | 0.63 | --> | 0.63 | 0.5 | 8.66 |  | --> | 0.598 | 0 | 0.011 | 0.5 | 0 |  | --> | C14 ex BANDON | Bandon [T101,T42] | BANDON |  | 51.7475 | -8.7151
MV/LV Substation GL***114X |  | 10 kV | _ | LV | 100 kVA :Pole Substation | 0.1 | --> | 0.1 | 0 | 0 | Constrained, otherwise capacity available =78 kVA | --> | 0.095 | 0 | 0 | 0.098 | 0 |  | --> | C15 ex KINSALE | Kinsale [T41,T42] | BANDON |  | 51.7105 | -8.5169
MV/LV Substation AR***118 |  | 10 kV | _ | LV | 100 kVA :Pole Substation | 0.1 | --> | 0.1 | 0 | 0 | Constrained, otherwise capacity available =50 kVA | --> | 0.095 | 0 | 0.057 | 0.059 | 0 |  | --> | C16 ex KINSALE | Kinsale [T41,T42] | BANDON |  | 51.7098 | -8.532
MV/LV Substation NE***118Z |  | 10 kV | _ | LV | 50 kVA :Pole Substation | 0.05 | --> | 0.05 | 0 | 0 | Constrained, otherwise capacity available =47 kVA | --> | 0.048 | 0 | 0 | 0.048 | 0 |  | --> | C15 ex KINSALE | Kinsale [T41,T42] | BANDON |  | 51.7089 | -8.5201
MV/LV Substation CO***120 |  | 10 kV | _ | LV | 400 kVA :Kiosk Substation | 0.4 | --> | 0.4 | 0.356 | 8.66 |  | --> | 0.38 | 0 | 0.009 | 0.379 | 0 |  | --> | C13 ex BANDON | Bandon [T101,T42] | BANDON |  | 51.7492 | -8.7509
MV/LV Substation KI***121Z |  | 10 kV | _ | LV | 400 kVA :Kiosk Substation | 0.4 | --> | 0.4 | 0 | 0 | Constrained, otherwise capacity available =383 kVA | --> | 0.38 | 0 | 0.026 | 0.363 | 0 |  | --> | C18 ex KINSALE | Kinsale [T41,T42] | BANDON |  | 51.6614 | -8.5913
MV/LV Substation DA***131Z |  | 10 kV | _ | LV | 50 kVA :Pole Substation | 0.05 | --> | 0.05 | 0 | 0 | Constrained, otherwise capacity available =48 kVA | --> | 0.048 | 0 | 0 | 0 | 0 | Constrained, otherwise capacity available =48 kW | --> | C12 ex TIMOLEAGUE | Timoleague [T41] | BANDON |  | 51.7057 | -8.7662
MV/LV Substation CA***133Z |  | 10 kV | _ | LV | 200 kVA :Kiosk Substation | 0.2 | --> | 0.2 | 0 | 0 | Constrained, otherwise capacity available =173 kVA | --> | 0.19 | 0 | 0 | 0.194 | 0 |  | --> | C18 ex KINSALE | Kinsale [T41,T42] | BANDON |  | 51.6977 | -8.6019
MV/LV Substation KN***135Z |  | 10 kV | _ | LV | 100 kVA :Pole Substation | 0.1 | --> | 0.1 | 0 | 0 | Constrained, otherwise capacity available =96 kVA | --> | 0.095 | 0 | 0 | 0 | 0 | Constrained, otherwise capacity available =96 kW | --> | C12 ex TIMOLEAGUE | Timoleague [T41] | BANDON |  | 51.7305 | -8.7911
MV/LV Substation CR***146Z |  | 10 kV | _ | LV | 50 kVA :Pole Substation | 0.05 | --> | 0.05 | 0.05 | 8.66 |  | --> | 0.048 | 0 | 0 | 0.048 | 0 |  | --> | C17 ex BANDON | Bandon [T101,T42] | BANDON |  | 51.7766 | -8.6617
MV/LV Substation CU***147Z |  | 10 kV | _ | LV | 400 kVA :Kiosk Substation | 0.4 | --> | 0.4 | 0.311 | 8.66 |  | --> | 0.38 | 0 | 0.005 | 0.388 | 0 |  | --> | C11 ex BANDON | Bandon [T101,T42] | BANDON |  | 51.7534 | -8.7315
MV/LV Substation TH***148Z |  | 10 kV | _ | LV | 400 kVA :Kiosk Substation | 0.4 | --> | 0.4 | 0 | 0 | Constrained, otherwise capacity available =312 kVA | --> | 0.38 | 0 | 0.011 | 0.384 | 0 |  | --> | E41 ex KINSALE | Kinsale [T423] | TRABEG |  | 51.7022 | -8.5293
MV/LV Substation HA***163 |  | 10 kV | _ | LV | 50 kVA :Pole Substation | 0.05 | --> | 0.05 | 0 | 0 | Constrained, otherwise capacity available =47 kVA | --> | 0.048 | 0 | 0 | 0.048 | 0 |  | --> | E39 ex KINSALE | Kinsale [T423] | TRABEG |  | 51.7035 | -8.4766
MV/LV Substation BA***166Z |  | 10 kV | _ | LV | 400 kVA :Kiosk Substation | 0.4 | --> | 0.4 | 0 | 0 | Constrained, otherwise capacity available =306 kVA | --> | 0.38 | 0 | 0 | 0.393 | 0 |  | --> | E41 ex KINSALE | Kinsale [T423] | TRABEG |  | 51.7027 | -8.5313
MV/LV Substation GL***170Z |  | 10 kV | _ | LV | 50 kVA :Pole Substation | 0.05 | --> | 0.05 | 0 | 0 | Constrained, otherwise capacity available =31 kVA | --> | 0.048 | 0 | 0 | 0 | 0 | Constrained, otherwise capacity available =50 kW | --> | C13 ex TIMOLEAGUE | Timoleague [T41] | BANDON |  | 51.6731 | -8.6998
MV/LV Substation BE***171 |  | 20 kV | _ | LV | 200 kVA :Kiosk Substation | 0.2 | --> | 0.2 | 0 | 0 | Constrained, otherwise capacity available =151 kVA | --> | 0.19 | 0 | 0.014 | 0.186 | 0 |  | --> | E39 ex KINSALE | Kinsale [T423] | TRABEG |  | 51.7361 | -8.4823
MV/LV Substation CR***172 |  | 20 kV | _ | LV | 100 kVA :Pole Substation | 0.1 | --> | 0.1 | 0 | 0 | Constrained, otherwise capacity available =91 kVA | --> | 0.095 | 0 | 0 | 0.096 | 0 |  | --> | E39 ex KINSALE | Kinsale [T423] | TRABEG |  | 51.7347 | -8.4808
MV/LV Substation TH***179Z |  | 10 kV | _ | LV | 630 kVA :Kiosk Substation | 0.63 | --> | 0.63 | 0.5 | 8.66 |  | --> | 0.598 | 0 | 0 | 0.5 | 0 |  | --> | C12 ex BANDON | Bandon [T101,T42] | BANDON |  | 51.7466 | -8.7374
MV/LV Substation BA***180 |  | 20 kV | _ | LV | 200 kVA :Pole Substation | 0.2 | --> | 0.2 | 0 | 0 | Constrained, otherwise capacity available =106 kVA | --> | 0.19 | 0 | 0.008 | 0.196 | 0 |  | --> | E39 ex KINSALE | Kinsale [T423] | TRABEG |  | 51.6989 | -8.4991
MV/LV Substation RA***184 |  | 20 kV | _ | LV | 50 kVA :Pole Substation | 0.05 | --> | 0.05 | 0 | 0 | Constrained, otherwise capacity available =42 kVA | --> | 0.048 | 0 | 0 | 0.049 | 0 |  | --> | E39 ex KINSALE | Kinsale [T423] | TRABEG |  | 51.6945 | -8.4675
MV/LV Substation CA***193Z |  | 10 kV | _ | LV | 400 kVA :Kiosk Substation | 0.4 | --> | 0.4 | 0.319 | 8.66 |  | --> | 0.38 | 0 | 0.004 | 0.388 | 0 |  | --> | C13 ex BANDON | Bandon [T101,T42] | BANDON |  | 51.7427 | -8.7486
MV/LV Substation RO***194Z |  | 10 kV | _ | LV | 50 kVA :Pole Substation | 0.05 | --> | 0.05 | 0.047 | 8.66 |  | --> | 0.048 | 0 | 0 | 0.048 | 0 |  | --> | C12 ex BANDON | Bandon [T101,T42] | BANDON |  | 51.7544 | -8.7426
MV/LV Substation KN***196Z |  | 10 kV | _ | LV | 50 kVA :Pole Substation | 0.05 | --> | 0.05 | 0.049 | 8.66 |  | --> | 0.048 | 0 | 0 | 0.048 | 0 |  | --> | C17 ex BANDON | Bandon [T101,T42] | BANDON |  | 51.7458 | -8.6524
MV/LV Substation BA***200Z |  | 10 kV | _ | LV | 400 kVA :Kiosk Substation | 0.4 | --> | 0.4 | 0 | 0 | Constrained, otherwise capacity available =389 kVA | --> | 0.38 | 0 | 0 | 0.382 | 0 |  | --> | C18 ex KINSALE | Kinsale [T41,T42] | BANDON |  | 51.6667 | -8.5991
MV/LV Substation LI***217Z |  | 10 kV | _ | LV | 200 kVA :Kiosk Substation | 0.2 | --> | 0.2 | 0.132 | 8.66 |  | --> | 0.19 | 0 | 0 | 0.199 | 0 |  | --> | C12 ex BANDON | Bandon [T101,T42] | BANDON |  | 51.7443 | -8.7457
MV/LV Substation CO***221Z |  | 10 kV | _ | LV | 630 kVA :Kiosk Substation | 0.63 | --> | 0.63 | 0 | 0 | Constrained, otherwise capacity available =392 kVA | --> | 0.598 | 0 | 0.038 | 0.5 | 0 | Constrained, otherwise capacity available =602 kW | --> | C16 ex KINSALE | Kinsale [T41,T42] | BANDON |  | 51.7027 | -8.5241
MV/LV Substation BA***224Z |  | 10 kV | _ | LV | 50 kVA :Pole Substation | 0.05 | --> | 0.05 | 0 | 0 | Constrained, otherwise capacity available =28 kVA | --> | 0.048 | 0 | 0.011 | 0.042 | 0 |  | --> | C18 ex KINSALE | Kinsale [T41,T42] | BANDON |  | 51.7064 | -8.5783
MV/LV Substation AR***226 |  | 20 kV | _ | LV | 100 kVA :Pole Substation | 0.1 | --> | 0.1 | 0 | 0 | Constrained, otherwise capacity available =88 kVA | --> | 0.095 | 0 | 0 | 0.097 | 0 |  | --> | E39 ex KINSALE | Kinsale [T423] | TRABEG |  | 51.7068 | -8.5084
MV/LV Substation MI***226Z |  | 10 kV | _ | LV | 400 kVA :Building Structure | 0.4 | --> | 0.4 | 0.372 | 8.66 |  | --> | 0.38 | 0 | 0.083 | 0.322 | 0 |  | --> | C12 ex BANDON | Bandon [T101,T42] | BANDON |  | 51.7463 | -8.7391
MV/LV Substation AR***227Z |  | 10 kV | _ | LV | 400 kVA :Kiosk Substation | 0.4 | --> | 0.4 | 0.344 | 8.66 |  | --> | 0.38 | 0 | 0.027 | 0.368 | 0 |  | --> | C17 ex BANDON | Bandon [T101,T42] | BANDON |  | 51.7695 | -8.6589
MV/LV Substation KN***228 |  | 20 kV | _ | LV | 50 kVA :Pole Substation | 0.05 | --> | 0.05 | 0 | 0 | Constrained, otherwise capacity available =39 kVA | --> | 0.048 | 0 | 0.011 | 0.041 | 0 |  | --> | E39 ex KINSALE | Kinsale [T423] | TRABEG |  | 51.6943 | -8.4895
MV/LV Substation BA***228Z |  | 20 kV | _ | LV | 50 kVA :Pole Substation | 0.05 | --> | 0.05 | 0 | 0 | Constrained, otherwise capacity available =49 kVA | --> | 0.048 | 0 | 0 | 0.048 | 0 |  | --> | E39 ex KINSALE | Kinsale [T423] | TRABEG |  | 51.7174 | -8.4224
MV/LV Substation BA***229Z |  | 10 kV | _ | LV | 400 kVA :Kiosk Substation | 0.4 | --> | 0.4 | 0.349 | 8.66 |  | --> | 0.38 | 0 | 0.01 | 0.38 | 0 |  | --> | C17 ex BANDON | Bandon [T101,T42] | BANDON |  | 51.7687 | -8.6598
MV/LV Substation CO***234 |  | 10 kV | _ | LV | 50 kVA :Pole Substation | 0.05 | --> | 0.05 | 0 | 0 | Constrained, otherwise capacity available =35 kVA | --> | 0.048 | 0 | 0.006 | 0.045 | 0 |  | --> | E41 ex KINSALE | Kinsale [T423] | TRABEG |  | 51.7 | -8.5264
MV/LV Substation IN***238Z |  | 10 kV | _ | LV | 400 kVA :Kiosk Substation | 0.4 | --> | 0.4 | 0.324 | 8.66 |  | --> | 0.38 | 0 | 0.01 | 0.383 | 0 |  | --> | C13 ex BANDON | Bandon [T101,T42] | BANDON |  | 51.7528 | -8.7523
MV/LV Substation FR***244 |  | 10 kV | _ | LV | 50 kVA :Pole Substation | 0.05 | --> | 0.05 | 0.002 | 8.66 |  | --> | 0.048 | 0 | 0 | 0.054 | 0 |  | --> | C17 ex BANDON | Bandon [T101,T42] | BANDON |  | 51.7599 | -8.6486
MV/LV Substation CU***245 |  | 10 kV | _ | LV | 50 kVA :Pole Substation | 0.05 | --> | 0.05 | 0.02 | 8.66 |  | --> | 0.048 | 0 | 0 | 0.051 | 0 |  | --> | C13 ex BANDON | Bandon [T101,T42] | BANDON |  | 51.754 | -8.78
MV/LV Substation UP***250 |  | 10 kV | _ | LV | 100 kVA :Pole Substation | 0.1 | --> | 0.1 | 0.079 | 8.66 |  | --> | 0.095 | 0 | 0.018 | 0.084 | 0 |  | --> | C18 ex BANDON | Bandon [T101,T42] | BANDON |  | 51.7882 | -8.6712
MV/LV Substation CA***255Z |  | 10 kV | _ | LV | 50 kVA :Pole Substation | 0.05 | --> | 0.05 | 0 | 0 | Constrained, otherwise capacity available =46 kVA | --> | 0.048 | 0 | 0 | 0.048 | 0 |  | --> | E41 ex KINSALE | Kinsale [T423] | TRABEG |  | 51.7012 | -8.5379
MV/LV Substation AN***256Z |  | 20 kV | _ | LV | 50 kVA :Pole Substation | 0.05 | --> | 0.05 | 0 | 0 | Constrained, otherwise capacity available =36 kVA | --> | 0.048 | 0 | 0.011 | 0.041 | 0 |  | --> | E37 ex KINSALE | Kinsale [T423] | TRABEG |  | 51.7915 | -8.6029
MV/LV Substation BL***261Z |  | 10 kV | _ | LV | 400 kVA :Kiosk Substation | 0.4 | --> | 0.4 | 0 | 0 | Constrained, otherwise capacity available =276 kVA | --> | 0.38 | 0 | 0.024 | 0.379 | 0 |  | --> | C16 ex KINSALE | Kinsale [T41,T42] | BANDON |  | 51.7126 | -8.5323
MV/LV Substation BL***262Z |  | 10 kV | _ | LV | 400 kVA :Kiosk Substation | 0.4 | --> | 0.4 | 0 | 0 | Constrained, otherwise capacity available =371 kVA | --> | 0.38 | 0 | 0.013 | 0.374 | 0 |  | --> | C16 ex KINSALE | Kinsale [T41,T42] | BANDON |  | 51.7112 | -8.5298
MV/LV Substation CA***265 |  | 10 kV | _ | LV | 200 kVA :Building Structure | 0.2 | --> | 0.2 | 0 | 0 | Constrained, otherwise capacity available =127 kVA | --> | 0.19 | 0 | 0.006 | 0.195 | 0 |  | --> | C18 ex KINSALE | Kinsale [T41,T42] | BANDON |  | 51.6964 | -8.5141
MV/LV Substation MA***266 |  | 10 kV | _ | LV | 200 kVA :Pole Substation | 0.2 | --> | 0.2 | 0.048 | 8.66 |  | --> | 0.19 | 0 | 0 | 0.21 | 0 |  | --> | C17 ex BANDON | Bandon [T101,T42] | BANDON |  | 51.7645 | -8.6577
MV/LV Substation PR***269 |  | 10 kV | _ | LV | 200 kVA :Pole Substation | 0.2 | --> | 0.2 | 0.183 | 8.66 |  | --> | 0.19 | 0 | 0 | 0.192 | 0 |  | --> | C14 ex BANDON | Bandon [T101,T42] | BANDON |  | 51.7396 | -8.7331
MV/LV Substation SH***269Z |  | 10 kV | _ | LV | 50 kVA :Pole Substation | 0.05 | --> | 0.05 | 0.049 | 8.66 |  | --> | 0.048 | 0 | 0 | 0.048 | 0 |  | --> | C20 ex BANDON | Bandon [T101,T42] | BANDON |  | 51.7928 | -8.7892
MV/LV Substation WH***271Z |  | 10 kV | _ | LV | 50 kVA :Pole Substation | 0.05 | --> | 0.05 | 0 | 0 | Constrained, otherwise capacity available =46 kVA | --> | 0.048 | 0 | 0 | 0.048 | 0 |  | --> | C18 ex KINSALE | Kinsale [T41,T42] | BANDON |  | 51.6451 | -8.574
MV/LV Substation MA***273Z |  | 10 kV | _ | LV | 400 kVA :Kiosk Substation | 0.4 | --> | 0.4 | 0 | 0 | Constrained, otherwise capacity available =338 kVA | --> | 0.38 | 0 | 0.027 | 0.368 | 0 |  | --> | C15 ex KINSALE | Kinsale [T41,T42] | BANDON |  | 51.7132 | -8.5189
MV/LV Substation KN***274 |  | 20 kV | _ | LV | 100 kVA :Pole Substation | 0.1 | --> | 0.1 | 0 | 0 | Constrained, otherwise capacity available =62 kVA | --> | 0.095 | 0 | 0.011 | 0.092 | 0 |  | --> | E39 ex KINSALE | Kinsale [T423] | TRABEG |  | 51.7227 | -8.5178
MV/LV Substation SH***275 |  | 10 kV | _ | LV | 50 kVA :Pole Substation | 0.05 | --> | 0.05 | 0.04 | 8.66 |  | --> | 0.048 | 0 | 0 | 0.049 | 0 |  | --> | C20 ex BANDON | Bandon [T101,T42] | BANDON |  | 51.7485 | -8.7865
MV/LV Substation BA***279Z |  | 10 kV | _ | LV | 630 kVA :Building Structure | 0.63 | --> | 0.63 | 0.5 | 8.66 |  | --> | 0.598 | 0 | 0 | 0.5 | 0 |  | --> | C20 ex BANDON | Bandon [T101,T42] | BANDON |  | 51.7443 | -8.7984
MV/LV Substation CR***280 |  | 10 kV | _ | LV | 200 kVA :Pole Substation | 0.2 | --> | 0.2 | 0.135 | 8.66 |  | --> | 0.19 | 0 | 0.011 | 0.191 | 0 |  | --> | C18 ex BANDON | Bandon [T101,T42] | BANDON |  | 51.8015 | -8.6458
MV/LV Substation PA***281 |  | 20 kV | _ | LV | 100 kVA :Pole Substation | 0.1 | --> | 0.1 | 0 | 0 | Constrained, otherwise capacity available =96 kVA | --> | 0.095 | 0 | 0 | 0.096 | 0 |  | --> | E39 ex KINSALE | Kinsale [T423] | TRABEG |  | 51.7325 | -8.4985
MV/LV Substation GA***283 |  | 10 kV | _ | LV | 200 kVA :Pole Substation | 0.2 | --> | 0.2 | 0 | 0 | Constrained, otherwise capacity available =164 kVA | --> | 0.19 | 0 | 0.041 | 0 | 0 | Constrained, otherwise capacity available =164 kW | --> | C12 ex TIMOLEAGUE | Timoleague [T41] | BANDON |  | 51.7292 | -8.8086
MV/LV Substation TH***285Z |  | 10 kV | _ | LV | 630 kVA :Kiosk Substation | 0.63 | --> | 0.63 | 0.5 | 8.66 |  | --> | 0.598 | 0 | 0.006 | 0.5 | 0 |  | --> | C13 ex BANDON | Bandon [T101,T42] | BANDON |  | 51.7497 | -8.7479
MV/LV Substation DE***287Z |  | 10 kV | _ | LV | 630 kVA :Building Structure | 0.63 | --> | 0.63 | 0 | 0 | Constrained, otherwise capacity available =630 kVA | --> | 0.598 | 0 | 0 | 0.5 | 0 | Constrained, otherwise capacity available =598 kW | --> | C16 ex KINSALE | Kinsale [T41,T42] | BANDON |  | 51.7021 | -8.5201
MV/LV Substation BA***288 |  | 10 kV | _ | LV | 100 kVA :Pole Substation | 0.1 | --> | 0.1 | 0 | 0 | Constrained, otherwise capacity available =87 kVA | --> | 0.095 | 0 | 0 | 0.097 | 0 |  | --> | E41 ex KINSALE | Kinsale [T423] | TRABEG |  | 51.7126 | -8.5581
MV/LV Substation BA***292Z |  | 20 kV | _ | LV | 100 kVA :Pole Substation | 0.1 | --> | 0.1 | 0 | 0 | Constrained, otherwise capacity available =97 kVA | --> | 0.095 | 0 | 0 | 0.095 | 0 |  | --> | E37 ex KINSALE | Kinsale [T423] | TRABEG |  | 51.7323 | -8.5561
MV/LV Substation CL***296Z |  | 10 kV | _ | LV | 200 kVA :Pole Substation | 0.2 | --> | 0.2 | 0.181 | 8.66 |  | --> | 0.19 | 0 | 0 | 0.193 | 0 |  | --> | C14 ex BANDON | Bandon [T101,T42] | BANDON |  | 51.7408 | -8.7295
MV/LV Substation ET***299 |  | 10 kV | _ | LV | 200 kVA :Pole Substation | 0.2 | --> | 0.2 | 0 | 0 | Constrained, otherwise capacity available =200 kVA | --> | 0.19 | 0 | 0 | 0.19 | 0 |  | --> | E41 ex KINSALE | Kinsale [T423] | TRABEG |  | 51.7006 | -8.5379
MV/LV Substation KN***306Z |  | 10 kV | _ | LV | 50 kVA :Pole Substation | 0.05 | --> | 0.05 | 0 | 0 | Constrained, otherwise capacity available =36 kVA | --> | 0.048 | 0 | 0 | 0 | 0 | Constrained, otherwise capacity available =49 kW | --> | C12 ex TIMOLEAGUE | Timoleague [T41] | BANDON |  | 51.6916 | -8.7587
MV/LV Substation SK***312 |  | 10 kV | _ | LV | 50 kVA :Pole Substation | 0.05 | --> | 0.05 | 0 | 0 | Constrained, otherwise capacity available =34 kVA | --> | 0.048 | 0 | 0 | 0 | 0 | Constrained, otherwise capacity available =50 kW | --> | C12 ex TIMOLEAGUE | Timoleague [T41] | BANDON |  | 51.6908 | -8.7889
MV/LV Substation LI***316Z |  | 10 kV | _ | LV | 50 kVA :Pole Substation | 0.05 | --> | 0.05 | 0.046 | 8.66 |  | --> | 0.048 | 0 | 0.008 | 0.042 | 0 |  | --> | C20 ex BANDON | Bandon [T101,T42] | BANDON |  | 51.7933 | -8.7931
MV/LV Substation RO***317 |  | 10 kV | _ | LV | 100 kVA :Pole Substation | 0.1 | --> | 0.1 | 0.048 | 8.66 |  | --> | 0.095 | 0 | 0.014 | 0.092 | 0 |  | --> | C13 ex BANDON | Bandon [T101,T42] | BANDON |  | 51.733 | -8.7539
MV/LV Substation AR***321Z |  | 10 kV | _ | LV | 100 kVA :Pole Substation | 0.1 | --> | 0.1 | 0.1 | 8.66 |  | --> | 0.095 | 0 | 0 | 0.095 | 0 |  | --> | C18 ex BANDON | Bandon [T101,T42] | BANDON |  | 51.8126 | -8.6568
MV/LV Substation CL***326Z |  | 10 kV | _ | LV | 200 kVA :Pole Substation | 0.2 | --> | 0.2 | 0 | 0 | Constrained, otherwise capacity available =190 kVA | --> | 0.19 | 0 | 0 | 0.191 | 0 |  | --> | C18 ex KINSALE | Kinsale [T41,T42] | BANDON |  | 51.7041 | -8.6242
MV/LV Substation IN***327 |  | 10 kV | _ | LV | 50 kVA :Pole Substation | 0.05 | --> | 0.05 | 0.033 | 8.66 |  | --> | 0.048 | 0 | 0 | 0.05 | 0 |  | --> | C14 ex BANDON | Bandon [T101,T42] | BANDON |  | 51.7629 | -8.6689
MV/LV Substation KI***328Z |  | 10 kV | _ | LV | 400 kVA :Building Structure | 0.4 | --> | 0.4 | 0.356 | 8.66 |  | --> | 0.38 | 0 | 0 | 0.386 | 0 |  | --> | C11 ex BANDON | Bandon [T101,T42] | BANDON |  | 51.7588 | -8.7288
MV/LV Substation CO***329 |  | 10 kV | _ | LV | 50 kVA :Pole Substation | 0.05 | --> | 0.05 | 0.032 | 8.66 |  | --> | 0.048 | 0 | 0.01 | 0.042 | 0 |  | --> | C17 ex BANDON | Bandon [T101,T42] | BANDON |  | 51.7647 | -8.6485
MV/LV Substation DA***342 |  | 10 kV | _ | LV | 200 kVA :Building Structure | 0.2 | --> | 0.2 | 0.155 | 8.66 |  | --> | 0.19 | 0 | 0 | 0.196 | 0 |  | --> | C18 ex BANDON | Bandon [T101,T42] | BANDON |  | 51.7858 | -8.6644
MV/LV Substation AN***345 |  | 10 kV | _ | LV | 50 kVA :Pole Substation | 0.05 | --> | 0.05 | 0.034 | 8.66 |  | --> | 0.048 | 0 | 0 | 0.05 | 0 |  | --> | C18 ex BANDON | Bandon [T101,T42] | BANDON |  | 51.7936 | -8.6299
MV/LV Substation BA***348 |  | 10 kV | _ | LV | 50 kVA :Pole Substation | 0.05 | --> | 0.05 | 0.022 | 8.66 |  | --> | 0.048 | 0 | 0 | 0.051 | 0 |  | --> | C18 ex BANDON | Bandon [T101,T42] | BANDON |  | 51.8092 | -8.6672
MV/LV Substation UP***356 |  | 10 kV | _ | LV | 100 kVA :Pole Substation | 0.1 | --> | 0.1 | 0.069 | 8.66 |  | --> | 0.095 | 0 | 0 | 0.099 | 0 |  | --> | C18 ex BANDON | Bandon [T101,T42] | BANDON |  | 51.7969 | -8.6799
MV/LV Substation PA***357 |  | 10 kV | _ | LV | 100 kVA :Pole Substation | 0.1 | --> | 0.1 | 0.097 | 8.66 |  | --> | 0.095 | 0 | 0 | 0.095 | 0 |  | --> | C18 ex BANDON | Bandon [T101,T42] | BANDON |  | 51.7885 | -8.6794
MV/LV Substation GL***366 |  | 10 kV | _ | LV | 50 kVA :Pole Substation | 0.05 | --> | 0.05 | 0.046 | 8.66 |  | --> | 0.048 | 0 | 0 | 0.048 | 0 |  | --> | C18 ex BANDON | Bandon [T101,T42] | BANDON |  | 51.7908 | -8.6952
MV/LV Substation KN***369 |  | 20 kV | _ | LV | 50 kVA :Pole Substation | 0.05 | --> | 0.05 | 0 | 0 | Constrained, otherwise capacity available =34 kVA | --> | 0.048 | 0 | 0.011 | 0.042 | 0 |  | --> | E37 ex KINSALE | Kinsale [T423] | TRABEG |  | 51.7724 | -8.6285
MV/LV Substation RA***372 |  | 20 kV | _ | LV | 200 kVA :Pole Substation | 0.2 | --> | 0.2 | 0 | 0 | Constrained, otherwise capacity available =111 kVA | --> | 0.19 | 0 | 0.005 | 0.198 | 0 |  | --> | E37 ex KINSALE | Kinsale [T423] | TRABEG |  | 51.7641 | -8.6305
MV/LV Substation ME***393 |  | 20 kV | _ | LV | 50 kVA :Pole Substation | 0.05 | --> | 0.05 | 0 | 0 | Constrained, otherwise capacity available =32 kVA | --> | 0.048 | 0 | 0 | 0.05 | 0 |  | --> | E37 ex KINSALE | Kinsale [T423] | TRABEG |  | 51.7359 | -8.5546
MV/LV Substation BR***4006 |  | 20 kV | _ | LV | 200 kVA :Pole Substation | 0.2 | --> | 0.2 | 0 | 0 | Constrained, otherwise capacity available =159 kVA | --> | 0.19 | 0 | 0 | 0.196 | 0 |  | --> | E39 ex KINSALE | Kinsale [T423] | TRABEG |  | 51.7013 | -8.4997
MV/LV Substation CA***4023 |  | 10 kV | _ | LV | 200 kVA :Pole Substation | 0.2 | --> | 0.2 | 0 | 0 | Constrained, otherwise capacity available =94 kVA | --> | 0.19 | 0 | 0 | 0.204 | 0 |  | --> | E41 ex KINSALE | Kinsale [T423] | TRABEG |  | 51.7021 | -8.5371
MV/LV Substation BA***4025 |  | 10 kV | _ | LV | 50 kVA :Pole Substation | 0.05 | --> | 0.05 | 0.05 | 8.66 |  | --> | 0.048 | 0 | 0 | 0.048 | 0 |  | --> | C18 ex BANDON | Bandon [T101,T42] | BANDON |  | 51.7854 | -8.654
MV/LV Substation HE***4033 |  | 10 kV | _ | LV | 50 kVA :Pole Substation | 0.05 | --> | 0.05 | 0 | 0 | Constrained, otherwise capacity available =50 kVA | --> | 0.048 | 0 | 0 | 0 | 0 | Constrained, otherwise capacity available =48 kW | --> | C12 ex TIMOLEAGUE | Timoleague [T41] | BANDON |  | 51.6925 | -8.7764
MV/LV Substation BA***4046 |  | 10 kV | _ | LV | 400 kVA :Building Structure | 0.4 | --> | 0.4 | 0.397 | 8.66 |  | --> | 0.38 | 0 | 0.04 | 0.351 | 0 |  | --> | C20 ex BANDON | Bandon [T101,T42] | BANDON |  | 51.7439 | -8.7969
MV/LV Substation SH***4049 |  | 10 kV | _ | LV | 50 kVA :Pole Substation | 0.05 | --> | 0.05 | 0.046 | 8.66 |  | --> | 0.048 | 0 | 0.056 | 0.007 | 0 |  | --> | C20 ex BANDON | Bandon [T101,T42] | BANDON |  | 51.7509 | -8.7831
MV/LV Substation LI***4056 |  | 10 kV | _ | LV | 400 kVA :Kiosk Substation | 0.4 | --> | 0.4 | 0 | 0 | Constrained, otherwise capacity available =225 kVA | --> | 0.38 | 0 | 0.005 | 0.397 | 0 |  | --> | C15 ex KINSALE | Kinsale [T41,T42] | BANDON |  | 51.708 | -8.5171
MV/LV Substation ST***4069 |  | 10 kV | _ | LV | 630 kVA :Building Structure | 0.63 | --> | 0.63 | 0 | 0 | Constrained, otherwise capacity available =568 kVA | --> | 0.598 | 0 | 0 | 0.5 | 0 | Constrained, otherwise capacity available =607 kW | --> | C15 ex KINSALE | Kinsale [T41,T42] | BANDON |  | 51.7127 | -8.5154
MV/LV Substation KN***4071 |  | 20 kV | _ | LV | 50 kVA :Pole Substation | 0.05 | --> | 0.05 | 0 | 0 | Constrained, otherwise capacity available =37 kVA | --> | 0.048 | 0 | 0.021 | 0.034 | 0 |  | --> | E39 ex KINSALE | Kinsale [T423] | TRABEG |  | 51.7344 | -8.4481
MV/LV Substation GR***4081 |  | 10 kV | _ | LV | 200 kVA :Pole Substation | 0.2 | --> | 0.2 | 0.104 | 8.66 |  | --> | 0.19 | 0 | 0 | 0.203 | 0 |  | --> | C13 ex BANDON | Bandon [T101,T42] | BANDON |  | 51.7339 | -8.7499
MV/LV Substation BA***4094 |  | 10 kV | _ | LV | 50 kVA :Pole Substation | 0.05 | --> | 0.05 | 0 | 0 | Constrained, otherwise capacity available =46 kVA | --> | 0.048 | 0 | 0 | 0.048 | 0 |  | --> | E41 ex KINSALE | Kinsale [T423] | TRABEG |  | 51.7153 | -8.5518
MV/LV Substation HA***4100 |  | 20 kV | _ | LV | 100 kVA :Pole Substation | 0.1 | --> | 0.1 | 0 | 0 | Constrained, otherwise capacity available =91 kVA | --> | 0.095 | 0 | 0 | 0.096 | 0 |  | --> | E39 ex KINSALE | Kinsale [T423] | TRABEG |  | 51.7071 | -8.4736
MV/LV Substation SU***4115 |  | 10 kV | _ | LV | 630 kVA :Building Structure | 0.63 | --> | 0.63 | 0 | 0 | Constrained, otherwise capacity available =508 kVA | --> | 0.598 | 0 | 0 | 0.5 | 0 | Constrained, otherwise capacity available =615 kW | --> | C15 ex KINSALE | Kinsale [T41,T42] | BANDON |  | 51.7076 | -8.5217
MV/LV Substation CO***4119 |  | 10 kV | _ | LV | 400 kVA :Building Structure | 0.4 | --> | 0.4 | 0 | 0 | Constrained, otherwise capacity available =304 kVA | --> | 0.38 | 0 | 0 | 0.393 | 0 |  | --> | C16 ex KINSALE | Kinsale [T41,T42] | BANDON |  | 51.7048 | -8.5291
MV/LV Substation KI***414 |  | 10 kV | _ | LV | 50 kVA :Pole Substation | 0.05 | --> | 0.05 | 0.037 | 8.66 |  | --> | 0.048 | 0 | 0.005 | 0.046 | 0 |  | --> | C11 ex BANDON | Bandon [T101,T42] | BANDON |  | 51.7545 | -8.7333
MV/LV Substation HI***4147 |  | 10 kV | _ | LV | 100 kVA :Pole Substation | 0.1 | --> | 0.1 | 0 | 0 | Constrained, otherwise capacity available =83 kVA | --> | 0.095 | 0 | 0 | 0.097 | 0 |  | --> | C18 ex KINSALE | Kinsale [T41,T42] | BANDON |  | 51.6459 | -8.5884
MV/LV Substation AL***4152 |  | 10 kV | _ | LV | 400 kVA :Kiosk Substation | 0.4 | --> | 0.4 | 0.342 | 8.66 |  | --> | 0.38 | 0 | 0 | 0.388 | 0 |  | --> | C11 ex BANDON | Bandon [T101,T42] | BANDON |  | 51.746 | -8.7311
MV/LV Substation CO***4169 |  | 10 kV | _ | LV | 400 kVA :Kiosk Substation | 0.4 | --> | 0.4 | 0 | 0 | Constrained, otherwise capacity available =376 kVA | --> | 0.38 | 0 | 0 | 0.383 | 0 |  | --> | C16 ex KINSALE | Kinsale [T41,T42] | BANDON |  | 51.7038 | -8.5235
MV/LV Substation KN***416Y |  | 10 kV | _ | LV | 50 kVA :Pole Substation | 0.05 | --> | 0.05 | 0 | 0 | Constrained, otherwise capacity available =35 kVA | --> | 0.048 | 0 | 0 | 0.05 | 0 |  | --> | C18 ex KINSALE | Kinsale [T41,T42] | BANDON |  | 51.6879 | -8.5645
MV/LV Substation WW***4174 |  | 10 kV | _ | LV | 400 kVA :Building Structure | 0.4 | --> | 0.4 | 0.4 | 8.66 |  | --> | 0.38 | 0 | 0 | 0.38 | 0 |  | --> | C14 ex BANDON | Bandon [T101,T42] | BANDON |  | 51.7518 | -8.7184
MV/LV Substation LA***4185 |  | 10 kV | _ | LV | 50 kVA :Pole Substation | 0.05 | --> | 0.05 | 0.05 | 8.66 |  | --> | 0.048 | 0 | 0 | 0.048 | 0 |  | --> | C20 ex BANDON | Bandon [T101,T42] | BANDON |  | 51.7475 | -8.7948
MV/LV Substation CU***418Y |  | 20 kV | _ | LV | 100 kVA :Pole Substation | 0.1 | --> | 0.1 | 0 | 0 | Constrained, otherwise capacity available =80 kVA | --> | 0.095 | 0 | 0.005 | 0.094 | 0 |  | --> | E37 ex KINSALE | Kinsale [T423] | TRABEG |  | 51.8042 | -8.6349
MV/LV Substation MO***4199 |  | 10 kV | _ | LV | 50 kVA :Pole Substation | 0.05 | --> | 0.05 | 0 | 0 | Constrained, otherwise capacity available =50 kVA | --> | 0.048 | 0 | 0 | 0 | 0 | Constrained, otherwise capacity available =48 kW | --> | C12 ex TIMOLEAGUE | Timoleague [T41] | BANDON |  | 51.7107 | -8.8068
MV/LV Substation DR***419X |  | 10 kV | _ | LV | 100 kVA :Pole Substation | 0.1 | --> | 0.1 | 0.091 | 8.66 |  | --> | 0.095 | 0 | 0 | 0.096 | 0 |  | --> | C17 ex BANDON | Bandon [T101,T42] | BANDON |  | 51.7562 | -8.6479
MV/LV Substation RA***4207 |  | 10 kV | _ | LV | 400 kVA :Kiosk Substation | 0.4 | --> | 0.4 | 0 | 0 | Constrained, otherwise capacity available =342 kVA | --> | 0.38 | 0 | 0.006 | 0.384 | 0 |  | --> | E41 ex KINSALE | Kinsale [T423] | TRABEG |  | 51.7052 | -8.5335
MV/LV Substation IN***4208 |  | 10 kV | _ | LV | 400 kVA :Kiosk Substation | 0.4 | --> | 0.4 | 0.363 | 8.66 |  | --> | 0.38 | 0 | 0 | 0.385 | 0 |  | --> | C13 ex BANDON | Bandon [T101,T42] | BANDON |  | 51.7521 | -8.7541
MV/LV Substation KI***4209 |  | 10 kV | _ | LV | 50 kVA :Pole Substation | 0.05 | --> | 0.05 | 0.045 | 8.66 |  | --> | 0.048 | 0 | 0 | 0.048 | 0 |  | --> | C20 ex BANDON | Bandon [T101,T42] | BANDON |  | 51.7371 | -8.7849
MV/LV Substation OL***4225 |  | 10 kV | _ | LV | 630 kVA :Kiosk Substation | 0.63 | --> | 0.63 | 0.5 | 8.66 |  | --> | 0.598 | 0 | 0 | 0.5 | 0 |  | --> | C11 ex BANDON | Bandon [T101,T42] | BANDON |  | 51.744 | -8.7392
MV/LV Substation GA***4236 |  | 10 kV | _ | LV | 200 kVA :Pole Substation | 0.2 | --> | 0.2 | 0 | 0 | Constrained, otherwise capacity available =195 kVA | --> | 0.19 | 0 | 0.016 | 0.179 | 0 |  | --> | C18 ex KINSALE | Kinsale [T41,T42] | BANDON |  | 51.6443 | -8.5692
MV/LV Substation IN***4238 |  | 10 kV | _ | LV | 200 kVA :Pole Substation | 0.2 | --> | 0.2 | 0.191 | 8.66 |  | --> | 0.19 | 0 | 0 | 0.191 | 0 |  | --> | C17 ex BANDON | Bandon [T101,T42] | BANDON |  | 51.7632 | -8.6573
MV/LV Substation MA***4241 |  | 10 kV | _ | LV | 50 kVA :Pole Substation | 0.05 | --> | 0.05 | 0.05 | 8.66 |  | --> | 0.048 | 0 | 0 | 0.048 | 0 |  | --> | C20 ex BANDON | Bandon [T101,T42] | BANDON |  | 51.7413 | -8.8571
MV/LV Substation BU***4244 |  | 10 kV | _ | LV | 50 kVA :Pole Substation | 0.05 | --> | 0.05 | 0.038 | 8.66 |  | --> | 0.048 | 0 | 0 | 0.049 | 0 |  | --> | C20 ex BANDON | Bandon [T101,T42] | BANDON |  | 51.7728 | -8.7879
MV/LV Substation SE***4250 |  | 10 kV | _ | LV | 100 kVA :Pole Substation | 0.1 | --> | 0.1 | 0 | 0 | Constrained, otherwise capacity available =81 kVA | --> | 0.095 | 0 | 0.011 | 0 | 0 | Constrained, otherwise capacity available =89 kW | --> | C13 ex TIMOLEAGUE | Timoleague [T41] | BANDON |  | 51.6604 | -8.707
MV/LV Substation SP***4253 |  | 10 kV | _ | LV | 400 kVA :Kiosk Substation | 0.4 | --> | 0.4 | 0 | 0 | Constrained, otherwise capacity available =375 kVA | --> | 0.38 | 0 | 0 | 0.383 | 0 |  | --> | E41 ex KINSALE | Kinsale [T423] | TRABEG |  | 51.7035 | -8.5346
MV/LV Substation AB***4256 |  | 10 kV | _ | LV | 630 kVA :Kiosk Substation | 0.63 | --> | 0.63 | 0 | 0 | Constrained, otherwise capacity available =526 kVA | --> | 0.598 | 0 | 0.009 | 0.5 | 0 | Constrained, otherwise capacity available =606 kW | --> | C16 ex KINSALE | Kinsale [T41,T42] | BANDON |  | 51.7114 | -8.5348
MV/LV Substation HA***427 |  | 10 kV | _ | LV | 100 kVA :Pole Substation | 0.1 | --> | 0.1 | 0.074 | 8.66 |  | --> | 0.095 | 0 | 0 | 0.099 | 0 |  | --> | C13 ex BANDON | Bandon [T101,T42] | BANDON |  | 51.7396 | -8.7526
MV/LV Substation MA***4270 |  | 10 kV | _ | LV | 50 kVA :Pole Substation | 0.05 | --> | 0.05 | 0 | 0 | Constrained, otherwise capacity available =50 kVA | --> | 0.048 | 0 | 0 | 0 | 0 | Constrained, otherwise capacity available =48 kW | --> | C12 ex TIMOLEAGUE | Timoleague [T41] | BANDON |  | 51.7021 | -8.8153
MV/LV Substation OL***4279 |  | 10 kV | _ | LV | 630 kVA :Kiosk Substation | 0.63 | --> | 0.63 | 0.5 | 8.66 |  | --> | 0.598 | 0 | 0 | 0.5 | 0 |  | --> | C11 ex BANDON | Bandon [T101,T42] | BANDON |  | 51.7514 | -8.739
MV/LV Substation RA***4315 |  | 10 kV | _ | LV | 400 kVA :Kiosk Substation | 0.4 | --> | 0.4 | 0 | 0 | Constrained, otherwise capacity available =400 kVA | --> | 0.38 | 0 | 0 | 0.38 | 0 |  | --> | C15 ex KINSALE | Kinsale [T41,T42] | BANDON |  | 51.7121 | -8.5226
MV/LV Substation AB***432Y |  | 10 kV | _ | LV | 400 kVA :Kiosk Substation | 0.4 | --> | 0.4 | 0 | 0 | Constrained, otherwise capacity available =338 kVA | --> | 0.38 | 0 | 0.011 | 0.38 | 0 |  | --> | C16 ex KINSALE | Kinsale [T41,T42] | BANDON |  | 51.7069 | -8.5287
MV/LV Substation BL***4332 |  | 10 kV | _ | LV | 100 kVA :Pole Substation | 0.1 | --> | 0.1 | 0 | 0 | Constrained, otherwise capacity available =100 kVA | --> | 0.095 | 0 | 0 | 0.095 | 0 |  | --> | E41 ex KINSALE | Kinsale [T423] | TRABEG |  | 51.7004 | -8.539
MV/LV Substation BL***4338 |  | 10 kV | _ | LV | 630 kVA :Kiosk Substation | 0.63 | --> | 0.63 | 0.5 | 8.66 |  | --> | 0.598 | 0 | 0.01 | 0.5 | 0 |  | --> | C14 ex BANDON | Bandon [T101,T42] | BANDON |  | 51.7507 | -8.7336
MV/LV Substation TI***4339 |  | 10 kV | _ | LV | 50 kVA :Pole Substation | 0.05 | --> | 0.05 | 0 | 0 | Constrained, otherwise capacity available =49 kVA | --> | 0.048 | 0 | 0 | 0.048 | 0 |  | --> | C18 ex KINSALE | Kinsale [T41,T42] | BANDON |  | 51.715 | -8.5801
MV/LV Substation CU***4349 |  | 10 kV | _ | LV | 400 kVA :Kiosk Substation | 0.4 | --> | 0.4 | 0.378 | 8.66 |  | --> | 0.38 | 0 | 0 | 0.383 | 0 |  | --> | C13 ex BANDON | Bandon [T101,T42] | BANDON |  | 51.7486 | -8.7568
MV/LV Substation CU***4350 |  | 10 kV | _ | LV | 400 kVA :Kiosk Substation | 0.4 | --> | 0.4 | 0.4 | 8.66 |  | --> | 0.38 | 0 | 0 | 0.38 | 0 |  | --> | C13 ex BANDON | Bandon [T101,T42] | BANDON |  | 51.7477 | -8.7574
MV/LV Substation KN***4357 |  | 20 kV | _ | LV | 50 kVA :Pole Substation | 0.05 | --> | 0.05 | 0 | 0 | Constrained, otherwise capacity available =48 kVA | --> | 0.048 | 0 | 0 | 0.048 | 0 |  | --> | E37 ex KINSALE | Kinsale [T423] | TRABEG |  | 51.7749 | -8.6288
MV/LV Substation AR***4373 |  | 10 kV | _ | LV | 50 kVA :Pole Substation | 0.05 | --> | 0.05 | 0.05 | 8.66 |  | --> | 0.048 | 0 | 0 | 0.048 | 0 |  | --> | C14 ex BANDON | Bandon [T101,T42] | BANDON |  | 51.7627 | -8.6789
MV/LV Substation BA***4382 |  | 10 kV | _ | LV | 400 kVA :Kiosk Substation | 0.4 | --> | 0.4 | 0 | 0 | Constrained, otherwise capacity available =400 kVA | --> | 0.38 | 0 | 0 | 0.38 | 0 |  | --> | C18 ex KINSALE | Kinsale [T41,T42] | BANDON |  | 51.6645 | -8.5965
MV/LV Substation CA***4385 |  | 10 kV | _ | LV | 400 kVA :Kiosk Substation | 0.4 | --> | 0.4 | 0.4 | 8.66 |  | --> | 0.38 | 0 | 0 | 0.38 | 0 |  | --> | C17 ex BANDON | Bandon [T101,T42] | BANDON |  | 51.768 | -8.6641
MV/LV Substation RA***4386 |  | 10 kV | _ | LV | 100 kVA :Pole Substation | 0.1 | --> | 0.1 | 0 | 0 | Constrained, otherwise capacity available =100 kVA | --> | 0.095 | 0 | 0 | 0.095 | 0 |  | --> | C18 ex KINSALE | Kinsale [T41,T42] | BANDON |  | 51.7151 | -8.6585
MV/LV Substation CU***438Y |  | 10 kV | _ | LV | 50 kVA :Pole Substation | 0.05 | --> | 0.05 | 0.047 | 8.66 |  | --> | 0.048 | 0 | 0 | 0.048 | 0 |  | --> | C13 ex BANDON | Bandon [T101,T42] | BANDON |  | 51.7584 | -8.7677
MV/LV Substation CL***4395 |  | 20 kV | _ | LV | 50 kVA :Pole Substation | 0.05 | --> | 0.05 | 0 | 0 | Constrained, otherwise capacity available =50 kVA | --> | 0.048 | 0 | 0 | 0.048 | 0 |  | --> | E39 ex KINSALE | Kinsale [T423] | TRABEG |  | 51.6923 | -8.4781
MV/LV Substation MO***441Y |  | 10 kV | _ | LV | 400 kVA :Kiosk Substation | 0.4 | --> | 0.4 | 0 | 0 | Constrained, otherwise capacity available =381 kVA | --> | 0.38 | 0 | 0.016 | 0.371 | 0 |  | --> | C16 ex KINSALE | Kinsale [T41,T42] | BANDON |  | 51.7026 | -8.5259
MV/LV Substation TH***449 |  | 10 kV | _ | LV | 50 kVA :Pole Substation | 0.05 | --> | 0.05 | 0.044 | 8.66 |  | --> | 0.048 | 0 | 0 | 0.048 | 0 |  | --> | C13 ex BANDON | Bandon [T101,T42] | BANDON |  | 51.7486 | -8.76
MV/LV Substation CO***454Y |  | 10 kV | _ | LV | 50 kVA :Pole Substation | 0.05 | --> | 0.05 | 0.042 | 8.66 |  | --> | 0.048 | 0 | 0.012 | 0.04 | 0 |  | --> | C14 ex BANDON | Bandon [T101,T42] | BANDON |  | 51.7611 | -8.672
MV/LV Substation LA***455 |  | 10 kV | _ | LV | 400 kVA :Kiosk Substation | 0.4 | --> | 0.4 | 0.382 | 8.66 |  | --> | 0.38 | 0 | 0.011 | 0.374 | 0 |  | --> | C20 ex BANDON | Bandon [T101,T42] | BANDON |  | 51.759 | -8.7904
MV/LV Substation CA***465X |  | 10 kV | _ | LV | 50 kVA :Pole Substation | 0.05 | --> | 0.05 | 0 | 0 | Constrained, otherwise capacity available =49 kVA | --> | 0.048 | 0 | 0 | 0.048 | 0 |  | --> | C18 ex KINSALE | Kinsale [T41,T42] | BANDON |  | 51.6702 | -8.5852
MV/LV Substation GU***470 |  | 10 kV | _ | LV | 50 kVA :Pole Substation | 0.05 | --> | 0.05 | 0.046 | 8.66 |  | --> | 0.048 | 0 | 0.006 | 0.044 | 0 |  | --> | C20 ex BANDON | Bandon [T101,T42] | BANDON |  | 51.7388 | -8.781
MV/LV Substation BA***481X |  | 10 kV | _ | LV | 200 kVA :Kiosk Substation | 0.2 | --> | 0.2 | 0 | 0 | Constrained, otherwise capacity available =97 kVA | --> | 0.19 | 0 | 0.023 | 0.186 | 0 |  | --> | C16 ex KINSALE | Kinsale [T41,T42] | BANDON |  | 51.7044 | -8.528
MV/LV Substation KI***482X |  | 10 kV | _ | LV | 400 kVA :Kiosk Substation | 0.4 | --> | 0.4 | 0 | 0 | Constrained, otherwise capacity available =310 kVA | --> | 0.38 | 0 | 0.02 | 0.377 | 0 |  | --> | C15 ex KINSALE | Kinsale [T41,T42] | BANDON |  | 51.7064 | -8.521
MV/LV Substation NA***484 |  | 10 kV | _ | LV | 100 kVA :Pole Substation | 0.1 | --> | 0.1 | 0.09 | 8.66 |  | --> | 0.095 | 0 | 0.02 | 0.082 | 0 |  | --> | C13 ex BANDON | Bandon [T101,T42] | BANDON |  | 51.7267 | -8.7682
MV/LV Substation BA***488Y |  | 10 kV | _ | LV | 200 kVA :Pole Substation | 0.2 | --> | 0.2 | 0 | 0 | Constrained, otherwise capacity available =161 kVA | --> | 0.19 | 0 | 0.005 | 0.192 | 0 |  | --> | C15 ex KINSALE | Kinsale [T41,T42] | BANDON |  | 51.7117 | -8.5205
MV/LV Substation KI***494 |  | 10 kV | _ | LV | 30 kVA :Pole Substation | 0.03 | --> | 0.03 | 0.022 | 8.66 |  | --> | 0.028 | 0 | 0 | 0.03 | 0 |  | --> | C20 ex BANDON | Bandon [T101,T42] | BANDON |  | 51.7476 | -8.8335
MV/LV Substation GA***499Y |  | 20 kV | _ | LV | 50 kVA :Pole Substation | 0.05 | --> | 0.05 | 0 | 0 | Constrained, otherwise capacity available =42 kVA | --> | 0.048 | 0 | 0 | 0.049 | 0 |  | --> | E39 ex KINSALE | Kinsale [T423] | TRABEG |  | 51.7068 | -8.4871
MV/LV Substation CL***503X |  | 10 kV | _ | LV | 200 kVA :Pole Substation | 0.2 | --> | 0.2 | 0.119 | 8.66 |  | --> | 0.19 | 0 | 0.021 | 0.185 | 0 |  | --> | C14 ex BANDON | Bandon [T101,T42] | BANDON |  | 51.7379 | -8.7398
MV/LV Substation CA***514X |  | 10 kV | _ | LV | 50 kVA :Pole Substation | 0.05 | --> | 0.05 | 0 | 0 | Constrained, otherwise capacity available =43 kVA | --> | 0.048 | 0 | 0 | 0 | 0 | Constrained, otherwise capacity available =48 kW | --> | C13 ex TIMOLEAGUE | Timoleague [T41] | BANDON |  | 51.6573 | -8.6671
MV/LV Substation SU***514Y |  | 20 kV | _ | LV | 200 kVA :Pole Substation | 0.2 | --> | 0.2 | 0 | 0 | Constrained, otherwise capacity available =136 kVA | --> | 0.19 | 0 | 0.021 | 0.183 | 0 |  | --> | E39 ex KINSALE | Kinsale [T423] | TRABEG |  | 51.7026 | -8.5012
MV/LV Substation DE***515Y |  | 20 kV | _ | LV | 50 kVA :Pole Substation | 0.05 | --> | 0.05 | 0 | 0 | Constrained, otherwise capacity available =46 kVA | --> | 0.048 | 0 | 0 | 0.048 | 0 |  | --> | E37 ex KINSALE | Kinsale [T423] | TRABEG |  | 51.7485 | -8.5882
MV/LV Substation IV***516Y |  | 10 kV | _ | LV | 50 kVA :Pole Substation | 0.05 | --> | 0.05 | 0 | 0 | Constrained, otherwise capacity available =39 kVA | --> | 0.048 | 0 | 0 | 0 | 0 | Constrained, otherwise capacity available =49 kW | --> | C13 ex TIMOLEAGUE | Timoleague [T41] | BANDON |  | 51.6729 | -8.6814
MV/LV Substation WY***524X |  | 10 kV | _ | LV | 100 kVA :Pole Substation | 0.1 | --> | 0.1 | 0 | 0 | Constrained, otherwise capacity available =74 kVA | --> | 0.095 | 0 | 0.011 | 0 | 0 | Constrained, otherwise capacity available =90 kW | --> | C13 ex TIMOLEAGUE | Timoleague [T41] | BANDON |  | 51.6763 | -8.6833
MV/LV Substation VI***524Y |  | 10 kV | _ | LV | 200 kVA :Kiosk Substation | 0.2 | --> | 0.2 | 0 | 0 | Constrained, otherwise capacity available =174 kVA | --> | 0.19 | 0 | 0.007 | 0.188 | 0 |  | --> | E41 ex KINSALE | Kinsale [T423] | TRABEG |  | 51.6979 | -8.5201
MV/LV Substation PA***526 |  | 20 kV | _ | LV | 50 kVA :Pole Substation | 0.05 | --> | 0.05 | 0 | 0 | Constrained, otherwise capacity available =48 kVA | --> | 0.048 | 0 | 0 | 0.048 | 0 |  | --> | E39 ex KINSALE | Kinsale [T423] | TRABEG |  | 51.7306 | -8.4967
MV/LV Substation SH***527X |  | 10 kV | _ | LV | 50 kVA :Pole Substation | 0.05 | --> | 0.05 | 0 | 0 | Constrained, otherwise capacity available =44 kVA | --> | 0.048 | 0 | 0 | 0 | 0 | Constrained, otherwise capacity available =48 kW | --> | C13 ex TIMOLEAGUE | Timoleague [T41] | BANDON |  | 51.6787 | -8.7054
MV/LV Substation LA***531Y |  | 10 kV | _ | LV | 400 kVA :Kiosk Substation | 0.4 | --> | 0.4 | 0.323 | 8.66 |  | --> | 0.38 | 0 | 0.072 | 0.337 | 0 |  | --> | C17 ex BANDON | Bandon [T101,T42] | BANDON |  | 51.7677 | -8.6605
MV/LV Substation KN***550Y |  | 10 kV | _ | LV | 50 kVA :Pole Substation | 0.05 | --> | 0.05 | 0 | 0 | Constrained, otherwise capacity available =48 kVA | --> | 0.048 | 0 | 0 | 0.048 | 0 |  | --> | C18 ex KINSALE | Kinsale [T41,T42] | BANDON |  | 51.6868 | -8.5708
MV/LV Substation RI***557X |  | 20 kV | _ | LV | 50 kVA :Pole Substation | 0.05 | --> | 0.05 | 0 | 0 | Constrained, otherwise capacity available =24 kVA | --> | 0.048 | 0 | 0.026 | 0.032 | 0 |  | --> | E37 ex KINSALE | Kinsale [T423] | TRABEG |  | 51.7995 | -8.5778
MV/LV Substation CO***557Y |  | 20 kV | _ | LV | 50 kVA :Pole Substation | 0.05 | --> | 0.05 | 0 | 0 | Constrained, otherwise capacity available =45 kVA | --> | 0.048 | 0 | 0 | 0.048 | 0 |  | --> | E37 ex KINSALE | Kinsale [T423] | TRABEG |  | 51.8028 | -8.6209
MV/LV Substation LI***561 |  | 10 kV | _ | LV | 100 kVA :Pole Substation | 0.1 | --> | 0.1 | 0.081 | 8.66 |  | --> | 0.095 | 0 | 0.056 | 0.056 | 0 |  | --> | C17 ex BANDON | Bandon [T101,T42] | BANDON |  | 51.7773 | -8.7247
MV/LV Substation KN***564Y |  | 10 kV | _ | LV | 100 kVA :Pole Substation | 0.1 | --> | 0.1 | 0 | 0 | Constrained, otherwise capacity available =98 kVA | --> | 0.095 | 0 | 0.006 | 0.091 | 0 |  | --> | C15 ex KINSALE | Kinsale [T41,T42] | BANDON |  | 51.7106 | -8.5154
MV/LV Substation MO***566Y |  | 10 kV | _ | LV | 50 kVA :Pole Substation | 0.05 | --> | 0.05 | 0.041 | 8.66 |  | --> | 0.048 | 0 | 0 | 0.049 | 0 |  | --> | C20 ex BANDON | Bandon [T101,T42] | BANDON |  | 51.7887 | -8.7936
MV/LV Substation ME***567Y |  | 10 kV | _ | LV | 100 kVA :Pole Substation | 0.1 | --> | 0.1 | 0 | 0 | Constrained, otherwise capacity available =87 kVA | --> | 0.095 | 0 | 0.006 | 0.092 | 0 |  | --> | C15 ex KINSALE | Kinsale [T41,T42] | BANDON |  | 51.7081 | -8.52
MV/LV Substation DA***568X |  | 10 kV | _ | LV | 50 kVA :Pole Substation | 0.05 | --> | 0.05 | 0.05 | 8.66 |  | --> | 0.048 | 0 | 0 | 0.048 | 0 |  | --> | C18 ex BANDON | Bandon [T101,T42] | BANDON |  | 51.7871 | -8.6617
MV/LV Substation WO***568Y |  | 10 kV | _ | LV | 400 kVA :Kiosk Substation | 0.4 | --> | 0.4 | 0.371 | 8.66 |  | --> | 0.38 | 0 | 0 | 0.384 | 0 |  | --> | C14 ex BANDON | Bandon [T101,T42] | BANDON |  | 51.7435 | -8.7336
MV/LV Substation BA***569Y |  | 10 kV | _ | LV | 400 kVA :Kiosk Substation | 0.4 | --> | 0.4 | 0.352 | 8.66 |  | --> | 0.38 | 0 | 0.019 | 0.372 | 0 |  | --> | C14 ex BANDON | Bandon [T101,T42] | BANDON |  | 51.7409 | -8.7331
MV/LV Substation LI***573X |  | 10 kV | _ | LV | 50 kVA :Pole Substation | 0.05 | --> | 0.05 | 0.017 | 8.66 |  | --> | 0.048 | 0 | 0 | 0.052 | 0 |  | --> | C18 ex BANDON | Bandon [T101,T42] | BANDON |  | 51.7963 | -8.6728
MV/LV Substation NE***574 |  | 20 kV | _ | LV | 100 kVA :Pole Substation | 0.1 | --> | 0.1 | 0 | 0 | Constrained, otherwise capacity available =98 kVA | --> | 0.095 | 0 | 0 | 0.095 | 0 |  | --> | E39 ex KINSALE | Kinsale [T423] | TRABEG |  | 51.7094 | -8.4494
MV/LV Substation AR***578 |  | 20 kV | _ | LV | 200 kVA :Pole Substation | 0.2 | --> | 0.2 | 0 | 0 | Constrained, otherwise capacity available =148 kVA | --> | 0.19 | 0 | 0.035 | 0.171 | 0 |  | --> | E39 ex KINSALE | Kinsale [T423] | TRABEG |  | 51.7047 | -8.5025
MV/LV Substation BO***578X |  | 10 kV | _ | LV | 50 kVA :Pole Substation | 0.05 | --> | 0.05 | 0.03 | 8.66 |  | --> | 0.048 | 0 | 0.005 | 0.046 | 0 |  | --> | C17 ex BANDON | Bandon [T101,T42] | BANDON |  | 51.7682 | -8.6508
MV/LV Substation FA***579X |  | 10 kV | _ | LV | 100 kVA :Pole Substation | 0.1 | --> | 0.1 | 0.069 | 8.66 |  | --> | 0.095 | 0 | 0.015 | 0.088 | 0 |  | --> | C17 ex BANDON | Bandon [T101,T42] | BANDON |  | 51.7705 | -8.6551
MV/LV Substation CO***585 |  | 10 kV | _ | LV | 100 kVA :Pole Substation | 0.1 | --> | 0.1 | 0 | 0 | Constrained, otherwise capacity available =86 kVA | --> | 0.095 | 0 | 0 | 0 | 0 | Constrained, otherwise capacity available =97 kW | --> | C13 ex TIMOLEAGUE | Timoleague [T41] | BANDON |  | 51.6479 | -8.6626
MV/LV Substation DR***585X |  | 10 kV | _ | LV | 50 kVA :Pole Substation | 0.05 | --> | 0.05 | 0.049 | 8.66 |  | --> | 0.048 | 0 | 0 | 0.048 | 0 |  | --> | C17 ex BANDON | Bandon [T101,T42] | BANDON |  | 51.7604 | -8.6633
MV/LV Substation CO***591Y |  | 10 kV | _ | LV | 400 kVA :Kiosk Substation | 0.4 | --> | 0.4 | 0.31 | 8.66 |  | --> | 0.38 | 0 | 0.01 | 0.385 | 0 |  | --> | C13 ex BANDON | Bandon [T101,T42] | BANDON |  | 51.7481 | -8.7506
MV/LV Substation CL***597 |  | 10 kV | _ | LV | 50 kVA :Pole Substation | 0.05 | --> | 0.05 | 0.027 | 8.66 |  | --> | 0.048 | 0 | 0.015 | 0.039 | 0 |  | --> | C14 ex BANDON | Bandon [T101,T42] | BANDON |  | 51.7443 | -8.7204
MV/LV Substation KI***599 |  | 10 kV | _ | LV | 50 kVA :Pole Substation | 0.05 | --> | 0.05 | 0.047 | 8.66 |  | --> | 0.048 | 0 | 0.002 | 0.046 | 0 |  | --> | C17 ex BANDON | Bandon [T101,T42] | BANDON |  | 51.7424 | -8.6309
MV/LV Substation DO***601X |  | 10 kV | _ | LV | 400 kVA :Kiosk Substation | 0.4 | --> | 0.4 | 0.324 | 8.66 |  | --> | 0.38 | 0 | 0.037 | 0.363 | 0 |  | --> | C13 ex BANDON | Bandon [T101,T42] | BANDON |  | 51.7419 | -8.745
MV/LV Substation AT***602X |  | 10 kV | _ | LV | 630 kVA :Kiosk Substation | 0.63 | --> | 0.63 | 0.5 | 8.66 |  | --> | 0.598 | 0 | 0 | 0.5 | 0 |  | --> | C14 ex BANDON | Bandon [T101,T42] | BANDON |  | 51.7498 | -8.7198
MV/LV Substation BA***603 |  | 20 kV | _ | LV | 50 kVA :Pole Substation | 0.05 | --> | 0.05 | 0 | 0 | Constrained, otherwise capacity available =42 kVA | --> | 0.048 | 0 | 0 | 0.049 | 0 |  | --> | E37 ex KINSALE | Kinsale [T423] | TRABEG |  | 51.8081 | -8.56
MV/LV Substation ST***603X |  | 10 kV | _ | LV | 200 kVA :Pole Substation | 0.2 | --> | 0.2 | 0.148 | 8.66 |  | --> | 0.19 | 0 | 0.051 | 0.159 | 0 |  | --> | C14 ex BANDON | Bandon [T101,T42] | BANDON |  | 51.7512 | -8.7178
MV/LV Substation IN***606Y |  | 10 kV | _ | LV | 200 kVA :Pole Substation | 0.2 | --> | 0.2 | 0.149 | 8.66 |  | --> | 0.19 | 0 | 0.005 | 0.193 | 0 |  | --> | C17 ex BANDON | Bandon [T101,T42] | BANDON |  | 51.7641 | -8.656
MV/LV Substation OL***607Y |  | 10 kV | _ | LV | 200 kVA :Kiosk Substation | 0.2 | --> | 0.2 | 0.179 | 8.66 |  | --> | 0.19 | 0 | 0 | 0.193 | 0 |  | --> | C13 ex BANDON | Bandon [T101,T42] | BANDON |  | 51.7335 | -8.7568
MV/LV Substation KI***611Y |  | 20 kV | _ | LV | 50 kVA :Pole Substation | 0.05 | --> | 0.05 | 0 | 0 | Constrained, otherwise capacity available =44 kVA | --> | 0.048 | 0 | 0 | 0.048 | 0 |  | --> | E39 ex KINSALE | Kinsale [T423] | TRABEG |  | 51.7071 | -8.4937
MV/LV Substation BU***613 |  | 10 kV | _ | LV | 100 kVA :Pole Substation | 0.1 | --> | 0.1 | 0 | 0 | Constrained, otherwise capacity available =62 kVA | --> | 0.095 | 0 | 0 | 0.1 | 0 |  | --> | C18 ex KINSALE | Kinsale [T41,T42] | BANDON |  | 51.6409 | -8.5519
MV/LV Substation BA***619X |  | 10 kV | _ | LV | 100 kVA :Pole Substation | 0.1 | --> | 0.1 | 0.074 | 8.66 |  | --> | 0.095 | 0 | 0.009 | 0.092 | 0 |  | --> | C20 ex BANDON | Bandon [T101,T42] | BANDON |  | 51.7387 | -8.7757
MV/LV Substation EI***621 |  | 10 kV | _ | LV | 50 kVA :Pole Substation | 0.05 | --> | 0.05 | 0 | 0 | Constrained, otherwise capacity available =15 kVA | --> | 0.048 | 0 | 0 | 0 | 0 | Constrained, otherwise capacity available =52 kW | --> | C12 ex TIMOLEAGUE | Timoleague [T41] | BANDON |  | 51.7069 | -8.8134
MV/LV Substation RE***621X |  | 10 kV | _ | LV | 200 kVA :Pole Substation | 0.2 | --> | 0.2 | 0.195 | 8.66 |  | --> | 0.19 | 0 | 0 | 0.191 | 0 |  | --> | C13 ex BANDON | Bandon [T101,T42] | BANDON |  | 51.7314 | -8.7659
MV/LV Substation BO***623 |  | 10 kV | _ | LV | 200 kVA :Kiosk Substation | 0.2 | --> | 0.2 | 0.156 | 8.66 |  | --> | 0.19 | 0 | 0.055 | 0.155 | 0 |  | --> | C17 ex BANDON | Bandon [T101,T42] | BANDON |  | 51.7683 | -8.6545
MV/LV Substation BA***626X |  | 10 kV | _ | LV | 200 kVA :Pole Substation | 0.2 | --> | 0.2 | 0.119 | 8.66 |  | --> | 0.19 | 0 | 0 | 0.201 | 0 |  | --> | C20 ex BANDON | Bandon [T101,T42] | BANDON |  | 51.7425 | -8.8098
MV/LV Substation CA***627X |  | 10 kV | _ | LV | 100 kVA :Pole Substation | 0.1 | --> | 0.1 | 0.075 | 8.66 |  | --> | 0.095 | 0 | 0 | 0.098 | 0 |  | --> | C20 ex BANDON | Bandon [T101,T42] | BANDON |  | 51.749 | -8.8106
MV/LV Substation MA***627Y |  | 10 kV | _ | LV | 630 kVA :Kiosk Substation | 0.63 | --> | 0.63 | 0.449 | 8.66 |  | --> | 0.598 | 0 | 0.009 | 0.5 | 0 |  | --> | C11 ex BANDON | Bandon [T101,T42] | BANDON |  | 51.7443 | -8.7374
MV/LV Substation LA***640Y |  | 10 kV | _ | LV | 200 kVA :Kiosk Substation | 0.2 | --> | 0.2 | 0.096 | 8.66 |  | --> | 0.19 | 0 | 0 | 0.204 | 0 |  | --> | C20 ex BANDON | Bandon [T101,T42] | BANDON |  | 51.7446 | -8.7971
MV/LV Substation GA***641Y |  | 10 kV | _ | LV | 50 kVA :Pole Substation | 0.05 | --> | 0.05 | 0 | 0 | Constrained, otherwise capacity available =47 kVA | --> | 0.048 | 0 | 0.005 | 0 | 0 | Constrained, otherwise capacity available =44 kW | --> | C13 ex TIMOLEAGUE | Timoleague [T41] | BANDON |  | 51.6621 | -8.6597
MV/LV Substation RI***644Y |  | 20 kV | _ | LV | 400 kVA :Kiosk Substation | 0.4 | --> | 0.4 | 0 | 0 | Constrained, otherwise capacity available =325 kVA | --> | 0.38 | 0 | 0.035 | 0.364 | 0 |  | --> | E39 ex KINSALE | Kinsale [T423] | TRABEG |  | 51.7058 | -8.5025
MV/LV Substation CL***645X |  | 10 kV | _ | LV | 50 kVA :Pole Substation | 0.05 | --> | 0.05 | 0.045 | 8.66 |  | --> | 0.048 | 0 | 0 | 0.048 | 0 |  | --> | C18 ex BANDON | Bandon [T101,T42] | BANDON |  | 51.7914 | -8.6872
MV/LV Substation FA***647Y |  | 10 kV | _ | LV | 400 kVA :Kiosk Substation | 0.4 | --> | 0.4 | 0 | 0 | Constrained, otherwise capacity available =278 kVA | --> | 0.38 | 0 | 0 | 0.396 | 0 |  | --> | C15 ex KINSALE | Kinsale [T41,T42] | BANDON |  | 51.7129 | -8.5175
MV/LV Substation SH***661X |  | 10 kV | _ | LV | 100 kVA :Pole Substation | 0.1 | --> | 0.1 | 0.071 | 8.66 |  | --> | 0.095 | 0 | 0 | 0.099 | 0 |  | --> | C20 ex BANDON | Bandon [T101,T42] | BANDON |  | 51.7918 | -8.7762
MV/LV Substation GO***662Y |  | 20 kV | _ | LV | 50 kVA :Pole Substation | 0.05 | --> | 0.05 | 0 | 0 | Constrained, otherwise capacity available =33 kVA | --> | 0.048 | 0 | 0.02 | 0.035 | 0 |  | --> | E37 ex KINSALE | Kinsale [T423] | TRABEG |  | 51.7356 | -8.5439
MV/LV Substation SH***663X |  | 10 kV | _ | LV | 50 kVA :Pole Substation | 0.05 | --> | 0.05 | 0.045 | 8.66 |  | --> | 0.048 | 0 | 0 | 0.048 | 0 |  | --> | C20 ex BANDON | Bandon [T101,T42] | BANDON |  | 51.7943 | -8.7873
MV/LV Substation KI***665X |  | 10 kV | _ | LV | 100 kVA :Pole Substation | 0.1 | --> | 0.1 | 0.1 | 8.66 |  | --> | 0.095 | 0 | 0 | 0.095 | 0 |  | --> | C20 ex BANDON | Bandon [T101,T42] | BANDON |  | 51.797 | -8.7929
MV/LV Substation SE***668Y |  | 10 kV | _ | LV | 630 kVA :Kiosk Substation | 0.63 | --> | 0.63 | 0 | 0 | Constrained, otherwise capacity available =361 kVA | --> | 0.598 | 0 | 0.01 | 0.5 | 0 | Constrained, otherwise capacity available =627 kW | --> | C16 ex KINSALE | Kinsale [T41,T42] | BANDON |  | 51.7042 | -8.5217
MV/LV Substation KI***669 |  | 10 kV | _ | LV | 50 kVA :Pole Substation | 0.05 | --> | 0.05 | 0.049 | 8.66 |  | --> | 0.048 | 0 | 0 | 0.048 | 0 |  | --> | C20 ex BANDON | Bandon [T101,T42] | BANDON |  | 51.798 | -8.7946
MV/LV Substation SK***670X |  | 10 kV | _ | LV | 200 kVA :Pole Substation | 0.2 | --> | 0.2 | 0.152 | 8.66 |  | --> | 0.19 | 0 | 0 | 0.196 | 0 |  | --> | C17 ex BANDON | Bandon [T101,T42] | BANDON |  | 51.7728 | -8.6655
MV/LV Substation CU***670Y |  | 10 kV | _ | LV | 50 kVA :Pole Substation | 0.05 | --> | 0.05 | 0.05 | 8.66 |  | --> | 0.048 | 0 | 0 | 0.048 | 0 |  | --> | C20 ex BANDON | Bandon [T101,T42] | BANDON |  | 51.7388 | -8.8097
MV/LV Substation SK***671X |  | 10 kV | _ | LV | 400 kVA :Building Structure | 0.4 | --> | 0.4 | 0.4 | 8.66 |  | --> | 0.38 | 0 | 0 | 0.38 | 0 |  | --> | C17 ex BANDON | Bandon [T101,T42] | BANDON |  | 51.769 | -8.6752
MV/LV Substation TU***676Y |  | 10 kV | _ | LV | 50 kVA :Pole Substation | 0.05 | --> | 0.05 | 0.046 | 8.66 |  | --> | 0.048 | 0 | 0.006 | 0.044 | 0 |  | --> | C17 ex BANDON | Bandon [T101,T42] | BANDON |  | 51.7586 | -8.646
MV/LV Substation KI***681X |  | 10 kV | _ | LV | 50 kVA :Pole Substation | 0.05 | --> | 0.05 | 0.042 | 8.66 |  | --> | 0.048 | 0 | 0 | 0.049 | 0 |  | --> | C17 ex BANDON | Bandon [T101,T42] | BANDON |  | 51.7364 | -8.6481
MV/LV Substation AB***682X |  | 10 kV | _ | LV | 200 kVA :Kiosk Substation | 0.2 | --> | 0.2 | 0 | 0 | Constrained, otherwise capacity available =133 kVA | --> | 0.19 | 0 | 0.057 | 0.157 | 0 |  | --> | C16 ex KINSALE | Kinsale [T41,T42] | BANDON |  | 51.7075 | -8.5332
MV/LV Substation LY***685Y |  | 20 kV | _ | LV | 400 kVA :Kiosk Substation | 0.4 | --> | 0.4 | 0 | 0 | Constrained, otherwise capacity available =284 kVA | --> | 0.38 | 0 | 0.033 | 0.371 | 0 |  | --> | E39 ex KINSALE | Kinsale [T423] | TRABEG |  | 51.7388 | -8.4858
MV/LV Substation CA***692X |  | 10 kV | _ | LV | 200 kVA :Pole Substation | 0.2 | --> | 0.2 | 0 | 0 | Constrained, otherwise capacity available =173 kVA | --> | 0.19 | 0 | 0 | 0.194 | 0 |  | --> | C18 ex KINSALE | Kinsale [T41,T42] | BANDON |  | 51.6536 | -8.5951
MV/LV Substation BR***696X |  | 10 kV | _ | LV | 50 kVA :Pole Substation | 0.05 | --> | 0.05 | 0.05 | 8.66 |  | --> | 0.048 | 0 | 0 | 0.048 | 0 |  | --> | C18 ex BANDON | Bandon [T101,T42] | BANDON |  | 51.7832 | -8.7024
MV/LV Substation KN***697X |  | 10 kV | _ | LV | 50 kVA :Pole Substation | 0.05 | --> | 0.05 | 0 | 0 | Constrained, otherwise capacity available =46 kVA | --> | 0.048 | 0 | 0 | 0 | 0 | Constrained, otherwise capacity available =48 kW | --> | C12 ex TIMOLEAGUE | Timoleague [T41] | BANDON |  | 51.7298 | -8.787
MV/LV Substation GL***698Y |  | 10 kV | _ | LV | 200 kVA :Kiosk Substation | 0.2 | --> | 0.2 | 0.14 | 8.66 |  | --> | 0.19 | 0 | 0.004 | 0.195 | 0 |  | --> | C14 ex BANDON | Bandon [T101,T42] | BANDON |  | 51.7437 | -8.7328
MV/LV Substation LA***702X |  | 10 kV | _ | LV | 100 kVA :Pole Substation | 0.1 | --> | 0.1 | 0.08 | 8.66 |  | --> | 0.095 | 0 | 0 | 0.098 | 0 |  | --> | C17 ex BANDON | Bandon [T101,T42] | BANDON |  | 51.7788 | -8.7091
MV/LV Substation KI***703X |  | 10 kV | _ | LV | 100 kVA :Pole Substation | 0.1 | --> | 0.1 | 0 | 0 | Constrained, otherwise capacity available =64 kVA | --> | 0.095 | 0 | 0 | 0 | 0 | Constrained, otherwise capacity available =100 kW | --> | C13 ex TIMOLEAGUE | Timoleague [T41] | BANDON |  | 51.6779 | -8.6694
MV/LV Substation DU***705Y |  | 20 kV | _ | LV | 100 kVA :Pole Substation | 0.1 | --> | 0.1 | 0 | 0 | Constrained, otherwise capacity available =57 kVA | --> | 0.095 | 0 | 0.007 | 0.096 | 0 |  | --> | E37 ex KINSALE | Kinsale [T423] | TRABEG |  | 51.7276 | -8.5921
MV/LV Substation CL***707Y |  | 10 kV | _ | LV | 630 kVA :Kiosk Substation | 0.63 | --> | 0.63 | 0.5 | 8.66 |  | --> | 0.598 | 0 | 0.033 | 0.5 | 0 |  | --> | C14 ex BANDON | Bandon [T101,T42] | BANDON |  | 51.742 | -8.7299
MV/LV Substation ID***708X |  | 10 kV | _ | LV | 100 kVA :Pole Substation | 0.1 | --> | 0.1 | 0.086 | 8.66 |  | --> | 0.095 | 0 | 0 | 0.097 | 0 |  | --> | C14 ex BANDON | Bandon [T101,T42] | BANDON |  | 51.7479 | -8.7169
MV/LV Substation HA***708Y |  | 20 kV | _ | LV | 200 kVA :Kiosk Substation | 0.2 | --> | 0.2 | 0 | 0 | Constrained, otherwise capacity available =185 kVA | --> | 0.19 | 0 | 0 | 0.192 | 0 |  | --> | E39 ex KINSALE | Kinsale [T423] | TRABEG |  | 51.7021 | -8.4983
MV/LV Substation BA***710X |  | 20 kV | _ | LV | 50 kVA :Pole Substation | 0.05 | --> | 0.05 | 0 | 0 | Constrained, otherwise capacity available =42 kVA | --> | 0.048 | 0 | 0.029 | 0.027 | 0 |  | --> | E37 ex KINSALE | Kinsale [T423] | TRABEG |  | 51.7637 | -8.6044
MV/LV Substation MI***715Y |  | 10 kV | _ | LV | 400 kVA :Kiosk Substation | 0.4 | --> | 0.4 | 0.364 | 8.66 |  | --> | 0.38 | 0 | 0 | 0.385 | 0 |  | --> | C20 ex BANDON | Bandon [T101,T42] | BANDON |  | 51.7445 | -8.7987
MV/LV Substation TH***723Y |  | 10 kV | _ | LV | 200 kVA :Kiosk Substation | 0.2 | --> | 0.2 | 0.173 | 8.66 |  | --> | 0.19 | 0 | 0.025 | 0.175 | 0 |  | --> | C11 ex BANDON | Bandon [T101,T42] | BANDON |  | 51.7541 | -8.7333
MV/LV Substation P+***724X |  | 10 kV | _ | LV | 400 kVA :Building Structure | 0.4 | --> | 0.4 | 0.327 | 8.66 |  | --> | 0.38 | 0 | 0 | 0.39 | 0 |  | --> | C11 ex BANDON | Bandon [T101,T42] | BANDON |  | 51.7455 | -8.7334
MV/LV Substation ME***727X |  | 10 kV | _ | LV | 100 kVA :Pole Substation | 0.1 | --> | 0.1 | 0 | 0 | Constrained, otherwise capacity available =89 kVA | --> | 0.095 | 0 | 0 | 0.097 | 0 |  | --> | C15 ex KINSALE | Kinsale [T41,T42] | BANDON |  | 51.7122 | -8.5143
MV/LV Substation P+***728X |  | 10 kV | _ | LV | 400 kVA :Kiosk Substation | 0.4 | --> | 0.4 | 0.342 | 8.66 |  | --> | 0.38 | 0 | 0.016 | 0.376 | 0 |  | --> | C13 ex BANDON | Bandon [T101,T42] | BANDON |  | 51.735 | -8.7594
MV/LV Substation WE***731X |  | 20 kV | _ | LV | 100 kVA :Pole Substation | 0.1 | --> | 0.1 | 0 | 0 | Constrained, otherwise capacity available =31 kVA | --> | 0.095 | 0 | 0 | 0.104 | 0 |  | --> | E37 ex KINSALE | Kinsale [T423] | TRABEG |  | 51.7804 | -8.637
MV/LV Substation MO***732X |  | 10 kV | _ | LV | 50 kVA :Pole Substation | 0.05 | --> | 0.05 | 0 | 0 | Constrained, otherwise capacity available =43 kVA | --> | 0.048 | 0 | 0.006 | 0.044 | 0 |  | --> | C15 ex KINSALE | Kinsale [T41,T42] | BANDON |  | 51.7128 | -8.5163
MV/LV Substation RA***736X |  | 20 kV | _ | LV | 100 kVA :Pole Substation | 0.1 | --> | 0.1 | 0 | 0 | Constrained, otherwise capacity available =95 kVA | --> | 0.095 | 0 | 0 | 0.096 | 0 |  | --> | E37 ex KINSALE | Kinsale [T423] | TRABEG |  | 51.7655 | -8.6444
MV/LV Substation MO***737X |  | 10 kV | _ | LV | 50 kVA :Pole Substation | 0.05 | --> | 0.05 | 0.037 | 8.66 |  | --> | 0.048 | 0 | 0.028 | 0.028 | 0 |  | --> | C17 ex BANDON | Bandon [T101,T42] | BANDON |  | 51.7246 | -8.6345
MV/LV Substation CL***737Y |  | 10 kV | _ | LV | 200 kVA :Pole Substation | 0.2 | --> | 0.2 | 0.142 | 8.66 |  | --> | 0.19 | 0 | 0 | 0.198 | 0 |  | --> | C14 ex BANDON | Bandon [T101,T42] | BANDON |  | 51.745 | -8.7223
MV/LV Substation RI***739X |  | 20 kV | _ | LV | 50 kVA :Pole Substation | 0.05 | --> | 0.05 | 0 | 0 | Constrained, otherwise capacity available =45 kVA | --> | 0.048 | 0 | 0 | 0.048 | 0 |  | --> | E37 ex KINSALE | Kinsale [T423] | TRABEG |  | 51.7957 | -8.5848
MV/LV Substation BA***755Y |  | 10 kV | _ | LV | 200 kVA :Kiosk Substation | 0.2 | --> | 0.2 | 0.181 | 8.66 |  | --> | 0.19 | 0 | 0.004 | 0.19 | 0 |  | --> | C13 ex BANDON | Bandon [T101,T42] | BANDON |  | 51.7423 | -8.7549
MV/LV Substation CO***756 |  | 20 kV | _ | LV | 50 kVA :Pole Substation | 0.05 | --> | 0.05 | 0 | 0 | Constrained, otherwise capacity available =42 kVA | --> | 0.048 | 0 | 0 | 0.049 | 0 |  | --> | E37 ex KINSALE | Kinsale [T423] | TRABEG |  | 51.7827 | -8.6187
MV/LV Substation OA***756Y |  | 10 kV | _ | LV | 200 kVA :Kiosk Substation | 0.2 | --> | 0.2 | 0.145 | 8.66 |  | --> | 0.19 | 0 | 0.005 | 0.194 | 0 |  | --> | C13 ex BANDON | Bandon [T101,T42] | BANDON |  | 51.7407 | -8.7513
MV/LV Substation CL***761Y |  | 10 kV | _ | LV | 400 kVA :Kiosk Substation | 0.4 | --> | 0.4 | 0.305 | 8.66 |  | --> | 0.38 | 0 | 0 | 0.393 | 0 |  | --> | C14 ex BANDON | Bandon [T101,T42] | BANDON |  | 51.7412 | -8.7284
MV/LV Substation AI***763Y |  | 10 kV | _ | LV | 100 kVA :Pole Substation | 0.1 | --> | 0.1 | 0.084 | 8.66 |  | --> | 0.095 | 0 | 0 | 0.097 | 0 |  | --> | C11 ex BANDON | Bandon [T101,T42] | BANDON |  | 51.7553 | -8.7309
MV/LV Substation PA***764X |  | 10 kV | _ | LV | 200 kVA :Kiosk Substation | 0.2 | --> | 0.2 | 0 | 0 | Constrained, otherwise capacity available =54 kVA | --> | 0.19 | 0 | 0.049 | 0.173 | 0 |  | --> | C16 ex KINSALE | Kinsale [T41,T42] | BANDON |  | 51.7077 | -8.527
MV/LV Substation BA***764Y |  | 10 kV | _ | LV | 50 kVA :Pole Substation | 0.05 | --> | 0.05 | 0.034 | 8.66 |  | --> | 0.048 | 0 | 0 | 0.05 | 0 |  | --> | C11 ex BANDON | Bandon [T101,T42] | BANDON |  | 51.7561 | -8.7308
MV/LV Substation HA***765X |  | 20 kV | _ | LV | 200 kVA :Pole Substation | 0.2 | --> | 0.2 | 0 | 0 | Constrained, otherwise capacity available =168 kVA | --> | 0.19 | 0 | 0.015 | 0.183 | 0 |  | --> | E39 ex KINSALE | Kinsale [T423] | TRABEG |  | 51.701 | -8.496
MV/LV Substation DA***766 |  | 20 kV | _ | LV | 50 kVA :Pole Substation | 0.05 | --> | 0.05 | 0 | 0 | Constrained, otherwise capacity available =28 kVA | --> | 0.048 | 0 | 0.012 | 0.042 | 0 |  | --> | E37 ex KINSALE | Kinsale [T423] | TRABEG |  | 51.7919 | -8.5825
MV/LV Substation ET***771Y |  | 10 kV | _ | LV | 400 kVA :Kiosk Substation | 0.4 | --> | 0.4 | 0 | 0 | Constrained, otherwise capacity available =362 kVA | --> | 0.38 | 0 | 0.01 | 0.378 | 0 |  | --> | C15 ex KINSALE | Kinsale [T41,T42] | BANDON |  | 51.71 | -8.5151
MV/LV Substation MC***773Y |  | 10 kV | _ | LV | 400 kVA :Kiosk Substation | 0.4 | --> | 0.4 | 0.358 | 8.66 |  | --> | 0.38 | 0 | 0 | 0.386 | 0 |  | --> | C12 ex BANDON | Bandon [T101,T42] | BANDON |  | 51.7452 | -8.739
MV/LV Substation KI***774 |  | 20 kV | _ | LV | 50 kVA :Pole Substation | 0.05 | --> | 0.05 | 0 | 0 | Constrained, otherwise capacity available =29 kVA | --> | 0.048 | 0 | 0 | 0.05 | 0 |  | --> | E37 ex KINSALE | Kinsale [T423] | TRABEG |  | 51.8036 | -8.6271
MV/LV Substation GU***775Y |  | 10 kV | _ | LV | 630 kVA :Kiosk Substation | 0.63 | --> | 0.63 | 0 | 0 | Constrained, otherwise capacity available =453 kVA | --> | 0.598 | 0 | 0 | 0.5 | 0 | Constrained, otherwise capacity available =622 kW | --> | C16 ex KINSALE | Kinsale [T41,T42] | BANDON |  | 51.707 | -8.5259
MV/LV Substation HA***781 |  | 20 kV | _ | LV | 200 kVA :Kiosk Substation | 0.2 | --> | 0.2 | 0 | 0 | Constrained, otherwise capacity available =146 kVA | --> | 0.19 | 0 | 0 | 0.197 | 0 |  | --> | E37 ex KINSALE | Kinsale [T423] | TRABEG |  | 51.8049 | -8.5682
MV/LV Substation MI***781Y |  | 10 kV | _ | LV | 50 kVA :Pole Substation | 0.05 | --> | 0.05 | 0.041 | 8.66 |  | --> | 0.048 | 0 | 0 | 0.049 | 0 |  | --> | C13 ex BANDON | Bandon [T101,T42] | BANDON |  | 51.771 | -8.7486
MV/LV Substation BA***786X |  | 20 kV | _ | LV | 50 kVA :Pole Substation | 0.05 | --> | 0.05 | 0 | 0 | Constrained, otherwise capacity available =47 kVA | --> | 0.048 | 0 | 0 | 0.048 | 0 |  | --> | E37 ex KINSALE | Kinsale [T423] | TRABEG |  | 51.7453 | -8.572
MV/LV Substation AL***788X |  | 10 kV | _ | LV | 400 kVA :Building Structure | 0.4 | --> | 0.4 | 0.399 | 8.66 |  | --> | 0.38 | 0 | 0 | 0.38 | 0 |  | --> | C20 ex BANDON | Bandon [T101,T42] | BANDON |  | 51.7445 | -8.796
MV/LV Substation RA***789Y |  | 10 kV | _ | LV | 50 kVA :Pole Substation | 0.05 | --> | 0.05 | 0 | 0 | Constrained, otherwise capacity available =49 kVA | --> | 0.048 | 0 | 0.007 | 0.042 | 0 |  | --> | C15 ex KINSALE | Kinsale [T41,T42] | BANDON |  | 51.7115 | -8.516
MV/LV Substation CA***799X |  | 10 kV | _ | LV | 50 kVA :Pole Substation | 0.05 | --> | 0.05 | 0.04 | 8.66 |  | --> | 0.048 | 0 | 0.005 | 0.045 | 0 |  | --> | C13 ex BANDON | Bandon [T101,T42] | BANDON |  | 51.747 | -8.7602
MV/LV Substation RA***800Y |  | 10 kV | _ | LV | 50 kVA :Pole Substation | 0.05 | --> | 0.05 | 0 | 0 | Constrained, otherwise capacity available =49 kVA | --> | 0.048 | 0 | 0 | 0.048 | 0 |  | --> | C18 ex KINSALE | Kinsale [T41,T42] | BANDON |  | 51.7175 | -8.6432
MV/LV Substation OL***815X |  | 10 kV | _ | LV | 50 kVA :Pole Substation | 0.05 | --> | 0.05 | 0.041 | 8.66 |  | --> | 0.048 | 0 | 0.017 | 0.036 | 0 |  | --> | C13 ex BANDON | Bandon [T101,T42] | BANDON |  | 51.733 | -8.7638
MV/LV Substation CA***822X |  | 10 kV | _ | LV | 50 kVA :Pole Substation | 0.05 | --> | 0.05 | 0.048 | 8.66 |  | --> | 0.048 | 0 | 0.005 | 0.044 | 0 |  | --> | C14 ex BANDON | Bandon [T101,T42] | BANDON |  | 51.7514 | -8.6999
MV/LV Substation ST***825Y |  | 10 kV | _ | LV | 400 kVA :Kiosk Substation | 0.4 | --> | 0.4 | 0 | 0 | Constrained, otherwise capacity available =352 kVA | --> | 0.38 | 0 | 0.023 | 0.37 | 0 |  | --> | C15 ex KINSALE | Kinsale [T41,T42] | BANDON |  | 51.7108 | -8.5273
MV/LV Substation WO***827Y |  | 10 kV | _ | LV | 200 kVA :Kiosk Substation | 0.2 | --> | 0.2 | 0.173 | 8.66 |  | --> | 0.19 | 0 | 0.021 | 0.178 | 0 |  | --> | C13 ex BANDON | Bandon [T101,T42] | BANDON |  | 51.7326 | -8.7583
MV/LV Substation PU***832X |  | 20 kV | _ | LV | 200 kVA :Building Structure | 0.2 | --> | 0.2 | 0 | 0 | Constrained, otherwise capacity available =122 kVA | --> | 0.19 | 0 | 0.043 | 0.168 | 0 |  | --> | E39 ex KINSALE | Kinsale [T423] | TRABEG |  | 51.7359 | -8.4873
MV/LV Substation AR***842X |  | 10 kV | _ | LV | 200 kVA :Pole Substation | 0.2 | --> | 0.2 | 0.16 | 8.66 |  | --> | 0.19 | 0 | 0.009 | 0.189 | 0 |  | --> | C14 ex BANDON | Bandon [T101,T42] | BANDON |  | 51.7494 | -8.7275
MV/LV Substation CL***842Y |  | 10 kV | _ | LV | 400 kVA :Building Structure | 0.4 | --> | 0.4 | 0.4 | 8.66 |  | --> | 0.38 | 0 | 0 | 0.38 | 0 |  | --> | C20 ex BANDON | Bandon [T101,T42] | BANDON |  | 51.7442 | -8.7954
MV/LV Substation KI***846 |  | 10 kV | _ | LV | 100 kVA :Pole Substation | 0.1 | --> | 0.1 | 0 | 0 | Constrained, otherwise capacity available =80 kVA | --> | 0.095 | 0 | 0.011 | 0 | 0 | Constrained, otherwise capacity available =90 kW | --> | C13 ex TIMOLEAGUE | Timoleague [T41] | BANDON |  | 51.674 | -8.6938
MV/LV Substation KI***847 |  | 10 kV | _ | LV | 200 kVA :Pole Substation | 0.2 | --> | 0.2 | 0 | 0 | Constrained, otherwise capacity available =116 kVA | --> | 0.19 | 0 | 0.005 | 0 | 0 | Constrained, otherwise capacity available =198 kW | --> | C13 ex TIMOLEAGUE | Timoleague [T41] | BANDON |  | 51.6736 | -8.69
MV/LV Substation LI***852X |  | 10 kV | _ | LV | 100 kVA :Pole Substation | 0.1 | --> | 0.1 | 0.097 | 8.66 |  | --> | 0.095 | 0 | 0 | 0.096 | 0 |  | --> | C18 ex BANDON | Bandon [T101,T42] | BANDON |  | 51.8052 | -8.6467
MV/LV Substation GO***853X |  | 20 kV | _ | LV | 50 kVA :Pole Substation | 0.05 | --> | 0.05 | 0 | 0 | Constrained, otherwise capacity available =46 kVA | --> | 0.048 | 0 | 0 | 0.048 | 0 |  | --> | E37 ex KINSALE | Kinsale [T423] | TRABEG |  | 51.8033 | -8.6052
MV/LV Substation EL***853Y |  | 10 kV | _ | LV | 200 kVA :Kiosk Substation | 0.2 | --> | 0.2 | 0 | 0 | Constrained, otherwise capacity available =117 kVA | --> | 0.19 | 0 | 0.06 | 0.157 | 0 |  | --> | E41 ex KINSALE | Kinsale [T423] | TRABEG |  | 51.7008 | -8.5311
MV/LV Substation TH***864Y |  | 10 kV | _ | LV | 400 kVA :Kiosk Substation | 0.4 | --> | 0.4 | 0 | 0 | Constrained, otherwise capacity available =376 kVA | --> | 0.38 | 0 | 0.005 | 0.38 | 0 |  | --> | C15 ex KINSALE | Kinsale [T41,T42] | BANDON |  | 51.7076 | -8.5218
MV/LV Substation AR***870 |  | 10 kV | _ | LV | 50 kVA :Pole Substation | 0.05 | --> | 0.05 | 0 | 0 | Constrained, otherwise capacity available =43 kVA | --> | 0.048 | 0 | 0.011 | 0 | 0 | Constrained, otherwise capacity available =40 kW | --> | C13 ex TIMOLEAGUE | Timoleague [T41] | BANDON |  | 51.6725 | -8.6503
MV/LV Substation DA***878 |  | 10 kV | _ | LV | 50 kVA :Pole Substation | 0.05 | --> | 0.05 | 0 | 0 | Constrained, otherwise capacity available =38 kVA | --> | 0.048 | 0 | 0 | 0 | 0 | Constrained, otherwise capacity available =49 kW | --> | C12 ex TIMOLEAGUE | Timoleague [T41] | BANDON |  | 51.6929 | -8.7789
MV/LV Substation DE***882X |  | 10 kV | _ | LV | 400 kVA :Kiosk Substation | 0.4 | --> | 0.4 | 0.277 | 8.66 |  | --> | 0.38 | 0 | 0.035 | 0.37 | 0 |  | --> | C13 ex BANDON | Bandon [T101,T42] | BANDON |  | 51.7403 | -8.7541
MV/LV Substation KN***886X |  | 10 kV | _ | LV | 50 kVA :Pole Substation | 0.05 | --> | 0.05 | 0 | 0 | Constrained, otherwise capacity available =41 kVA | --> | 0.048 | 0 | 0 | 0.049 | 0 |  | --> | C15 ex KINSALE | Kinsale [T41,T42] | BANDON |  | 51.71 | -8.5139
MV/LV Substation FA***888 |  | 10 kV | _ | LV | 50 kVA :Pole Substation | 0.05 | --> | 0.05 | 0.03 | 8.66 |  | --> | 0.048 | 0 | 0 | 0.05 | 0 |  | --> | C17 ex BANDON | Bandon [T101,T42] | BANDON |  | 51.7474 | -8.6597
MV/LV Substation SA***893X |  | 10 kV | _ | LV | 50 kVA :Pole Substation | 0.05 | --> | 0.05 | 0 | 0 | Constrained, otherwise capacity available =48 kVA | --> | 0.048 | 0 | 0 | 0 | 0 | Constrained, otherwise capacity available =48 kW | --> | C13 ex TIMOLEAGUE | Timoleague [T41] | BANDON |  | 51.6756 | -8.6874
MV/LV Substation KI***894X |  | 10 kV | _ | LV | 400 kVA :Building Structure | 0.4 | --> | 0.4 | 0.397 | 8.66 |  | --> | 0.38 | 0 | 0 | 0.38 | 0 |  | --> | C18 ex BANDON | Bandon [T101,T42] | BANDON |  | 51.7851 | -8.7107
MV/LV Substation MC***898X |  | 10 kV | _ | LV | 200 kVA :Pole Substation | 0.2 | --> | 0.2 | 0 | 0 | Constrained, otherwise capacity available =132 kVA | --> | 0.19 | 0 | 0 | 0.199 | 0 |  | --> | C18 ex KINSALE | Kinsale [T41,T42] | BANDON |  | 51.7118 | -8.6518
MV/LV Substation WO***898Y |  | 10 kV | _ | LV | 50 kVA :Pole Substation | 0.05 | --> | 0.05 | 0 | 0 | Constrained, otherwise capacity available =49 kVA | --> | 0.048 | 0 | 0 | 0 | 0 | Constrained, otherwise capacity available =48 kW | --> | C12 ex TIMOLEAGUE | Timoleague [T41] | BANDON |  | 51.722 | -8.7902
MV/LV Substation KN***902 |  | 10 kV | _ | LV | 100 kVA :Pole Substation | 0.1 | --> | 0.1 | 0.055 | 8.66 |  | --> | 0.095 | 0 | 0.011 | 0.093 | 0 |  | --> | C17 ex BANDON | Bandon [T101,T42] | BANDON |  | 51.7359 | -8.6728
MV/LV Substation SP***908 |  | 10 kV | _ | LV | 50 kVA :Pole Substation | 0.05 | --> | 0.05 | 0.04 | 8.66 |  | --> | 0.048 | 0 | 0.005 | 0.045 | 0 |  | --> | C14 ex BANDON | Bandon [T101,T42] | BANDON |  | 51.7263 | -8.699
MV/LV Substation LA***908X |  | 10 kV | _ | LV | 100 kVA :Pole Substation | 0.1 | --> | 0.1 | 0 | 0 | Constrained, otherwise capacity available =62 kVA | --> | 0.095 | 0 | 0.016 | 0.088 | 0 |  | --> | C18 ex KINSALE | Kinsale [T41,T42] | BANDON |  | 51.6458 | -8.5866
MV/LV Substation KN***909Y |  | 20 kV | _ | LV | 50 kVA :Pole Substation | 0.05 | --> | 0.05 | 0 | 0 | Constrained, otherwise capacity available =44 kVA | --> | 0.048 | 0 | 0 | 0.048 | 0 |  | --> | E39 ex KINSALE | Kinsale [T423] | TRABEG |  | 51.725 | -8.5273
MV/LV Substation KI***915 |  | 10 kV | _ | LV | 200 kVA :Pole Substation | 0.2 | --> | 0.2 | 0.162 | 8.66 |  | --> | 0.19 | 0 | 0 | 0.195 | 0 |  | --> | C17 ex BANDON | Bandon [T101,T42] | BANDON |  | 51.7316 | -8.6347
MV/LV Substation RI***920Y |  | 10 kV | _ | LV | 630 kVA :Building Structure | 0.63 | --> | 0.63 | 0.5 | 8.66 |  | --> | 0.598 | 0 | 0 | 0.5 | 0 |  | --> | C12 ex BANDON | Bandon [T101,T42] | BANDON |  | 51.7451 | -8.7412
MV/LV Substation RI***921Y |  | 10 kV | _ | LV | 400 kVA :Building Structure | 0.4 | --> | 0.4 | 0.269 | 8.66 |  | --> | 0.38 | 0 | 0 | 0.398 | 0 |  | --> | C12 ex BANDON | Bandon [T101,T42] | BANDON |  | 51.7448 | -8.7412
MV/LV Substation RI***925X |  | 10 kV | _ | LV | 630 kVA :Kiosk Substation | 0.63 | --> | 0.63 | 0.5 | 8.66 |  | --> | 0.598 | 0 | 0.028 | 0.5 | 0 |  | --> | C14 ex BANDON | Bandon [T101,T42] | BANDON |  | 51.7409 | -8.7386
MV/LV Substation RA***926 |  | 10 kV | _ | LV | 50 kVA :Pole Substation | 0.05 | --> | 0.05 | 0 | 0 | Constrained, otherwise capacity available =45 kVA | --> | 0.048 | 0 | 0 | 0.048 | 0 |  | --> | C18 ex KINSALE | Kinsale [T41,T42] | BANDON |  | 51.7091 | -8.662
MV/LV Substation BA***928 |  | 10 kV | _ | LV | 50 kVA :Pole Substation | 0.05 | --> | 0.05 | 0 | 0 | Constrained, otherwise capacity available =21 kVA | --> | 0.048 | 0 | 0.005 | 0.048 | 0 |  | --> | C18 ex KINSALE | Kinsale [T41,T42] | BANDON |  | 51.7119 | -8.6282
MV/LV Substation KI***930Y |  | 10 kV | _ | LV | 200 kVA :Kiosk Substation | 0.2 | --> | 0.2 | 0.145 | 8.66 |  | --> | 0.19 | 0 | 0.04 | 0.168 | 0 |  | --> | C18 ex BANDON | Bandon [T101,T42] | BANDON |  | 51.8004 | -8.6429
MV/LV Substation CU***938Y |  | 20 kV | _ | LV | 50 kVA :Pole Substation | 0.05 | --> | 0.05 | 0 | 0 | Constrained, otherwise capacity available =46 kVA | --> | 0.048 | 0 | 0 | 0.048 | 0 |  | --> | E37 ex KINSALE | Kinsale [T423] | TRABEG |  | 51.8039 | -8.6299
MV/LV Substation BA***946 |  | 10 kV | _ | LV | 50 kVA :Pole Substation | 0.05 | --> | 0.05 | 0 | 0 | Constrained, otherwise capacity available =47 kVA | --> | 0.048 | 0 | 0 | 0.048 | 0 |  | --> | C18 ex KINSALE | Kinsale [T41,T42] | BANDON |  | 51.6715 | -8.6087
MV/LV Substation CL***947X |  | 10 kV | _ | LV | 50 kVA :Pole Substation | 0.05 | --> | 0.05 | 0.05 | 8.66 |  | --> | 0.048 | 0 | 0 | 0.048 | 0 |  | --> | C14 ex BANDON | Bandon [T101,T42] | BANDON |  | 51.7374 | -8.7055
MV/LV Substation SA***949X |  | 10 kV | _ | LV | 50 kVA :Pole Substation | 0.05 | --> | 0.05 | 0 | 0 | Constrained, otherwise capacity available =41 kVA | --> | 0.048 | 0 | 0 | 0 | 0 | Constrained, otherwise capacity available =49 kW | --> | C13 ex TIMOLEAGUE | Timoleague [T41] | BANDON |  | 51.6743 | -8.6884
MV/LV Substation BA***950X |  | 10 kV | _ | LV | 200 kVA :Kiosk Substation | 0.2 | --> | 0.2 | 0.138 | 8.66 |  | --> | 0.19 | 0 | 0 | 0.198 | 0 |  | --> | C13 ex BANDON | Bandon [T101,T42] | BANDON |  | 51.7348 | -8.7572
MV/LV Substation RO***950Y |  | 10 kV | _ | LV | 400 kVA :Kiosk Substation | 0.4 | --> | 0.4 | 0.342 | 8.66 |  | --> | 0.38 | 0 | 0.007 | 0.383 | 0 |  | --> | C14 ex BANDON | Bandon [T101,T42] | BANDON |  | 51.7493 | -8.7178
MV/LV Substation PR***956X |  | 10 kV | _ | LV | 200 kVA :Pole Substation | 0.2 | --> | 0.2 | 0.194 | 8.66 |  | --> | 0.19 | 0 | 0 | 0.191 | 0 |  | --> | C13 ex BANDON | Bandon [T101,T42] | BANDON |  | 51.7476 | -8.7768
MV/LV Substation CO***957Y |  | 10 kV | _ | LV | 400 kVA :Kiosk Substation | 0.4 | --> | 0.4 | 0 | 0 | Constrained, otherwise capacity available =296 kVA | --> | 0.38 | 0 | 0.062 | 0.348 | 0 |  | --> | E41 ex KINSALE | Kinsale [T423] | TRABEG |  | 51.7003 | -8.5315
MV/LV Substation CO***958Y |  | 10 kV | _ | LV | 400 kVA :Kiosk Substation | 0.4 | --> | 0.4 | 0 | 0 | Constrained, otherwise capacity available =400 kVA | --> | 0.38 | 0 | 0 | 0.38 | 0 |  | --> | E41 ex KINSALE | Kinsale [T423] | TRABEG |  | 51.6996 | -8.5317
MV/LV Substation CL***961Y |  | 10 kV | _ | LV | 50 kVA :Pole Substation | 0.05 | --> | 0.05 | 0 | 0 | Constrained, otherwise capacity available =48 kVA | --> | 0.048 | 0 | 0 | 0 | 0 | Constrained, otherwise capacity available =48 kW | --> | C12 ex TIMOLEAGUE | Timoleague [T41] | BANDON |  | 51.6859 | -8.7583
MV/LV Substation SI***962Y |  | 10 kV | _ | LV | 630 kVA :Kiosk Substation | 0.63 | --> | 0.63 | 0.5 | 8.66 |  | --> | 0.598 | 0 | 0 | 0.5 | 0 |  | --> | C11 ex BANDON | Bandon [T101,T42] | BANDON |  | 51.7474 | -8.733
MV/LV Substation MU***968X |  | 10 kV | _ | LV | 400 kVA :Kiosk Substation | 0.4 | --> | 0.4 | 0.175 | 8.66 |  | --> | 0.38 | 0 | 0.065 | 0.361 | 0 |  | --> | C11 ex BANDON | Bandon [T101,T42] | BANDON |  | 51.745 | -8.7343
MV/LV Substation AN***968Y |  | 20 kV | _ | LV | 200 kVA :Kiosk Substation | 0.2 | --> | 0.2 | 0 | 0 | Constrained, otherwise capacity available =128 kVA | --> | 0.19 | 0 | 0 | 0.2 | 0 |  | --> | E37 ex KINSALE | Kinsale [T423] | TRABEG |  | 51.8036 | -8.5715
MV/LV Substation DU***971Y |  | 10 kV | _ | LV | 50 kVA :Pole Substation | 0.05 | --> | 0.05 | 0.046 | 8.66 |  | --> | 0.048 | 0 | 0 | 0.048 | 0 |  | --> | C18 ex BANDON | Bandon [T101,T42] | BANDON |  | 51.7932 | -8.653
MV/LV Substation BA***973 |  | 10 kV | _ | LV | 200 kVA :Pole Substation | 0.2 | --> | 0.2 | 0 | 0 | Constrained, otherwise capacity available =96 kVA | --> | 0.19 | 0 | 0 | 0.204 | 0 |  | --> | C18 ex KINSALE | Kinsale [T41,T42] | BANDON |  | 51.6657 | -8.5963
MV/LV Substation BA***974 |  | 10 kV | _ | LV | 200 kVA :Pole Substation | 0.2 | --> | 0.2 | 0 | 0 | Constrained, otherwise capacity available =5 kVA | --> | 0.19 | 0 | 0.016 | 0.203 | 0 |  | --> | C18 ex KINSALE | Kinsale [T41,T42] | BANDON |  | 51.6662 | -8.5946
MV/LV Substation DE***975X |  | 10 kV | _ | LV | 50 kVA :Pole Substation | 0.05 | --> | 0.05 | 0.036 | 8.66 |  | --> | 0.048 | 0 | 0.01 | 0.042 | 0 |  | --> | C20 ex BANDON | Bandon [T101,T42] | BANDON |  | 51.7514 | -8.829
MV/LV Substation CL***985 |  | 10 kV | _ | LV | 200 kVA :Pole Substation | 0.2 | --> | 0.2 | 0 | 0 | Constrained, otherwise capacity available =171 kVA | --> | 0.19 | 0 | 0.005 | 0.19 | 0 |  | --> | C18 ex KINSALE | Kinsale [T41,T42] | BANDON |  | 51.6432 | -8.5754
MV/LV Substation GA***986 |  | 10 kV | _ | LV | 100 kVA :Pole Substation | 0.1 | --> | 0.1 | 0 | 0 | Constrained, otherwise capacity available =78 kVA | --> | 0.095 | 0 | 0.009 | 0.091 | 0 |  | --> | C18 ex KINSALE | Kinsale [T41,T42] | BANDON |  | 51.6428 | -8.5708
MV/LV Substation CA***987Y |  | 10 kV | _ | LV | 200 kVA :Kiosk Substation | 0.2 | --> | 0.2 | 0 | 0 | Constrained, otherwise capacity available =168 kVA | --> | 0.19 | 0 | 0.004 | 0.191 | 0 |  | --> | C16 ex KINSALE | Kinsale [T41,T42] | BANDON |  | 51.7079 | -8.5379
MV/LV Substation KI***988X |  | 10 kV | _ | LV | 400 kVA :Building Structure | 0.4 | --> | 0.4 | 0 | 0 | Constrained, otherwise capacity available =317 kVA | --> | 0.38 | 0 | 0 | 0.391 | 0 |  | --> | E41 ex KINSALE | Kinsale [T423] | TRABEG |  | 51.7017 | -8.5189
MV/LV Substation MA***990X |  | 10 kV | _ | LV | 630 kVA :Kiosk Substation | 0.63 | --> | 0.63 | 0 | 0 | Constrained, otherwise capacity available =304 kVA | --> | 0.598 | 0 | 0.022 | 0.5 | 0 | Constrained, otherwise capacity available =625 kW | --> | C16 ex KINSALE | Kinsale [T41,T42] | BANDON |  | 51.7059 | -8.5243
MV/LV Substation TU***995 |  | 10 kV | _ | LV | 50 kVA :Pole Substation | 0.05 | --> | 0.05 | 0 | 0 | Constrained, otherwise capacity available =32 kVA | --> | 0.048 | 0 | 0 | 0 | 0 | Constrained, otherwise capacity available =50 kW | --> | C12 ex TIMOLEAGUE | Timoleague [T41] | BANDON |  | 51.6942 | -8.7389
MV/LV Substation BR***001 |  | 10 kV | _ | LV | 200 kVA :Pole Substation | 0.2 | --> | 0.2 | 0.092 | 7.79 |  | --> | 0.19 | 0 | 0.003 | 0.202 | 0 |  | --> | C11 ex DUNMANWAY | Dunmanway [T422,T43] | DUNMANWAY |  | 51.7212 | -9.1122
MV/LV Substation CH***005 |  | 10 kV | _ | LV | 100 kVA :Pole Substation | 0.1 | --> | 0.1 | 0.06 | 7.79 |  | --> | 0.095 | 0 | 0.014 | 0.09 | 0 |  | --> | C13 ex DUNMANWAY | Dunmanway [T422,T43] | DUNMANWAY |  | 51.725 | -9.1043
MV/LV Substation MA***006 |  | 10 kV | _ | LV | 200 kVA :Pole Substation | 0.2 | --> | 0.2 | 0.14 | 7.79 |  | --> | 0.19 | 0 | 0.005 | 0.194 | 0 |  | --> | C11 ex DUNMANWAY | Dunmanway [T422,T43] | DUNMANWAY |  | 51.7178 | -9.1144
MV/LV Substation MU***026 |  | 10 kV | _ | LV | 100 kVA :Pole Substation | 0.1 | --> | 0.1 | 0.092 | 7.79 |  | --> | 0.095 | 0 | 0 | 0.096 | 0 |  | --> | C19 ex DUNMANWAY | Dunmanway [T422,T43] | DUNMANWAY |  | 51.7378 | -9.0924
MV/LV Substation GE***027 |  | 10 kV | _ | LV | 50 kVA :Pole Substation | 0.05 | --> | 0.05 | 0.043 | 7.79 |  | --> | 0.048 | 0 | 0 | 0.048 | 0 |  | --> | C19 ex DUNMANWAY | Dunmanway [T422,T43] | DUNMANWAY |  | 51.7337 | -9.0942
MV/LV Substation BA***038 |  | 10 kV | _ | LV | 100 kVA :Pole Substation | 0.1 | --> | 0.1 | 0.056 | 7.79 |  | --> | 0.095 | 0 | 0.003 | 0.098 | 0 |  | --> | C11 ex DUNMANWAY | Dunmanway [T422,T43] | DUNMANWAY |  | 51.716 | -9.1177
MV/LV Substation DR***042 |  | 10 kV | _ | LV | 200 kVA :Pole Substation | 0.2 | --> | 0.2 | 0.197 | 7.79 |  | --> | 0.19 | 0 | 0 | 0.19 | 0 |  | --> | C17 ex DUNMANWAY | Dunmanway [T422,T43] | DUNMANWAY |  | 51.7332 | -8.9947
MV/LV Substation KI***056 |  | 10 kV | _ | LV | 400 kVA :Kiosk Substation | 0.4 | --> | 0.4 | 0.353 | 7.79 |  | --> | 0.38 | 0 | 0.005 | 0.383 | 0 |  | --> | C11 ex DUNMANWAY | Dunmanway [T422,T43] | DUNMANWAY |  | 51.7171 | -9.1198
MV/LV Substation CA***060 |  | 10 kV | _ | LV | 200 kVA :Pole Substation | 0.2 | --> | 0.2 | 0.136 | 7.79 |  | --> | 0.19 | 0 | 0.011 | 0.19 | 0 |  | --> | C13 ex DUNMANWAY | Dunmanway [T422,T43] | DUNMANWAY |  | 51.7219 | -9.1159
MV/LV Substation SE***064 |  | 10 kV | _ | LV | 200 kVA :Pole Substation | 0.2 | --> | 0.2 | 0.142 | 7.79 |  | --> | 0.19 | 0 | 0.023 | 0.181 | 0 |  | --> | C11 ex DUNMANWAY | Dunmanway [T422,T43] | DUNMANWAY |  | 51.7207 | -9.1065
MV/LV Substation KI***071 |  | 10 kV | _ | LV | 100 kVA :Pole Substation | 0.1 | --> | 0.1 | 0.1 | 7.79 |  | --> | 0.095 | 0 | 0 | 0.095 | 0 |  | --> | C17 ex DUNMANWAY | Dunmanway [T422,T43] | DUNMANWAY |  | 51.6907 | -9
MV/LV Substation BA***077 |  | 10 kV | _ | LV | 200 kVA :Pole Substation | 0.2 | --> | 0.2 | 0.187 | 7.79 |  | --> | 0.19 | 0 | 0 | 0.192 | 0 |  | --> | C19 ex DUNMANWAY | Dunmanway [T422,T43] | DUNMANWAY |  | 51.7239 | -9.0926
MV/LV Substation TO***098 |  | 10 kV | _ | LV | 50 kVA :Pole Substation | 0.05 | --> | 0.05 | 0.05 | 7.79 |  | --> | 0.048 | 0 | 0 | 0.048 | 0 |  | --> | E12 ex DUNMANWAY | Dunmanway [T422,T43] | DUNMANWAY |  | 51.6443 | -9.1597
MV/LV Substation AC***103 |  | 10 kV | _ | LV | 50 kVA :Pole Substation | 0.05 | --> | 0.05 | 0.044 | 7.79 |  | --> | 0.048 | 0 | 0 | 0.048 | 0 |  | --> | C17 ex DUNMANWAY | Dunmanway [T422,T43] | DUNMANWAY |  | 51.7251 | -9.0766
MV/LV Substation DR***126 |  | 20 kV | _ | LV | 50 kVA :Pole Substation | 0.05 | --> | 0.05 | 0.046 | 7.79 |  | --> | 0.048 | 0 | 0 | 0.048 | 0 |  | --> | E12 ex DUNMANWAY | Dunmanway [T422,T43] | DUNMANWAY |  | 51.6555 | -9.2808
MV/LV Substation DR***127 |  | 20 kV | _ | LV | 50 kVA :Pole Substation | 0.05 | --> | 0.05 | 0.045 | 7.79 |  | --> | 0.048 | 0 | 0 | 0.048 | 0 |  | --> | E12 ex DUNMANWAY | Dunmanway [T422,T43] | DUNMANWAY |  | 51.6573 | -9.2824
MV/LV Substation NE***132 |  | 10 kV | _ | LV | 50 kVA :Pole Substation | 0.05 | --> | 0.05 | 0.048 | 7.79 |  | --> | 0.048 | 0 | 0.005 | 0.044 | 0 |  | --> | C17 ex DUNMANWAY | Dunmanway [T422,T43] | DUNMANWAY |  | 51.7251 | -9.0527
MV/LV Substation RA***188 |  | 10 kV | _ | LV | 50 kVA :Pole Substation | 0.05 | --> | 0.05 | 0.048 | 7.79 |  | --> | 0.048 | 0 | 0.01 | 0.04 | 0 |  | --> | C17 ex DUNMANWAY | Dunmanway [T422,T43] | DUNMANWAY |  | 51.7076 | -9.0275
MV/LV Substation CE***305 |  | 20 kV | _ | LV | 200 kVA :Pole Substation | 0.2 | --> | 0.2 | 0.195 | 7.79 |  | --> | 0.19 | 0 | 0 | 0.191 | 0 |  | --> | E12 ex DUNMANWAY | Dunmanway [T422,T43] | DUNMANWAY |  | 51.6732 | -9.2577
MV/LV Substation BA***307 |  | 10 kV | _ | LV | 200 kVA :Pole Substation | 0.2 | --> | 0.2 | 0.142 | 3.16 |  | --> | 0.19 | 0 | 0 | 0 | 0 | Constrained, otherwise capacity available =198 kW | --> | C22 ex ENNISKEANE | Enniskeane [T41,T42] | BANDON |  | 51.7357 | -8.9545
MV/LV Substation HO***311 |  | 10 kV | _ | LV | 100 kVA :Pole Substation | 0.1 | --> | 0.1 | 0.062 | 7.79 |  | --> | 0.095 | 0 | 0.005 | 0.096 | 0 |  | --> | C19 ex DUNMANWAY | Dunmanway [T422,T43] | DUNMANWAY |  | 51.7268 | -9.0927
MV/LV Substation UN***313 |  | 10 kV | _ | LV | 400 kVA :Building Structure | 0.4 | --> | 0.4 | 0.339 | 7.79 |  | --> | 0.38 | 0 | 0.015 | 0.377 | 0 |  | --> | C11 ex DUNMANWAY | Dunmanway [T422,T43] | DUNMANWAY |  | 51.7155 | -9.1096
MV/LV Substation EA***313X |  | 20 kV | _ | LV | 200 kVA :Pole Substation | 0.2 | --> | 0.2 | 0.114 | 7.79 |  | --> | 0.19 | 0 | 0.011 | 0.193 | 0 |  | --> | E12 ex DUNMANWAY | Dunmanway [T422,T43] | DUNMANWAY |  | 51.6606 | -9.2596
MV/LV Substation UN***314 |  | 10 kV | _ | LV | 200 kVA :Pole Substation | 0.2 | --> | 0.2 | 0.166 | 7.79 |  | --> | 0.19 | 0 | 0 | 0.195 | 0 |  | --> | C11 ex DUNMANWAY | Dunmanway [T422,T43] | DUNMANWAY |  | 51.7156 | -9.1121
MV/LV Substation RA***315 |  | 10 kV | _ | LV | 400 kVA :Kiosk Substation | 0.4 | --> | 0.4 | 0.236 | 7.79 |  | --> | 0.38 | 0 | 0.063 | 0.355 | 0 |  | --> | C11 ex DUNMANWAY | Dunmanway [T422,T43] | DUNMANWAY |  | 51.7164 | -9.1123
MV/LV Substation SH***330X |  | 10 kV | _ | LV | 200 kVA :Pole Substation | 0.2 | --> | 0.2 | 0.197 | 7.79 |  | --> | 0.19 | 0 | 0 | 0.19 | 0 |  | --> | C19 ex DUNMANWAY | Dunmanway [T422,T43] | DUNMANWAY |  | 51.7817 | -9.0819
MV/LV Substation TO***332X |  | 10 kV | _ | LV | 50 kVA :Pole Substation | 0.05 | --> | 0.05 | 0.047 | 7.79 |  | --> | 0.048 | 0 | 0 | 0.048 | 0 |  | --> | C13 ex DUNMANWAY | Dunmanway [T422,T43] | DUNMANWAY |  | 51.7804 | -9.2092
MV/LV Substation KI***345X |  | 20 kV | _ | LV | 200 kVA :Pole Substation | 0.2 | --> | 0.2 | 0.195 | 7.79 |  | --> | 0.19 | 0 | 0 | 0.191 | 0 |  | --> | E12 ex DUNMANWAY | Dunmanway [T422,T43] | DUNMANWAY |  | 51.672 | -9.2099
MV/LV Substation BA***347 |  | 20 kV | _ | LV | 50 kVA :Pole Substation | 0.05 | --> | 0.05 | 0.048 | 7.79 |  | --> | 0.048 | 0 | 0 | 0.048 | 0 |  | --> | E12 ex DUNMANWAY | Dunmanway [T422,T43] | DUNMANWAY |  | 51.6569 | -9.2742
MV/LV Substation MO***347X |  | 10 kV | _ | LV | 400 kVA :Building Structure | 0.4 | --> | 0.4 | 0.187 | 7.79 |  | --> | 0.38 | 0 | 0 | 0.408 | 0 |  | --> | C11 ex DUNMANWAY | Dunmanway [T422,T43] | DUNMANWAY |  | 51.7162 | -9.1099
MV/LV Substation DO***359X |  | 10 kV | _ | LV | 400 kVA :Kiosk Substation | 0.4 | --> | 0.4 | 0.389 | 7.79 |  | --> | 0.38 | 0 | 0.015 | 0.37 | 0 |  | --> | C11 ex DUNMANWAY | Dunmanway [T422,T43] | DUNMANWAY |  | 51.7168 | -9.1071
MV/LV Substation MU***377X |  | 20 kV | _ | LV | 50 kVA :Pole Substation | 0.05 | --> | 0.05 | 0.041 | 7.79 |  | --> | 0.048 | 0 | 0.005 | 0.045 | 0 |  | --> | E12 ex DUNMANWAY | Dunmanway [T422,T43] | DUNMANWAY |  | 51.6493 | -9.2674
MV/LV Substation DE***380 |  | 10 kV | _ | LV | 100 kVA :Pole Substation | 0.1 | --> | 0.1 | 0.084 | 7.79 |  | --> | 0.095 | 0 | 0.005 | 0.093 | 0 |  | --> | C13 ex DUNMANWAY | Dunmanway [T422,T43] | DUNMANWAY |  | 51.7532 | -9.176
MV/LV Substation HA***381 |  | 10 kV | _ | LV | 50 kVA :Pole Substation | 0.05 | --> | 0.05 | 0.044 | 7.79 |  | --> | 0.048 | 0 | 0 | 0.048 | 0 |  | --> | C17 ex DUNMANWAY | Dunmanway [T422,T43] | DUNMANWAY |  | 51.7192 | -9.0833
MV/LV Substation CA***4049 |  | 10 kV | _ | LV | 400 kVA :Kiosk Substation | 0.4 | --> | 0.4 | 0.25 | 7.79 |  | --> | 0.38 | 0 | 0.05 | 0.363 | 0 |  | --> | C13 ex DUNMANWAY | Dunmanway [T422,T43] | DUNMANWAY |  | 51.7236 | -9.1085
MV/LV Substation LA***406X |  | 10 kV | _ | LV | 200 kVA :Pole Substation | 0.2 | --> | 0.2 | 0.199 | 7.79 |  | --> | 0.19 | 0 | 0 | 0.19 | 0 |  | --> | C13 ex DUNMANWAY | Dunmanway [T422,T43] | DUNMANWAY |  | 51.7238 | -9.1065
MV/LV Substation CA***4073 |  | 10 kV | _ | LV | 50 kVA :Pole Substation | 0.05 | --> | 0.05 | 0.049 | 3.16 |  | --> | 0.048 | 0 | 0 | 0 | 0 | Constrained, otherwise capacity available =48 kW | --> | C20 ex ENNISKEANE | Enniskeane [T41,T42] | BANDON |  | 51.7894 | -8.9767
MV/LV Substation DA***408 |  | 10 kV | _ | LV | 50 kVA :Pole Substation | 0.05 | --> | 0.05 | 0.025 | 7.79 |  | --> | 0.048 | 0 | 0 | 0.051 | 0 |  | --> | C13 ex DUNMANWAY | Dunmanway [T422,T43] | DUNMANWAY |  | 51.729 | -9.1285
MV/LV Substation BA***412X |  | 20 kV | _ | LV | 50 kVA :Pole Substation | 0.05 | --> | 0.05 | 0.038 | 7.79 |  | --> | 0.048 | 0 | 0.004 | 0.046 | 0 |  | --> | E12 ex DUNMANWAY | Dunmanway [T422,T43] | DUNMANWAY |  | 51.6839 | -9.1082
MV/LV Substation AN***4164 |  | 10 kV | _ | LV | 400 kVA :Kiosk Substation | 0.4 | --> | 0.4 | 0.382 | 7.79 |  | --> | 0.38 | 0 | 0 | 0.382 | 0 |  | --> | C13 ex DUNMANWAY | Dunmanway [T422,T43] | DUNMANWAY |  | 51.7276 | -9.104
MV/LV Substation KN***4170 |  | 20 kV | _ | LV | 50 kVA :Pole Substation | 0.05 | --> | 0.05 | 0.05 | 7.79 |  | --> | 0.048 | 0 | 0 | 0.048 | 0 |  | --> | E12 ex DUNMANWAY | Dunmanway [T422,T43] | DUNMANWAY |  | 51.6526 | -9.3231
MV/LV Substation SO***4171 |  | 10 kV | _ | LV | 50 kVA :Pole Substation | 0.05 | --> | 0.05 | 0.049 | 7.79 |  | --> | 0.048 | 0 | 0 | 0.048 | 0 |  | --> | C19 ex DUNMANWAY | Dunmanway [T422,T43] | DUNMANWAY |  | 51.7399 | -9.0924
MV/LV Substation GL***4173 |  | 10 kV | _ | LV | 50 kVA :Pole Substation | 0.05 | --> | 0.05 | 0.05 | 7.79 |  | --> | 0.048 | 0 | 0 | 0.048 | 0 |  | --> | C19 ex DUNMANWAY | Dunmanway [T422,T43] | DUNMANWAY |  | 51.7926 | -9.0562
MV/LV Substation GA***4213 |  | 10 kV | _ | LV | 50 kVA :Pole Substation | 0.05 | --> | 0.05 | 0.05 | 7.79 |  | --> | 0.048 | 0 | 0 | 0.048 | 0 |  | --> | C17 ex DUNMANWAY | Dunmanway [T422,T43] | DUNMANWAY |  | 51.6975 | -8.9991
MV/LV Substation CL***422X |  | 10 kV | _ | LV | 100 kVA :Pole Substation | 0.1 | --> | 0.1 | 0.089 | 7.79 |  | --> | 0.095 | 0 | 0.027 | 0.076 | 0 |  | --> | C11 ex DUNMANWAY | Dunmanway [T422,T43] | DUNMANWAY |  | 51.7039 | -9.134
MV/LV Substation AR***435 |  | 10 kV | _ | LV | 50 kVA :Pole Substation | 0.05 | --> | 0.05 | 0.039 | 7.79 |  | --> | 0.048 | 0 | 0 | 0.049 | 0 |  | --> | C19 ex DUNMANWAY | Dunmanway [T422,T43] | DUNMANWAY |  | 51.7595 | -9.0798
MV/LV Substation SE***445X |  | 20 kV | _ | LV | 50 kVA :Pole Substation | 0.05 | --> | 0.05 | 0.039 | 7.79 |  | --> | 0.048 | 0 | 0 | 0.049 | 0 |  | --> | E12 ex DUNMANWAY | Dunmanway [T422,T43] | DUNMANWAY |  | 51.6533 | -9.2627
MV/LV Substation BR***452X |  | 10 kV | _ | LV | 50 kVA :Pole Substation | 0.05 | --> | 0.05 | 0.038 | 7.79 |  | --> | 0.048 | 0 | 0 | 0.049 | 0 |  | --> | C19 ex DUNMANWAY | Dunmanway [T422,T43] | DUNMANWAY |  | 51.7264 | -9.0962
MV/LV Substation DR***482X |  | 20 kV | _ | LV | 50 kVA :Pole Substation | 0.05 | --> | 0.05 | 0.041 | 7.79 |  | --> | 0.048 | 0 | 0 | 0.049 | 0 |  | --> | E12 ex DUNMANWAY | Dunmanway [T422,T43] | DUNMANWAY |  | 51.6585 | -9.283
MV/LV Substation KI***497X |  | 10 kV | _ | LV | 630 kVA :Building Structure | 0.63 | --> | 0.63 | 0.5 | 7.79 |  | --> | 0.598 | 0 | 0 | 0.5 | 0 |  | --> | C19 ex DUNMANWAY | Dunmanway [T422,T43] | DUNMANWAY |  | 51.8151 | -9.0531
MV/LV Substation KE***505X |  | 10 kV | _ | LV | 200 kVA :Pole Substation | 0.2 | --> | 0.2 | 0.135 | 7.79 |  | --> | 0.19 | 0 | 0 | 0.199 | 0 |  | --> | C11 ex DUNMANWAY | Dunmanway [T422,T43] | DUNMANWAY |  | 51.7173 | -9.1199
MV/LV Substation MA***506X |  | 20 kV | _ | LV | 50 kVA :Pole Substation | 0.05 | --> | 0.05 | 0.036 | 7.79 |  | --> | 0.048 | 0 | 0 | 0.049 | 0 |  | --> | E12 ex DUNMANWAY | Dunmanway [T422,T43] | DUNMANWAY |  | 51.6483 | -9.0655
MV/LV Substation CA***507 |  | 10 kV | _ | LV | 630 kVA :Building Structure | 0.63 | --> | 0.63 | 0.5 | 3.16 |  | --> | 0.598 | 0 | 0.005 | 0 | 0 | Constrained, otherwise capacity available =603 kW | --> | C20 ex ENNISKEANE | Enniskeane [T41,T42] | BANDON |  | 51.7955 | -8.9917
MV/LV Substation SH***512 |  | 10 kV | _ | LV | 50 kVA :Pole Substation | 0.05 | --> | 0.05 | 0.043 | 3.16 |  | --> | 0.048 | 0 | 0 | 0 | 0 | Constrained, otherwise capacity available =48 kW | --> | C20 ex ENNISKEANE | Enniskeane [T41,T42] | BANDON |  | 51.7905 | -8.9702
MV/LV Substation CO***513X |  | 10 kV | _ | LV | 50 kVA :Pole Substation | 0.05 | --> | 0.05 | 0.046 | 7.79 |  | --> | 0.048 | 0 | 0 | 0.048 | 0 |  | --> | C11 ex DUNMANWAY | Dunmanway [T422,T43] | DUNMANWAY |  | 51.7156 | -9.1085
MV/LV Substation DU***520X |  | 10 kV | _ | LV | 50 kVA :Pole Substation | 0.05 | --> | 0.05 | 0.036 | 7.79 |  | --> | 0.048 | 0 | 0 | 0.049 | 0 |  | --> | C11 ex DUNMANWAY | Dunmanway [T422,T43] | DUNMANWAY |  | 51.723 | -9.1008
MV/LV Substation DR***525X |  | 20 kV | _ | LV | 50 kVA :Pole Substation | 0.05 | --> | 0.05 | 0.017 | 7.79 |  | --> | 0.048 | 0 | 0 | 0.052 | 0 |  | --> | E12 ex DUNMANWAY | Dunmanway [T422,T43] | DUNMANWAY |  | 51.6644 | -9.2728
MV/LV Substation BA***526X |  | 10 kV | _ | LV | 200 kVA :Kiosk Substation | 0.2 | --> | 0.2 | 0.163 | 7.79 |  | --> | 0.19 | 0 | 0.009 | 0.188 | 0 |  | --> | C11 ex DUNMANWAY | Dunmanway [T422,T43] | DUNMANWAY |  | 51.7144 | -9.1214
MV/LV Substation HA***533X |  | 10 kV | _ | LV | 50 kVA :Pole Substation | 0.05 | --> | 0.05 | 0 | 0 | Constrained, otherwise capacity available =43 kVA | --> | 0.048 | 0 | 0 | 0.048 | 0 |  | --> | C11 ex SKIBBEREEN | Skibbereen [T41,T42] | DUNMANWAY |  | 51.6319 | -9.2715
MV/LV Substation MA***536 |  | 10 kV | _ | LV | 50 kVA :Pole Substation | 0.05 | --> | 0.05 | 0.04 | 7.79 |  | --> | 0.048 | 0 | 0 | 0.049 | 0 |  | --> | C17 ex DUNMANWAY | Dunmanway [T422,T43] | DUNMANWAY |  | 51.721 | -9.0362
MV/LV Substation AR***538X |  | 10 kV | _ | LV | 400 kVA :Building Structure | 0.4 | --> | 0.4 | 0.328 | 7.79 |  | --> | 0.38 | 0 | 0 | 0.39 | 0 |  | --> | C19 ex DUNMANWAY | Dunmanway [T422,T43] | DUNMANWAY |  | 51.7492 | -9.0865
MV/LV Substation TA***544X |  | 10 kV | _ | LV | 400 kVA :Kiosk Substation | 0.4 | --> | 0.4 | 0.179 | 7.79 |  | --> | 0.38 | 0 | 0 | 0.409 | 0 |  | --> | C11 ex DUNMANWAY | Dunmanway [T422,T43] | DUNMANWAY |  | 51.7218 | -9.1116
MV/LV Substation MA***545 |  | 10 kV | _ | LV | 50 kVA :Pole Substation | 0.05 | --> | 0.05 | 0.039 | 7.79 |  | --> | 0.048 | 0 | 0.005 | 0.045 | 0 |  | --> | C17 ex DUNMANWAY | Dunmanway [T422,T43] | DUNMANWAY |  | 51.7121 | -9.0268
MV/LV Substation CA***546X |  | 10 kV | _ | LV | 100 kVA :Pole Substation | 0.1 | --> | 0.1 | 0.099 | 3.16 |  | --> | 0.095 | 0 | 0 | 0 | 0 | Constrained, otherwise capacity available =95 kW | --> | C20 ex ENNISKEANE | Enniskeane [T41,T42] | BANDON |  | 51.7985 | -9.0003
MV/LV Substation CA***547 |  | 10 kV | _ | LV | 50 kVA :Pole Substation | 0.05 | --> | 0.05 | 0.043 | 7.79 |  | --> | 0.048 | 0 | 0 | 0.048 | 0 |  | --> | C17 ex DUNMANWAY | Dunmanway [T422,T43] | DUNMANWAY |  | 51.7089 | -9.011
MV/LV Substation PR***553X |  | 10 kV | _ | LV | 200 kVA :Kiosk Substation | 0.2 | --> | 0.2 | 0.184 | 7.79 |  | --> | 0.19 | 0 | 0 | 0.192 | 0 |  | --> | C11 ex DUNMANWAY | Dunmanway [T422,T43] | DUNMANWAY |  | 51.7123 | -9.1129
MV/LV Substation DU***569X |  | 10 kV | _ | LV | 200 kVA :Pole Substation | 0.2 | --> | 0.2 | 0.198 | 7.79 |  | --> | 0.19 | 0 | 0 | 0.19 | 0 |  | --> | C13 ex DUNMANWAY | Dunmanway [T422,T43] | DUNMANWAY |  | 51.722 | -9.2119
MV/LV Substation AU***590X |  | 20 kV | _ | LV | 100 kVA :Pole Substation | 0.1 | --> | 0.1 | 0.094 | 7.79 |  | --> | 0.095 | 0 | 0 | 0.096 | 0 |  | --> | E12 ex DUNMANWAY | Dunmanway [T422,T43] | DUNMANWAY |  | 51.6528 | -9.3418
MV/LV Substation CA***598X |  | 10 kV | _ | LV | 200 kVA :Pole Substation | 0.2 | --> | 0.2 | 0.142 | 7.79 |  | --> | 0.19 | 0 | 0.01 | 0.19 | 0 |  | --> | C13 ex DUNMANWAY | Dunmanway [T422,T43] | DUNMANWAY |  | 51.7236 | -9.1149
MV/LV Substation GE***606X |  | 10 kV | _ | LV | 400 kVA :Kiosk Substation | 0.4 | --> | 0.4 | 0.4 | 7.79 |  | --> | 0.38 | 0 | 0 | 0.38 | 0 |  | --> | C19 ex DUNMANWAY | Dunmanway [T422,T43] | DUNMANWAY |  | 51.7315 | -9.0836
MV/LV Substation HA***622 |  | 20 kV | _ | LV | 50 kVA :Pole Substation | 0.05 | --> | 0.05 | 0.047 | 7.79 |  | --> | 0.048 | 0 | 0 | 0.048 | 0 |  | --> | E12 ex DUNMANWAY | Dunmanway [T422,T43] | DUNMANWAY |  | 51.7195 | -9.0903
MV/LV Substation MI***623X |  | 20 kV | _ | LV | 50 kVA :Pole Substation | 0.05 | --> | 0.05 | 0.05 | 7.79 |  | --> | 0.048 | 0 | 0 | 0.048 | 0 |  | --> | E12 ex DUNMANWAY | Dunmanway [T422,T43] | DUNMANWAY |  | 51.7123 | -9.1019
MV/LV Substation MU***625X |  | 10 kV | _ | LV | 50 kVA :Pole Substation | 0.05 | --> | 0.05 | 0.05 | 7.79 |  | --> | 0.048 | 0 | 0 | 0.048 | 0 |  | --> | C17 ex DUNMANWAY | Dunmanway [T422,T43] | DUNMANWAY |  | 51.7372 | -9.0687
MV/LV Substation PO***637X |  | 10 kV | _ | LV | 630 kVA :Building Structure | 0.63 | --> | 0.63 | 0.5 | 7.79 |  | --> | 0.598 | 0 | 0 | 0.5 | 0 |  | --> | C11 ex DUNMANWAY | Dunmanway [T422,T43] | DUNMANWAY |  | 51.7158 | -9.114
MV/LV Substation GL***654X |  | 10 kV | _ | LV | 100 kVA :Pole Substation | 0.1 | --> | 0.1 | 0.097 | 7.79 |  | --> | 0.095 | 0 | 0 | 0.095 | 0 |  | --> | C19 ex DUNMANWAY | Dunmanway [T422,T43] | DUNMANWAY |  | 51.7932 | -9.0478
MV/LV Substation HA***666X |  | 10 kV | _ | LV | 50 kVA :Pole Substation | 0.05 | --> | 0.05 | 0.038 | 7.79 |  | --> | 0.048 | 0 | 0 | 0.049 | 0 |  | --> | C17 ex DUNMANWAY | Dunmanway [T422,T43] | DUNMANWAY |  | 51.724 | -9.0814
MV/LV Substation RO***670X |  | 10 kV | _ | LV | 400 kVA :Kiosk Substation | 0.4 | --> | 0.4 | 0.322 | 7.79 |  | --> | 0.38 | 0 | 0.012 | 0.382 | 0 |  | --> | C11 ex DUNMANWAY | Dunmanway [T422,T43] | DUNMANWAY |  | 51.7134 | -9.1163
MV/LV Substation CU***678 |  | 20 kV | _ | LV | 50 kVA :Pole Substation | 0.05 | --> | 0.05 | 0.033 | 7.79 |  | --> | 0.048 | 0 | 0 | 0.05 | 0 |  | --> | E12 ex DUNMANWAY | Dunmanway [T422,T43] | DUNMANWAY |  | 51.6729 | -9.116
MV/LV Substation KI***688 |  | 20 kV | _ | LV | 50 kVA :Pole Substation | 0.05 | --> | 0.05 | 0.037 | 7.79 |  | --> | 0.048 | 0 | 0.058 | 0.006 | 0 |  | --> | E12 ex DUNMANWAY | Dunmanway [T422,T43] | DUNMANWAY |  | 51.6577 | -9.0767
MV/LV Substation KI***709X |  | 10 kV | _ | LV | 200 kVA :Pole Substation | 0.2 | --> | 0.2 | 0.173 | 7.79 |  | --> | 0.19 | 0 | 0 | 0.194 | 0 |  | --> | C13 ex DUNMANWAY | Dunmanway [T422,T43] | DUNMANWAY |  | 51.7167 | -9.1252
MV/LV Substation CU***726X |  | 20 kV | _ | LV | 100 kVA :Pole Substation | 0.1 | --> | 0.1 | 0.077 | 7.79 |  | --> | 0.095 | 0 | 0 | 0.098 | 0 |  | --> | E12 ex DUNMANWAY | Dunmanway [T422,T43] | DUNMANWAY |  | 51.6611 | -9.2567
MV/LV Substation DO***740X |  | 10 kV | _ | LV | 100 kVA :Pole Substation | 0.1 | --> | 0.1 | 0.097 | 7.79 |  | --> | 0.095 | 0 | 0 | 0.095 | 0 |  | --> | C11 ex DUNMANWAY | Dunmanway [T422,T43] | DUNMANWAY |  | 51.7151 | -9.1088
MV/LV Substation GU***743X |  | 20 kV | _ | LV | 200 kVA :Pole Substation | 0.2 | --> | 0.2 | 0.081 | 7.79 |  | --> | 0.19 | 0 | 0 | 0.206 | 0 |  | --> | E12 ex DUNMANWAY | Dunmanway [T422,T43] | DUNMANWAY |  | 51.6716 | -9.2703
MV/LV Substation DE***746 |  | 20 kV | _ | LV | 50 kVA :Pole Substation | 0.05 | --> | 0.05 | 0.038 | 7.79 |  | --> | 0.048 | 0 | 0.011 | 0.041 | 0 |  | --> | E12 ex DUNMANWAY | Dunmanway [T422,T43] | DUNMANWAY |  | 51.6667 | -9.241
MV/LV Substation ST***749 |  | 20 kV | _ | LV | 100 kVA :Pole Substation | 0.1 | --> | 0.1 | 0.093 | 7.79 |  | --> | 0.095 | 0 | 0 | 0.096 | 0 |  | --> | E12 ex DUNMANWAY | Dunmanway [T422,T43] | DUNMANWAY |  | 51.6636 | -9.2529
MV/LV Substation AU***770 |  | 20 kV | _ | LV | 50 kVA :Pole Substation | 0.05 | --> | 0.05 | 0.039 | 7.79 |  | --> | 0.048 | 0 | 0 | 0.049 | 0 |  | --> | E12 ex DUNMANWAY | Dunmanway [T422,T43] | DUNMANWAY |  | 51.6552 | -9.2713
MV/LV Substation DU***779X |  | 10 kV | _ | LV | 400 kVA :Kiosk Substation | 0.4 | --> | 0.4 | 0.37 | 7.79 |  | --> | 0.38 | 0 | 0.005 | 0.38 | 0 |  | --> | C13 ex DUNMANWAY | Dunmanway [T422,T43] | DUNMANWAY |  | 51.7264 | -9.1017
MV/LV Substation DR***798X |  | 20 kV | _ | LV | 400 kVA :Kiosk Substation | 0.4 | --> | 0.4 | 0.305 | 7.79 |  | --> | 0.38 | 0 | 0.005 | 0.389 | 0 |  | --> | E12 ex DUNMANWAY | Dunmanway [T422,T43] | DUNMANWAY |  | 51.6586 | -9.263
MV/LV Substation BA***820 |  | 10 kV | _ | LV | 100 kVA :Pole Substation | 0.1 | --> | 0.1 | 0.066 | 7.79 |  | --> | 0.095 | 0 | 0 | 0.1 | 0 |  | --> | C11 ex DUNMANWAY | Dunmanway [T422,T43] | DUNMANWAY |  | 51.7216 | -9.1008
MV/LV Substation SH***823 |  | 10 kV | _ | LV | 100 kVA :Pole Substation | 0.1 | --> | 0.1 | 0.099 | 7.79 |  | --> | 0.095 | 0 | 0.004 | 0.092 | 0 |  | --> | C19 ex DUNMANWAY | Dunmanway [T422,T43] | DUNMANWAY |  | 51.7561 | -9.0294
MV/LV Substation DR***824 |  | 20 kV | _ | LV | 50 kVA :Pole Substation | 0.05 | --> | 0.05 | 0.024 | 7.79 |  | --> | 0.048 | 0 | 0 | 0.051 | 0 |  | --> | E12 ex DUNMANWAY | Dunmanway [T422,T43] | DUNMANWAY |  | 51.6494 | -9.1519
MV/LV Substation DR***828 |  | 20 kV | _ | LV | 50 kVA :Pole Substation | 0.05 | --> | 0.05 | 0.02 | 7.79 |  | --> | 0.048 | 0 | 0.01 | 0.044 | 0 |  | --> | E12 ex DUNMANWAY | Dunmanway [T422,T43] | DUNMANWAY |  | 51.6521 | -9.1473
MV/LV Substation DE***833 |  | 20 kV | _ | LV | 50 kVA :Pole Substation | 0.05 | --> | 0.05 | 0.031 | 7.79 |  | --> | 0.048 | 0 | 0 | 0.05 | 0 |  | --> | E12 ex DUNMANWAY | Dunmanway [T422,T43] | DUNMANWAY |  | 51.6614 | -9.2295
MV/LV Substation AR***836 |  | 10 kV | _ | LV | 200 kVA :Pole Substation | 0.2 | --> | 0.2 | 0.2 | 7.79 |  | --> | 0.19 | 0 | 0 | 0.19 | 0 |  | --> | C19 ex DUNMANWAY | Dunmanway [T422,T43] | DUNMANWAY |  | 51.7494 | -9.089
MV/LV Substation KI***836X |  | 10 kV | _ | LV | 50 kVA :Pole Substation | 0.05 | --> | 0.05 | 0.049 | 7.79 |  | --> | 0.048 | 0 | 0 | 0.048 | 0 |  | --> | C11 ex DUNMANWAY | Dunmanway [T422,T43] | DUNMANWAY |  | 51.7093 | -9.1464
MV/LV Substation DR***845X |  | 10 kV | _ | LV | 50 kVA :Pole Substation | 0.05 | --> | 0.05 | 0.05 | 7.79 |  | --> | 0.048 | 0 | 0 | 0.048 | 0 |  | --> | C11 ex DUNMANWAY | Dunmanway [T422,T43] | DUNMANWAY |  | 51.7149 | -9.1464
MV/LV Substation DR***847X |  | 10 kV | _ | LV | 50 kVA :Pole Substation | 0.05 | --> | 0.05 | 0.041 | 7.79 |  | --> | 0.048 | 0 | 0 | 0.049 | 0 |  | --> | C11 ex DUNMANWAY | Dunmanway [T422,T43] | DUNMANWAY |  | 51.7214 | -9.148
MV/LV Substation CU***850X |  | 20 kV | _ | LV | 50 kVA :Pole Substation | 0.05 | --> | 0.05 | 0.042 | 7.79 |  | --> | 0.048 | 0 | 0.015 | 0.037 | 0 |  | --> | E12 ex DUNMANWAY | Dunmanway [T422,T43] | DUNMANWAY |  | 51.6634 | -9.1304
MV/LV Substation TH***852X |  | 10 kV | _ | LV | 200 kVA :Kiosk Substation | 0.2 | --> | 0.2 | 0.168 | 7.79 |  | --> | 0.19 | 0 | 0.003 | 0.192 | 0 |  | --> | C11 ex DUNMANWAY | Dunmanway [T422,T43] | DUNMANWAY |  | 51.7157 | -9.1223
MV/LV Substation DU***891X |  | 10 kV | _ | LV | 200 kVA :Pole Substation | 0.2 | --> | 0.2 | 0.2 | 7.79 |  | --> | 0.19 | 0 | 0 | 0.19 | 0 |  | --> | C13 ex DUNMANWAY | Dunmanway [T422,T43] | DUNMANWAY |  | 51.7349 | -9.1406
MV/LV Substation KI***919 |  | 20 kV | _ | LV | 100 kVA :Pole Substation | 0.1 | --> | 0.1 | 0.042 | 7.79 |  | --> | 0.095 | 0 | 0 | 0.103 | 0 |  | --> | E12 ex DUNMANWAY | Dunmanway [T422,T43] | DUNMANWAY |  | 51.6584 | -9.0864
MV/LV Substation DR***939 |  | 10 kV | _ | LV | 200 kVA :Pole Substation | 0.2 | --> | 0.2 | 0.192 | 7.79 |  | --> | 0.19 | 0 | 0 | 0.191 | 0 |  | --> | C13 ex DUNMANWAY | Dunmanway [T422,T43] | DUNMANWAY |  | 51.7193 | -9.1267
MV/LV Substation DR***940 |  | 20 kV | _ | LV | 50 kVA :Pole Substation | 0.05 | --> | 0.05 | 0.048 | 7.79 |  | --> | 0.048 | 0 | 0 | 0.048 | 0 |  | --> | E12 ex DUNMANWAY | Dunmanway [T422,T43] | DUNMANWAY |  | 51.6692 | -9.1083
MV/LV Substation RO***989 |  | 20 kV | _ | LV | 200 kVA :Pole Substation | 0.2 | --> | 0.2 | 0.177 | 7.79 |  | --> | 0.19 | 0 | 0.008 | 0.187 | 0 |  | --> | E12 ex DUNMANWAY | Dunmanway [T422,T43] | DUNMANWAY |  | 51.6556 | -9.2637
MV/LV Substation TH***001 |  | 10 kV | _ | LV | 400 kVA :Kiosk Substation | 0.4 | --> | 0.4 | 0.103 | 19.7 |  | --> | 0.38 | 0 | 0.014 | 0.408 | 0 |  | --> | C11 ex COW CROSS | Cow Cross [T102,T41] | N/A |  | 51.8529 | -8.2956
MV/LV Substation WO***001Y |  | 10 kV | _ | LV | 400 kVA :Kiosk Substation | 0.4 | --> | 0.4 | 0.336 | 19.7 |  | --> | 0.38 | 0 | 0.035 | 0.363 | 0 |  | --> | C12 ex COW CROSS | Cow Cross [T102,T41] | COW CROSS |  | 51.8513 | -8.3154
MV/LV Substation LY***002 |  | 10 kV | _ | LV | 400 kVA :Kiosk Substation | 0.4 | --> | 0.4 | 0.1 | 19.7 |  | --> | 0.38 | 0 | 0.015 | 0.408 | 0 |  | --> | C11 ex COW CROSS | Cow Cross [T102,T41] | N/A |  | 51.8503 | -8.2904
MV/LV Substation RU***003 |  | 10 kV | _ | LV | 200 kVA :Kiosk Substation | 0.2 | --> | 0.2 | 0.04 | 19.7 |  | --> | 0.19 | 0 | 0.027 | 0.191 | 0 |  | --> | C12 ex COW CROSS | Cow Cross [T102,T41] | COW CROSS |  | 51.8467 | -8.317
MV/LV Substation EA***004 |  | 10 kV | _ | LV | 400 kVA :Kiosk Substation | 0.4 | --> | 0.4 | 0.283 | 19.7 |  | --> | 0.38 | 0 | 0.018 | 0.382 | 0 |  | --> | C11 ex COW CROSS | Cow Cross [T102,T41] | N/A |  | 51.8524 | -8.2805
MV/LV Substation LI***005Y |  | 10 kV | _ | LV | 400 kVA :Kiosk Substation | 0.4 | --> | 0.4 | 0 | 0 | Constrained, otherwise capacity available =328 kVA | --> | 0.38 | 0 | 0.079 | 0 | 0 | Constrained, otherwise capacity available =331 kW | --> | C13 ex COW CROSS |  |  |  | 51.8532 | -8.3205
MV/LV Substation LI***006Y |  | 10 kV | _ | LV | 400 kVA :Kiosk Substation | 0.4 | --> | 0.4 | 0.318 | 19.7 |  | --> | 0.38 | 0 | 0.041 | 0.361 | 0 |  | --> | C12 ex COW CROSS | Cow Cross [T102,T41] | COW CROSS |  | 51.8519 | -8.3191
MV/LV Substation RI***008 |  | 10 kV | _ | LV | 400 kVA :Kiosk Substation | 0.4 | --> | 0.4 | 0.307 | 19.7 |  | --> | 0.38 | 0 | 0.057 | 0.35 | 0 |  | --> | C12 ex COW CROSS | Cow Cross [T102,T41] | COW CROSS |  | 51.8516 | -8.3224
MV/LV Substation LA***009 |  | 10 kV | _ | LV | 200 kVA :Pole Substation | 0.2 | --> | 0.2 | 0.066 | 19.7 |  | --> | 0.19 | 0 | 0.036 | 0.181 | 0 |  | --> | C12 ex COW CROSS | Cow Cross [T102,T41] | COW CROSS |  | 51.8506 | -8.3018
MV/LV Substation CO***012Y |  | 10 kV | _ | LV | 200 kVA :Kiosk Substation | 0.2 | --> | 0.2 | 0.168 | 19.7 |  | --> | 0.19 | 0 | 0 | 0.194 | 0 |  | --> | C11 ex COW CROSS | Cow Cross [T102,T41] | N/A |  | 51.8482 | -8.3049
MV/LV Substation MI***014 |  | 10 kV | _ | LV | 200 kVA :Kiosk Substation | 0.2 | --> | 0.2 | 0.108 | 19.7 |  | --> | 0.19 | 0 | 0.036 | 0.176 | 0 |  | --> | C12 ex COW CROSS | Cow Cross [T102,T41] | COW CROSS |  | 51.849 | -8.3076
MV/LV Substation EL***018 |  | 10 kV | _ | LV | 630 kVA :Kiosk Substation | 0.63 | --> | 0.63 | 0.424 | 19.7 |  | --> | 0.598 | 0 | 0.092 | 0.5 | 0 |  | --> | C12 ex COW CROSS | Cow Cross [T102,T41] | COW CROSS |  | 51.8522 | -8.3088
MV/LV Substation CA***019 |  | 10 kV | _ | LV | 630 kVA :Kiosk Substation | 0.63 | --> | 0.63 | 0.06 | 19.7 |  | --> | 0.598 | 0 | 0.008 | 0.5 | 0 |  | --> | C11 ex COW CROSS | Cow Cross [T102,T41] | N/A |  | 51.8507 | -8.2949
MV/LV Substation CO***019Y |  | 10 kV | _ | LV | 200 kVA :Kiosk Substation | 0.2 | --> | 0.2 | 0.118 | 19.7 |  | --> | 0.19 | 0 | 0.021 | 0.185 | 0 |  | --> | C14 ex COW CROSS | Cow Cross [T102,T41] | COW CROSS |  | 51.8556 | -8.291
MV/LV Substation CH***021Y |  | 10 kV | _ | LV | 400 kVA :Kiosk Substation | 0.4 | --> | 0.4 | 0 | 0 | Constrained, otherwise capacity available =254 kVA | --> | 0.38 | 0 | 0.06 | 0 | 0 | Constrained, otherwise capacity available =355 kW | --> | C13 ex COW CROSS |  |  |  | 51.8552 | -8.3243
MV/LV Substation CH***022Y |  | 10 kV | _ | LV | 400 kVA :Kiosk Substation | 0.4 | --> | 0.4 | 0 | 0 | Constrained, otherwise capacity available =387 kVA | --> | 0.38 | 0 | 0.01 | 0 | 0 | Constrained, otherwise capacity available =374 kW | --> | C13 ex COW CROSS |  |  |  | 51.8558 | -8.3218
MV/LV Substation VE***023 |  | 10 kV | _ | LV | 200 kVA :Kiosk Substation | 0.2 | --> | 0.2 | 0.098 | 19.7 |  | --> | 0.19 | 0 | 0.024 | 0.186 | 0 |  | --> | C14 ex COW CROSS | Cow Cross [T102,T41] | COW CROSS |  | 51.8557 | -8.2796
MV/LV Substation HA***026 |  | 10 kV | _ | LV | 400 kVA :Building Structure | 0.4 | --> | 0.4 | 0.192 | 19.7 |  | --> | 0.38 | 0 | 0.02 | 0.392 | 0 |  | --> | C11 ex COW CROSS | Cow Cross [T102,T41] | N/A |  | 51.8518 | -8.2888
MV/LV Substation HE***028Y |  | 10 kV | _ | LV | 400 kVA :Kiosk Substation | 0.4 | --> | 0.4 | 0 | 0 | Constrained, otherwise capacity available =314 kVA | --> | 0.38 | 0 | 0.022 | 0 | 0 | Constrained, otherwise capacity available =375 kW | --> | C13 ex COW CROSS |  |  |  | 51.8578 | -8.3208
MV/LV Substation HE***029Y |  | 10 kV | _ | LV | 400 kVA :Kiosk Substation | 0.4 | --> | 0.4 | 0 | 0 | Constrained, otherwise capacity available =344 kVA | --> | 0.38 | 0 | 0.005 | 0 | 0 | Constrained, otherwise capacity available =384 kW | --> | C13 ex COW CROSS |  |  |  | 51.8581 | -8.3184
MV/LV Substation BE***030 |  | 10 kV | _ | LV | 200 kVA :Pole Substation | 0.2 | --> | 0.2 | 0.123 | 19.7 |  | --> | 0.19 | 0 | 0.039 | 0.171 | 0 |  | --> | C14 ex COW CROSS | Cow Cross [T102,T41] | COW CROSS |  | 51.8542 | -8.2929
MV/LV Substation HE***030Y |  | 10 kV | _ | LV | 400 kVA :Kiosk Substation | 0.4 | --> | 0.4 | 0 | 0 | Constrained, otherwise capacity available =323 kVA | --> | 0.38 | 0 | 0.02 | 0 | 0 | Constrained, otherwise capacity available =376 kW | --> | C13 ex COW CROSS |  |  |  | 51.8591 | -8.3215
MV/LV Substation RU***032 |  | 10 kV | _ | LV | 400 kVA :Kiosk Substation | 0.4 | --> | 0.4 | 0.284 | 19.7 |  | --> | 0.38 | 0 | 0.024 | 0.378 | 0 |  | --> | C12 ex COW CROSS | Cow Cross [T102,T41] | COW CROSS |  | 51.8515 | -8.3135
MV/LV Substation CL***032Y |  | 10 kV | _ | LV | 400 kVA :Kiosk Substation | 0.4 | --> | 0.4 | 0.305 | 19.7 |  | --> | 0.38 | 0 | 0.05 | 0.356 | 0 |  | --> | C12 ex COW CROSS | Cow Cross [T102,T41] | COW CROSS |  | 51.8551 | -8.3056
MV/LV Substation CL***033Y |  | 10 kV | _ | LV | 400 kVA :Kiosk Substation | 0.4 | --> | 0.4 | 0.315 | 19.7 |  | --> | 0.38 | 0 | 0.011 | 0.383 | 0 |  | --> | C12 ex COW CROSS | Cow Cross [T102,T41] | COW CROSS |  | 51.8537 | -8.3082
MV/LV Substation CL***034Y |  | 10 kV | _ | LV | 400 kVA :Kiosk Substation | 0.4 | --> | 0.4 | 0.213 | 19.7 |  | --> | 0.38 | 0 | 0.05 | 0.368 | 0 |  | --> | C12 ex COW CROSS | Cow Cross [T102,T41] | COW CROSS |  | 51.8554 | -8.3095
MV/LV Substation VE***035 |  | 10 kV | _ | LV | 200 kVA :Pole Substation | 0.2 | --> | 0.2 | 0.124 | 19.7 |  | --> | 0.19 | 0 | 0.103 | 0.124 | 0 |  | --> | C12 ex COW CROSS | Cow Cross [T102,T41] | COW CROSS |  | 51.8448 | -8.3156
MV/LV Substation TE***036 |  | 10 kV | _ | LV | 200 kVA :Building Structure | 0.2 | --> | 0.2 | 0 | 0 | Constrained, otherwise capacity available =163 kVA | --> | 0.19 | 0 | 0.011 | 0 | 0 | Constrained, otherwise capacity available =187 kW | --> | C13 ex COW CROSS |  |  |  | 51.8569 | -8.2964
MV/LV Substation TR***036Y |  | 10 kV | _ | LV | 50 kVA :Pole Substation | 0.05 | --> | 0.05 | 0 | 0 | Constrained, otherwise capacity available =50 kVA | --> | 0.048 | 0 | 0 | 0 | 0 | Constrained, otherwise capacity available =48 kW | --> | C13 ex COW CROSS |  |  |  | 51.8591 | -8.3052
MV/LV Substation IN***040 |  | 10 kV | _ | LV | 400 kVA :Kiosk Substation | 0.4 | --> | 0.4 | 0.363 | 19.7 |  | --> | 0.38 | 0 | 0.01 | 0.378 | 0 |  | --> | C12 ex COW CROSS | Cow Cross [T102,T41] | COW CROSS |  | 51.8502 | -8.3051
MV/LV Substation WI***041 |  | 10 kV | _ | LV | 630 kVA :Kiosk Substation | 0.63 | --> | 0.63 | 0.5 | 19.7 |  | --> | 0.598 | 0 | 0.042 | 0.5 | 0 |  | --> | C14 ex COW CROSS | Cow Cross [T102,T41] | COW CROSS |  | 51.8557 | -8.2828
MV/LV Substation CO***041Y |  | 10 kV | _ | LV | 400 kVA :Building Structure | 0.4 | --> | 0.4 | 0.387 | 19.7 |  | --> | 0.38 | 0 | 0 | 0.382 | 0 |  | --> | C14 ex COW CROSS | Cow Cross [T102,T41] | COW CROSS |  | 51.8545 | -8.2881
MV/LV Substation CO***042 |  | 10 kV | _ | LV | 400 kVA :Kiosk Substation | 0.4 | --> | 0.4 | 0.356 | 19.7 |  | --> | 0.38 | 0 | 0.026 | 0.367 | 0 |  | --> | C14 ex COW CROSS | Cow Cross [T102,T41] | COW CROSS |  | 51.8552 | -8.2885
MV/LV Substation SP***043 |  | 10 kV | _ | LV | 400 kVA :Kiosk Substation | 0.4 | --> | 0.4 | 0.29 | 19.7 |  | --> | 0.38 | 0 | 0.032 | 0.371 | 0 |  | --> | C12 ex COW CROSS | Cow Cross [T102,T41] | COW CROSS |  | 51.8516 | -8.3062
MV/LV Substation CO***043Y |  | 10 kV | _ | LV | 400 kVA :Kiosk Substation | 0.4 | --> | 0.4 | 0.337 | 19.7 |  | --> | 0.38 | 0 | 0.008 | 0.383 | 0 |  | --> | C14 ex COW CROSS | Cow Cross [T102,T41] | COW CROSS |  | 51.8561 | -8.2939
MV/LV Substation MA***045Y |  | 10 kV | _ | LV | 50 kVA :Pole Substation | 0.05 | --> | 0.05 | 0 | 0 | Constrained, otherwise capacity available =43 kVA | --> | 0.048 | 0 | 0 | 0 | 0 | Constrained, otherwise capacity available =48 kW | --> | C13 ex COW CROSS |  |  |  | 51.8785 | -8.3035
MV/LV Substation FO***046Y |  | 10 kV | _ | LV | 200 kVA :Kiosk Substation | 0.2 | --> | 0.2 | 0 | 0 | Constrained, otherwise capacity available =162 kVA | --> | 0.19 | 0 | 0 | 0.195 | 0 |  | --> | C18 ex KILLACLOYNE | Killacloyne [T41,T42] | MIDLETON |  | 51.8986 | -8.3015
MV/LV Substation BA***047 |  | 10 kV | _ | LV | 50 kVA :Pole Substation | 0.05 | --> | 0.05 | 0 | 0 | Constrained, otherwise capacity available =32 kVA | --> | 0.048 | 0 | 0.012 | 0 | 0 | Constrained, otherwise capacity available =41 kW | --> | C13 ex COW CROSS |  |  |  | 51.8599 | -8.3059
MV/LV Substation BA***049 |  | 10 kV | _ | LV | 50 kVA :Pole Substation | 0.05 | --> | 0.05 | 0 | 0 | Constrained, otherwise capacity available =42 kVA | --> | 0.048 | 0 | 0 | 0 | 0 | Constrained, otherwise capacity available =48 kW | --> | C13 ex COW CROSS |  |  |  | 51.8658 | -8.3074
MV/LV Substation SU***050Y |  | 10 kV | _ | LV | 400 kVA :Kiosk Substation | 0.4 | --> | 0.4 | 0.368 | 19.7 |  | --> | 0.38 | 0 | 0.01 | 0.377 | 0 |  | --> | C12 ex COW CROSS | Cow Cross [T102,T41] | COW CROSS |  | 51.8535 | -8.305
MV/LV Substation RU***051Y |  | 10 kV | _ | LV | 400 kVA :Building Structure | 0.4 | --> | 0.4 | 0 | 0 | Constrained, otherwise capacity available =375 kVA | --> | 0.38 | 0 | 0 | 0 | 0 | Constrained, otherwise capacity available =383 kW | --> | C13 ex COW CROSS |  |  |  | 51.8577 | -8.3187
MV/LV Substation FU***052Y |  | 10 kV | _ | LV | 50 kVA :Pole Substation | 0.05 | --> | 0.05 | 0 | 0 | Constrained, otherwise capacity available =41 kVA | --> | 0.048 | 0 | 0 | 0.049 | 0 |  | --> | C18 ex KILLACLOYNE | Killacloyne [T41,T42] | MIDLETON |  | 51.9016 | -8.2941
MV/LV Substation MA***053Y |  | 10 kV | _ | LV | 630 kVA :Kiosk Substation | 0.63 | --> | 0.63 | 0.5 | 19.7 |  | --> | 0.598 | 0 | 0.003 | 0.5 | 0 |  | --> | C14 ex COW CROSS | Cow Cross [T102,T41] | COW CROSS |  | 51.8542 | -8.2793
MV/LV Substation SE***054Y |  | 10 kV | _ | LV | 400 kVA :Kiosk Substation | 0.4 | --> | 0.4 | 0.349 | 19.7 |  | --> | 0.38 | 0 | 0.019 | 0.373 | 0 |  | --> | C14 ex COW CROSS | Cow Cross [T102,T41] | COW CROSS |  | 51.8592 | -8.2816
MV/LV Substation SE***055Y |  | 10 kV | _ | LV | 630 kVA :Kiosk Substation | 0.63 | --> | 0.63 | 0.5 | 19.7 |  | --> | 0.598 | 0 | 0 | 0.5 | 0 |  | --> | C14 ex COW CROSS | Cow Cross [T102,T41] | COW CROSS |  | 51.8587 | -8.2835
MV/LV Substation CL***056Y |  | 10 kV | _ | LV | 630 kVA :Kiosk Substation | 0.63 | --> | 0.63 | 0 | 0 | Constrained, otherwise capacity available =506 kVA | --> | 0.598 | 0 | 0.017 | 0 | 0 | Constrained, otherwise capacity available =603 kW | --> | C13 ex COW CROSS |  |  |  | 51.8578 | -8.3062
MV/LV Substation CO***057 |  | 10 kV | _ | LV | 400 kVA :Kiosk Substation | 0.4 | --> | 0.4 | 0.161 | 19.7 |  | --> | 0.38 | 0 | 0.085 | 0.348 | 0 |  | --> | C12 ex COW CROSS | Cow Cross [T102,T41] | COW CROSS |  | 51.8541 | -8.3013
MV/LV Substation CO***057Y |  | 10 kV | _ | LV | 400 kVA :Kiosk Substation | 0.4 | --> | 0.4 | 0.291 | 19.7 |  | --> | 0.38 | 0 | 0.006 | 0.39 | 0 |  | --> | C14 ex COW CROSS | Cow Cross [T102,T41] | COW CROSS |  | 51.8576 | -8.2922
MV/LV Substation CO***058Y |  | 10 kV | _ | LV | 630 kVA :Building Structure | 0.63 | --> | 0.63 | 0 | 0 | Constrained, otherwise capacity available =484 kVA | --> | 0.598 | 0 | 0 | 0 | 0 | Constrained, otherwise capacity available =618 kW | --> | C13 ex COW CROSS |  |  |  | 51.8618 | -8.2971
MV/LV Substation WA***059Y |  | 10 kV | _ | LV | 200 kVA :Kiosk Substation | 0.2 | --> | 0.2 | 0 | 0 | Constrained, otherwise capacity available =176 kVA | --> | 0.19 | 0 | 0 | 0 | 0 | Constrained, otherwise capacity available =193 kW | --> | C13 ex COW CROSS |  |  |  | 51.8588 | -8.3146
MV/LV Substation CO***060 |  | 10 kV | _ | LV | 400 kVA :Kiosk Substation | 0.4 | --> | 0.4 | 0.361 | 19.7 |  | --> | 0.38 | 0 | 0.004 | 0.382 | 0 |  | --> | C14 ex COW CROSS | Cow Cross [T102,T41] | COW CROSS |  | 51.8552 | -8.2933
MV/LV Substation CO***060Y |  | 10 kV | _ | LV | 400 kVA :Kiosk Substation | 0.4 | --> | 0.4 | 0 | 0 | Constrained, otherwise capacity available =285 kVA | --> | 0.38 | 0 | 0.033 | 0 | 0 | Constrained, otherwise capacity available =371 kW | --> | C13 ex COW CROSS |  |  |  | 51.858 | -8.3027
MV/LV Substation CO***061 |  | 10 kV | _ | LV | 50 kVA :Pole Substation | 0.05 | --> | 0.05 | 0 | 0 | Constrained, otherwise capacity available =32 kVA | --> | 0.048 | 0 | 0.012 | 0 | 0 | Constrained, otherwise capacity available =41 kW | --> | C13 ex COW CROSS |  |  |  | 51.8643 | -8.3007
MV/LV Substation HI***069 |  | 10 kV | _ | LV | 200 kVA :Kiosk Substation | 0.2 | --> | 0.2 | 0 | 0 | Constrained, otherwise capacity available =144 kVA | --> | 0.19 | 0 | 0.041 | 0 | 0 | Constrained, otherwise capacity available =167 kW | --> | C13 ex COW CROSS |  |  |  | 51.8563 | -8.2997
MV/LV Substation FO***071 |  | 10 kV | _ | LV | 200 kVA :Kiosk Substation | 0.2 | --> | 0.2 | 0 | 0 | Constrained, otherwise capacity available =200 kVA | --> | 0.19 | 0 | 0 | 0 | 0 | Constrained, otherwise capacity available =190 kW | --> | C13 ex COW CROSS |  |  |  | 51.8899 | -8.3119
MV/LV Substation TI***075 |  | 10 kV | _ | LV | 630 kVA :Kiosk Substation | 0.63 | --> | 0.63 | 0 | 0 | Constrained, otherwise capacity available =459 kVA | --> | 0.598 | 0 | 0 | 0 | 0 | Constrained, otherwise capacity available =621 kW | --> | C13 ex COW CROSS |  |  |  | 51.8607 | -8.2971
MV/LV Substation BA***096 |  | 10 kV | _ | LV | 100 kVA :Pole Substation | 0.1 | --> | 0.1 | 0 | 0 | Constrained, otherwise capacity available =87 kVA | --> | 0.095 | 0 | 0 | 0.097 | 0 |  | --> | C12 ex RIVERSTOWN | Riverstown [T41,T42] | KILBARRY |  | 51.9549 | -8.4205
MV/LV Substation BR***171 |  | 10 kV | _ | LV | 400 kVA :Kiosk Substation | 0.4 | --> | 0.4 | 0.347 | 19.7 |  | --> | 0.38 | 0 | 0.014 | 0.377 | 0 |  | --> | C12 ex COW CROSS | Cow Cross [T102,T41] | COW CROSS |  | 51.8499 | -8.3115
MV/LV Substation BE***189 |  | 10 kV | _ | LV | 100 kVA :Pole Substation | 0.1 | --> | 0.1 | 0 | 0 | Constrained, otherwise capacity available =63 kVA | --> | 0.095 | 0 | 0.008 | 0 | 0 | Constrained, otherwise capacity available =94 kW | --> | C13 ex COW CROSS |  |  |  | 51.8868 | -8.3044
MV/LV Substation WE***201 |  | 10 kV | _ | LV | 400 kVA :Kiosk Substation | 0.4 | --> | 0.4 | 0.348 | 19.7 |  | --> | 0.38 | 0 | 0 | 0.387 | 0 |  | --> | C11 ex COW CROSS | Cow Cross [T102,T41] | N/A |  | 51.8494 | -8.2975
MV/LV Substation BA***203 |  | 10 kV | _ | LV | 100 kVA :Pole Substation | 0.1 | --> | 0.1 | 0 | 0 | Constrained, otherwise capacity available =24 kVA | --> | 0.095 | 0 | 0 | 0 | 0 | Constrained, otherwise capacity available =105 kW | --> | C13 ex COW CROSS |  |  |  | 51.8787 | -8.3063
MV/LV Substation BE***209 |  | 10 kV | _ | LV | 100 kVA :Pole Substation | 0.1 | --> | 0.1 | 0 | 0 | Constrained, otherwise capacity available =73 kVA | --> | 0.095 | 0 | 0 | 0 | 0 | Constrained, otherwise capacity available =99 kW | --> | C13 ex COW CROSS |  |  |  | 51.8693 | -8.2922
MV/LV Substation TH***210 |  | 10 kV | _ | LV | 200 kVA :Kiosk Substation | 0.2 | --> | 0.2 | 0.146 | 6.78 |  | --> | 0.19 | 0 | 0.064 | 0.15 | 0 |  | --> | C39 ex CASTLEVIEW | Castleview [T101,T102] | CASTLEVIEW |  | 51.9033 | -8.3506
MV/LV Substation BA***211 |  | 10 kV | _ | LV | 200 kVA :Kiosk Substation | 0.2 | --> | 0.2 | 0 | 0 | Constrained, otherwise capacity available =60 kVA | --> | 0.19 | 0 | 0.093 | 0 | 0 | Constrained, otherwise capacity available =139 kW | --> | C13 ex COW CROSS |  |  |  | 51.8549 | -8.3173
MV/LV Substation CO***4001 |  | 10 kV | _ | LV | 400 kVA :Kiosk Substation | 0.4 | --> | 0.4 | 0 | 0 | Constrained, otherwise capacity available =381 kVA | --> | 0.38 | 0 | 0 | 0 | 0 | Constrained, otherwise capacity available =383 kW | --> | C13 ex COW CROSS |  |  |  | 51.8764 | -8.315
MV/LV Substation MA***4002 |  | 10 kV | _ | LV | 50 kVA :Pole Substation | 0.05 | --> | 0.05 | 0 | 0 | Constrained, otherwise capacity available =46 kVA | --> | 0.048 | 0 | 0 | 0 | 0 | Constrained, otherwise capacity available =48 kW | --> | C13 ex COW CROSS |  |  |  | 51.8755 | -8.3231
MV/LV Substation FO***4010 |  | 10 kV | _ | LV | 200 kVA :Pole Substation | 0.2 | --> | 0.2 | 0 | 0 | Constrained, otherwise capacity available =119 kVA | --> | 0.19 | 0 | 0 | 0 | 0 | Constrained, otherwise capacity available =201 kW | --> | C13 ex COW CROSS |  |  |  | 51.8955 | -8.3099
MV/LV Substation MA***4015 |  | 10 kV | _ | LV | 400 kVA :Kiosk Substation | 0.4 | --> | 0.4 | 0.386 | 19.7 |  | --> | 0.38 | 0 | 0.022 | 0.366 | 0 |  | --> | C12 ex COW CROSS | Cow Cross [T102,T41] | COW CROSS |  | 51.8508 | -8.318
MV/LV Substation CO***4016 |  | 10 kV | _ | LV | 400 kVA :Kiosk Substation | 0.4 | --> | 0.4 | 0 | 0 | Constrained, otherwise capacity available =308 kVA | --> | 0.38 | 0 | 0.011 | 0 | 0 | Constrained, otherwise capacity available =384 kW | --> | C13 ex COW CROSS |  |  |  | 51.8575 | -8.3021
MV/LV Substation CO***4026 |  | 10 kV | _ | LV | 400 kVA :Kiosk Substation | 0.4 | --> | 0.4 | 0 | 0 | Constrained, otherwise capacity available =379 kVA | --> | 0.38 | 0 | 0 | 0 | 0 | Constrained, otherwise capacity available =383 kW | --> | C13 ex COW CROSS |  |  |  | 51.8579 | -8.2997
MV/LV Substation BE***4027 |  | 10 kV | _ | LV | 400 kVA :Kiosk Substation | 0.4 | --> | 0.4 | 0 | 0 | Constrained, otherwise capacity available =381 kVA | --> | 0.38 | 0 | 0 | 0 | 0 | Constrained, otherwise capacity available =383 kW | --> | C13 ex COW CROSS |  |  |  | 51.8765 | -8.3298
MV/LV Substation BU***4030 |  | 10 kV | _ | LV | 400 kVA :Kiosk Substation | 0.4 | --> | 0.4 | 0.4 | 19.7 |  | --> | 0.38 | 0 | 0 | 0.38 | 0 |  | --> | C12 ex COW CROSS | Cow Cross [T102,T41] | COW CROSS |  | 51.8542 | -8.3023
MV/LV Substation CO***4031 |  | 10 kV | _ | LV | 50 kVA :Pole Substation | 0.05 | --> | 0.05 | 0 | 0 | Constrained, otherwise capacity available =50 kVA | --> | 0.048 | 0 | 0 | 0 | 0 | Constrained, otherwise capacity available =48 kW | --> | C13 ex COW CROSS |  |  |  | 51.8645 | -8.3008
MV/LV Substation ME***4033 |  | 10 kV | _ | LV | 630 kVA :Kiosk Substation | 0.63 | --> | 0.63 | 0.5 | 19.7 |  | --> | 0.598 | 0 | 0 | 0.5 | 0 |  | --> | C12 ex COW CROSS | Cow Cross [T102,T41] | COW CROSS |  | 51.8538 | -8.3087
MV/LV Substation RI***404X |  | 10 kV | _ | LV | 400 kVA :Kiosk Substation | 0.4 | --> | 0.4 | 0.369 | 19.7 |  | --> | 0.38 | 0 | 0.019 | 0.37 | 0 |  | --> | C12 ex COW CROSS | Cow Cross [T102,T41] | COW CROSS |  | 51.8461 | -8.3168
MV/LV Substation RE***405X |  | 10 kV | _ | LV | 630 kVA :Kiosk Substation | 0.63 | --> | 0.63 | 0.5 | 19.7 |  | --> | 0.598 | 0 | 0.023 | 0.5 | 0 |  | --> | C12 ex COW CROSS | Cow Cross [T102,T41] | COW CROSS |  | 51.8547 | -8.298
MV/LV Substation FO***410 |  | 10 kV | _ | LV | 100 kVA :Pole Substation | 0.1 | --> | 0.1 | 0 | 0 | Constrained, otherwise capacity available =39 kVA | --> | 0.095 | 0 | 0 | 0 | 0 | Constrained, otherwise capacity available =103 kW | --> | C13 ex COW CROSS |  |  |  | 51.8961 | -8.3161
MV/LV Substation FO***411 |  | 10 kV | _ | LV | 400 kVA :Kiosk Substation | 0.4 | --> | 0.4 | 0 | 0 | Constrained, otherwise capacity available =400 kVA | --> | 0.38 | 0 | 0 | 0 | 0 | Constrained, otherwise capacity available =380 kW | --> | C13 ex COW CROSS |  |  |  | 51.8948 | -8.3057
MV/LV Substation GL***412X |  | 10 kV | _ | LV | 100 kVA :Pole Substation | 0.1 | --> | 0.1 | 0 | 0 | Constrained, otherwise capacity available =100 kVA | --> | 0.095 | 0 | 0 | 0 | 0 | Constrained, otherwise capacity available =95 kW | --> | C13 ex COW CROSS |  |  |  | 51.8627 | -8.2974
MV/LV Substation TW***414 |  | 10 kV | _ | LV | 100 kVA :Pole Substation | 0.1 | --> | 0.1 | 0 | 0 | Constrained, otherwise capacity available =87 kVA | --> | 0.095 | 0 | 0 | 0 | 0 | Constrained, otherwise capacity available =97 kW | --> | C13 ex COW CROSS |  |  |  | 51.8657 | -8.3236
MV/LV Substation BA***415 |  | 10 kV | _ | LV | 50 kVA :Pole Substation | 0.05 | --> | 0.05 | 0 | 0 | Constrained, otherwise capacity available =34 kVA | --> | 0.048 | 0 | 0.013 | 0 | 0 | Constrained, otherwise capacity available =40 kW | --> | C13 ex COW CROSS |  |  |  | 51.8602 | -8.3254
MV/LV Substation WA***423 |  | 10 kV | _ | LV | 100 kVA :Pole Substation | 0.1 | --> | 0.1 | 0.04 | 19.7 |  | --> | 0.095 | 0 | 0.012 | 0.094 | 0 |  | --> | C14 ex COW CROSS | Cow Cross [T102,T41] | COW CROSS |  | 51.8591 | -8.2853
MV/LV Substation CA***446 |  | 10 kV | _ | LV | 200 kVA :Pole Substation | 0.2 | --> | 0.2 | 0 | 0 | Constrained, otherwise capacity available =170 kVA | --> | 0.19 | 0 | 0.022 | 0 | 0 | Constrained, otherwise capacity available =178 kW | --> | C13 ex COW CROSS |  |  |  | 51.8711 | -8.321
MV/LV Substation BA***448 |  | 10 kV | _ | LV | 50 kVA :Pole Substation | 0.05 | --> | 0.05 | 0.036 | 19.7 |  | --> | 0.048 | 0 | 0.029 | 0.028 | 0 |  | --> | C14 ex COW CROSS | Cow Cross [T102,T41] | COW CROSS |  | 51.8675 | -8.28
MV/LV Substation RO***465 |  | 10 kV | _ | LV | 50 kVA :Pole Substation | 0.05 | --> | 0.05 | 0.045 | 19.7 |  | --> | 0.048 | 0 | 0 | 0.048 | 0 |  | --> | C14 ex COW CROSS | Cow Cross [T102,T41] | COW CROSS |  | 51.8816 | -8.273
MV/LV Substation MT***470 |  | 10 kV | _ | LV | 400 kVA :Kiosk Substation | 0.4 | --> | 0.4 | 0.331 | 19.7 |  | --> | 0.38 | 0 | 0.026 | 0.37 | 0 |  | --> | C14 ex COW CROSS | Cow Cross [T102,T41] | COW CROSS |  | 51.8542 | -8.2758
MV/LV Substation BA***480 |  | 10 kV | _ | LV | 50 kVA :Pole Substation | 0.05 | --> | 0.05 | 0 | 0 | Constrained, otherwise capacity available =44 kVA | --> | 0.048 | 0 | 0 | 0 | 0 | Constrained, otherwise capacity available =48 kW | --> | C13 ex COW CROSS |  |  |  | 51.8603 | -8.3257
MV/LV Substation GL***481 |  | 10 kV | _ | LV | 50 kVA :Pole Substation | 0.05 | --> | 0.05 | 0 | 0 | Constrained, otherwise capacity available =46 kVA | --> | 0.048 | 0 | 0.005 | 0 | 0 | Constrained, otherwise capacity available =44 kW | --> | C13 ex COW CROSS |  |  |  | 51.8627 | -8.2956
MV/LV Substation BA***483 |  | 10 kV | _ | LV | 200 kVA :Kiosk Substation | 0.2 | --> | 0.2 | 0.157 | 19.7 |  | --> | 0.19 | 0 | 0.017 | 0.183 | 0 |  | --> | C14 ex COW CROSS | Cow Cross [T102,T41] | COW CROSS |  | 51.8569 | -8.2741
MV/LV Substation TH***485 |  | 10 kV | _ | LV | 200 kVA :Kiosk Substation | 0.2 | --> | 0.2 | 0.169 | 19.7 |  | --> | 0.19 | 0 | 0.028 | 0.173 | 0 |  | --> | C11 ex COW CROSS | Cow Cross [T102,T41] | N/A |  | 51.8447 | -8.3135
MV/LV Substation NO***487 |  | 10 kV | _ | LV | 200 kVA :Kiosk Substation | 0.2 | --> | 0.2 | 0.163 | 19.7 |  | --> | 0.19 | 0 | 0.01 | 0.188 | 0 |  | --> | C12 ex COW CROSS | Cow Cross [T102,T41] | COW CROSS |  | 51.8496 | -8.3092
MV/LV Substation ED***496 |  | 10 kV | _ | LV | 200 kVA :Kiosk Substation | 0.2 | --> | 0.2 | 0.178 | 19.7 |  | --> | 0.19 | 0 | 0.01 | 0.186 | 0 |  | --> | C12 ex COW CROSS | Cow Cross [T102,T41] | COW CROSS |  | 51.8542 | -8.2967
MV/LV Substation RU***970X |  | 10 kV | _ | LV | 400 kVA :Kiosk Substation | 0.4 | --> | 0.4 | 0.307 | 19.7 |  | --> | 0.38 | 0 | 0.067 | 0.343 | 0 |  | --> | C12 ex COW CROSS | Cow Cross [T102,T41] | COW CROSS |  | 51.8511 | -8.3161
MV/LV Substation RO***973 |  | 10 kV | _ | LV | 50 kVA :Pole Substation | 0.05 | --> | 0.05 | 0.048 | 19.7 |  | --> | 0.048 | 0 | 0.004 | 0.045 | 0 |  | --> | C14 ex COW CROSS | Cow Cross [T102,T41] | COW CROSS |  | 51.8814 | -8.2686
MV/LV Substation TH***974X |  | 10 kV | _ | LV | 200 kVA :Kiosk Substation | 0.2 | --> | 0.2 | 0.169 | 19.7 |  | --> | 0.19 | 0 | 0.006 | 0.19 | 0 |  | --> | C11 ex COW CROSS | Cow Cross [T102,T41] | N/A |  | 51.846 | -8.3118
MV/LV Substation VI***975 |  | 10 kV | _ | LV | 200 kVA :Kiosk Substation | 0.2 | --> | 0.2 | 0.152 | 19.7 |  | --> | 0.19 | 0 | 0.046 | 0.162 | 0 |  | --> | C14 ex COW CROSS | Cow Cross [T102,T41] | COW CROSS |  | 51.8559 | -8.2751
MV/LV Substation TH***976X |  | 10 kV | _ | LV | 400 kVA :Kiosk Substation | 0.4 | --> | 0.4 | 0.383 | 19.7 |  | --> | 0.38 | 0 | 0 | 0.382 | 0 |  | --> | C11 ex COW CROSS | Cow Cross [T102,T41] | N/A |  | 51.8516 | -8.2855
MV/LV Substation HA***977X |  | 10 kV | _ | LV | 200 kVA :Kiosk Substation | 0.2 | --> | 0.2 | 0.134 | 19.7 |  | --> | 0.19 | 0 | 0.011 | 0.191 | 0 |  | --> | C14 ex COW CROSS | Cow Cross [T102,T41] | COW CROSS |  | 51.8558 | -8.2737
MV/LV Substation WA***978X |  | 10 kV | _ | LV | 400 kVA :Building Structure | 0.4 | --> | 0.4 | 0.35 | 19.7 |  | --> | 0.38 | 0 | 0 | 0.387 | 0 |  | --> | C11 ex COW CROSS | Cow Cross [T102,T41] | N/A |  | 51.8506 | -8.2897
MV/LV Substation FL***982X |  | 10 kV | _ | LV | 400 kVA :Kiosk Substation | 0.4 | --> | 0.4 | 0.295 | 19.7 |  | --> | 0.38 | 0 | 0.065 | 0.346 | 0 |  | --> | C12 ex COW CROSS | Cow Cross [T102,T41] | COW CROSS |  | 51.8527 | -8.3147
MV/LV Substation RU***983X |  | 10 kV | _ | LV | 400 kVA :Kiosk Substation | 0.4 | --> | 0.4 | 0 | 0 | Constrained, otherwise capacity available =358 kVA | --> | 0.38 | 0 | 0.009 | 0 | 0 | Constrained, otherwise capacity available =379 kW | --> | C13 ex COW CROSS |  |  |  | 51.8541 | -8.3273
MV/LV Substation SP***986X |  | 10 kV | _ | LV | 400 kVA :Kiosk Substation | 0.4 | --> | 0.4 | 0.284 | 19.7 |  | --> | 0.38 | 0 | 0.047 | 0.361 | 0 |  | --> | C14 ex COW CROSS | Cow Cross [T102,T41] | COW CROSS |  | 51.8565 | -8.2881
MV/LV Substation BE***987X |  | 10 kV | _ | LV | 200 kVA :Kiosk Substation | 0.2 | --> | 0.2 | 0.186 | 19.7 |  | --> | 0.19 | 0 | 0 | 0.192 | 0 |  | --> | C11 ex COW CROSS | Cow Cross [T102,T41] | N/A |  | 51.8524 | -8.2926
MV/LV Substation WA***990X |  | 10 kV | _ | LV | 400 kVA :Kiosk Substation | 0.4 | --> | 0.4 | 0.352 | 19.7 |  | --> | 0.38 | 0 | 0 | 0.387 | 0 |  | --> | C11 ex COW CROSS | Cow Cross [T102,T41] | N/A |  | 51.849 | -8.2985
MV/LV Substation WE***992X |  | 10 kV | _ | LV | 400 kVA :Kiosk Substation | 0.4 | --> | 0.4 | 0.389 | 19.7 |  | --> | 0.38 | 0 | 0 | 0.382 | 0 |  | --> | C11 ex COW CROSS | Cow Cross [T102,T41] | N/A |  | 51.8496 | -8.2929
MV/LV Substation JO***993X |  | 10 kV | _ | LV | 630 kVA :Building Structure | 0.63 | --> | 0.63 | 0.478 | 6.78 |  | --> | 0.598 | 0 | 0.03 | 0.5 | 0 |  | --> | C39 ex CASTLEVIEW | Castleview [T101,T102] | CASTLEVIEW |  | 51.9051 | -8.3523
MV/LV Substation WO***999X |  | 10 kV | _ | LV | 200 kVA :Kiosk Substation | 0.2 | --> | 0.2 | 0.162 | 19.7 |  | --> | 0.19 | 0 | 0.015 | 0.184 | 0 |  | --> | C12 ex COW CROSS | Cow Cross [T102,T41] | COW CROSS |  | 51.8513 | -8.3147
MV/LV Substation MA***001 |  | 10 kV | _ | LV | 400 kVA :Kiosk Substation | 0.4 | --> | 0.4 | 0 | 0 | Constrained, otherwise capacity available =67 kVA | --> | 0.38 | 0 | 0.01 | 0.416 | 0 |  | --> | C17 ex MIDLETON | Midleton [T101,T102] | MIDLETON |  | 51.9122 | -8.1715
MV/LV Substation BA***003 |  | 10 kV | _ | LV | 200 kVA :Pole Substation | 0.2 | --> | 0.2 | 0 | 0 | Constrained, otherwise capacity available =51 kVA | --> | 0.19 | 0 | 0.007 | 0.204 | 0 |  | --> | C17 ex CARRIGSHANE | Carrigshane [T41] | MIDLETON |  | 51.8989 | -8.1648
MV/LV Substation CA***005 |  | 20 kV | _ | LV | 100 kVA :Pole Substation | 0.1 | --> | 0.1 | 0 | 0 | Constrained, otherwise capacity available =56 kVA | --> | 0.095 | 0 | 0.03 | 0.078 | 0 |  | --> | E12 ex CARRIGSHANE | Carrigshane [T422] | MIDLETON |  | 51.912 | -8.058
MV/LV Substation WO***008 |  | 10 kV | _ | LV | 400 kVA :Kiosk Substation | 0.4 | --> | 0.4 | 0 | 0 | Constrained, otherwise capacity available =356 kVA | --> | 0.38 | 0 | 0 | 0.386 | 0 |  | --> | C22 ex MIDLETON | Midleton [T101,T102] | MIDLETON |  | 51.9014 | -8.1709
MV/LV Substation CA***013 |  | 10 kV | _ | LV | 400 kVA :Kiosk Substation | 0.4 | --> | 0.4 | 0 | 0 | Constrained, otherwise capacity available =200 kVA | --> | 0.38 | 0 | 0.005 | 0 | 0 | Constrained, otherwise capacity available =403 kW | --> | C11 ex CARRIGTWOHILL |  |  |  | 51.9088 | -8.261
MV/LV Substation MO***015 |  | 20 kV | _ | LV | 50 kVA :Pole Substation | 0.05 | --> | 0.05 | 0 | 0 | Constrained, otherwise capacity available =7 kVA | --> | 0.048 | 0 | 0.01 | 0 | 0 | Constrained, otherwise capacity available =46 kW | --> | E20 ex FOXHOLE | Foxhole [T421,T422] | DUNGARVAN |  | 51.9316 | -8.0566
MV/LV Substation CO***023 |  | 10 kV | _ | LV | 400 kVA :Kiosk Substation | 0.4 | --> | 0.4 | 0 | 0 | Constrained, otherwise capacity available =48 kVA | --> | 0.38 | 0 | 0.01 | 0.418 | 0 |  | --> | C17 ex MIDLETON | Midleton [T101,T102] | MIDLETON |  | 51.9168 | -8.1736
MV/LV Substation CA***037 |  | 10 kV | _ | LV | 50 kVA :Pole Substation | 0.05 | --> | 0.05 | 0 | 0 | Constrained, otherwise capacity available =49 kVA | --> | 0.048 | 0 | 0.01 | 0.04 | 0 |  | --> | C18 ex MIDLETON | Midleton [T101,T102] | MIDLETON |  | 51.935 | -8.1862
MV/LV Substation OA***042 |  | 10 kV | _ | LV | 100 kVA :Pole Substation | 0.1 | --> | 0.1 | 0 | 0 | Constrained, otherwise capacity available =85 kVA | --> | 0.095 | 0 | 0.01 | 0.09 | 0 |  | --> | C22 ex MIDLETON | Midleton [T101,T102] | MIDLETON |  | 51.9126 | -8.1856
MV/LV Substation CA***071 |  | 20 kV | _ | LV | 200 kVA :Pole Substation | 0.2 | --> | 0.2 | 0 | 0 | Constrained, otherwise capacity available =42 kVA | --> | 0.19 | 0 | 0.013 | 0.201 | 0 |  | --> | E12 ex CARRIGSHANE | Carrigshane [T422] | MIDLETON |  | 51.9124 | -8.0537
MV/LV Substation CH***072 |  | 10 kV | _ | LV | 400 kVA :Kiosk Substation | 0.4 | --> | 0.4 | 0 | 0 | Constrained, otherwise capacity available =129 kVA | --> | 0.38 | 0 | 0.006 | 0.411 | 0 |  | --> | C17 ex MIDLETON | Midleton [T101,T102] | MIDLETON |  | 51.9144 | -8.174
MV/LV Substation RO***078 |  | 10 kV | _ | LV | 400 kVA :Kiosk Substation | 0.4 | --> | 0.4 | 0 | 0 | Constrained, otherwise capacity available =259 kVA | --> | 0.38 | 0 | 0.06 | 0.354 | 0 |  | --> | C17 ex MIDLETON | Midleton [T101,T102] | MIDLETON |  | 51.9093 | -8.1739
MV/LV Substation CH***079 |  | 10 kV | _ | LV | 200 kVA :Kiosk Substation | 0.2 | --> | 0.2 | 0 | 0 | Constrained, otherwise capacity available =113 kVA | --> | 0.19 | 0 | 0.021 | 0 | 0 | Constrained, otherwise capacity available =186 kW | --> | C32 ex CLOYNE | Cloyne [T41] | MIDLETON |  | 51.862 | -8.1244
MV/LV Substation BE***085 |  | 10 kV | _ | LV | 630 kVA :Building Structure | 0.63 | --> | 0.63 | 0 | 0 | Constrained, otherwise capacity available =630 kVA | --> | 0.598 | 0 | 0 | 0.5 | 0 |  | --> | C17 ex CARRIGSHANE | Carrigshane [T41] | MIDLETON |  | 51.8973 | -8.1617
MV/LV Substation CH***100 |  | 10 kV | _ | LV | 100 kVA :Pole Substation | 0.1 | --> | 0.1 | 0 | 0 | Constrained, otherwise capacity available =76 kVA | --> | 0.095 | 0 | 0.026 | 0.079 | 0 |  | --> | C17 ex CARRIGSHANE | Carrigshane [T41] | MIDLETON |  | 51.8974 | -8.1699
MV/LV Substation DY***101 |  | 10 kV | _ | LV | 630 kVA :Building Structure | 0.63 | --> | 0.63 | 0 | 0 | Constrained, otherwise capacity available =540 kVA | --> | 0.598 | 0 | 0.035 | 0.5 | 0 |  | --> | C17 ex MIDLETON | Midleton [T101,T102] | MIDLETON |  | 51.9139 | -8.1793
MV/LV Substation PU***103 |  | 10 kV | _ | LV | 100 kVA :Pole Substation | 0.1 | --> | 0.1 | 0 | 0 | Constrained, otherwise capacity available =51 kVA | --> | 0.095 | 0 | 0 | 0.102 | 0 |  | --> | C22 ex MIDLETON | Midleton [T101,T102] | MIDLETON |  | 51.9299 | -8.1841
MV/LV Substation FI***104 |  | 10 kV | _ | LV | 50 kVA :Pole Substation | 0.05 | --> | 0.05 | 0 | 0 | Constrained, otherwise capacity available =27 kVA | --> | 0.048 | 0 | 0 | 0.05 | 0 |  | --> | C13 ex MIDLETON | Midleton [T101,T102] | MIDLETON |  | 51.9277 | -8.1748
MV/LV Substation MA***105 |  | 10 kV | _ | LV | 630 kVA :Kiosk Substation | 0.63 | --> | 0.63 | 0 | 0 | Constrained, otherwise capacity available =383 kVA | --> | 0.598 | 0 | 0.02 | 0.5 | 0 |  | --> | C22 ex MIDLETON | Midleton [T101,T102] | MIDLETON |  | 51.9191 | -8.1712
MV/LV Substation KN***108 |  | 10 kV | _ | LV | 200 kVA :Building Structure | 0.2 | --> | 0.2 | 0 | 0 | Constrained, otherwise capacity available =200 kVA | --> | 0.19 | 0 | 0 | 0.19 | 0 |  | --> | C19 ex MIDLETON | Midleton [T101,T102] | MIDLETON |  | 51.9183 | -8.1944
MV/LV Substation MI***111Y |  | 10 kV | _ | LV | 400 kVA :Building Structure | 0.4 | --> | 0.4 | 0 | 0 | Constrained, otherwise capacity available =329 kVA | --> | 0.38 | 0 | 0 | 0.39 | 0 |  | --> | C22 ex MIDLETON | Midleton [T101,T102] | MIDLETON |  | 51.9186 | -8.1768
MV/LV Substation KE***116 |  | 10 kV | _ | LV | 400 kVA :Kiosk Substation | 0.4 | --> | 0.4 | 0 | 0 | Constrained, otherwise capacity available =303 kVA | --> | 0.38 | 0 | 0.01 | 0.386 | 0 |  | --> | C22 ex MIDLETON | Midleton [T101,T102] | MIDLETON |  | 51.9141 | -8.1839
MV/LV Substation EL***117 |  | 10 kV | _ | LV | 400 kVA :Kiosk Substation | 0.4 | --> | 0.4 | 0 | 0 | Constrained, otherwise capacity available =302 kVA | --> | 0.38 | 0 | 0.036 | 0.366 | 0 |  | --> | C13 ex MIDLETON | Midleton [T101,T102] | MIDLETON |  | 51.9262 | -8.18
MV/LV Substation CA***119 |  | 10 kV | _ | LV | 630 kVA :Kiosk Substation | 0.63 | --> | 0.63 | 0 | 0 | Constrained, otherwise capacity available =498 kVA | --> | 0.598 | 0 | 0.029 | 0.5 | 0 |  | --> | C17 ex KILLACLOYNE | Killacloyne [T41,T42] | MIDLETON |  | 51.9083 | -8.2688
MV/LV Substation TD***122Y |  | 10 kV | _ | LV | 400 kVA :Building Structure | 0.4 | --> | 0.4 | 0 | 0 | Constrained, otherwise capacity available =396 kVA | --> | 0.38 | 0 | 0 | 0.38 | 0 |  | --> | C22 ex KILLACLOYNE | Killacloyne [T41,T42] | MIDLETON |  | 51.9089 | -8.2761
MV/LV Substation DU***128Y |  | 10 kV | _ | LV | 50 kVA :Pole Substation | 0.05 | --> | 0.05 | 0 | 0 | Constrained, otherwise capacity available =45 kVA | --> | 0.048 | 0 | 0 | 0.048 | 0 |  | --> | C18 ex MIDLETON | Midleton [T101,T102] | MIDLETON |  | 51.996 | -8.0831
MV/LV Substation BA***131 |  | 20 kV | _ | LV | 400 kVA :Kiosk Substation | 0.4 | --> | 0.4 | 0.223 | 2.31 |  | --> | 0.38 | 0 | 0.012 | 0.388 | 0 |  | --> | E13 ex AGHADA | Aghada [T721] | N/A |  | 51.8259 | -8.2318
MV/LV Substation BA***138Y |  | 10 kV | _ | LV | 50 kVA :Pole Substation | 0.05 | --> | 0.05 | 0 | 0 | Constrained, otherwise capacity available =26 kVA | --> | 0.048 | 0 | 0.024 | 0.033 | 0 |  | --> | C18 ex MIDLETON | Midleton [T101,T102] | MIDLETON |  | 51.9734 | -8.2781
MV/LV Substation MI***143Y |  | 10 kV | _ | LV | 400 kVA :Kiosk Substation | 0.4 | --> | 0.4 | 0 | 0 | Constrained, otherwise capacity available =189 kVA | --> | 0.38 | 0 | 0.013 | 0.398 | 0 |  | --> | C22 ex MIDLETON | Midleton [T101,T102] | MIDLETON |  | 51.9199 | -8.1791
MV/LV Substation ME***146Y |  | 10 kV | _ | LV | 400 kVA :Kiosk Substation | 0.4 | --> | 0.4 | 0 | 0 | Constrained, otherwise capacity available =316 kVA | --> | 0.38 | 0 | 0.033 | 0 | 0 | Constrained, otherwise capacity available =367 kW | --> | C32 ex CLOYNE | Cloyne [T41] | MIDLETON |  | 51.8616 | -8.1292
MV/LV Substation BR***152Y |  | 10 kV | _ | LV | 400 kVA :Kiosk Substation | 0.4 | --> | 0.4 | 0 | 0 | Constrained, otherwise capacity available =321 kVA | --> | 0.38 | 0 | 0.024 | 0.373 | 0 |  | --> | C13 ex MIDLETON | Midleton [T101,T102] | MIDLETON |  | 51.9246 | -8.18
MV/LV Substation SI***153 |  | 10 kV | _ | LV | 200 kVA :Kiosk Substation | 0.2 | --> | 0.2 | 0.137 | 2.31 |  | --> | 0.19 | 0 | 0.025 | 0.18 | 0 |  | --> | E13 ex AGHADA | Aghada [T721] | N/A |  | 51.8428 | -8.2084
MV/LV Substation WI***153Y |  | 10 kV | _ | LV | 200 kVA :Kiosk Substation | 0.2 | --> | 0.2 | 0 | 0 | Constrained, otherwise capacity available =145 kVA | --> | 0.19 | 0 | 0.037 | 0.17 | 0 |  | --> | C22 ex MIDLETON | Midleton [T101,T102] | MIDLETON |  | 51.9251 | -8.1834
MV/LV Substation SL***156 |  | 10 kV | _ | LV | 50 kVA :Pole Substation | 0.05 | --> | 0.05 | 0 | 0 | Constrained, otherwise capacity available =22 kVA | --> | 0.048 | 0 | 0 | 0 | 0 | Constrained, otherwise capacity available =51 kW | --> | C17 ex CARRIGTWOHILL |  |  |  | 51.9034 | -8.2812
MV/LV Substation RO***157Y |  | 10 kV | _ | LV | 200 kVA :Kiosk Substation | 0.2 | --> | 0.2 | 0 | 0 | Constrained, otherwise capacity available =137 kVA | --> | 0.19 | 0 | 0.01 | 0.191 | 0 |  | --> | C12 ex KILLACLOYNE | Killacloyne [T41,T42] | MIDLETON |  | 51.9126 | -8.253
MV/LV Substation RO***164Y |  | 10 kV | _ | LV | 200 kVA :Kiosk Substation | 0.2 | --> | 0.2 | 0 | 0 | Constrained, otherwise capacity available =172 kVA | --> | 0.19 | 0 | 0 | 0.194 | 0 |  | --> | C17 ex MIDLETON | Midleton [T101,T102] | MIDLETON |  | 51.9125 | -8.1689
MV/LV Substation TH***170Y |  | 10 kV | _ | LV | 400 kVA :Kiosk Substation | 0.4 | --> | 0.4 | 0 | 0 | Constrained, otherwise capacity available =286 kVA | --> | 0.38 | 0 | 0.053 | 0.356 | 0 |  | --> | C22 ex MIDLETON | Midleton [T101,T102] | MIDLETON |  | 51.9043 | -8.1696
MV/LV Substation EA***171Y |  | 10 kV | _ | LV | 630 kVA :Building Structure | 0.63 | --> | 0.63 | 0 | 0 | Constrained, otherwise capacity available =422 kVA | --> | 0.598 | 0 | 0.011 | 0 | 0 | Constrained, otherwise capacity available =618 kW | --> | C11 ex CARRIGTWOHILL |  |  |  | 51.9093 | -8.2552
MV/LV Substation KI***174 |  | 10 kV | _ | LV | 50 kVA :Pole Substation | 0.05 | --> | 0.05 | 0 | 0 | Constrained, otherwise capacity available =4 kVA | --> | 0.048 | 0 | 0 | 0.053 | 0 |  | --> | C17 ex CARRIGSHANE | Carrigshane [T41] | MIDLETON |  | 51.8734 | -8.1391
MV/LV Substation OI***176 |  | 20 kV | _ | LV | 50 kVA :Pole Substation | 0.05 | --> | 0.05 | 0.04 | 2.31 |  | --> | 0.048 | 0 | 0 | 0.049 | 0 |  | --> | E13 ex AGHADA | Aghada [T721] | N/A |  | 51.8333 | -8.2315
MV/LV Substation CA***177Y |  | 20 kV | _ | LV | 200 kVA :Kiosk Substation | 0.2 | --> | 0.2 | 0 | 0 | Constrained, otherwise capacity available =115 kVA | --> | 0.19 | 0 | 0.047 | 0.166 | 0 |  | --> | E12 ex CARRIGSHANE | Carrigshane [T422] | MIDLETON |  | 51.9112 | -8.0488
MV/LV Substation SU***178Y |  | 10 kV | _ | LV | 630 kVA :Building Structure | 0.63 | --> | 0.63 | 0 | 0 | Constrained, otherwise capacity available =338 kVA | --> | 0.598 | 0 | 0 | 0.5 | 0 |  | --> | C12 ex MIDLETON | Midleton [T101,T102] | MIDLETON |  | 51.9182 | -8.1747
MV/LV Substation WH***179 |  | 10 kV | _ | LV | 200 kVA :Pole Substation | 0.2 | --> | 0.2 | 0 | 0 | Constrained, otherwise capacity available =200 kVA | --> | 0.19 | 0 | 0 | 0.19 | 0 |  | --> | C19 ex MIDLETON | Midleton [T101,T102] | MIDLETON |  | 51.9463 | -8.2526
MV/LV Substation SO***187Y |  | 10 kV | _ | LV | 400 kVA :Kiosk Substation | 0.4 | --> | 0.4 | 0 | 0 | Constrained, otherwise capacity available =370 kVA | --> | 0.38 | 0 | 0 | 0.384 | 0 |  | --> | C17 ex CARRIGSHANE | Carrigshane [T41] | MIDLETON |  | 51.8981 | -8.1699
MV/LV Substation OR***188Y |  | 20 kV | _ | LV | 400 kVA :Building Structure | 0.4 | --> | 0.4 | 0 | 0 | Constrained, otherwise capacity available =385 kVA | --> | 0.38 | 0 | 0 | 0.382 | 0 |  | --> | E12 ex CARRIGSHANE | Carrigshane [T422] | MIDLETON |  | 51.9129 | -8.0555
MV/LV Substation RE***197Y |  | 10 kV | _ | LV | 630 kVA :Building Structure | 0.63 | --> | 0.63 | 0 | 0 | Constrained, otherwise capacity available =272 kVA | --> | 0.598 | 0 | 0 | 0 | 0 | Constrained, otherwise capacity available =643 kW | --> | C17 ex CARRIGTWOHILL |  |  |  | 51.8903 | -8.2582
MV/LV Substation WI***200Y |  | 10 kV | _ | LV | 200 kVA :Kiosk Substation | 0.2 | --> | 0.2 | 0 | 0 | Constrained, otherwise capacity available =139 kVA | --> | 0.19 | 0 | 0.045 | 0.165 | 0 |  | --> | C22 ex MIDLETON | Midleton [T101,T102] | MIDLETON |  | 51.9266 | -8.1853
MV/LV Substation CA***206Y |  | 10 kV | _ | LV | 630 kVA :Building Structure | 0.63 | --> | 0.63 | 0 | 0 | Constrained, otherwise capacity available =537 kVA | --> | 0.598 | 0 | 0.011 | 0 | 0 | Constrained, otherwise capacity available =603 kW | --> | C11 ex CARRIGTWOHILL |  |  |  | 51.9093 | -8.2568
MV/LV Substation WH***215 |  | 20 kV | _ | LV | 50 kVA :Pole Substation | 0.05 | --> | 0.05 | 0.039 | 2.31 |  | --> | 0.048 | 0 | 0.01 | 0.042 | 0 |  | --> | E13 ex AGHADA | Aghada [T721] | N/A |  | 51.8227 | -8.2356
MV/LV Substation RO***215Y |  | 10 kV | _ | LV | 400 kVA :Kiosk Substation | 0.4 | --> | 0.4 | 0 | 0 | Constrained, otherwise capacity available =263 kVA | --> | 0.38 | 0 | 0.179 | 0.266 | 0 |  | --> | C17 ex CARRIGSHANE | Carrigshane [T41] | MIDLETON |  | 51.8958 | -8.1629
MV/LV Substation BA***216Y |  | 20 kV | _ | LV | 200 kVA :Pole Substation | 0.2 | --> | 0.2 | 0 | 0 | Constrained, otherwise capacity available =165 kVA | --> | 0.19 | 0 | 0.04 | 0 | 0 | Constrained, otherwise capacity available =165 kW | --> | C13 ex CLOYNE | Cloyne [T41] | MIDLETON |  | 51.8709 | -8.0186
MV/LV Substation GE***218 |  | 20 kV | _ | LV | 100 kVA :Pole Substation | 0.1 | --> | 0.1 | 0 | 0 | Constrained, otherwise capacity available =94 kVA | --> | 0.095 | 0 | 0.005 | 0.092 | 0 |  | --> | E12 ex CARRIGSHANE | Carrigshane [T422] | MIDLETON |  | 51.9052 | -8.0371
MV/LV Substation LA***221Y |  | 10 kV | _ | LV | 400 kVA :Kiosk Substation | 0.4 | --> | 0.4 | 0 | 0 | Constrained, otherwise capacity available =312 kVA | --> | 0.38 | 0 | 0.013 | 0.382 | 0 |  | --> | C22 ex MIDLETON | Midleton [T101,T102] | MIDLETON |  | 51.9185 | -8.1671
MV/LV Substation TU***224Y |  | 10 kV | _ | LV | 50 kVA :Pole Substation | 0.05 | --> | 0.05 | 0 | 0 | Constrained, otherwise capacity available =38 kVA | --> | 0.048 | 0 | 0.006 | 0 | 0 | Constrained, otherwise capacity available =45 kW | --> | C32 ex CLOYNE | Cloyne [T41] | MIDLETON |  | 51.8601 | -8.1262
MV/LV Substation AM***229Y |  | 10 kV | _ | LV | 400 kVA :Building Structure | 0.4 | --> | 0.4 | 0 | 0 | Constrained, otherwise capacity available =326 kVA | --> | 0.38 | 0 | 0 | 0.39 | 0 |  | --> | C15 ex KILLACLOYNE | Killacloyne [T41,T42] | MIDLETON |  | 51.9109 | -8.2816
MV/LV Substation MI***232Y |  | 10 kV | _ | LV | 1000 kVA :Building Structure | 1 | --> | 1 | 0 | 0 | Constrained, otherwise capacity available =651 kVA | --> | 0.95 | 0 | 0.06 | 0.5 | 0 |  | --> | C22 ex MIDLETON | Midleton [T101,T102] | MIDLETON |  | 51.9186 | -8.1856
MV/LV Substation CA***235 |  | 10 kV | _ | LV | 50 kVA :Pole Substation | 0.05 | --> | 0.05 | 0 | 0 | Constrained, otherwise capacity available =4 kVA | --> | 0.048 | 0 | 0 | 0.053 | 0 |  | --> | C18 ex MIDLETON | Midleton [T101,T102] | MIDLETON |  | 52.0151 | -8.2243
MV/LV Substation CA***241 |  | 10 kV | _ | LV | 400 kVA :Kiosk Substation | 0.4 | --> | 0.4 | 0 | 0 | Constrained, otherwise capacity available =308 kVA | --> | 0.38 | 0 | 0.049 | 0 | 0 | Constrained, otherwise capacity available =356 kW | --> | C11 ex CARRIGTWOHILL |  |  |  | 51.9116 | -8.2566
MV/LV Substation MC***243 |  | 10 kV | _ | LV | 50 kVA :Pole Substation | 0.05 | --> | 0.05 | 0 | 0 | Constrained, otherwise capacity available =44 kVA | --> | 0.048 | 0 | 0 | 0.048 | 0 |  | --> | C17 ex KILLACLOYNE | Killacloyne [T41,T42] | MIDLETON |  | 51.9076 | -8.2726
MV/LV Substation BU***244 |  | 10 kV | _ | LV | 200 kVA :Pole Substation | 0.2 | --> | 0.2 | 0 | 0 | Constrained, otherwise capacity available =126 kVA | --> | 0.19 | 0 | 0.05 | 0.163 | 0 |  | --> | C19 ex MIDLETON | Midleton [T101,T102] | MIDLETON |  | 51.9121 | -8.239
MV/LV Substation WH***249Y |  | 10 kV | _ | LV | 100 kVA :Pole Substation | 0.1 | --> | 0.1 | 0.078 | 2.31 |  | --> | 0.095 | 0 | 0 | 0.098 | 0 |  | --> | E13 ex AGHADA | Aghada [T721] | N/A |  | 51.8123 | -8.186
MV/LV Substation CO***250Y |  | 10 kV | _ | LV | 630 kVA :Building Structure | 0.63 | --> | 0.63 | 0 | 0 | Constrained, otherwise capacity available =558 kVA | --> | 0.598 | 0 | 0.005 | 0.5 | 0 |  | --> | C17 ex MIDLETON | Midleton [T101,T102] | MIDLETON |  | 51.914 | -8.1695
MV/LV Substation OA***256Y |  | 10 kV | _ | LV | 200 kVA :Kiosk Substation | 0.2 | --> | 0.2 | 0 | 0 | Constrained, otherwise capacity available =118 kVA | --> | 0.19 | 0 | 0.027 | 0.181 | 0 |  | --> | C22 ex MIDLETON | Midleton [T101,T102] | MIDLETON |  | 51.9031 | -8.1653
MV/LV Substation GA***257 |  | 20 kV | _ | LV | 100 kVA :Pole Substation | 0.1 | --> | 0.1 | 0 | 0 | Constrained, otherwise capacity available =92 kVA | --> | 0.095 | 0 | 0 | 0 | 0 | Constrained, otherwise capacity available =96 kW | --> | C13 ex CLOYNE | Cloyne [T41] | MIDLETON |  | 51.8658 | -7.9998
MV/LV Substation RO***259 |  | 10 kV | _ | LV | 50 kVA :Pole Substation | 0.05 | --> | 0.05 | 0.046 | 2.31 |  | --> | 0.048 | 0 | 0 | 0.048 | 0 |  | --> | E13 ex AGHADA | Aghada [T721] | N/A |  | 51.8474 | -8.1948
MV/LV Substation GA***260 |  | 10 kV | _ | LV | 100 kVA :Pole Substation | 0.1 | --> | 0.1 | 0.095 | 2.31 |  | --> | 0.095 | 0 | 0 | 0.096 | 0 |  | --> | E13 ex AGHADA | Aghada [T721] | N/A |  | 51.8052 | -8.1794
MV/LV Substation CA***265Y |  | 10 kV | _ | LV | 400 kVA :Kiosk Substation | 0.4 | --> | 0.4 | 0 | 0 | Constrained, otherwise capacity available =194 kVA | --> | 0.38 | 0 | 0.04 | 0.378 | 0 |  | --> | C17 ex MIDLETON | Midleton [T101,T102] | MIDLETON |  | 51.9077 | -8.1683
MV/LV Substation OR***267Y |  | 20 kV | _ | LV | 400 kVA :Kiosk Substation | 0.4 | --> | 0.4 | 0 | 0 | Constrained, otherwise capacity available =366 kVA | --> | 0.38 | 0 | 0.036 | 0 | 0 | Constrained, otherwise capacity available =358 kW | --> | C13 ex CLOYNE | Cloyne [T41] | MIDLETON |  | 51.8557 | -8.0354
MV/LV Substation DU***268 |  | 20 kV | _ | LV | 200 kVA :Pole Substation | 0.2 | --> | 0.2 | 0 | 0 | Constrained, otherwise capacity available =181 kVA | --> | 0.19 | 0 | 0 | 0.193 | 0 |  | --> | E12 ex CARRIGSHANE | Carrigshane [T422] | MIDLETON |  | 51.9128 | -8.1205
MV/LV Substation BA***268Y |  | 10 kV | _ | LV | 400 kVA :Building Structure | 0.4 | --> | 0.4 | 0 | 0 | Constrained, otherwise capacity available =316 kVA | --> | 0.38 | 0 | 0 | 0.391 | 0 |  | --> | C17 ex MIDLETON | Midleton [T101,T102] | MIDLETON |  | 51.9105 | -8.1745
MV/LV Substation MO***269 |  | 20 kV | _ | LV | 50 kVA :Pole Substation | 0.05 | --> | 0.05 | 0 | 0 | Constrained, otherwise capacity available =40 kVA | --> | 0.048 | 0 | 0 | 0 | 0 | Constrained, otherwise capacity available =49 kW | --> | E20 ex FOXHOLE | Foxhole [T421,T422] | DUNGARVAN |  | 51.9433 | -8.0632
MV/LV Substation GO***271 |  | 10 kV | _ | LV | 50 kVA :Pole Substation | 0.05 | --> | 0.05 | 0 | 0 | Constrained, otherwise capacity available =26 kVA | --> | 0.048 | 0 | 0 | 0.051 | 0 |  | --> | C18 ex MIDLETON | Midleton [T101,T102] | MIDLETON |  | 51.9404 | -8.1777
MV/LV Substation BA***272Y |  | 10 kV | _ | LV | 200 kVA :Kiosk Substation | 0.2 | --> | 0.2 | 0 | 0 | Constrained, otherwise capacity available =163 kVA | --> | 0.19 | 0 | 0 | 0.195 | 0 |  | --> | C22 ex MIDLETON | Midleton [T101,T102] | MIDLETON |  | 51.9054 | -8.174
MV/LV Substation RO***273Y |  | 10 kV | _ | LV | 400 kVA :Kiosk Substation | 0.4 | --> | 0.4 | 0 | 0 | Constrained, otherwise capacity available =327 kVA | --> | 0.38 | 0 | 0 | 0.39 | 0 |  | --> | C17 ex MIDLETON | Midleton [T101,T102] | MIDLETON |  | 51.9131 | -8.1709
MV/LV Substation CA***276Y |  | 10 kV | _ | LV | 1000 kVA :Building Structure | 1 | --> | 1 | 0 | 0 | Constrained, otherwise capacity available =763 kVA | --> | 0.95 | 0 | 0 | 0.5 | 0 |  | --> | C17 ex MIDLETON | Midleton [T101,T102] | MIDLETON |  | 51.9119 | -8.1786
MV/LV Substation AV***278 |  | 10 kV | _ | LV | 400 kVA :Kiosk Substation | 0.4 | --> | 0.4 | 0 | 0 | Constrained, otherwise capacity available =315 kVA | --> | 0.38 | 0 | 0.009 | 0.385 | 0 |  | --> | C13 ex MIDLETON | Midleton [T101,T102] | MIDLETON |  | 51.9237 | -8.1792
MV/LV Substation BE***281Y |  | 10 kV | _ | LV | 400 kVA :Building Structure | 0.4 | --> | 0.4 | 0 | 0 | Constrained, otherwise capacity available =287 kVA | --> | 0.38 | 0 | 0 | 0.395 | 0 |  | --> | C22 ex MIDLETON | Midleton [T101,T102] | MIDLETON |  | 51.9085 | -8.1822
MV/LV Substation BA***284Y |  | 10 kV | _ | LV | 50 kVA :Pole Substation | 0.05 | --> | 0.05 | 0 | 0 | Constrained, otherwise capacity available =42 kVA | --> | 0.048 | 0 | 0.006 | 0.044 | 0 |  | --> | C19 ex MIDLETON | Midleton [T101,T102] | MIDLETON |  | 51.9287 | -8.2051
MV/LV Substation BA***286 |  | 10 kV | _ | LV | 50 kVA :Pole Substation | 0.05 | --> | 0.05 | 0 | 0 | Constrained, otherwise capacity available =45 kVA | --> | 0.048 | 0 | 0 | 0 | 0 | Constrained, otherwise capacity available =48 kW | --> | C11 ex CARRIGTWOHILL |  |  |  | 51.8857 | -8.2289
MV/LV Substation BA***289 |  | 20 kV | _ | LV | 50 kVA :Pole Substation | 0.05 | --> | 0.05 | 0 | 0 | Constrained, otherwise capacity available =30 kVA | --> | 0.048 | 0 | 0.02 | 0.035 | 0 |  | --> | E12 ex CARRIGSHANE | Carrigshane [T422] | MIDLETON |  | 51.9336 | -8.0911
MV/LV Substation CU***293Y |  | 10 kV | _ | LV | 200 kVA :Kiosk Substation | 0.2 | --> | 0.2 | 0.154 | 2.31 |  | --> | 0.19 | 0 | 0.034 | 0.171 | 0 |  | --> | E13 ex AGHADA | Aghada [T721] | N/A |  | 51.8363 | -8.2088
MV/LV Substation TH***294Y |  | 20 kV | _ | LV | 100 kVA :Pole Substation | 0.1 | --> | 0.1 | 0 | 0 | Constrained, otherwise capacity available =100 kVA | --> | 0.095 | 0 | 0 | 0 | 0 | Constrained, otherwise capacity available =95 kW | --> | C13 ex CLOYNE | Cloyne [T41] | MIDLETON |  | 51.8298 | -8.0164
MV/LV Substation BA***299Y |  | 10 kV | _ | LV | 400 kVA :Building Structure | 0.4 | --> | 0.4 | 0 | 0 | Constrained, otherwise capacity available =350 kVA | --> | 0.38 | 0 | 0 | 0.387 | 0 |  | --> | C17 ex CARRIGSHANE | Carrigshane [T41] | MIDLETON |  | 51.8986 | -8.1699
MV/LV Substation EN***301 |  | 10 kV | _ | LV | 50 kVA :Pole Substation | 0.05 | --> | 0.05 | 0.038 | 2.31 |  | --> | 0.048 | 0 | 0.004 | 0.046 | 0 |  | --> | E13 ex AGHADA | Aghada [T721] | N/A |  | 51.8426 | -8.2164
MV/LV Substation CA***302Y |  | 20 kV | _ | LV | 400 kVA :Kiosk Substation | 0.4 | --> | 0.4 | 0.324 | 2.31 |  | --> | 0.38 | 0 | 0.048 | 0.355 | 0 |  | --> | E13 ex AGHADA | Aghada [T721] | N/A |  | 51.8293 | -8.2281
MV/LV Substation RA***308Y |  | 20 kV | _ | LV | 630 kVA :Kiosk Substation | 0.63 | --> | 0.63 | 0 | 0 | Constrained, otherwise capacity available =575 kVA | --> | 0.598 | 0 | 0.035 | 0.5 | 0 |  | --> | E12 ex CARRIGSHANE | Carrigshane [T422] | MIDLETON |  | 51.895 | -8.0412
MV/LV Substation TH***309Y |  | 10 kV | _ | LV | 200 kVA :Kiosk Substation | 0.2 | --> | 0.2 | 0 | 0 | Constrained, otherwise capacity available =115 kVA | --> | 0.19 | 0 | 0.018 | 0.188 | 0 |  | --> | C22 ex MIDLETON | Midleton [T101,T102] | MIDLETON |  | 51.9014 | -8.163
MV/LV Substation PA***312Y |  | 10 kV | _ | LV | 400 kVA :Building Structure | 0.4 | --> | 0.4 | 0 | 0 | Constrained, otherwise capacity available =252 kVA | --> | 0.38 | 0 | 0 | 0.4 | 0 |  | --> | C17 ex MIDLETON | Midleton [T101,T102] | MIDLETON |  | 51.9145 | -8.1785
MV/LV Substation SP***313Y |  | 10 kV | _ | LV | 200 kVA :Pole Substation | 0.2 | --> | 0.2 | 0 | 0 | Constrained, otherwise capacity available =160 kVA | --> | 0.19 | 0 | 0 | 0 | 0 | Constrained, otherwise capacity available =195 kW | --> | C32 ex CLOYNE | Cloyne [T41] | MIDLETON |  | 51.8636 | -8.1225
MV/LV Substation FL***326Y |  | 20 kV | _ | LV | 50 kVA :Pole Substation | 0.05 | --> | 0.05 | 0 | 0 | Constrained, otherwise capacity available =48 kVA | --> | 0.048 | 0 | 0 | 0.048 | 0 |  | --> | E12 ex CARRIGSHANE | Carrigshane [T422] | MIDLETON |  | 51.912 | -8.1194
MV/LV Substation KN***329Y |  | 10 kV | _ | LV | 630 kVA :Building Structure | 0.63 | --> | 0.63 | 0 | 0 | Constrained, otherwise capacity available =287 kVA | --> | 0.598 | 0 | 0.011 | 0.5 | 0 |  | --> | C22 ex MIDLETON | Midleton [T101,T102] | MIDLETON |  | 51.9185 | -8.1837
MV/LV Substation ST***331 |  | 20 kV | _ | LV | 50 kVA :Pole Substation | 0.05 | --> | 0.05 | 0.044 | 2.31 |  | --> | 0.048 | 0 | 0 | 0.048 | 0 |  | --> | E13 ex AGHADA | Aghada [T721] | N/A |  | 51.8028 | -8.2441
MV/LV Substation BA***332 |  | 10 kV | _ | LV | 100 kVA :Pole Substation | 0.1 | --> | 0.1 | 0.058 | 2.31 |  | --> | 0.095 | 0 | 0.017 | 0.088 | 0 |  | --> | E13 ex AGHADA | Aghada [T721] | N/A |  | 51.8354 | -8.2103
MV/LV Substation CA***334 |  | 10 kV | _ | LV | 50 kVA :Pole Substation | 0.05 | --> | 0.05 | 0 | 0 | Constrained, otherwise capacity available =47 kVA | --> | 0.048 | 0 | 0 | 0 | 0 | Constrained, otherwise capacity available =48 kW | --> | C32 ex CLOYNE | Cloyne [T41] | MIDLETON |  | 51.858 | -8.148
MV/LV Substation BA***335Y |  | 10 kV | _ | LV | 630 kVA :Building Structure | 0.63 | --> | 0.63 | 0 | 0 | Constrained, otherwise capacity available =558 kVA | --> | 0.598 | 0 | 0 | 0.5 | 0 |  | --> | C17 ex KILLACLOYNE | Killacloyne [T41,T42] | MIDLETON |  | 51.906 | -8.2692
MV/LV Substation RA***337 |  | 10 kV | _ | LV | 200 kVA :Kiosk Substation | 0.2 | --> | 0.2 | 0.123 | 2.31 |  | --> | 0.19 | 0 | 0.022 | 0.184 | 0 |  | --> | E13 ex AGHADA | Aghada [T721] | N/A |  | 51.8434 | -8.1922
MV/LV Substation IM***341 |  | 20 kV | _ | LV | 50 kVA :Pole Substation | 0.05 | --> | 0.05 | 0 | 0 | Constrained, otherwise capacity available =40 kVA | --> | 0.048 | 0 | 0 | 0 | 0 | Constrained, otherwise capacity available =49 kW | --> | C13 ex CLOYNE | Cloyne [T41] | MIDLETON |  | 51.8557 | -8.0274
MV/LV Substation CH***343 |  | 20 kV | _ | LV | 200 kVA :Pole Substation | 0.2 | --> | 0.2 | 0 | 0 | Constrained, otherwise capacity available =121 kVA | --> | 0.19 | 0 | 0.017 | 0 | 0 | Constrained, otherwise capacity available =188 kW | --> | C13 ex CLOYNE | Cloyne [T41] | MIDLETON |  | 51.83 | -8.0218
MV/LV Substation MA***344Y |  | 10 kV | _ | LV | 400 kVA :Kiosk Substation | 0.4 | --> | 0.4 | 0 | 0 | Constrained, otherwise capacity available =363 kVA | --> | 0.38 | 0 | 0 | 0.385 | 0 |  | --> | C17 ex KILLACLOYNE | Killacloyne [T41,T42] | MIDLETON |  | 51.9098 | -8.2651
MV/LV Substation TH***345 |  | 20 kV | _ | LV | 630 kVA :Kiosk Substation | 0.63 | --> | 0.63 | 0 | 0 | Constrained, otherwise capacity available =524 kVA | --> | 0.598 | 0 | 0.029 | 0 | 0 | Constrained, otherwise capacity available =591 kW | --> | C13 ex CLOYNE | Cloyne [T41] | MIDLETON |  | 51.8295 | -8.0132
MV/LV Substation FO***346Y |  | 10 kV | _ | LV | 630 kVA :Kiosk Substation | 0.63 | --> | 0.63 | 0 | 0 | Constrained, otherwise capacity available =446 kVA | --> | 0.598 | 0 | 0.039 | 0.5 | 0 |  | --> | C12 ex KILLACLOYNE | Killacloyne [T41,T42] | MIDLETON |  | 51.9106 | -8.251
MV/LV Substation PE***347Y |  | 10 kV | _ | LV | 400 kVA :Kiosk Substation | 0.4 | --> | 0.4 | 0 | 0 | Constrained, otherwise capacity available =208 kVA | --> | 0.38 | 0 | 0.092 | 0.337 | 0 |  | --> | C13 ex MIDLETON | Midleton [T101,T102] | MIDLETON |  | 51.9244 | -8.166
MV/LV Substation AR***350Y |  | 10 kV | _ | LV | 200 kVA :Kiosk Substation | 0.2 | --> | 0.2 | 0 | 0 | Constrained, otherwise capacity available =178 kVA | --> | 0.19 | 0 | 0 | 0.193 | 0 |  | --> | C22 ex MIDLETON | Midleton [T101,T102] | MIDLETON |  | 51.9021 | -8.1702
MV/LV Substation MI***356Y |  | 10 kV | _ | LV | 630 kVA :Building Structure | 0.63 | --> | 0.63 | 0 | 0 | Constrained, otherwise capacity available =500 kVA | --> | 0.598 | 0 | 0.01 | 0.5 | 0 |  | --> | C17 ex MIDLETON | Midleton [T101,T102] | MIDLETON |  | 51.9155 | -8.1679
MV/LV Substation MU***366Y |  | 10 kV | _ | LV | 200 kVA :Pole Substation | 0.2 | --> | 0.2 | 0 | 0 | Constrained, otherwise capacity available =168 kVA | --> | 0.19 | 0 | 0.015 | 0.183 | 0 |  | --> | C17 ex CARRIGSHANE | Carrigshane [T41] | MIDLETON |  | 51.8927 | -8.1631
MV/LV Substation MO***367 |  | 10 kV | _ | LV | 200 kVA :Kiosk Substation | 0.2 | --> | 0.2 | 0 | 0 | Constrained, otherwise capacity available =71 kVA | --> | 0.19 | 0 | 0 | 0.207 | 0 |  | --> | C22 ex MIDLETON | Midleton [T101,T102] | MIDLETON |  | 51.9148 | -8.1888
MV/LV Substation DU***369Y |  | 10 kV | _ | LV | 200 kVA :Kiosk Substation | 0.2 | --> | 0.2 | 0 | 0 | Constrained, otherwise capacity available =175 kVA | --> | 0.19 | 0 | 0.005 | 0 | 0 | Constrained, otherwise capacity available =190 kW | --> | C32 ex CLOYNE | Cloyne [T41] | MIDLETON |  | 51.8638 | -8.1249
MV/LV Substation BR***370Y |  | 20 kV | _ | LV | 400 kVA :Kiosk Substation | 0.4 | --> | 0.4 | 0 | 0 | Constrained, otherwise capacity available =302 kVA | --> | 0.38 | 0 | 0.033 | 0.369 | 0 |  | --> | E12 ex CARRIGSHANE | Carrigshane [T422] | MIDLETON |  | 51.9087 | -8.0497
MV/LV Substation LI***372Y |  | 10 kV | _ | LV | 630 kVA :Building Structure | 0.63 | --> | 0.63 | 0 | 0 | Constrained, otherwise capacity available =447 kVA | --> | 0.598 | 0 | 0.004 | 0.5 | 0 |  | --> | C17 ex MIDLETON | Midleton [T101,T102] | MIDLETON |  | 51.9136 | -8.1768
MV/LV Substation TO***377Y |  | 10 kV | _ | LV | 50 kVA :Pole Substation | 0.05 | --> | 0.05 | 0 | 0 | Constrained, otherwise capacity available =25 kVA | --> | 0.048 | 0 | 0 | 0.051 | 0 |  | --> | C17 ex KILLACLOYNE | Killacloyne [T41,T42] | MIDLETON |  | 51.9116 | -8.2771
MV/LV Substation BA***383 |  | 10 kV | _ | LV | 50 kVA :Pole Substation | 0.05 | --> | 0.05 | 0 | 0 | Constrained, otherwise capacity available =41 kVA | --> | 0.048 | 0 | 0 | 0.049 | 0 |  | --> | C19 ex MIDLETON | Midleton [T101,T102] | MIDLETON |  | 51.9282 | -8.2074
MV/LV Substation RO***387 |  | 10 kV | _ | LV | 630 kVA :Building Structure | 0.63 | --> | 0.63 | 0 | 0 | Constrained, otherwise capacity available =466 kVA | --> | 0.598 | 0 | 0 | 0 | 0 | Constrained, otherwise capacity available =620 kW | --> | C17 ex CARRIGTWOHILL |  |  |  | 51.8937 | -8.2657
MV/LV Substation WO***387Y |  | 10 kV | _ | LV | 200 kVA :Kiosk Substation | 0.2 | --> | 0.2 | 0 | 0 | Constrained, otherwise capacity available =135 kVA | --> | 0.19 | 0 | 0.016 | 0.187 | 0 |  | --> | C17 ex CARRIGSHANE | Carrigshane [T41] | MIDLETON |  | 51.8679 | -8.1631
MV/LV Substation TH***388Y |  | 10 kV | _ | LV | 630 kVA :Kiosk Substation | 0.63 | --> | 0.63 | 0 | 0 | Constrained, otherwise capacity available =595 kVA | --> | 0.598 | 0 | 0 | 0.5 | 0 |  | --> | C17 ex MIDLETON | Midleton [T101,T102] | MIDLETON |  | 51.9154 | -8.1743
MV/LV Substation PA***390 |  | 10 kV | _ | LV | 400 kVA :Kiosk Substation | 0.4 | --> | 0.4 | 0 | 0 | Constrained, otherwise capacity available =380 kVA | --> | 0.38 | 0 | 0.005 | 0.379 | 0 |  | --> | C15 ex CARRIGSHANE | Carrigshane [T41] | MIDLETON |  | 51.912 | -8.1572
MV/LV Substation OR***393Y |  | 10 kV | _ | LV | 630 kVA :Building Structure | 0.63 | --> | 0.63 | 0 | 0 | Constrained, otherwise capacity available =422 kVA | --> | 0.598 | 0 | 0 | 0.5 | 0 |  | --> | C18 ex KILLACLOYNE | Killacloyne [T41,T42] | MIDLETON |  | 51.9074 | -8.2881
MV/LV Substation DU***396Y |  | 20 kV | _ | LV | 50 kVA :Pole Substation | 0.05 | --> | 0.05 | 0 | 0 | Constrained, otherwise capacity available =33 kVA | --> | 0.048 | 0 | 0.03 | 0.028 | 0 |  | --> | E12 ex CARRIGSHANE | Carrigshane [T422] | MIDLETON |  | 51.9137 | -8.1335
MV/LV Substation DI***398Y |  | 10 kV | _ | LV | 50 kVA :Pole Substation | 0.05 | --> | 0.05 | 0 | 0 | Constrained, otherwise capacity available =34 kVA | --> | 0.048 | 0 | 0 | 0.05 | 0 |  | --> | C18 ex MIDLETON | Midleton [T101,T102] | MIDLETON |  | 51.9636 | -8.2204
MV/LV Substation BA***399 |  | 10 kV | _ | LV | 200 kVA :Building Structure | 0.2 | --> | 0.2 | 0 | 0 | Constrained, otherwise capacity available =197 kVA | --> | 0.19 | 0 | 0 | 0.19 | 0 |  | --> | C19 ex MIDLETON | Midleton [T101,T102] | MIDLETON |  | 51.9129 | -8.2214
MV/LV Substation CO***399Y |  | 20 kV | _ | LV | 200 kVA :Kiosk Substation | 0.2 | --> | 0.2 | 0 | 0 | Constrained, otherwise capacity available =169 kVA | --> | 0.19 | 0 | 0.01 | 0.187 | 0 |  | --> | E12 ex CARRIGSHANE | Carrigshane [T422] | MIDLETON |  | 51.9123 | -8.0478
MV/LV Substation EL***4008 |  | 10 kV | _ | LV | 50 kVA :Pole Substation | 0.05 | --> | 0.05 | 0 | 0 | Constrained, otherwise capacity available =47 kVA | --> | 0.048 | 0 | 0 | 0.048 | 0 |  | --> | C13 ex MIDLETON | Midleton [T101,T102] | MIDLETON |  | 51.9507 | -8.1764
MV/LV Substation CL***4014 |  | 10 kV | _ | LV | 50 kVA :Pole Substation | 0.05 | --> | 0.05 | 0 | 0 | Constrained, otherwise capacity available =50 kVA | --> | 0.048 | 0 | 0 | 0 | 0 | Constrained, otherwise capacity available =48 kW | --> | C11 ex CARRIGTWOHILL |  |  |  | 51.9048 | -8.2382
MV/LV Substation AN***4015 |  | 10 kV | _ | LV | 50 kVA :Pole Substation | 0.05 | --> | 0.05 | 0 | 0 | Constrained, otherwise capacity available =29 kVA | --> | 0.048 | 0 | 0.005 | 0.046 | 0 |  | --> | C16 ex KILLACLOYNE | Killacloyne [T41,T42] | MIDLETON |  | 51.9169 | -8.2766
MV/LV Substation BA***4017 |  | 10 kV | _ | LV | 50 kVA :Pole Substation | 0.05 | --> | 0.05 | 0.043 | 2.31 |  | --> | 0.048 | 0 | 0.025 | 0.03 | 0 |  | --> | E13 ex AGHADA | Aghada [T721] | N/A |  | 51.803 | -8.1489
MV/LV Substation CA***401X |  | 10 kV | _ | LV | 100 kVA :Pole Substation | 0.1 | --> | 0.1 | 0 | 0 | Constrained, otherwise capacity available =90 kVA | --> | 0.095 | 0 | 0 | 0.096 | 0 |  | --> | C18 ex MIDLETON | Midleton [T101,T102] | MIDLETON |  | 51.9401 | -8.1904
MV/LV Substation BA***4022 |  | 20 kV | _ | LV | 50 kVA :Pole Substation | 0.05 | --> | 0.05 | 0 | 0 | Constrained, otherwise capacity available =47 kVA | --> | 0.048 | 0 | 0 | 0 | 0 | Constrained, otherwise capacity available =48 kW | --> | C13 ex CLOYNE | Cloyne [T41] | MIDLETON |  | 51.869 | -8.0673
MV/LV Substation DE***4029 |  | 20 kV | _ | LV | 400 kVA :Kiosk Substation | 0.4 | --> | 0.4 | 0 | 0 | Constrained, otherwise capacity available =323 kVA | --> | 0.38 | 0 | 0.005 | 0.387 | 0 |  | --> | E12 ex CARRIGSHANE | Carrigshane [T422] | MIDLETON |  | 51.8972 | -8.0469
MV/LV Substation MO***403X |  | 20 kV | _ | LV | 400 kVA :Building Structure | 0.4 | --> | 0.4 | 0 | 0 | Constrained, otherwise capacity available =334 kVA | --> | 0.38 | 0 | 0 | 0.389 | 0 |  | --> | E20 ex CARRIGSHANE | Carrigshane [T422] | MIDLETON |  | 51.9277 | -8.058
MV/LV Substation NO***4041 |  | 10 kV | _ | LV | 50 kVA :Pole Substation | 0.05 | --> | 0.05 | 0 | 0 | Constrained, otherwise capacity available =47 kVA | --> | 0.048 | 0 | 0 | 0 | 0 | Constrained, otherwise capacity available =48 kW | --> | C32 ex CLOYNE | Cloyne [T41] | MIDLETON |  | 51.854 | -8.1371
MV/LV Substation FO***4045 |  | 10 kV | _ | LV | 400 kVA :Building Structure | 0.4 | --> | 0.4 | 0 | 0 | Constrained, otherwise capacity available =380 kVA | --> | 0.38 | 0 | 0 | 0.383 | 0 |  | --> | C18 ex KILLACLOYNE | Killacloyne [T41,T42] | MIDLETON |  | 51.8991 | -8.2919
MV/LV Substation NO***404Y |  | 10 kV | _ | LV | 400 kVA :Building Structure | 0.4 | --> | 0.4 | 0 | 0 | Constrained, otherwise capacity available =354 kVA | --> | 0.38 | 0 | 0.016 | 0.374 | 0 |  | --> | C22 ex MIDLETON | Midleton [T101,T102] | MIDLETON |  | 51.9218 | -8.1886
MV/LV Substation BA***4057 |  | 10 kV | _ | LV | 200 kVA :Pole Substation | 0.2 | --> | 0.2 | 0 | 0 | Constrained, otherwise capacity available =200 kVA | --> | 0.19 | 0 | 0 | 0.19 | 0 |  | --> | C19 ex MIDLETON | Midleton [T101,T102] | MIDLETON |  | 51.9081 | -8.2194
MV/LV Substation TH***405Y |  | 20 kV | _ | LV | 200 kVA :Kiosk Substation | 0.2 | --> | 0.2 | 0 | 0 | Constrained, otherwise capacity available =166 kVA | --> | 0.19 | 0 | 0.005 | 0 | 0 | Constrained, otherwise capacity available =191 kW | --> | E20 ex FOXHOLE | Foxhole [T421,T422] | DUNGARVAN |  | 51.9337 | -8.0553
MV/LV Substation BE***406X |  | 10 kV | _ | LV | 50 kVA :Pole Substation | 0.05 | --> | 0.05 | 0 | 0 | Constrained, otherwise capacity available =42 kVA | --> | 0.048 | 0 | 0 | 0.049 | 0 |  | --> | C18 ex MIDLETON | Midleton [T101,T102] | MIDLETON |  | 51.9906 | -8.2601
MV/LV Substation IN***4073 |  | 10 kV | _ | LV | 50 kVA :Pole Substation | 0.05 | --> | 0.05 | 0.034 | 2.31 |  | --> | 0.048 | 0 | 0 | 0.05 | 0 |  | --> | E13 ex AGHADA | Aghada [T721] | N/A |  | 51.8055 | -8.1862
MV/LV Substation PR***4081 |  | 10 kV | _ | LV | 200 kVA :Pole Substation | 0.2 | --> | 0.2 | 0 | 0 | Constrained, otherwise capacity available =169 kVA | --> | 0.19 | 0 | 0 | 0.194 | 0 |  | --> | C17 ex KILLACLOYNE | Killacloyne [T41,T42] | MIDLETON |  | 51.911 | -8.2767
MV/LV Substation BA***4094 |  | 20 kV | _ | LV | 50 kVA :Pole Substation | 0.05 | --> | 0.05 | 0 | 0 | Constrained, otherwise capacity available =50 kVA | --> | 0.048 | 0 | 0 | 0 | 0 | Constrained, otherwise capacity available =48 kW | --> | C13 ex CLOYNE | Cloyne [T41] | MIDLETON |  | 51.8289 | -8.0182
MV/LV Substation HE***4095 |  | 10 kV | _ | LV | 400 kVA :Building Structure | 0.4 | --> | 0.4 | 0 | 0 | Constrained, otherwise capacity available =384 kVA | --> | 0.38 | 0 | 0 | 0.382 | 0 |  | --> | C19 ex MIDLETON | Midleton [T101,T102] | MIDLETON |  | 51.9131 | -8.2203
MV/LV Substation CA***410 |  | 20 kV | _ | LV | 100 kVA :Pole Substation | 0.1 | --> | 0.1 | 0 | 0 | Constrained, otherwise capacity available =64 kVA | --> | 0.095 | 0 | 0 | 0.1 | 0 |  | --> | E12 ex CARRIGSHANE | Carrigshane [T422] | MIDLETON |  | 51.9034 | -8.0411
MV/LV Substation BA***4101 |  | 20 kV | _ | LV | 50 kVA :Pole Substation | 0.05 | --> | 0.05 | 0 | 0 | Constrained, otherwise capacity available =36 kVA | --> | 0.048 | 0 | 0 | 0 | 0 | Constrained, otherwise capacity available =49 kW | --> | C13 ex CLOYNE | Cloyne [T41] | MIDLETON |  | 51.8525 | -8.0981
MV/LV Substation CL***4108 |  | 10 kV | _ | LV | 50 kVA :Pole Substation | 0.05 | --> | 0.05 | 0 | 0 | Constrained, otherwise capacity available =44 kVA | --> | 0.048 | 0 | 0 | 0.048 | 0 |  | --> | C18 ex MIDLETON | Midleton [T101,T102] | MIDLETON |  | 51.9678 | -8.2641
MV/LV Substation AR***4109 |  | 10 kV | _ | LV | 50 kVA :Pole Substation | 0.05 | --> | 0.05 | 0 | 0 | Constrained, otherwise capacity available =36 kVA | --> | 0.048 | 0 | 0 | 0 | 0 | Constrained, otherwise capacity available =49 kW | --> | C32 ex CLOYNE | Cloyne [T41] | MIDLETON |  | 51.8199 | -8.1618
MV/LV Substation CL***410Y |  | 10 kV | _ | LV | 400 kVA :Kiosk Substation | 0.4 | --> | 0.4 | 0 | 0 | Constrained, otherwise capacity available =334 kVA | --> | 0.38 | 0 | 0.032 | 0 | 0 | Constrained, otherwise capacity available =365 kW | --> | C32 ex CLOYNE | Cloyne [T41] | MIDLETON |  | 51.861 | -8.1208
MV/LV Substation BG***4118 |  | 10 kV | _ | LV | 50 kVA :Pole Substation | 0.05 | --> | 0.05 | 0.05 | 2.31 |  | --> | 0.048 | 0 | 0 | 0.048 | 0 |  | --> | E13 ex AGHADA | Aghada [T721] | N/A |  | 51.8367 | -8.2318
MV/LV Substation BR***412 |  | 10 kV | _ | LV | 50 kVA :Pole Substation | 0.05 | --> | 0.05 | 0 | 0 | Constrained, otherwise capacity available =44 kVA | --> | 0.048 | 0 | 0 | 0 | 0 | Constrained, otherwise capacity available =48 kW | --> | C17 ex CARRIGTWOHILL |  |  |  | 51.883 | -8.2445
MV/LV Substation MI***4121 |  | 10 kV | _ | LV | 400 kVA :Building Structure | 0.4 | --> | 0.4 | 0 | 0 | Constrained, otherwise capacity available =349 kVA | --> | 0.38 | 0 | 0 | 0.387 | 0 |  | --> | C22 ex MIDLETON | Midleton [T101,T102] | MIDLETON |  | 51.9067 | -8.1699
MV/LV Substation BA***4133 |  | 20 kV | _ | LV | 50 kVA :Pole Substation | 0.05 | --> | 0.05 | 0.049 | 2.31 |  | --> | 0.048 | 0 | 0 | 0.048 | 0 |  | --> | E13 ex AGHADA | Aghada [T721] | N/A |  | 51.8147 | -8.2381
MV/LV Substation BR***413Y |  | 10 kV | _ | LV | 100 kVA :Pole Substation | 0.1 | --> | 0.1 | 0 | 0 | Constrained, otherwise capacity available =90 kVA | --> | 0.095 | 0 | 0 | 0.096 | 0 |  | --> | C18 ex MIDLETON | Midleton [T101,T102] | MIDLETON |  | 51.9659 | -8.2648
MV/LV Substation CA***4168 |  | 10 kV | _ | LV | 50 kVA :Pole Substation | 0.05 | --> | 0.05 | 0 | 0 | Constrained, otherwise capacity available =49 kVA | --> | 0.048 | 0 | 0.01 | 0 | 0 | Constrained, otherwise capacity available =40 kW | --> | C11 ex CARRIGTWOHILL |  |  |  | 51.9067 | -8.2644
MV/LV Substation CO***4171 |  | 10 kV | _ | LV | 50 kVA :Pole Substation | 0.05 | --> | 0.05 | 0 | 0 | Constrained, otherwise capacity available =48 kVA | --> | 0.048 | 0 | 0 | 0 | 0 | Constrained, otherwise capacity available =48 kW | --> | C32 ex CLOYNE | Cloyne [T41] | MIDLETON |  | 51.8188 | -8.1444
MV/LV Substation OB***4173 |  | 20 kV | _ | LV | 100 kVA :Pole Substation | 0.1 | --> | 0.1 | 0 | 0 | Constrained, otherwise capacity available =89 kVA | --> | 0.095 | 0 | 0 | 0 | 0 | Constrained, otherwise capacity available =96 kW | --> | C13 ex CLOYNE | Cloyne [T41] | MIDLETON |  | 51.876 | -8.0832
MV/LV Substation BA***418 |  | 10 kV | _ | LV | 50 kVA :Pole Substation | 0.05 | --> | 0.05 | 0 | 0 | Constrained, otherwise capacity available =34 kVA | --> | 0.048 | 0 | 0.005 | 0.046 | 0 |  | --> | C18 ex MIDLETON | Midleton [T101,T102] | MIDLETON |  | 51.9843 | -8.1024
MV/LV Substation LE***4217 |  | 10 kV | _ | LV | 200 kVA :Pole Substation | 0.2 | --> | 0.2 | 0 | 0 | Constrained, otherwise capacity available =156 kVA | --> | 0.19 | 0 | 0.008 | 0.19 | 0 |  | --> | C18 ex MIDLETON | Midleton [T101,T102] | MIDLETON |  | 52.0073 | -8.0738
MV/LV Substation MO***4221 |  | 10 kV | _ | LV | 50 kVA :Pole Substation | 0.05 | --> | 0.05 | 0 | 0 | Constrained, otherwise capacity available =50 kVA | --> | 0.048 | 0 | 0 | 0.048 | 0 |  | --> | C18 ex MIDLETON | Midleton [T101,T102] | MIDLETON |  | 51.9594 | -8.1607
MV/LV Substation BA***4237 |  | 10 kV | _ | LV | 50 kVA :Pole Substation | 0.05 | --> | 0.05 | 0 | 0 | Constrained, otherwise capacity available =28 kVA | --> | 0.048 | 0 | 0 | 0.05 | 0 |  | --> | C18 ex MIDLETON | Midleton [T101,T102] | MIDLETON |  | 51.998 | -8.0879
MV/LV Substation ID***4254 |  | 10 kV | _ | LV | 50 kVA :Pole Substation | 0.05 | --> | 0.05 | 0 | 0 | Constrained, otherwise capacity available =50 kVA | --> | 0.048 | 0 | 0 | 0.048 | 0 |  | --> | C16 ex KILLACLOYNE | Killacloyne [T41,T42] | MIDLETON |  | 51.9141 | -8.2925
MV/LV Substation BL***4266 |  | 10 kV | _ | LV | 400 kVA :Kiosk Substation | 0.4 | --> | 0.4 | 0 | 0 | Constrained, otherwise capacity available =312 kVA | --> | 0.38 | 0 | 0.055 | 0.351 | 0 |  | --> | C13 ex MIDLETON | Midleton [T101,T102] | MIDLETON |  | 51.9261 | -8.1705
MV/LV Substation AV***4268 |  | 10 kV | _ | LV | 50 kVA :Pole Substation | 0.05 | --> | 0.05 | 0 | 0 | Constrained, otherwise capacity available =46 kVA | --> | 0.048 | 0 | 0 | 0.048 | 0 |  | --> | C19 ex MIDLETON | Midleton [T101,T102] | MIDLETON |  | 51.9329 | -8.1854
MV/LV Substation SE***4271 |  | 20 kV | _ | LV | 200 kVA :Pole Substation | 0.2 | --> | 0.2 | 0 | 0 | Constrained, otherwise capacity available =174 kVA | --> | 0.19 | 0 | 0.011 | 0 | 0 | Constrained, otherwise capacity available =185 kW | --> | C13 ex CLOYNE | Cloyne [T41] | MIDLETON |  | 51.8547 | -8.0282
MV/LV Substation GL***4280 |  | 20 kV | _ | LV | 50 kVA :Pole Substation | 0.05 | --> | 0.05 | 0.05 | 2.31 |  | --> | 0.048 | 0 | 0 | 0.048 | 0 |  | --> | E13 ex AGHADA | Aghada [T721] | N/A |  | 51.8158 | -8.2531
MV/LV Substation BI***4282 |  | 20 kV | _ | LV | 50 kVA :Pole Substation | 0.05 | --> | 0.05 | 0 | 0 | Constrained, otherwise capacity available =39 kVA | --> | 0.048 | 0 | 0 | 0.049 | 0 |  | --> | E12 ex CARRIGSHANE | Carrigshane [T422] | MIDLETON |  | 51.9312 | -8.1335
MV/LV Substation RA***4285 |  | 10 kV | _ | LV | 400 kVA :Kiosk Substation | 0.4 | --> | 0.4 | 0 | 0 | Constrained, otherwise capacity available =355 kVA | --> | 0.38 | 0 | 0 | 0.386 | 0 |  | --> | C22 ex MIDLETON | Midleton [T101,T102] | MIDLETON |  | 51.9238 | -8.1826
MV/LV Substation AN***4287 |  | 10 kV | _ | LV | 400 kVA :Kiosk Substation | 0.4 | --> | 0.4 | 0 | 0 | Constrained, otherwise capacity available =388 kVA | --> | 0.38 | 0 | 0.017 | 0.369 | 0 |  | --> | C16 ex KILLACLOYNE | Killacloyne [T41,T42] | MIDLETON |  | 51.9163 | -8.2808
MV/LV Substation CO***429 |  | 10 kV | _ | LV | 400 kVA :Kiosk Substation | 0.4 | --> | 0.4 | 0 | 0 | Constrained, otherwise capacity available =260 kVA | --> | 0.38 | 0 | 0 | 0.399 | 0 |  | --> | C18 ex KILLACLOYNE | Killacloyne [T41,T42] | MIDLETON |  | 51.908 | -8.2877
MV/LV Substation CH***4292 |  | 10 kV | _ | LV | 400 kVA :Kiosk Substation | 0.4 | --> | 0.4 | 0 | 0 | Constrained, otherwise capacity available =341 kVA | --> | 0.38 | 0 | 0.015 | 0.377 | 0 |  | --> | C22 ex MIDLETON | Midleton [T101,T102] | MIDLETON |  | 51.901 | -8.1683
MV/LV Substation SY***4293 |  | 10 kV | _ | LV | 400 kVA :Building Structure | 0.4 | --> | 0.4 | 0 | 0 | Constrained, otherwise capacity available =384 kVA | --> | 0.38 | 0 | 0 | 0.382 | 0 |  | --> | C17 ex MIDLETON | Midleton [T101,T102] | MIDLETON |  | 51.9184 | -8.1836
MV/LV Substation EL***4296 |  | 10 kV | _ | LV | 630 kVA :Kiosk Substation | 0.63 | --> | 0.63 | 0 | 0 | Constrained, otherwise capacity available =496 kVA | --> | 0.598 | 0 | 0.035 | 0.5 | 0 |  | --> | C12 ex KILLACLOYNE | Killacloyne [T41,T42] | MIDLETON |  | 51.9138 | -8.2482
MV/LV Substation SM***4297 |  | 10 kV | _ | LV | 630 kVA :Building Structure | 0.63 | --> | 0.63 | 0 | 0 | Constrained, otherwise capacity available =185 kVA | --> | 0.598 | 0 | 0 | 0.5 | 0 |  | --> | C18 ex KILLACLOYNE | Killacloyne [T41,T42] | MIDLETON |  | 51.9123 | -8.2886
MV/LV Substation CO***430 |  | 10 kV | _ | LV | 50 kVA :Pole Substation | 0.05 | --> | 0.05 | 0 | 0 | Constrained, otherwise capacity available =23 kVA | --> | 0.048 | 0 | 0 | 0 | 0 | Constrained, otherwise capacity available =51 kW | --> | C32 ex CLOYNE | Cloyne [T41] | MIDLETON |  | 51.8603 | -8.1273
MV/LV Substation BA***430Y |  | 10 kV | _ | LV | 50 kVA :Pole Substation | 0.05 | --> | 0.05 | 0 | 0 | Constrained, otherwise capacity available =16 kVA | --> | 0.048 | 0 | 0 | 0.052 | 0 |  | --> | C18 ex MIDLETON | Midleton [T101,T102] | MIDLETON |  | 51.9925 | -8.2284
MV/LV Substation ST***4319 |  | 10 kV | _ | LV | 400 kVA :Kiosk Substation | 0.4 | --> | 0.4 | 0 | 0 | Constrained, otherwise capacity available =334 kVA | --> | 0.38 | 0 | 0.06 | 0.344 | 0 |  | --> | C12 ex KILLACLOYNE | Killacloyne [T41,T42] | MIDLETON |  | 51.9137 | -8.2619
MV/LV Substation CE***431Y |  | 10 kV | _ | LV | 400 kVA :Kiosk Substation | 0.4 | --> | 0.4 | 0 | 0 | Constrained, otherwise capacity available =310 kVA | --> | 0.38 | 0 | 0.029 | 0.371 | 0 |  | --> | C12 ex KILLACLOYNE | Killacloyne [T41,T42] | MIDLETON |  | 51.9139 | -8.2497
MV/LV Substation BA***4346 |  | 20 kV | _ | LV | 50 kVA :Pole Substation | 0.05 | --> | 0.05 | 0 | 0 | Constrained, otherwise capacity available =50 kVA | --> | 0.048 | 0 | 0 | 0 | 0 | Constrained, otherwise capacity available =48 kW | --> | C13 ex CLOYNE | Cloyne [T41] | MIDLETON |  | 51.8669 | -8.0183
MV/LV Substation EL***4349 |  | 10 kV | _ | LV | 630 kVA :Kiosk Substation | 0.63 | --> | 0.63 | 0 | 0 | Constrained, otherwise capacity available =546 kVA | --> | 0.598 | 0 | 0.045 | 0.5 | 0 |  | --> | C12 ex KILLACLOYNE | Killacloyne [T41,T42] | MIDLETON |  | 51.9119 | -8.2459
MV/LV Substation SO***4354 |  | 10 kV | _ | LV | 50 kVA :Pole Substation | 0.05 | --> | 0.05 | 0 | 0 | Constrained, otherwise capacity available =50 kVA | --> | 0.048 | 0 | 0 | 0.048 | 0 |  | --> | C19 ex MIDLETON | Midleton [T101,T102] | MIDLETON |  | 51.9327 | -8.2256
MV/LV Substation KN***4358 |  | 10 kV | _ | LV | 50 kVA :Pole Substation | 0.05 | --> | 0.05 | 0 | 0 | Constrained, otherwise capacity available =50 kVA | --> | 0.048 | 0 | 0 | 0.048 | 0 |  | --> | C19 ex MIDLETON | Midleton [T101,T102] | MIDLETON |  | 51.9236 | -8.1901
MV/LV Substation KI***4359 |  | 20 kV | _ | LV | 50 kVA :Pole Substation | 0.05 | --> | 0.05 | 0 | 0 | Constrained, otherwise capacity available =50 kVA | --> | 0.048 | 0 | 0 | 0.048 | 0 |  | --> | E12 ex CARRIGSHANE | Carrigshane [T422] | MIDLETON |  | 51.9216 | -8.0882
MV/LV Substation KN***4360 |  | 10 kV | _ | LV | 400 kVA :Kiosk Substation | 0.4 | --> | 0.4 | 0 | 0 | Constrained, otherwise capacity available =400 kVA | --> | 0.38 | 0 | 0 | 0.38 | 0 |  | --> | C22 ex MIDLETON | Midleton [T101,T102] | MIDLETON |  | 51.9197 | -8.1876
MV/LV Substation TH***4362 |  | 10 kV | _ | LV | 400 kVA :Kiosk Substation | 0.4 | --> | 0.4 | 0 | 0 | Constrained, otherwise capacity available =400 kVA | --> | 0.38 | 0 | 0 | 0.38 | 0 |  | --> | C19 ex MIDLETON | Midleton [T101,T102] | MIDLETON |  | 51.9287 | -8.1923
MV/LV Substation LA***4363 |  | 10 kV | _ | LV | 630 kVA :Kiosk Substation | 0.63 | --> | 0.63 | 0 | 0 | Constrained, otherwise capacity available =529 kVA | --> | 0.598 | 0 | 0.016 | 0.5 | 0 |  | --> | C17 ex CARRIGSHANE | Carrigshane [T41] | MIDLETON |  | 51.9047 | -8.1663
MV/LV Substation TH***4365 |  | 10 kV | _ | LV | 400 kVA :Kiosk Substation | 0.4 | --> | 0.4 | 0 | 0 | Constrained, otherwise capacity available =400 kVA | --> | 0.38 | 0 | 0 | 0.38 | 0 |  | --> | C13 ex MIDLETON | Midleton [T101,T102] | MIDLETON |  | 51.929 | -8.1748
MV/LV Substation MI***4372 |  | 10 kV | _ | LV | 400 kVA :Building Structure | 0.4 | --> | 0.4 | 0 | 0 | Constrained, otherwise capacity available =400 kVA | --> | 0.38 | 0 | 0 | 0.38 | 0 |  | --> | C22 ex MIDLETON | Midleton [T101,T102] | MIDLETON |  | 51.9183 | -8.1708
MV/LV Substation RO***4374 |  | 10 kV | _ | LV | 200 kVA :Pole Substation | 0.2 | --> | 0.2 | 0 | 0 | Constrained, otherwise capacity available =200 kVA | --> | 0.19 | 0 | 0 | 0 | 0 | Constrained, otherwise capacity available =190 kW | --> | C17 ex CARRIGTWOHILL |  |  |  | 51.8986 | -8.2495
MV/LV Substation MA***4378 |  | 10 kV | _ | LV | 400 kVA :Kiosk Substation | 0.4 | --> | 0.4 | 0 | 0 | Constrained, otherwise capacity available =400 kVA | --> | 0.38 | 0 | 0 | 0.38 | 0 |  | --> | C17 ex CARRIGSHANE | Carrigshane [T41] | MIDLETON |  | 51.8927 | -8.1728
MV/LV Substation FI***4379 |  | 10 kV | _ | LV | 400 kVA :Kiosk Substation | 0.4 | --> | 0.4 | 0 | 0 | Constrained, otherwise capacity available =400 kVA | --> | 0.38 | 0 | 0 | 0.38 | 0 |  | --> | C22 ex MIDLETON | Midleton [T101,T102] | MIDLETON |  | 51.9181 | -8.1862
MV/LV Substation WI***437X |  | 10 kV | _ | LV | 100 kVA :Pole Substation | 0.1 | --> | 0.1 | 0 | 0 | Constrained, otherwise capacity available =64 kVA | --> | 0.095 | 0 | 0.035 | 0.074 | 0 |  | --> | C16 ex KILLACLOYNE | Killacloyne [T41,T42] | MIDLETON |  | 51.9199 | -8.3134
MV/LV Substation MO***4380 |  | 20 kV | _ | LV | 400 kVA :Kiosk Substation | 0.4 | --> | 0.4 | 0 | 0 | Constrained, otherwise capacity available =400 kVA | --> | 0.38 | 0 | 0 | 0 | 0 | Constrained, otherwise capacity available =380 kW | --> | E20 ex FOXHOLE | Foxhole [T421,T422] | DUNGARVAN |  | 51.9307 | -8.0568
MV/LV Substation SO***4382 |  | 10 kV | _ | LV | 50 kVA :Pole Substation | 0.05 | --> | 0.05 | 0 | 0 | Constrained, otherwise capacity available =25 kVA | --> | 0.048 | 0 | 0 | 0.051 | 0 |  | --> | C19 ex MIDLETON | Midleton [T101,T102] | MIDLETON |  | 51.9179 | -8.225
MV/LV Substation DI***4389 |  | 10 kV | _ | LV | 400 kVA :Kiosk Substation | 0.4 | --> | 0.4 | 0 | 0 | Constrained, otherwise capacity available =400 kVA | --> | 0.38 | 0 | 0 | 0.38 | 0 |  | --> | C17 ex MIDLETON | Midleton [T101,T102] | MIDLETON |  | 51.9171 | -8.181
MV/LV Substation CA***4399 |  | 10 kV | _ | LV | 50 kVA :Pole Substation | 0.05 | --> | 0.05 | 0 | 0 | Constrained, otherwise capacity available =50 kVA | --> | 0.048 | 0 | 0 | 0.048 | 0 |  | --> | C19 ex MIDLETON | Midleton [T101,T102] | MIDLETON |  | 51.9251 | -8.2131
MV/LV Substation GO***439Y |  | 20 kV | _ | LV | 400 kVA :Kiosk Substation | 0.4 | --> | 0.4 | 0 | 0 | Constrained, otherwise capacity available =252 kVA | --> | 0.38 | 0 | 0.057 | 0.358 | 0 |  | --> | E12 ex CARRIGSHANE | Carrigshane [T422] | MIDLETON |  | 51.9141 | -8.0493
MV/LV Substation BA***4401 |  | 10 kV | _ | LV | 630 kVA :Kiosk Substation | 0.63 | --> | 0.63 | 0 | 0 | Constrained, otherwise capacity available =630 kVA | --> | 0.598 | 0 | 0 | 0.5 | 0 |  | --> | C12 ex KILLACLOYNE | Killacloyne [T41,T42] | MIDLETON |  | 51.9174 | -8.2421
MV/LV Substation AR***4402 |  | 20 kV | _ | LV | 400 kVA :Kiosk Substation | 0.4 | --> | 0.4 | 0 | 0 | Constrained, otherwise capacity available =400 kVA | --> | 0.38 | 0 | 0 | 0.38 | 0 |  | --> | E12 ex CARRIGSHANE | Carrigshane [T422] | MIDLETON |  | 51.8975 | -8.0502
MV/LV Substation BA***4403 |  | 10 kV | _ | LV | 50 kVA :Pole Substation | 0.05 | --> | 0.05 | 0 | 0 | Constrained, otherwise capacity available =50 kVA | --> | 0.048 | 0 | 0 | 0.048 | 0 |  | --> | C17 ex CARRIGSHANE | Carrigshane [T41] | MIDLETON |  | 51.8863 | -8.1573
MV/LV Substation RO***4404 |  | 10 kV | _ | LV | 630 kVA :Kiosk Substation | 0.63 | --> | 0.63 | 0 | 0 | Constrained, otherwise capacity available =630 kVA | --> | 0.598 | 0 | 0 | 0.5 | 0 |  | --> | C22 ex MIDLETON | Midleton [T101,T102] | MIDLETON |  | 51.9095 | -8.1936
MV/LV Substation TW***4405 |  | 20 kV | _ | LV | 200 kVA :Pole Substation | 0.2 | --> | 0.2 | 0 | 0 | Constrained, otherwise capacity available =200 kVA | --> | 0.19 | 0 | 0 | 0.19 | 0 |  | --> | E12 ex CARRIGSHANE | Carrigshane [T422] | MIDLETON |  | 51.9158 | -8.1239
MV/LV Substation SO***4406 |  | 10 kV | _ | LV | 200 kVA :Pole Substation | 0.2 | --> | 0.2 | 0 | 0 | Constrained, otherwise capacity available =200 kVA | --> | 0.19 | 0 | 0 | 0 | 0 | Constrained, otherwise capacity available =190 kW | --> | C11 ex CARRIGTWOHILL |  |  |  | 51.8998 | -8.2459
MV/LV Substation AR***4408 |  | 10 kV | _ | LV | 400 kVA :Kiosk Substation | 0.4 | --> | 0.4 | 0.4 | 2.31 |  | --> | 0.38 | 0 | 0 | 0.38 | 0 |  | --> | E13 ex AGHADA | Aghada [T721] | N/A |  | 51.8359 | -8.2126
MV/LV Substation CO***441 |  | 10 kV | _ | LV | 50 kVA :Pole Substation | 0.05 | --> | 0.05 | 0 | 0 | Constrained, otherwise capacity available =42 kVA | --> | 0.048 | 0 | 0 | 0 | 0 | Constrained, otherwise capacity available =49 kW | --> | C32 ex CLOYNE | Cloyne [T41] | MIDLETON |  | 51.8135 | -8.14
MV/LV Substation LA***4411 |  | 10 kV | _ | LV | 630 kVA :Kiosk Substation | 0.63 | --> | 0.63 | 0 | 0 | Constrained, otherwise capacity available =628 kVA | --> | 0.598 | 0 | 0 | 0.5 | 0 |  | --> | C17 ex CARRIGSHANE | Carrigshane [T41] | MIDLETON |  | 51.904 | -8.1618
MV/LV Substation HA***4414 |  | 20 kV | _ | LV | 400 kVA :Kiosk Substation | 0.4 | --> | 0.4 | 0 | 0 | Constrained, otherwise capacity available =388 kVA | --> | 0.38 | 0 | 0.006 | 0 | 0 | Constrained, otherwise capacity available =377 kW | --> | C13 ex CLOYNE | Cloyne [T41] | MIDLETON |  | 51.8532 | -8.02
MV/LV Substation EL***4415 |  | 10 kV | _ | LV | 630 kVA :Kiosk Substation | 0.63 | --> | 0.63 | 0 | 0 | Constrained, otherwise capacity available =630 kVA | --> | 0.598 | 0 | 0 | 0.5 | 0 |  | --> | C12 ex KILLACLOYNE | Killacloyne [T41,T42] | MIDLETON |  | 51.9128 | -8.2448
MV/LV Substation WA***4434 |  | 10 kV | _ | LV | 630 kVA :Kiosk Substation | 0.63 | --> | 0.63 | 0 | 0 | Constrained, otherwise capacity available =628 kVA | --> | 0.598 | 0 | 0 | 0.5 | 0 |  | --> | C19 ex MIDLETON | Midleton [T101,T102] | MIDLETON |  | 51.9244 | -8.199
MV/LV Substation CA***4444 |  | 20 kV | _ | LV | 400 kVA :Building Structure | 0.4 | --> | 0.4 | 0 | 0 | Constrained, otherwise capacity available =400 kVA | --> | 0.38 | 0 | 0 | 0.38 | 0 |  | --> | E12 ex CARRIGSHANE | Carrigshane [T422] | MIDLETON |  | 51.9087 | -8.0542
MV/LV Substation DU***4447 |  | 10 kV | _ | LV | 50 kVA :Pole Substation | 0.05 | --> | 0.05 | 0 | 0 | Constrained, otherwise capacity available =50 kVA | --> | 0.048 | 0 | 0 | 0.048 | 0 |  | --> | C18 ex MIDLETON | Midleton [T101,T102] | MIDLETON |  | 51.9808 | -8.1024
MV/LV Substation HO***449Y |  | 10 kV | _ | LV | 630 kVA :Kiosk Substation | 0.63 | --> | 0.63 | 0 | 0 | Constrained, otherwise capacity available =459 kVA | --> | 0.598 | 0 | 0.005 | 0.5 | 0 |  | --> | C13 ex MIDLETON | Midleton [T101,T102] | MIDLETON |  | 51.9228 | -8.1734
MV/LV Substation LE***452Y |  | 10 kV | _ | LV | 50 kVA :Pole Substation | 0.05 | --> | 0.05 | 0 | 0 | Constrained, otherwise capacity available =42 kVA | --> | 0.048 | 0 | 0 | 0.049 | 0 |  | --> | C18 ex MIDLETON | Midleton [T101,T102] | MIDLETON |  | 51.9738 | -8.2665
MV/LV Substation DR***454Y |  | 10 kV | _ | LV | 400 kVA :Kiosk Substation | 0.4 | --> | 0.4 | 0 | 0 | Constrained, otherwise capacity available =361 kVA | --> | 0.38 | 0 | 0 | 0.385 | 0 |  | --> | C17 ex MIDLETON | Midleton [T101,T102] | MIDLETON |  | 51.9156 | -8.1726
MV/LV Substation WA***457Y |  | 10 kV | _ | LV | 50 kVA :Pole Substation | 0.05 | --> | 0.05 | 0 | 0 | Constrained, otherwise capacity available =45 kVA | --> | 0.048 | 0 | 0 | 0.048 | 0 |  | --> | C18 ex MIDLETON | Midleton [T101,T102] | MIDLETON |  | 51.976 | -8.1593
MV/LV Substation TR***471Y |  | 10 kV | _ | LV | 200 kVA :Kiosk Substation | 0.2 | --> | 0.2 | 0 | 0 | Constrained, otherwise capacity available =175 kVA | --> | 0.19 | 0 | 0.014 | 0 | 0 | Constrained, otherwise capacity available =183 kW | --> | C32 ex CLOYNE | Cloyne [T41] | MIDLETON |  | 51.8602 | -8.1311
MV/LV Substation CA***473Y |  | 10 kV | _ | LV | 50 kVA :Pole Substation | 0.05 | --> | 0.05 | 0 | 0 | Constrained, otherwise capacity available =41 kVA | --> | 0.048 | 0 | 0 | 0.049 | 0 |  | --> | C18 ex MIDLETON | Midleton [T101,T102] | MIDLETON |  | 52.0095 | -8.236
MV/LV Substation PO***475Y |  | 10 kV | _ | LV | 400 kVA :Kiosk Substation | 0.4 | --> | 0.4 | 0 | 0 | Constrained, otherwise capacity available =310 kVA | --> | 0.38 | 0 | 0.076 | 0.336 | 0 |  | --> | C13 ex MIDLETON | Midleton [T101,T102] | MIDLETON |  | 51.9245 | -8.1715
MV/LV Substation BA***476 |  | 10 kV | _ | LV | 200 kVA :Pole Substation | 0.2 | --> | 0.2 | 0.197 | 2.31 |  | --> | 0.19 | 0 | 0 | 0.19 | 0 |  | --> | E13 ex AGHADA | Aghada [T721] | N/A |  | 51.8249 | -8.2031
MV/LV Substation ME***476X |  | 20 kV | _ | LV | 50 kVA :Pole Substation | 0.05 | --> | 0.05 | 0.018 | 2.31 |  | --> | 0.048 | 0 | 0.015 | 0.041 | 0 |  | --> | E13 ex AGHADA | Aghada [T721] | N/A |  | 51.8278 | -8.2256
MV/LV Substation RO***479Y |  | 10 kV | _ | LV | 400 kVA :Kiosk Substation | 0.4 | --> | 0.4 | 0 | 0 | Constrained, otherwise capacity available =378 kVA | --> | 0.38 | 0 | 0 | 0.383 | 0 |  | --> | C17 ex CARRIGSHANE | Carrigshane [T41] | MIDLETON |  | 51.898 | -8.1629
MV/LV Substation MO***480X |  | 10 kV | _ | LV | 50 kVA :Pole Substation | 0.05 | --> | 0.05 | 0 | 0 | Constrained, otherwise capacity available =44 kVA | --> | 0.048 | 0 | 0 | 0 | 0 | Constrained, otherwise capacity available =48 kW | --> | C32 ex CLOYNE | Cloyne [T41] | MIDLETON |  | 51.8627 | -8.1135
MV/LV Substation KI***482X |  | 20 kV | _ | LV | 50 kVA :Pole Substation | 0.05 | --> | 0.05 | 0 | 0 | Constrained, otherwise capacity available =49 kVA | --> | 0.048 | 0 | 0 | 0 | 0 | Constrained, otherwise capacity available =48 kW | --> | C13 ex CLOYNE | Cloyne [T41] | MIDLETON |  | 51.8535 | -8.0732
MV/LV Substation GO***484Y |  | 10 kV | _ | LV | 630 kVA :Building Structure | 0.63 | --> | 0.63 | 0 | 0 | Constrained, otherwise capacity available =457 kVA | --> | 0.598 | 0 | 0.1 | 0.5 | 0 |  | --> | C16 ex KILLACLOYNE | Killacloyne [T41,T42] | MIDLETON |  | 51.9173 | -8.2878
MV/LV Substation KN***487Y |  | 10 kV | _ | LV | 50 kVA :Pole Substation | 0.05 | --> | 0.05 | 0 | 0 | Constrained, otherwise capacity available =40 kVA | --> | 0.048 | 0 | 0 | 0.049 | 0 |  | --> | C17 ex CARRIGSHANE | Carrigshane [T41] | MIDLETON |  | 51.8782 | -8.1337
MV/LV Substation BA***491 |  | 20 kV | _ | LV | 50 kVA :Pole Substation | 0.05 | --> | 0.05 | 0 | 0 | Constrained, otherwise capacity available =24 kVA | --> | 0.048 | 0 | 0 | 0 | 0 | Constrained, otherwise capacity available =51 kW | --> | C13 ex CLOYNE | Cloyne [T41] | MIDLETON |  | 51.8674 | -8.0877
MV/LV Substation VO***492Y |  | 20 kV | _ | LV | 50 kVA :Pole Substation | 0.05 | --> | 0.05 | 0.05 | 2.31 |  | --> | 0.048 | 0 | 0 | 0.048 | 0 |  | --> | E13 ex AGHADA | Aghada [T721] | N/A |  | 51.8201 | -8.2386
MV/LV Substation BA***493 |  | 20 kV | _ | LV | 50 kVA :Pole Substation | 0.05 | --> | 0.05 | 0 | 0 | Constrained, otherwise capacity available =42 kVA | --> | 0.048 | 0 | 0 | 0 | 0 | Constrained, otherwise capacity available =49 kW | --> | C13 ex CLOYNE | Cloyne [T41] | MIDLETON |  | 51.8694 | -8.0641
MV/LV Substation CO***494Y |  | 10 kV | _ | LV | 100 kVA :Pole Substation | 0.1 | --> | 0.1 | 0 | 0 | Constrained, otherwise capacity available =55 kVA | --> | 0.095 | 0 | 0.02 | 0.086 | 0 |  | --> | C18 ex MIDLETON | Midleton [T101,T102] | MIDLETON |  | 51.9705 | -8.2645
MV/LV Substation WO***499Y |  | 10 kV | _ | LV | 50 kVA :Pole Substation | 0.05 | --> | 0.05 | 0 | 0 | Constrained, otherwise capacity available =44 kVA | --> | 0.048 | 0 | 0 | 0.048 | 0 |  | --> | C17 ex CARRIGSHANE | Carrigshane [T41] | MIDLETON |  | 51.9037 | -8.1479
MV/LV Substation WE***503Y |  | 10 kV | _ | LV | 200 kVA :Kiosk Substation | 0.2 | --> | 0.2 | 0 | 0 | Constrained, otherwise capacity available =174 kVA | --> | 0.19 | 0 | 0.01 | 0.186 | 0 |  | --> | C17 ex MIDLETON | Midleton [T101,T102] | MIDLETON |  | 51.9133 | -8.1799
MV/LV Substation BA***504X |  | 10 kV | _ | LV | 50 kVA :Pole Substation | 0.05 | --> | 0.05 | 0 | 0 | Constrained, otherwise capacity available =28 kVA | --> | 0.048 | 0 | 0.026 | 0 | 0 | Constrained, otherwise capacity available =31 kW | --> | C32 ex CLOYNE | Cloyne [T41] | MIDLETON |  | 51.8388 | -8.1
MV/LV Substation GO***505X |  | 10 kV | _ | LV | 50 kVA :Pole Substation | 0.05 | --> | 0.05 | 0 | 0 | Constrained, otherwise capacity available =50 kVA | --> | 0.048 | 0 | 0 | 0.048 | 0 |  | --> | C18 ex MIDLETON | Midleton [T101,T102] | MIDLETON |  | 51.9375 | -8.1876
MV/LV Substation CO***505Y |  | 10 kV | _ | LV | 50 kVA :Pole Substation | 0.05 | --> | 0.05 | 0 | 0 | Constrained, otherwise capacity available =48 kVA | --> | 0.048 | 0 | 0 | 0.048 | 0 |  | --> | C18 ex MIDLETON | Midleton [T101,T102] | MIDLETON |  | 51.9784 | -8.2331
MV/LV Substation CU***507Y |  | 10 kV | _ | LV | 400 kVA :Kiosk Substation | 0.4 | --> | 0.4 | 0 | 0 | Constrained, otherwise capacity available =322 kVA | --> | 0.38 | 0 | 0.023 | 0.374 | 0 |  | --> | C12 ex KILLACLOYNE | Killacloyne [T41,T42] | MIDLETON |  | 51.9149 | -8.2557
MV/LV Substation WO***510Y |  | 10 kV | _ | LV | 400 kVA :Kiosk Substation | 0.4 | --> | 0.4 | 0 | 0 | Constrained, otherwise capacity available =309 kVA | --> | 0.38 | 0 | 0.057 | 0.35 | 0 |  | --> | C22 ex MIDLETON | Midleton [T101,T102] | MIDLETON |  | 51.9024 | -8.1604
MV/LV Substation TO***511X |  | 10 kV | _ | LV | 200 kVA :Pole Substation | 0.2 | --> | 0.2 | 0 | 0 | Constrained, otherwise capacity available =200 kVA | --> | 0.19 | 0 | 0 | 0.19 | 0 |  | --> | C18 ex MIDLETON | Midleton [T101,T102] | MIDLETON |  | 51.9426 | -8.2058
MV/LV Substation CU***511Y |  | 10 kV | _ | LV | 400 kVA :Kiosk Substation | 0.4 | --> | 0.4 | 0 | 0 | Constrained, otherwise capacity available =205 kVA | --> | 0.38 | 0 | 0.081 | 0.346 | 0 |  | --> | C12 ex KILLACLOYNE | Killacloyne [T41,T42] | MIDLETON |  | 51.9147 | -8.2594
MV/LV Substation CA***512Y |  | 10 kV | _ | LV | 400 kVA :Kiosk Substation | 0.4 | --> | 0.4 | 0 | 0 | Constrained, otherwise capacity available =224 kVA | --> | 0.38 | 0 | 0.065 | 0.355 | 0 |  | --> | C12 ex KILLACLOYNE | Killacloyne [T41,T42] | MIDLETON |  | 51.9119 | -8.2752
MV/LV Substation CH***513Y |  | 10 kV | _ | LV | 400 kVA :Kiosk Substation | 0.4 | --> | 0.4 | 0 | 0 | Constrained, otherwise capacity available =353 kVA | --> | 0.38 | 0 | 0.005 | 0.383 | 0 |  | --> | C22 ex MIDLETON | Midleton [T101,T102] | MIDLETON |  | 51.9005 | -8.1701
MV/LV Substation BA***514 |  | 20 kV | _ | LV | 50 kVA :Pole Substation | 0.05 | --> | 0.05 | 0 | 0 | Constrained, otherwise capacity available =48 kVA | --> | 0.048 | 0 | 0 | 0 | 0 | Constrained, otherwise capacity available =48 kW | --> | C13 ex CLOYNE | Cloyne [T41] | MIDLETON |  | 51.8284 | -8.0858
MV/LV Substation PA***514Y |  | 10 kV | _ | LV | 400 kVA :Kiosk Substation | 0.4 | --> | 0.4 | 0 | 0 | Constrained, otherwise capacity available =144 kVA | --> | 0.38 | 0 | 0.031 | 0 | 0 | Constrained, otherwise capacity available =391 kW | --> | C32 ex CLOYNE | Cloyne [T41] | MIDLETON |  | 51.8653 | -8.1192
MV/LV Substation RO***516 |  | 20 kV | _ | LV | 50 kVA :Pole Substation | 0.05 | --> | 0.05 | 0 | 0 | Constrained, otherwise capacity available =35 kVA | --> | 0.048 | 0 | 0.015 | 0 | 0 | Constrained, otherwise capacity available =38 kW | --> | C13 ex CLOYNE | Cloyne [T41] | MIDLETON |  | 51.8333 | -8.0291
MV/LV Substation SH***519 |  | 20 kV | _ | LV | 200 kVA :Pole Substation | 0.2 | --> | 0.2 | 0 | 0 | Constrained, otherwise capacity available =144 kVA | --> | 0.19 | 0 | 0 | 0 | 0 | Constrained, otherwise capacity available =198 kW | --> | C13 ex CLOYNE | Cloyne [T41] | MIDLETON |  | 51.8524 | -8.0372
MV/LV Substation GA***519Y |  | 10 kV | _ | LV | 50 kVA :Pole Substation | 0.05 | --> | 0.05 | 0 | 0 | Constrained, otherwise capacity available =41 kVA | --> | 0.048 | 0 | 0 | 0 | 0 | Constrained, otherwise capacity available =49 kW | --> | C32 ex CLOYNE | Cloyne [T41] | MIDLETON |  | 51.8662 | -8.1142
MV/LV Substation HA***520Y |  | 10 kV | _ | LV | 630 kVA :Kiosk Substation | 0.63 | --> | 0.63 | 0 | 0 | Constrained, otherwise capacity available =552 kVA | --> | 0.598 | 0 | 0.008 | 0.5 | 0 |  | --> | C12 ex KILLACLOYNE | Killacloyne [T41,T42] | MIDLETON |  | 51.9115 | -8.2724
MV/LV Substation BA***521 |  | 20 kV | _ | LV | 100 kVA :Pole Substation | 0.1 | --> | 0.1 | 0 | 0 | Constrained, otherwise capacity available =93 kVA | --> | 0.095 | 0 | 0.005 | 0 | 0 | Constrained, otherwise capacity available =92 kW | --> | C13 ex CLOYNE | Cloyne [T41] | MIDLETON |  | 51.859 | -8.0094
MV/LV Substation AR***522 |  | 20 kV | _ | LV | 50 kVA :Pole Substation | 0.05 | --> | 0.05 | 0 | 0 | Constrained, otherwise capacity available =39 kVA | --> | 0.048 | 0 | 0 | 0 | 0 | Constrained, otherwise capacity available =49 kW | --> | C13 ex CLOYNE | Cloyne [T41] | MIDLETON |  | 51.854 | -8.0101
MV/LV Substation SH***522Y |  | 20 kV | _ | LV | 200 kVA :Kiosk Substation | 0.2 | --> | 0.2 | 0 | 0 | Constrained, otherwise capacity available =123 kVA | --> | 0.19 | 0 | 0.06 | 0 | 0 | Constrained, otherwise capacity available =156 kW | --> | C13 ex CLOYNE | Cloyne [T41] | MIDLETON |  | 51.856 | -8.0307
MV/LV Substation GA***525 |  | 20 kV | _ | LV | 100 kVA :Pole Substation | 0.1 | --> | 0.1 | 0 | 0 | Constrained, otherwise capacity available =89 kVA | --> | 0.095 | 0 | 0 | 0 | 0 | Constrained, otherwise capacity available =96 kW | --> | C13 ex CLOYNE | Cloyne [T41] | MIDLETON |  | 51.8734 | -8.017
MV/LV Substation NA***525Y |  | 20 kV | _ | LV | 200 kVA :Pole Substation | 0.2 | --> | 0.2 | 0 | 0 | Constrained, otherwise capacity available =199 kVA | --> | 0.19 | 0 | 0 | 0 | 0 | Constrained, otherwise capacity available =190 kW | --> | C13 ex CLOYNE | Cloyne [T41] | MIDLETON |  | 51.8524 | -8.0262
MV/LV Substation CA***528Y |  | 10 kV | _ | LV | 400 kVA :Kiosk Substation | 0.4 | --> | 0.4 | 0 | 0 | Constrained, otherwise capacity available =302 kVA | --> | 0.38 | 0 | 0.03 | 0.371 | 0 |  | --> | C15 ex CARRIGSHANE | Carrigshane [T41] | MIDLETON |  | 51.9107 | -8.1586
MV/LV Substation CR***530X |  | 10 kV | _ | LV | 100 kVA :Pole Substation | 0.1 | --> | 0.1 | 0.057 | 2.31 |  | --> | 0.095 | 0 | 0.01 | 0.093 | 0 |  | --> | E13 ex AGHADA | Aghada [T721] | N/A |  | 51.8392 | -8.2102
MV/LV Substation SP***533X |  | 10 kV | _ | LV | 50 kVA :Pole Substation | 0.05 | --> | 0.05 | 0 | 0 | Constrained, otherwise capacity available =30 kVA | --> | 0.048 | 0 | 0 | 0.05 | 0 |  | --> | C16 ex KILLACLOYNE | Killacloyne [T41,T42] | MIDLETON |  | 51.9238 | -8.2907
MV/LV Substation DU***536X |  | 10 kV | _ | LV | 100 kVA :Pole Substation | 0.1 | --> | 0.1 | 0 | 0 | Constrained, otherwise capacity available =92 kVA | --> | 0.095 | 0 | 0 | 0.096 | 0 |  | --> | C18 ex MIDLETON | Midleton [T101,T102] | MIDLETON |  | 51.9907 | -8.2662
MV/LV Substation DE***537X |  | 10 kV | _ | LV | 100 kVA :Pole Substation | 0.1 | --> | 0.1 | 0 | 0 | Constrained, otherwise capacity available =40 kVA | --> | 0.095 | 0 | 0.04 | 0.073 | 0 |  | --> | C17 ex KILLACLOYNE | Killacloyne [T41,T42] | MIDLETON |  | 51.9089 | -8.2754
MV/LV Substation KI***540 |  | 20 kV | _ | LV | 100 kVA :Pole Substation | 0.1 | --> | 0.1 | 0 | 0 | Constrained, otherwise capacity available =76 kVA | --> | 0.095 | 0 | 0.008 | 0 | 0 | Constrained, otherwise capacity available =92 kW | --> | C13 ex CLOYNE | Cloyne [T41] | MIDLETON |  | 51.8539 | -8.0305
MV/LV Substation CO***540Y |  | 10 kV | _ | LV | 400 kVA :Building Structure | 0.4 | --> | 0.4 | 0 | 0 | Constrained, otherwise capacity available =355 kVA | --> | 0.38 | 0 | 0 | 0.386 | 0 |  | --> | C17 ex MIDLETON | Midleton [T101,T102] | MIDLETON |  | 51.9137 | -8.1736
MV/LV Substation BA***541X |  | 20 kV | _ | LV | 50 kVA :Pole Substation | 0.05 | --> | 0.05 | 0 | 0 | Constrained, otherwise capacity available =43 kVA | --> | 0.048 | 0 | 0 | 0 | 0 | Constrained, otherwise capacity available =48 kW | --> | C13 ex CLOYNE | Cloyne [T41] | MIDLETON |  | 51.8651 | -8.0075
MV/LV Substation RE***544Y |  | 10 kV | _ | LV | 400 kVA :Kiosk Substation | 0.4 | --> | 0.4 | 0 | 0 | Constrained, otherwise capacity available =329 kVA | --> | 0.38 | 0 | 0.012 | 0.381 | 0 |  | --> | C13 ex MIDLETON | Midleton [T101,T102] | MIDLETON |  | 51.9235 | -8.1683
MV/LV Substation CO***548X |  | 10 kV | _ | LV | 50 kVA :Pole Substation | 0.05 | --> | 0.05 | 0 | 0 | Constrained, otherwise capacity available =4 kVA | --> | 0.048 | 0 | 0 | 0 | 0 | Constrained, otherwise capacity available =53 kW | --> | C32 ex CLOYNE | Cloyne [T41] | MIDLETON |  | 51.8578 | -8.1194
MV/LV Substation GO***550 |  | 20 kV | _ | LV | 50 kVA :Pole Substation | 0.05 | --> | 0.05 | 0 | 0 | Constrained, otherwise capacity available =35 kVA | --> | 0.048 | 0 | 0.01 | 0.042 | 0 |  | --> | E12 ex CARRIGSHANE | Carrigshane [T422] | MIDLETON |  | 51.9145 | -8.0456
MV/LV Substation LI***550X |  | 10 kV | _ | LV | 50 kVA :Pole Substation | 0.05 | --> | 0.05 | 0 | 0 | Constrained, otherwise capacity available =20 kVA | --> | 0.048 | 0 | 0 | 0 | 0 | Constrained, otherwise capacity available =52 kW | --> | C32 ex CLOYNE | Cloyne [T41] | MIDLETON |  | 51.8546 | -8.1311
MV/LV Substation FA***552X |  | 10 kV | _ | LV | 50 kVA :Pole Substation | 0.05 | --> | 0.05 | 0 | 0 | Constrained, otherwise capacity available =6 kVA | --> | 0.048 | 0 | 0 | 0 | 0 | Constrained, otherwise capacity available =53 kW | --> | C32 ex CLOYNE | Cloyne [T41] | MIDLETON |  | 51.8401 | -8.1383
MV/LV Substation CA***553X |  | 10 kV | _ | LV | 50 kVA :Pole Substation | 0.05 | --> | 0.05 | 0 | 0 | Constrained, otherwise capacity available =43 kVA | --> | 0.048 | 0 | 0 | 0 | 0 | Constrained, otherwise capacity available =48 kW | --> | C32 ex CLOYNE | Cloyne [T41] | MIDLETON |  | 51.8445 | -8.1295
MV/LV Substation GY***556X |  | 10 kV | _ | LV | 100 kVA :Pole Substation | 0.1 | --> | 0.1 | 0 | 0 | Constrained, otherwise capacity available =92 kVA | --> | 0.095 | 0 | 0 | 0 | 0 | Constrained, otherwise capacity available =96 kW | --> | C17 ex CARRIGTWOHILL |  |  |  | 51.8984 | -8.2709
MV/LV Substation MA***556Y |  | 10 kV | _ | LV | 630 kVA :Building Structure | 0.63 | --> | 0.63 | 0 | 0 | Constrained, otherwise capacity available =619 kVA | --> | 0.598 | 0 | 0 | 0.5 | 0 |  | --> | C17 ex MIDLETON | Midleton [T101,T102] | MIDLETON |  | 51.9157 | -8.1797
MV/LV Substation MA***557Y |  | 10 kV | _ | LV | 630 kVA :Building Structure | 0.63 | --> | 0.63 | 0 | 0 | Constrained, otherwise capacity available =546 kVA | --> | 0.598 | 0 | 0 | 0.5 | 0 |  | --> | C17 ex MIDLETON | Midleton [T101,T102] | MIDLETON |  | 51.9174 | -8.1786
MV/LV Substation MA***558Y |  | 10 kV | _ | LV | 630 kVA :Building Structure | 0.63 | --> | 0.63 | 0 | 0 | Constrained, otherwise capacity available =487 kVA | --> | 0.598 | 0 | 0 | 0.5 | 0 |  | --> | C17 ex MIDLETON | Midleton [T101,T102] | MIDLETON |  | 51.9159 | -8.1788
MV/LV Substation ID***566X |  | 10 kV | _ | LV | 100 kVA :Pole Substation | 0.1 | --> | 0.1 | 0 | 0 | Constrained, otherwise capacity available =77 kVA | --> | 0.095 | 0 | 0 | 0.098 | 0 |  | --> | C17 ex KILLACLOYNE | Killacloyne [T41,T42] | MIDLETON |  | 51.9083 | -8.2755
MV/LV Substation AB***566Y |  | 10 kV | _ | LV | 400 kVA :Kiosk Substation | 0.4 | --> | 0.4 | 0 | 0 | Constrained, otherwise capacity available =386 kVA | --> | 0.38 | 0 | 0.04 | 0.352 | 0 |  | --> | C22 ex MIDLETON | Midleton [T101,T102] | MIDLETON |  | 51.9139 | -8.1877
MV/LV Substation KN***567Y |  | 10 kV | _ | LV | 50 kVA :Pole Substation | 0.05 | --> | 0.05 | 0 | 0 | Constrained, otherwise capacity available =50 kVA | --> | 0.048 | 0 | 0 | 0.048 | 0 |  | --> | C22 ex MIDLETON | Midleton [T101,T102] | MIDLETON |  | 51.922 | -8.184
MV/LV Substation IR***569Y |  | 10 kV | _ | LV | 630 kVA :Building Structure | 0.63 | --> | 0.63 | 0 | 0 | Constrained, otherwise capacity available =459 kVA | --> | 0.598 | 0 | 0 | 0.5 | 0 |  | --> | C16 ex KILLACLOYNE | Killacloyne [T41,T42] | MIDLETON |  | 51.9169 | -8.2907
MV/LV Substation BA***570X |  | 20 kV | _ | LV | 50 kVA :Pole Substation | 0.05 | --> | 0.05 | 0 | 0 | Constrained, otherwise capacity available =34 kVA | --> | 0.048 | 0 | 0.01 | 0 | 0 | Constrained, otherwise capacity available =42 kW | --> | C13 ex CLOYNE | Cloyne [T41] | MIDLETON |  | 51.8297 | -8.023
MV/LV Substation MA***570Y |  | 20 kV | _ | LV | 50 kVA :Pole Substation | 0.05 | --> | 0.05 | 0 | 0 | Constrained, otherwise capacity available =45 kVA | --> | 0.048 | 0 | 0 | 0.048 | 0 |  | --> | E12 ex CARRIGSHANE | Carrigshane [T422] | MIDLETON |  | 51.9176 | -8.119
MV/LV Substation CO***571Y |  | 10 kV | _ | LV | 200 kVA :Kiosk Substation | 0.2 | --> | 0.2 | 0 | 0 | Constrained, otherwise capacity available =126 kVA | --> | 0.19 | 0 | 0.009 | 0.193 | 0 |  | --> | C17 ex CARRIGSHANE | Carrigshane [T41] | MIDLETON |  | 51.8641 | -8.1647
MV/LV Substation CA***576X |  | 10 kV | _ | LV | 630 kVA :Kiosk Substation | 0.63 | --> | 0.63 | 0.5 | 2.31 |  | --> | 0.598 | 0 | 0 | 0.5 | 0 |  | --> | E13 ex AGHADA | Aghada [T721] | N/A |  | 51.7991 | -8.2373
MV/LV Substation AH***577Y |  | 10 kV | _ | LV | 400 kVA :Building Structure | 0.4 | --> | 0.4 | 0 | 0 | Constrained, otherwise capacity available =343 kVA | --> | 0.38 | 0 | 0.05 | 0 | 0 | Constrained, otherwise capacity available =351 kW | --> | C11 ex CARRIGTWOHILL |  |  |  | 51.91 | -8.2624
MV/LV Substation DO***580Y |  | 10 kV | _ | LV | 400 kVA :Kiosk Substation | 0.4 | --> | 0.4 | 0 | 0 | Constrained, otherwise capacity available =313 kVA | --> | 0.38 | 0 | 0 | 0.392 | 0 |  | --> | C18 ex KILLACLOYNE | Killacloyne [T41,T42] | MIDLETON |  | 51.9003 | -8.2838
MV/LV Substation PR***588Y |  | 10 kV | _ | LV | 200 kVA :Pole Substation | 0.2 | --> | 0.2 | 0 | 0 | Constrained, otherwise capacity available =145 kVA | --> | 0.19 | 0 | 0 | 0.197 | 0 |  | --> | C17 ex KILLACLOYNE | Killacloyne [T41,T42] | MIDLETON |  | 51.9114 | -8.2772
MV/LV Substation TA***590Y |  | 10 kV | _ | LV | 50 kVA :Pole Substation | 0.05 | --> | 0.05 | 0 | 0 | Constrained, otherwise capacity available =48 kVA | --> | 0.048 | 0 | 0 | 0.048 | 0 |  | --> | C17 ex CARRIGSHANE | Carrigshane [T41] | MIDLETON |  | 51.8421 | -8.1698
MV/LV Substation KN***597X |  | 10 kV | _ | LV | 50 kVA :Pole Substation | 0.05 | --> | 0.05 | 0 | 0 | Constrained, otherwise capacity available =46 kVA | --> | 0.048 | 0 | 0 | 0.048 | 0 |  | --> | C18 ex MIDLETON | Midleton [T101,T102] | MIDLETON |  | 51.9586 | -8.1982
MV/LV Substation CH***597Y |  | 20 kV | _ | LV | 200 kVA :Pole Substation | 0.2 | --> | 0.2 | 0 | 0 | Constrained, otherwise capacity available =170 kVA | --> | 0.19 | 0 | 0 | 0 | 0 | Constrained, otherwise capacity available =194 kW | --> | C13 ex CLOYNE | Cloyne [T41] | MIDLETON |  | 51.8296 | -8.0815
MV/LV Substation TO***598X |  | 10 kV | _ | LV | 50 kVA :Pole Substation | 0.05 | --> | 0.05 | 0 | 0 | Constrained, otherwise capacity available =34 kVA | --> | 0.048 | 0 | 0.021 | 0.034 | 0 |  | --> | C17 ex CARRIGSHANE | Carrigshane [T41] | MIDLETON |  | 51.9062 | -8.1563
MV/LV Substation AU***600Y |  | 10 kV | _ | LV | 400 kVA :Kiosk Substation | 0.4 | --> | 0.4 | 0 | 0 | Constrained, otherwise capacity available =333 kVA | --> | 0.38 | 0 | 0 | 0.389 | 0 |  | --> | C22 ex KILLACLOYNE | Killacloyne [T41,T42] | MIDLETON |  | 51.9113 | -8.2781
MV/LV Substation CU***601Y |  | 10 kV | _ | LV | 400 kVA :Kiosk Substation | 0.4 | --> | 0.4 | 0 | 0 | Constrained, otherwise capacity available =258 kVA | --> | 0.38 | 0 | 0.025 | 0.38 | 0 |  | --> | C12 ex KILLACLOYNE | Killacloyne [T41,T42] | MIDLETON |  | 51.9147 | -8.2526
MV/LV Substation TI***605Y |  | 10 kV | _ | LV | 630 kVA :Kiosk Substation | 0.63 | --> | 0.63 | 0 | 0 | Constrained, otherwise capacity available =396 kVA | --> | 0.598 | 0 | 0.105 | 0.5 | 0 |  | --> | C22 ex MIDLETON | Midleton [T101,T102] | MIDLETON |  | 51.9301 | -8.1877
MV/LV Substation AH***606Y |  | 10 kV | _ | LV | 100 kVA :Pole Substation | 0.1 | --> | 0.1 | 0 | 0 | Constrained, otherwise capacity available =61 kVA | --> | 0.095 | 0 | 0 | 0 | 0 | Constrained, otherwise capacity available =100 kW | --> | C11 ex CARRIGTWOHILL |  |  |  | 51.8903 | -8.2119
MV/LV Substation CO***618Y |  | 10 kV | _ | LV | 200 kVA :Kiosk Substation | 0.2 | --> | 0.2 | 0 | 0 | Constrained, otherwise capacity available =169 kVA | --> | 0.19 | 0 | 0.01 | 0.187 | 0 |  | --> | C18 ex KILLACLOYNE | Killacloyne [T41,T42] | MIDLETON |  | 51.8952 | -8.2859
MV/LV Substation LU***619Y |  | 10 kV | _ | LV | 400 kVA :Kiosk Substation | 0.4 | --> | 0.4 | 0 | 0 | Constrained, otherwise capacity available =335 kVA | --> | 0.38 | 0 | 0.022 | 0 | 0 | Constrained, otherwise capacity available =372 kW | --> | C32 ex CLOYNE | Cloyne [T41] | MIDLETON |  | 51.859 | -8.1303
MV/LV Substation CA***621Y |  | 10 kV | _ | LV | 400 kVA :Kiosk Substation | 0.4 | --> | 0.4 | 0 | 0 | Constrained, otherwise capacity available =227 kVA | --> | 0.38 | 0 | 0.042 | 0.372 | 0 |  | --> | C22 ex MIDLETON | Midleton [T101,T102] | MIDLETON |  | 51.9108 | -8.1993
MV/LV Substation CA***624 |  | 10 kV | _ | LV | 50 kVA :Pole Substation | 0.05 | --> | 0.05 | 0 | 0 | Constrained, otherwise capacity available =25 kVA | --> | 0.048 | 0 | 0.025 | 0.032 | 0 |  | --> | C19 ex MIDLETON | Midleton [T101,T102] | MIDLETON |  | 51.9256 | -8.2139
MV/LV Substation GL***626Y |  | 20 kV | _ | LV | 400 kVA :Kiosk Substation | 0.4 | --> | 0.4 | 0.37 | 2.31 |  | --> | 0.38 | 0 | 0.004 | 0.381 | 0 |  | --> | E13 ex AGHADA | Aghada [T721] | N/A |  | 51.8218 | -8.2305
MV/LV Substation CA***633X |  | 10 kV | _ | LV | 630 kVA :Kiosk Substation | 0.63 | --> | 0.63 | 0 | 0 | Constrained, otherwise capacity available =617 kVA | --> | 0.598 | 0 | 0.011 | 0.5 | 0 |  | --> | C22 ex MIDLETON | Midleton [T101,T102] | MIDLETON |  | 51.9216 | -8.1879
MV/LV Substation HI***635X |  | 10 kV | _ | LV | 50 kVA :Pole Substation | 0.05 | --> | 0.05 | 0.023 | 2.31 |  | --> | 0.048 | 0 | 0.015 | 0.04 | 0 |  | --> | E13 ex AGHADA | Aghada [T721] | N/A |  | 51.8403 | -8.2135
MV/LV Substation BA***644 |  | 10 kV | _ | LV | 50 kVA :Pole Substation | 0.05 | --> | 0.05 | 0 | 0 | Constrained, otherwise capacity available =45 kVA | --> | 0.048 | 0 | 0 | 0 | 0 | Constrained, otherwise capacity available =48 kW | --> | C11 ex CARRIGTWOHILL |  |  |  | 51.8962 | -8.2377
MV/LV Substation CO***650Y |  | 20 kV | _ | LV | 400 kVA :Kiosk Substation | 0.4 | --> | 0.4 | 0.305 | 2.31 |  | --> | 0.38 | 0 | 0.052 | 0.354 | 0 |  | --> | E13 ex AGHADA | Aghada [T721] | N/A |  | 51.8271 | -8.2253
MV/LV Substation CO***657Y |  | 10 kV | _ | LV | 50 kVA :Pole Substation | 0.05 | --> | 0.05 | 0 | 0 | Constrained, otherwise capacity available =38 kVA | --> | 0.048 | 0 | 0.005 | 0.046 | 0 |  | --> | C18 ex MIDLETON | Midleton [T101,T102] | MIDLETON |  | 51.9869 | -8.2276
MV/LV Substation TU***658 |  | 10 kV | _ | LV | 50 kVA :Pole Substation | 0.05 | --> | 0.05 | 0 | 0 | Constrained, otherwise capacity available =46 kVA | --> | 0.048 | 0 | 0 | 0 | 0 | Constrained, otherwise capacity available =48 kW | --> | C17 ex CARRIGTWOHILL |  |  |  | 51.9057 | -8.2821
MV/LV Substation FO***659Y |  | 10 kV | _ | LV | 200 kVA :Kiosk Substation | 0.2 | --> | 0.2 | 0 | 0 | Constrained, otherwise capacity available =194 kVA | --> | 0.19 | 0 | 0 | 0.191 | 0 |  | --> | C18 ex KILLACLOYNE | Killacloyne [T41,T42] | MIDLETON |  | 51.8964 | -8.292
MV/LV Substation KI***660 |  | 10 kV | _ | LV | 630 kVA :Kiosk Substation | 0.63 | --> | 0.63 | 0 | 0 | Constrained, otherwise capacity available =573 kVA | --> | 0.598 | 0 | 0 | 0.5 | 0 |  | --> | C18 ex KILLACLOYNE | Killacloyne [T41,T42] | MIDLETON |  | 51.9092 | -8.2871
MV/LV Substation PU***665 |  | 10 kV | _ | LV | 50 kVA :Pole Substation | 0.05 | --> | 0.05 | 0 | 0 | Constrained, otherwise capacity available =42 kVA | --> | 0.048 | 0 | 0 | 0.049 | 0 |  | --> | C16 ex KILLACLOYNE | Killacloyne [T41,T42] | MIDLETON |  | 51.9389 | -8.2764
MV/LV Substation KI***667Y |  | 20 kV | _ | LV | 50 kVA :Pole Substation | 0.05 | --> | 0.05 | 0 | 0 | Constrained, otherwise capacity available =45 kVA | --> | 0.048 | 0 | 0 | 0 | 0 | Constrained, otherwise capacity available =48 kW | --> | C13 ex CLOYNE | Cloyne [T41] | MIDLETON |  | 51.853 | -8.0684
MV/LV Substation MA***669Y |  | 10 kV | _ | LV | 1000 kVA :Building Structure | 1 | --> | 1 | 0 | 0 | Constrained, otherwise capacity available =831 kVA | --> | 0.95 | 0 | 0 | 0.5 | 0 |  | --> | C17 ex MIDLETON | Midleton [T101,T102] | MIDLETON |  | 51.9179 | -8.1828
MV/LV Substation NA***670Y |  | 20 kV | _ | LV | 400 kVA :Kiosk Substation | 0.4 | --> | 0.4 | 0 | 0 | Constrained, otherwise capacity available =212 kVA | --> | 0.38 | 0 | 0.068 | 0.354 | 0 |  | --> | E12 ex CARRIGSHANE | Carrigshane [T422] | MIDLETON |  | 51.8988 | -8.0413
MV/LV Substation GL***674Y |  | 20 kV | _ | LV | 400 kVA :Kiosk Substation | 0.4 | --> | 0.4 | 0 | 0 | Constrained, otherwise capacity available =333 kVA | --> | 0.38 | 0 | 0.034 | 0 | 0 | Constrained, otherwise capacity available =364 kW | --> | E20 ex FOXHOLE | Foxhole [T421,T422] | DUNGARVAN |  | 51.9337 | -8.0513
MV/LV Substation CL***677Y |  | 10 kV | _ | LV | 400 kVA :Kiosk Substation | 0.4 | --> | 0.4 | 0 | 0 | Constrained, otherwise capacity available =344 kVA | --> | 0.38 | 0 | 0 | 0 | 0 | Constrained, otherwise capacity available =388 kW | --> | C32 ex CLOYNE | Cloyne [T41] | MIDLETON |  | 51.8627 | -8.1213
MV/LV Substation BA***679 |  | 10 kV | _ | LV | 50 kVA :Pole Substation | 0.05 | --> | 0.05 | 0 | 0 | Constrained, otherwise capacity available =30 kVA | --> | 0.048 | 0 | 0.011 | 0 | 0 | Constrained, otherwise capacity available =42 kW | --> | C17 ex CARRIGTWOHILL |  |  |  | 51.9019 | -8.2556
MV/LV Substation CO***679Y |  | 10 kV | _ | LV | 200 kVA :Kiosk Substation | 0.2 | --> | 0.2 | 0 | 0 | Constrained, otherwise capacity available =118 kVA | --> | 0.19 | 0 | 0.01 | 0.194 | 0 |  | --> | C18 ex MIDLETON | Midleton [T101,T102] | MIDLETON |  | 51.9733 | -8.2164
MV/LV Substation KE***681Y |  | 10 kV | _ | LV | 200 kVA :Kiosk Substation | 0.2 | --> | 0.2 | 0 | 0 | Constrained, otherwise capacity available =163 kVA | --> | 0.19 | 0 | 0 | 0.195 | 0 |  | --> | C17 ex KILLACLOYNE | Killacloyne [T41,T42] | MIDLETON |  | 51.9072 | -8.2697
MV/LV Substation GL***682 |  | 10 kV | _ | LV | 50 kVA :Pole Substation | 0.05 | --> | 0.05 | 0 | 0 | Constrained, otherwise capacity available =46 kVA | --> | 0.048 | 0 | 0 | 0 | 0 | Constrained, otherwise capacity available =48 kW | --> | C17 ex CARRIGTWOHILL |  |  |  | 51.8992 | -8.2767
MV/LV Substation MA***683Y |  | 10 kV | _ | LV | 400 kVA :Kiosk Substation | 0.4 | --> | 0.4 | 0 | 0 | Constrained, otherwise capacity available =294 kVA | --> | 0.38 | 0 | 0.035 | 0.368 | 0 |  | --> | C17 ex CARRIGSHANE | Carrigshane [T41] | MIDLETON |  | 51.8957 | -8.1692
MV/LV Substation MA***684Y |  | 10 kV | _ | LV | 400 kVA :Kiosk Substation | 0.4 | --> | 0.4 | 0 | 0 | Constrained, otherwise capacity available =322 kVA | --> | 0.38 | 0 | 0.05 | 0.353 | 0 |  | --> | C17 ex CARRIGSHANE | Carrigshane [T41] | MIDLETON |  | 51.8938 | -8.1713
MV/LV Substation MI***693Y |  | 10 kV | _ | LV | 630 kVA :Building Structure | 0.63 | --> | 0.63 | 0 | 0 | Constrained, otherwise capacity available =540 kVA | --> | 0.598 | 0 | 0 | 0.5 | 0 |  | --> | C17 ex MIDLETON | Midleton [T101,T102] | MIDLETON |  | 51.9155 | -8.181
MV/LV Substation GO***695 |  | 10 kV | _ | LV | 100 kVA :Pole Substation | 0.1 | --> | 0.1 | 0 | 0 | Constrained, otherwise capacity available =94 kVA | --> | 0.095 | 0 | 0 | 0.096 | 0 |  | --> | C18 ex MIDLETON | Midleton [T101,T102] | MIDLETON |  | 51.9403 | -8.1751
MV/LV Substation BL***696 |  | 10 kV | _ | LV | 100 kVA :Pole Substation | 0.1 | --> | 0.1 | 0 | 0 | Constrained, otherwise capacity available =98 kVA | --> | 0.095 | 0 | 0.005 | 0.092 | 0 |  | --> | C13 ex MIDLETON | Midleton [T101,T102] | MIDLETON |  | 51.9325 | -8.1727
MV/LV Substation BL***697 |  | 10 kV | _ | LV | 100 kVA :Pole Substation | 0.1 | --> | 0.1 | 0 | 0 | Constrained, otherwise capacity available =56 kVA | --> | 0.095 | 0 | 0 | 0.101 | 0 |  | --> | C13 ex MIDLETON | Midleton [T101,T102] | MIDLETON |  | 51.9349 | -8.1629
MV/LV Substation WA***699Y |  | 10 kV | _ | LV | 630 kVA :Building Structure | 0.63 | --> | 0.63 | 0 | 0 | Constrained, otherwise capacity available =559 kVA | --> | 0.598 | 0 | 0 | 0.5 | 0 |  | --> | C17 ex MIDLETON | Midleton [T101,T102] | MIDLETON |  | 51.9122 | -8.1769
MV/LV Substation CA***701 |  | 20 kV | _ | LV | 50 kVA :Pole Substation | 0.05 | --> | 0.05 | 0.047 | 2.31 |  | --> | 0.048 | 0 | 0 | 0.048 | 0 |  | --> | E13 ex AGHADA | Aghada [T721] | N/A |  | 51.8329 | -8.219
MV/LV Substation BA***704 |  | 10 kV | _ | LV | 100 kVA :Pole Substation | 0.1 | --> | 0.1 | 0 | 0 | Constrained, otherwise capacity available =71 kVA | --> | 0.095 | 0 | 0 | 0 | 0 | Constrained, otherwise capacity available =99 kW | --> | C11 ex CARRIGTWOHILL |  |  |  | 51.9052 | -8.2589
MV/LV Substation GA***711 |  | 20 kV | _ | LV | 630 kVA :Kiosk Substation | 0.63 | --> | 0.63 | 0 | 0 | Constrained, otherwise capacity available =599 kVA | --> | 0.598 | 0 | 0.073 | 0 | 0 | Constrained, otherwise capacity available =549 kW | --> | C13 ex CLOYNE | Cloyne [T41] | MIDLETON |  | 51.8596 | -8.0049
MV/LV Substation BA***713 |  | 20 kV | _ | LV | 200 kVA :Pole Substation | 0.2 | --> | 0.2 | 0 | 0 | Constrained, otherwise capacity available =146 kVA | --> | 0.19 | 0 | 0.002 | 0 | 0 | Constrained, otherwise capacity available =196 kW | --> | C13 ex CLOYNE | Cloyne [T41] | MIDLETON |  | 51.8274 | -8.007
MV/LV Substation AM***716Y |  | 10 kV | _ | LV | 200 kVA :Pole Substation | 0.2 | --> | 0.2 | 0 | 0 | Constrained, otherwise capacity available =200 kVA | --> | 0.19 | 0 | 0 | 0.19 | 0 |  | --> | C19 ex MIDLETON | Midleton [T101,T102] | MIDLETON |  | 51.9137 | -8.2263
MV/LV Substation CL***721 |  | 10 kV | _ | LV | 50 kVA :Pole Substation | 0.05 | --> | 0.05 | 0 | 0 | Constrained, otherwise capacity available =36 kVA | --> | 0.048 | 0 | 0 | 0.049 | 0 |  | --> | C16 ex KILLACLOYNE | Killacloyne [T41,T42] | MIDLETON |  | 51.9515 | -8.2979
MV/LV Substation BA***721Y |  | 10 kV | _ | LV | 50 kVA :Pole Substation | 0.05 | --> | 0.05 | 0 | 0 | Constrained, otherwise capacity available =49 kVA | --> | 0.048 | 0 | 0 | 0.048 | 0 |  | --> | C18 ex MIDLETON | Midleton [T101,T102] | MIDLETON |  | 51.9681 | -8.1829
MV/LV Substation WA***722Y |  | 20 kV | _ | LV | 200 kVA :Kiosk Substation | 0.2 | --> | 0.2 | 0 | 0 | Constrained, otherwise capacity available =163 kVA | --> | 0.19 | 0 | 0 | 0.195 | 0 |  | --> | E12 ex CARRIGSHANE | Carrigshane [T422] | MIDLETON |  | 51.9096 | -8.0737
MV/LV Substation CA***723Y |  | 20 kV | _ | LV | 1000 kVA :Building Structure | 1 | --> | 1 | 0 | 0 | Constrained, otherwise capacity available =514 kVA | --> | 0.95 | 0 | 0 | 0.5 | 0 |  | --> | E12 ex CARRIGSHANE | Carrigshane [T422] | MIDLETON |  | 51.9101 | -8.0663
MV/LV Substation PI***728Y |  | 10 kV | _ | LV | 100 kVA :Pole Substation | 0.1 | --> | 0.1 | 0 | 0 | Constrained, otherwise capacity available =100 kVA | --> | 0.095 | 0 | 0 | 0 | 0 | Constrained, otherwise capacity available =95 kW | --> | C17 ex CARRIGTWOHILL |  |  |  | 51.9082 | -8.2804
MV/LV Substation FO***732Y |  | 10 kV | _ | LV | 1000 kVA :Building Structure | 1 | --> | 1 | 0 | 0 | Constrained, otherwise capacity available =945 kVA | --> | 0.95 | 0 | 0 | 0.5 | 0 |  | --> | C18 ex KILLACLOYNE | Killacloyne [T41,T42] | MIDLETON |  | 51.9103 | -8.2874
MV/LV Substation RO***738Y |  | 10 kV | _ | LV | 400 kVA :Kiosk Substation | 0.4 | --> | 0.4 | 0 | 0 | Constrained, otherwise capacity available =347 kVA | --> | 0.38 | 0 | 0.061 | 0.342 | 0 |  | --> | C17 ex MIDLETON | Midleton [T101,T102] | MIDLETON |  | 51.9077 | -8.1651
MV/LV Substation CL***739Y |  | 10 kV | _ | LV | 400 kVA :Kiosk Substation | 0.4 | --> | 0.4 | 0 | 0 | Constrained, otherwise capacity available =331 kVA | --> | 0.38 | 0 | 0.005 | 0.386 | 0 |  | --> | C12 ex KILLACLOYNE | Killacloyne [T41,T42] | MIDLETON |  | 51.9128 | -8.2594
MV/LV Substation PU***740Y |  | 10 kV | _ | LV | 50 kVA :Pole Substation | 0.05 | --> | 0.05 | 0 | 0 | Constrained, otherwise capacity available =47 kVA | --> | 0.048 | 0 | 0 | 0.048 | 0 |  | --> | C12 ex KILLACLOYNE | Killacloyne [T41,T42] | MIDLETON |  | 51.9166 | -8.2445
MV/LV Substation AR***741Y |  | 20 kV | _ | LV | 200 kVA :Kiosk Substation | 0.2 | --> | 0.2 | 0 | 0 | Constrained, otherwise capacity available =128 kVA | --> | 0.19 | 0 | 0.038 | 0 | 0 | Constrained, otherwise capacity available =171 kW | --> | C13 ex CLOYNE | Cloyne [T41] | MIDLETON |  | 51.8521 | -8.0183
MV/LV Substation BO***746Y |  | 10 kV | _ | LV | 630 kVA :Kiosk Substation | 0.63 | --> | 0.63 | 0 | 0 | Constrained, otherwise capacity available =484 kVA | --> | 0.598 | 0 | 0.048 | 0.5 | 0 |  | --> | C22 ex MIDLETON | Midleton [T101,T102] | MIDLETON |  | 51.9115 | -8.1828
MV/LV Substation SR***748Y |  | 20 kV | _ | LV | 50 kVA :Pole Substation | 0.05 | --> | 0.05 | 0 | 0 | Constrained, otherwise capacity available =39 kVA | --> | 0.048 | 0 | 0.01 | 0 | 0 | Constrained, otherwise capacity available =42 kW | --> | C13 ex CLOYNE | Cloyne [T41] | MIDLETON |  | 51.8628 | -8.0067
MV/LV Substation CO***750Y |  | 10 kV | _ | LV | 200 kVA :Kiosk Substation | 0.2 | --> | 0.2 | 0 | 0 | Constrained, otherwise capacity available =160 kVA | --> | 0.19 | 0 | 0.039 | 0 | 0 | Constrained, otherwise capacity available =167 kW | --> | C32 ex CLOYNE | Cloyne [T41] | MIDLETON |  | 51.8675 | -8.1145
MV/LV Substation WA***752Y |  | 10 kV | _ | LV | 50 kVA :Pole Substation | 0.05 | --> | 0.05 | 0 | 0 | Constrained, otherwise capacity available =50 kVA | --> | 0.048 | 0 | 0 | 0.048 | 0 |  | --> | C19 ex MIDLETON | Midleton [T101,T102] | MIDLETON |  | 51.9191 | -8.1985
MV/LV Substation ST***753X |  | 10 kV | _ | LV | 630 kVA :Kiosk Substation | 0.63 | --> | 0.63 | 0 | 0 | Constrained, otherwise capacity available =422 kVA | --> | 0.598 | 0 | 0.019 | 0.5 | 0 |  | --> | C17 ex MIDLETON | Midleton [T101,T102] | MIDLETON |  | 51.9106 | -8.166
MV/LV Substation AN***753Y |  | 20 kV | _ | LV | 400 kVA :Kiosk Substation | 0.4 | --> | 0.4 | 0 | 0 | Constrained, otherwise capacity available =363 kVA | --> | 0.38 | 0 | 0.018 | 0 | 0 | Constrained, otherwise capacity available =372 kW | --> | C13 ex CLOYNE | Cloyne [T41] | MIDLETON |  | 51.8613 | -7.9995
MV/LV Substation CA***755Y |  | 10 kV | _ | LV | 630 kVA :Building Structure | 0.63 | --> | 0.63 | 0 | 0 | Constrained, otherwise capacity available =532 kVA | --> | 0.598 | 0 | 0 | 0.5 | 0 |  | --> | C12 ex KILLACLOYNE | Killacloyne [T41,T42] | MIDLETON |  | 51.9099 | -8.2709
MV/LV Substation EF***757X |  | 20 kV | _ | LV | 200 kVA :Pole Substation | 0.2 | --> | 0.2 | 0 | 0 | Constrained, otherwise capacity available =187 kVA | --> | 0.19 | 0 | 0 | 0.192 | 0 |  | --> | E12 ex CARRIGSHANE | Carrigshane [T422] | MIDLETON |  | 51.9254 | -8.0575
MV/LV Substation ID***760Y |  | 10 kV | _ | LV | 200 kVA :Kiosk Substation | 0.2 | --> | 0.2 | 0 | 0 | Constrained, otherwise capacity available =164 kVA | --> | 0.19 | 0 | 0 | 0.195 | 0 |  | --> | C18 ex KILLACLOYNE | Killacloyne [T41,T42] | MIDLETON |  | 51.9133 | -8.2821
MV/LV Substation FO***768Y |  | 10 kV | _ | LV | 630 kVA :Building Structure | 0.63 | --> | 0.63 | 0 | 0 | Constrained, otherwise capacity available =567 kVA | --> | 0.598 | 0 | 0 | 0.5 | 0 |  | --> | C18 ex KILLACLOYNE | Killacloyne [T41,T42] | MIDLETON |  | 51.9085 | -8.2917
MV/LV Substation GL***773 |  | 10 kV | _ | LV | 100 kVA :Pole Substation | 0.1 | --> | 0.1 | 0 | 0 | Constrained, otherwise capacity available =94 kVA | --> | 0.095 | 0 | 0.005 | 0.092 | 0 |  | --> | C18 ex MIDLETON | Midleton [T101,T102] | MIDLETON |  | 51.9778 | -8.2749
MV/LV Substation CA***778Y |  | 10 kV | _ | LV | 630 kVA :Kiosk Substation | 0.63 | --> | 0.63 | 0 | 0 | Constrained, otherwise capacity available =535 kVA | --> | 0.598 | 0 | 0 | 0.5 | 0 |  | --> | C12 ex KILLACLOYNE | Killacloyne [T41,T42] | MIDLETON |  | 51.9126 | -8.27
MV/LV Substation CH***780Y |  | 10 kV | _ | LV | 630 kVA :Kiosk Substation | 0.63 | --> | 0.63 | 0 | 0 | Constrained, otherwise capacity available =586 kVA | --> | 0.598 | 0 | 0.061 | 0.5 | 0 |  | --> | C22 ex MIDLETON | Midleton [T101,T102] | MIDLETON |  | 51.9107 | -8.1945
MV/LV Substation BA***786 |  | 10 kV | _ | LV | 50 kVA :Pole Substation | 0.05 | --> | 0.05 | 0 | 0 | Constrained, otherwise capacity available =32 kVA | --> | 0.048 | 0 | 0.011 | 0.042 | 0 |  | --> | C18 ex MIDLETON | Midleton [T101,T102] | MIDLETON |  | 51.9877 | -8.2272
MV/LV Substation BA***791 |  | 10 kV | _ | LV | 50 kVA :Pole Substation | 0.05 | --> | 0.05 | 0 | 0 | Constrained, otherwise capacity available =41 kVA | --> | 0.048 | 0 | 0 | 0.049 | 0 |  | --> | C18 ex MIDLETON | Midleton [T101,T102] | MIDLETON |  | 51.9907 | -8.2355
MV/LV Substation SC***791X |  | 10 kV | _ | LV | 50 kVA :Pole Substation | 0.05 | --> | 0.05 | 0 | 0 | Constrained, otherwise capacity available =44 kVA | --> | 0.048 | 0 | 0 | 0.048 | 0 |  | --> | C17 ex CARRIGSHANE | Carrigshane [T41] | MIDLETON |  | 51.8849 | -8.1434
MV/LV Substation KN***792Y |  | 10 kV | _ | LV | 400 kVA :Kiosk Substation | 0.4 | --> | 0.4 | 0 | 0 | Constrained, otherwise capacity available =384 kVA | --> | 0.38 | 0 | 0 | 0.382 | 0 |  | --> | C22 ex MIDLETON | Midleton [T101,T102] | MIDLETON |  | 51.9173 | -8.189
MV/LV Substation EF***796Y |  | 10 kV | _ | LV | 50 kVA :Pole Substation | 0.05 | --> | 0.05 | 0 | 0 | Constrained, otherwise capacity available =49 kVA | --> | 0.048 | 0 | 0 | 0.048 | 0 |  | --> | C18 ex KILLACLOYNE | Killacloyne [T41,T42] | MIDLETON |  | 51.9073 | -8.2934
MV/LV Substation CA***800X |  | 10 kV | _ | LV | 50 kVA :Pole Substation | 0.05 | --> | 0.05 | 0 | 0 | Constrained, otherwise capacity available =28 kVA | --> | 0.048 | 0 | 0.002 | 0 | 0 | Constrained, otherwise capacity available =49 kW | --> | C32 ex CLOYNE | Cloyne [T41] | MIDLETON |  | 51.8583 | -8.135
MV/LV Substation GR***801X |  | 20 kV | _ | LV | 50 kVA :Pole Substation | 0.05 | --> | 0.05 | 0 | 0 | Constrained, otherwise capacity available =24 kVA | --> | 0.048 | 0 | 0 | 0.051 | 0 |  | --> | E12 ex CARRIGSHANE | Carrigshane [T422] | MIDLETON |  | 51.916 | -8.0556
MV/LV Substation TH***802X |  | 10 kV | _ | LV | 100 kVA :Pole Substation | 0.1 | --> | 0.1 | 0 | 0 | Constrained, otherwise capacity available =95 kVA | --> | 0.095 | 0 | 0 | 0.096 | 0 |  | --> | C17 ex CARRIGSHANE | Carrigshane [T41] | MIDLETON |  | 51.8598 | -8.1618
MV/LV Substation BA***804Y |  | 10 kV | _ | LV | 1000 kVA :Building Structure | 1 | --> | 1 | 0 | 0 | Constrained, otherwise capacity available =970 kVA | --> | 0.95 | 0 | 0 | 0.5 | 0 |  | --> | C17 ex CARRIGSHANE | Carrigshane [T41] | MIDLETON |  | 51.8923 | -8.164
MV/LV Substation CA***807 |  | 10 kV | _ | LV | 50 kVA :Pole Substation | 0.05 | --> | 0.05 | 0 | 0 | Constrained, otherwise capacity available =42 kVA | --> | 0.048 | 0 | 0 | 0.049 | 0 |  | --> | C18 ex MIDLETON | Midleton [T101,T102] | MIDLETON |  | 52.0188 | -8.2263
MV/LV Substation SL***812Y |  | 10 kV | _ | LV | 400 kVA :Building Structure | 0.4 | --> | 0.4 | 0 | 0 | Constrained, otherwise capacity available =207 kVA | --> | 0.38 | 0 | 0 | 0.406 | 0 |  | --> | C18 ex KILLACLOYNE | Killacloyne [T41,T42] | MIDLETON |  | 51.9026 | -8.2811
MV/LV Substation CA***814Y |  | 20 kV | _ | LV | 400 kVA :Kiosk Substation | 0.4 | --> | 0.4 | 0 | 0 | Constrained, otherwise capacity available =358 kVA | --> | 0.38 | 0 | 0.006 | 0.381 | 0 |  | --> | E12 ex CARRIGSHANE | Carrigshane [T422] | MIDLETON |  | 51.9109 | -8.0545
MV/LV Substation EA***816Y |  | 10 kV | _ | LV | 200 kVA :Pole Substation | 0.2 | --> | 0.2 | 0 | 0 | Constrained, otherwise capacity available =175 kVA | --> | 0.19 | 0 | 0 | 0.193 | 0 |  | --> | C13 ex MIDLETON | Midleton [T101,T102] | MIDLETON |  | 51.9306 | -8.1822
MV/LV Substation CA***822Y |  | 10 kV | _ | LV | 400 kVA :Building Structure | 0.4 | --> | 0.4 | 0 | 0 | Constrained, otherwise capacity available =331 kVA | --> | 0.38 | 0 | 0 | 0.389 | 0 |  | --> | C18 ex KILLACLOYNE | Killacloyne [T41,T42] | MIDLETON |  | 51.9106 | -8.2858
MV/LV Substation GA***823Y |  | 10 kV | _ | LV | 400 kVA :Building Structure | 0.4 | --> | 0.4 | 0 | 0 | Constrained, otherwise capacity available =341 kVA | --> | 0.38 | 0 | 0 | 0.388 | 0 |  | --> | C19 ex MIDLETON | Midleton [T101,T102] | MIDLETON |  | 51.9202 | -8.1909
MV/LV Substation BA***825Y |  | 10 kV | _ | LV | 50 kVA :Pole Substation | 0.05 | --> | 0.05 | 0 | 0 | Constrained, otherwise capacity available =29 kVA | --> | 0.048 | 0 | 0 | 0 | 0 | Constrained, otherwise capacity available =50 kW | --> | C32 ex CLOYNE | Cloyne [T41] | MIDLETON |  | 51.8092 | -8.1431
MV/LV Substation BE***837X |  | 10 kV | _ | LV | 50 kVA :Pole Substation | 0.05 | --> | 0.05 | 0 | 0 | Constrained, otherwise capacity available =30 kVA | --> | 0.048 | 0 | 0 | 0 | 0 | Constrained, otherwise capacity available =50 kW | --> | C32 ex CLOYNE | Cloyne [T41] | MIDLETON |  | 51.8629 | -8.1253
MV/LV Substation B ***858X |  | 20 kV | _ | LV | 200 kVA :Pole Substation | 0.2 | --> | 0.2 | 0 | 0 | Constrained, otherwise capacity available =136 kVA | --> | 0.19 | 0 | 0 | 0 | 0 | Constrained, otherwise capacity available =199 kW | --> | C13 ex CLOYNE | Cloyne [T41] | MIDLETON |  | 51.8589 | -8.0317
MV/LV Substation FA***873X |  | 10 kV | _ | LV | 50 kVA :Pole Substation | 0.05 | --> | 0.05 | 0 | 0 | Constrained, otherwise capacity available =34 kVA | --> | 0.048 | 0 | 0 | 0.05 | 0 |  | --> | C19 ex MIDLETON | Midleton [T101,T102] | MIDLETON |  | 51.9289 | -8.2634
MV/LV Substation DO***874 |  | 10 kV | _ | LV | 50 kVA :Pole Substation | 0.05 | --> | 0.05 | 0 | 0 | Constrained, otherwise capacity available =26 kVA | --> | 0.048 | 0 | 0 | 0.051 | 0 |  | --> | C18 ex MIDLETON | Midleton [T101,T102] | MIDLETON |  | 51.9857 | -8.0869
MV/LV Substation BA***874X |  | 10 kV | _ | LV | 50 kVA :Pole Substation | 0.05 | --> | 0.05 | 0 | 0 | Constrained, otherwise capacity available =47 kVA | --> | 0.048 | 0 | 0 | 0 | 0 | Constrained, otherwise capacity available =48 kW | --> | C11 ex CARRIGTWOHILL |  |  |  | 51.8984 | -8.2381
MV/LV Substation PI***877X |  | 10 kV | _ | LV | 200 kVA :Pole Substation | 0.2 | --> | 0.2 | 0 | 0 | Constrained, otherwise capacity available =132 kVA | --> | 0.19 | 0 | 0.005 | 0 | 0 | Constrained, otherwise capacity available =195 kW | --> | C11 ex CARRIGTWOHILL |  |  |  | 51.8889 | -8.2274
MV/LV Substation RO***882X |  | 10 kV | _ | LV | 400 kVA :Kiosk Substation | 0.4 | --> | 0.4 | 0 | 0 | Constrained, otherwise capacity available =389 kVA | --> | 0.38 | 0 | 0.016 | 0 | 0 | Constrained, otherwise capacity available =370 kW | --> | C17 ex CARRIGTWOHILL |  |  |  | 51.8968 | -8.2484
MV/LV Substation AR***885X |  | 10 kV | _ | LV | 400 kVA :Kiosk Substation | 0.4 | --> | 0.4 | 0 | 0 | Constrained, otherwise capacity available =368 kVA | --> | 0.38 | 0 | 0.005 | 0.381 | 0 |  | --> | C13 ex MIDLETON | Midleton [T101,T102] | MIDLETON |  | 51.9227 | -8.1754
MV/LV Substation CH***889 |  | 20 kV | _ | LV | 100 kVA :Pole Substation | 0.1 | --> | 0.1 | 0 | 0 | Constrained, otherwise capacity available =16 kVA | --> | 0.095 | 0 | 0.005 | 0.102 | 0 |  | --> | E12 ex CARRIGSHANE | Carrigshane [T422] | MIDLETON |  | 51.9154 | -8.1216
MV/LV Substation CA***889X |  | 10 kV | _ | LV | 50 kVA :Pole Substation | 0.05 | --> | 0.05 | 0 | 0 | Constrained, otherwise capacity available =40 kVA | --> | 0.048 | 0 | 0.015 | 0.038 | 0 |  | --> | C16 ex KILLACLOYNE | Killacloyne [T41,T42] | MIDLETON |  | 51.925 | -8.3066
MV/LV Substation GL***921X |  | 10 kV | _ | LV | 50 kVA :Pole Substation | 0.05 | --> | 0.05 | 0 | 0 | Constrained, otherwise capacity available =24 kVA | --> | 0.048 | 0 | 0 | 0.051 | 0 |  | --> | C18 ex MIDLETON | Midleton [T101,T102] | MIDLETON |  | 51.979 | -8.0961
MV/LV Substation SH***924X |  | 20 kV | _ | LV | 200 kVA :Pole Substation | 0.2 | --> | 0.2 | 0 | 0 | Constrained, otherwise capacity available =181 kVA | --> | 0.19 | 0 | 0.007 | 0 | 0 | Constrained, otherwise capacity available =187 kW | --> | C13 ex CLOYNE | Cloyne [T41] | MIDLETON |  | 51.8524 | -8.0259
MV/LV Substation DU***925 |  | 20 kV | _ | LV | 100 kVA :Pole Substation | 0.1 | --> | 0.1 | 0 | 0 | Constrained, otherwise capacity available =53 kVA | --> | 0.095 | 0 | 0.019 | 0.087 | 0 |  | --> | E12 ex CARRIGSHANE | Carrigshane [T422] | MIDLETON |  | 51.9689 | -8.0961
MV/LV Substation TR***927X |  | 20 kV | _ | LV | 100 kVA :Pole Substation | 0.1 | --> | 0.1 | 0.088 | 2.31 |  | --> | 0.095 | 0 | 0 | 0.097 | 0 |  | --> | E13 ex AGHADA | Aghada [T721] | N/A |  | 51.822 | -8.2341
MV/LV Substation TH***928X |  | 20 kV | _ | LV | 200 kVA :Kiosk Substation | 0.2 | --> | 0.2 | 0.153 | 2.31 |  | --> | 0.19 | 0 | 0.015 | 0.185 | 0 |  | --> | E13 ex AGHADA | Aghada [T721] | N/A |  | 51.8292 | -8.2255
MV/LV Substation MI***930X |  | 10 kV | _ | LV | 200 kVA :Kiosk Substation | 0.2 | --> | 0.2 | 0 | 0 | Constrained, otherwise capacity available =133 kVA | --> | 0.19 | 0 | 0.03 | 0.177 | 0 |  | --> | C17 ex MIDLETON | Midleton [T101,T102] | MIDLETON |  | 51.9072 | -8.1623
MV/LV Substation RA***935 |  | 10 kV | _ | LV | 200 kVA :Pole Substation | 0.2 | --> | 0.2 | 0 | 0 | Constrained, otherwise capacity available =165 kVA | --> | 0.19 | 0 | 0 | 0.195 | 0 |  | --> | C17 ex CARRIGSHANE | Carrigshane [T41] | MIDLETON |  | 51.893 | -8.1645
MV/LV Substation RO***936X |  | 10 kV | _ | LV | 50 kVA :Pole Substation | 0.05 | --> | 0.05 | 0 | 0 | Constrained, otherwise capacity available =41 kVA | --> | 0.048 | 0 | 0 | 0 | 0 | Constrained, otherwise capacity available =49 kW | --> | C17 ex CARRIGTWOHILL |  |  |  | 51.8871 | -8.254
MV/LV Substation AG***938X |  | 10 kV | _ | LV | 50 kVA :Pole Substation | 0.05 | --> | 0.05 | 0.047 | 2.31 |  | --> | 0.048 | 0 | 0 | 0.048 | 0 |  | --> | E13 ex AGHADA | Aghada [T721] | N/A |  | 51.8368 | -8.2278
MV/LV Substation BO***939X |  | 10 kV | _ | LV | 400 kVA :Building Structure | 0.4 | --> | 0.4 | 0 | 0 | Constrained, otherwise capacity available =362 kVA | --> | 0.38 | 0 | 0 | 0.385 | 0 |  | --> | C17 ex CARRIGSHANE | Carrigshane [T41] | MIDLETON |  | 51.8899 | -8.1574
MV/LV Substation KN***943 |  | 10 kV | _ | LV | 50 kVA :Pole Substation | 0.05 | --> | 0.05 | 0 | 0 | Constrained, otherwise capacity available =36 kVA | --> | 0.048 | 0 | 0.005 | 0.046 | 0 |  | --> | C17 ex CARRIGSHANE | Carrigshane [T41] | MIDLETON |  | 51.8803 | -8.136
MV/LV Substation LI***949 |  | 10 kV | _ | LV | 50 kVA :Pole Substation | 0.05 | --> | 0.05 | 0 | 0 | Constrained, otherwise capacity available =49 kVA | --> | 0.048 | 0 | 0.008 | 0 | 0 | Constrained, otherwise capacity available =42 kW | --> | C32 ex CLOYNE | Cloyne [T41] | MIDLETON |  | 51.8544 | -8.1363
MV/LV Substation WA***953X |  | 10 kV | _ | LV | 50 kVA :Pole Substation | 0.05 | --> | 0.05 | 0 | 0 | Constrained, otherwise capacity available =49 kVA | --> | 0.048 | 0 | 0 | 0.048 | 0 |  | --> | C19 ex MIDLETON | Midleton [T101,T102] | MIDLETON |  | 51.9287 | -8.1953
MV/LV Substation SP***966 |  | 10 kV | _ | LV | 50 kVA :Pole Substation | 0.05 | --> | 0.05 | 0 | 0 | Constrained, otherwise capacity available =30 kVA | --> | 0.048 | 0 | 0 | 0.05 | 0 |  | --> | C16 ex KILLACLOYNE | Killacloyne [T41,T42] | MIDLETON |  | 51.9229 | -8.3013
MV/LV Substation SE***974X |  | 20 kV | _ | LV | 400 kVA :Kiosk Substation | 0.4 | --> | 0.4 | 0 | 0 | Constrained, otherwise capacity available =314 kVA | --> | 0.38 | 0 | 0.021 | 0 | 0 | Constrained, otherwise capacity available =376 kW | --> | C13 ex CLOYNE | Cloyne [T41] | MIDLETON |  | 51.8265 | -8.0046
MV/LV Substation SH***980X |  | 20 kV | _ | LV | 200 kVA :Pole Substation | 0.2 | --> | 0.2 | 0 | 0 | Constrained, otherwise capacity available =173 kVA | --> | 0.19 | 0 | 0 | 0 | 0 | Constrained, otherwise capacity available =194 kW | --> | C13 ex CLOYNE | Cloyne [T41] | MIDLETON |  | 51.8518 | -8.033
MV/LV Substation HE***985X |  | 10 kV | _ | LV | 630 kVA :Building Structure | 0.63 | --> | 0.63 | 0 | 0 | Constrained, otherwise capacity available =630 kVA | --> | 0.598 | 0 | 0 | 0.5 | 0 |  | --> | C17 ex CARRIGSHANE | Carrigshane [T41] | MIDLETON |  | 51.9021 | -8.1387
MV/LV Substation BR***988X |  | 10 kV | _ | LV | 200 kVA :Kiosk Substation | 0.2 | --> | 0.2 | 0 | 0 | Constrained, otherwise capacity available =138 kVA | --> | 0.19 | 0 | 0 | 0.198 | 0 |  | --> | C17 ex MIDLETON | Midleton [T101,T102] | MIDLETON |  | 51.9124 | -8.1738
MV/LV Substation KO***992 |  | 20 kV | _ | LV | 100 kVA :Building Structure | 0.1 | --> | 0.1 | 0.047 | 2.31 |  | --> | 0.095 | 0 | 0 | 0.102 | 0 |  | --> | E13 ex AGHADA | Aghada [T721] | N/A |  | 51.8186 | -8.2557
MV/LV Substation BA***999 |  | 20 kV | _ | LV | 200 kVA :Pole Substation | 0.2 | --> | 0.2 | 0 | 0 | Constrained, otherwise capacity available =134 kVA | --> | 0.19 | 0 | 0.011 | 0 | 0 | Constrained, otherwise capacity available =187 kW | --> | C13 ex CLOYNE | Cloyne [T41] | MIDLETON |  | 51.8654 | -8.0719
MV/LV Substation BR***999X |  | 10 kV | _ | LV | 400 kVA :Kiosk Substation | 0.4 | --> | 0.4 | 0 | 0 | Constrained, otherwise capacity available =369 kVA | --> | 0.38 | 0 | 0.025 | 0.366 | 0 |  | --> | C22 ex MIDLETON | Midleton [T101,T102] | MIDLETON |  | 51.9179 | -8.1697
MV/LV Substation FA***001 |  | 20 kV | _ | LV | 400 kVA :Kiosk Substation | 0.4 | --> | 0.4 | 0 | 0 | Constrained, otherwise capacity available =156 kVA | --> | 0.38 | 0 | 0.006 | 0 | 0 | Constrained, otherwise capacity available =408 kW | --> | E14 ex FOXHOLE | Foxhole [T421,T422] | DUNGARVAN |  | 51.9565 | -7.8511
MV/LV Substation ST***002 |  | 20 kV | _ | LV | 630 kVA :Kiosk Substation | 0.63 | --> | 0.63 | 0 | 0 | Constrained, otherwise capacity available =482 kVA | --> | 0.598 | 0 | 0.015 | 0 | 0 | Constrained, otherwise capacity available =607 kW | --> | E14 ex FOXHOLE | Foxhole [T421,T422] | DUNGARVAN |  | 51.941 | -7.8454
MV/LV Substation TO***003 |  | 20 kV | _ | LV | 400 kVA :Kiosk Substation | 0.4 | --> | 0.4 | 0 | 0 | Constrained, otherwise capacity available =335 kVA | --> | 0.38 | 0 | 0.005 | 0 | 0 | Constrained, otherwise capacity available =385 kW | --> | E14 ex FOXHOLE | Foxhole [T421,T422] | DUNGARVAN |  | 51.9517 | -7.8486
MV/LV Substation FR***004 |  | 20 kV | _ | LV | 400 kVA :Building Structure | 0.4 | --> | 0.4 | 0 | 0 | Constrained, otherwise capacity available =199 kVA | --> | 0.38 | 0 | 0.039 | 0 | 0 | Constrained, otherwise capacity available =378 kW | --> | E14 ex FOXHOLE | Foxhole [T421,T422] | DUNGARVAN |  | 51.9494 | -7.8437
MV/LV Substation RE***004X |  | 20 kV | _ | LV | 400 kVA :Building Structure | 0.4 | --> | 0.4 | 0 | 0 | Constrained, otherwise capacity available =217 kVA | --> | 0.38 | 0 | 0 | 0 | 0 | Constrained, otherwise capacity available =404 kW | --> | E20 ex FOXHOLE | Foxhole [T421,T422] | DUNGARVAN |  | 51.9256 | -7.8723
MV/LV Substation CA***005X |  | 20 kV | _ | LV | 630 kVA :Building Structure | 0.63 | --> | 0.63 | 0 | 0 | Constrained, otherwise capacity available =524 kVA | --> | 0.598 | 0 | 0 | 0 | 0 | Constrained, otherwise capacity available =613 kW | --> | E14 ex FOXHOLE | Foxhole [T421,T422] | DUNGARVAN |  | 51.9477 | -7.8453
MV/LV Substation OR***006 |  | 20 kV | _ | LV | 630 kVA :Kiosk Substation | 0.63 | --> | 0.63 | 0 | 0 | Constrained, otherwise capacity available =301 kVA | --> | 0.598 | 0 | 0.025 | 0 | 0 | Constrained, otherwise capacity available =623 kW | --> | E14 ex FOXHOLE | Foxhole [T421,T422] | DUNGARVAN |  | 51.9535 | -7.8471
MV/LV Substation CA***006X |  | 20 kV | _ | LV | 400 kVA :Kiosk Substation | 0.4 | --> | 0.4 | 0 | 0 | Constrained, otherwise capacity available =324 kVA | --> | 0.38 | 0 | 0 | 0 | 0 | Constrained, otherwise capacity available =390 kW | --> | E14 ex FOXHOLE | Foxhole [T421,T422] | DUNGARVAN |  | 51.948 | -7.8467
MV/LV Substation MI***007 |  | 20 kV | _ | LV | 200 kVA :Kiosk Substation | 0.2 | --> | 0.2 | 0 | 0 | Constrained, otherwise capacity available =125 kVA | --> | 0.19 | 0 | 0.016 | 0 | 0 | Constrained, otherwise capacity available =188 kW | --> | E14 ex FOXHOLE | Foxhole [T421,T422] | DUNGARVAN |  | 51.9614 | -7.8615
MV/LV Substation ST***009X |  | 20 kV | _ | LV | 630 kVA :Building Structure | 0.63 | --> | 0.63 | 0 | 0 | Constrained, otherwise capacity available =505 kVA | --> | 0.598 | 0 | 0 | 0 | 0 | Constrained, otherwise capacity available =615 kW | --> | E14 ex FOXHOLE | Foxhole [T421,T422] | DUNGARVAN |  | 51.9403 | -7.845
MV/LV Substation CO***011 |  | 20 kV | _ | LV | 400 kVA :Kiosk Substation | 0.4 | --> | 0.4 | 0 | 0 | Constrained, otherwise capacity available =190 kVA | --> | 0.38 | 0 | 0.017 | 0 | 0 | Constrained, otherwise capacity available =395 kW | --> | E17 ex FOXHOLE | Foxhole [T421,T422] | DUNGARVAN |  | 51.9576 | -7.8565
MV/LV Substation BL***013 |  | 20 kV | _ | LV | 400 kVA :Building Structure | 0.4 | --> | 0.4 | 0 | 0 | Constrained, otherwise capacity available =325 kVA | --> | 0.38 | 0 | 0.105 | 0 | 0 | Constrained, otherwise capacity available =312 kW | --> | E17 ex FOXHOLE | Foxhole [T421,T422] | DUNGARVAN |  | 51.9413 | -7.8582
MV/LV Substation WO***013X |  | 20 kV | _ | LV | 400 kVA :Kiosk Substation | 0.4 | --> | 0.4 | 0 | 0 | Constrained, otherwise capacity available =310 kVA | --> | 0.38 | 0 | 0.034 | 0 | 0 | Constrained, otherwise capacity available =367 kW | --> | E20 ex FOXHOLE | Foxhole [T421,T422] | DUNGARVAN |  | 51.9393 | -7.9924
MV/LV Substation CL***015 |  | 20 kV | _ | LV | 100 kVA :Pole Substation | 0.1 | --> | 0.1 | 0 | 0 | Constrained, otherwise capacity available =64 kVA | --> | 0.095 | 0 | 0 | 0 | 0 | Constrained, otherwise capacity available =100 kW | --> | E17 ex FOXHOLE | Foxhole [T421,T422] | DUNGARVAN |  | 51.938 | -7.8533
MV/LV Substation GR***016 |  | 20 kV | _ | LV | 100 kVA :Pole Substation | 0.1 | --> | 0.1 | 0 | 0 | Constrained, otherwise capacity available =84 kVA | --> | 0.095 | 0 | 0.005 | 0 | 0 | Constrained, otherwise capacity available =94 kW | --> | E17 ex FOXHOLE | Foxhole [T421,T422] | DUNGARVAN |  | 51.9395 | -7.8578
MV/LV Substation ON***017 |  | 20 kV | _ | LV | 400 kVA :Kiosk Substation | 0.4 | --> | 0.4 | 0 | 0 | Constrained, otherwise capacity available =97 kVA | --> | 0.38 | 0 | 0.005 | 0 | 0 | Constrained, otherwise capacity available =416 kW | --> | E14 ex FOXHOLE | Foxhole [T421,T422] | DUNGARVAN |  | 51.9552 | -7.8484
MV/LV Substation AL***019 |  | 20 kV | _ | LV | 630 kVA :Building Structure | 0.63 | --> | 0.63 | 0 | 0 | Constrained, otherwise capacity available =562 kVA | --> | 0.598 | 0 | 0 | 0 | 0 | Constrained, otherwise capacity available =608 kW | --> | E14 ex FOXHOLE | Foxhole [T421,T422] | DUNGARVAN |  | 51.9563 | -7.8486
MV/LV Substation LI***023 |  | 20 kV | _ | LV | 400 kVA :Building Structure | 0.4 | --> | 0.4 | 0 | 0 | Constrained, otherwise capacity available =325 kVA | --> | 0.38 | 0 | 0.009 | 0 | 0 | Constrained, otherwise capacity available =382 kW | --> | E14 ex FOXHOLE | Foxhole [T421,T422] | DUNGARVAN |  | 51.96 | -7.8577
MV/LV Substation HI***030 |  | 20 kV | _ | LV | 200 kVA :Pole Substation | 0.2 | --> | 0.2 | 0 | 0 | Constrained, otherwise capacity available =148 kVA | --> | 0.19 | 0 | 0.009 | 0 | 0 | Constrained, otherwise capacity available =190 kW | --> | E17 ex FOXHOLE | Foxhole [T421,T422] | DUNGARVAN |  | 51.9384 | -7.862
MV/LV Substation SW***031 |  | 20 kV | _ | LV | 400 kVA :Kiosk Substation | 0.4 | --> | 0.4 | 0 | 0 | Constrained, otherwise capacity available =315 kVA | --> | 0.38 | 0 | 0.015 | 0 | 0 | Constrained, otherwise capacity available =380 kW | --> | E17 ex FOXHOLE | Foxhole [T421,T422] | DUNGARVAN |  | 51.9554 | -7.8641
MV/LV Substation KN***035 |  | 20 kV | _ | LV | 400 kVA :Kiosk Substation | 0.4 | --> | 0.4 | 0 | 0 | Constrained, otherwise capacity available =341 kVA | --> | 0.38 | 0 | 0.04 | 0 | 0 | Constrained, otherwise capacity available =358 kW | --> | E14 ex FOXHOLE | Foxhole [T421,T422] | DUNGARVAN |  | 51.9424 | -7.8513
MV/LV Substation KN***035X |  | 20 kV | _ | LV | 50 kVA :Pole Substation | 0.05 | --> | 0.05 | 0 | 0 | Constrained, otherwise capacity available =32 kVA | --> | 0.048 | 0 | 0 | 0 | 0 | Constrained, otherwise capacity available =50 kW | --> | E20 ex FOXHOLE | Foxhole [T421,T422] | DUNGARVAN |  | 51.9677 | -7.8827
MV/LV Substation LI***037 |  | 20 kV | _ | LV | 200 kVA :Kiosk Substation | 0.2 | --> | 0.2 | 0 | 0 | Constrained, otherwise capacity available =104 kVA | --> | 0.19 | 0 | 0 | 0 | 0 | Constrained, otherwise capacity available =203 kW | --> | E17 ex FOXHOLE | Foxhole [T421,T422] | DUNGARVAN |  | 51.9585 | -7.8559
MV/LV Substation SH***040X |  | 20 kV | _ | LV | 400 kVA :Kiosk Substation | 0.4 | --> | 0.4 | 0 | 0 | Constrained, otherwise capacity available =325 kVA | --> | 0.38 | 0 | 0.016 | 0 | 0 | Constrained, otherwise capacity available =378 kW | --> | E17 ex FOXHOLE | Foxhole [T421,T422] | DUNGARVAN |  | 51.9418 | -7.8608
MV/LV Substation GO***049 |  | 20 kV | _ | LV | 50 kVA :Pole Substation | 0.05 | --> | 0.05 | 0 | 0 | Constrained, otherwise capacity available =32 kVA | --> | 0.048 | 0 | 0.007 | 0 | 0 | Constrained, otherwise capacity available =45 kW | --> | E14 ex FOXHOLE | Foxhole [T421,T422] | DUNGARVAN |  | 51.9444 | -7.8451
MV/LV Substation YO***052X |  | 20 kV | _ | LV | 400 kVA :Building Structure | 0.4 | --> | 0.4 | 0 | 0 | Constrained, otherwise capacity available =390 kVA | --> | 0.38 | 0 | 0 | 0 | 0 | Constrained, otherwise capacity available =381 kW | --> | E17 ex FOXHOLE | Foxhole [T421,T422] | DUNGARVAN |  | 51.953 | -7.8698
MV/LV Substation BL***057 |  | 20 kV | _ | LV | 400 kVA :Kiosk Substation | 0.4 | --> | 0.4 | 0 | 0 | Constrained, otherwise capacity available =328 kVA | --> | 0.38 | 0 | 0.01 | 0 | 0 | Constrained, otherwise capacity available =382 kW | --> | E17 ex FOXHOLE | Foxhole [T421,T422] | DUNGARVAN |  | 51.9554 | -7.8603
MV/LV Substation TO***072X |  | 10 kV | _ | LV | 100 kVA :Pole Substation | 0.1 | --> | 0.1 | 0 | 0 | Constrained, otherwise capacity available =78 kVA | --> | 0.095 | 0 | 0 | 0 | 0 | Constrained, otherwise capacity available =98 kW | --> | E19 ex FOXHOLE | Foxhole [T421,T422] | DUNGARVAN |  | 52.0932 | -8.0001
MV/LV Substation AG***074 |  | 20 kV | _ | LV | 50 kVA :Pole Substation | 0.05 | --> | 0.05 | 0 | 0 | Constrained, otherwise capacity available =40 kVA | --> | 0.048 | 0 | 0 | 0 | 0 | Constrained, otherwise capacity available =49 kW | --> | E20 ex FOXHOLE | Foxhole [T421,T422] | DUNGARVAN |  | 51.9036 | -7.9377
MV/LV Substation BA***082 |  | 10 kV | _ | LV | 400 kVA :Kiosk Substation | 0.4 | --> | 0.4 | 0 | 0 | Constrained, otherwise capacity available =400 kVA | --> | 0.38 | 0 | 0 | 0 | 0 | Constrained, otherwise capacity available =380 kW | --> | E19 ex FOXHOLE | Foxhole [T421,T422] | DUNGARVAN |  | 52.0014 | -7.8858
MV/LV Substation ST***096X |  | 20 kV | _ | LV | 400 kVA :Kiosk Substation | 0.4 | --> | 0.4 | 0 | 0 | Constrained, otherwise capacity available =384 kVA | --> | 0.38 | 0 | 0 | 0 | 0 | Constrained, otherwise capacity available =382 kW | --> | E14 ex FOXHOLE | Foxhole [T421,T422] | DUNGARVAN |  | 51.9499 | -7.843
MV/LV Substation RI***102 |  | 20 kV | _ | LV | 50 kVA :Pole Substation | 0.05 | --> | 0.05 | 0 | 0 | Constrained, otherwise capacity available =40 kVA | --> | 0.048 | 0 | 0.004 | 0 | 0 | Constrained, otherwise capacity available =46 kW | --> | C13 ex CLOYNE | Cloyne [T41] | MIDLETON |  | 51.8934 | -7.8954
MV/LV Substation CN***102X |  | 20 kV | _ | LV | 200 kVA :Kiosk Substation | 0.2 | --> | 0.2 | 0 | 0 | Constrained, otherwise capacity available =161 kVA | --> | 0.19 | 0 | 0.01 | 0 | 0 | Constrained, otherwise capacity available =188 kW | --> | E17 ex FOXHOLE | Foxhole [T421,T422] | DUNGARVAN |  | 51.9572 | -7.8619
MV/LV Substation AV***103 |  | 20 kV | _ | LV | 400 kVA :Building Structure | 0.4 | --> | 0.4 | 0 | 0 | Constrained, otherwise capacity available =395 kVA | --> | 0.38 | 0 | 0 | 0 | 0 | Constrained, otherwise capacity available =381 kW | --> | E17 ex FOXHOLE | Foxhole [T421,T422] | DUNGARVAN |  | 51.9691 | -7.8645
MV/LV Substation CO***104 |  | 20 kV | _ | LV | 400 kVA :Building Structure | 0.4 | --> | 0.4 | 0 | 0 | Constrained, otherwise capacity available =379 kVA | --> | 0.38 | 0 | 0.015 | 0 | 0 | Constrained, otherwise capacity available =372 kW | --> | E17 ex FOXHOLE | Foxhole [T421,T422] | DUNGARVAN |  | 51.9528 | -7.8675
MV/LV Substation BR***106 |  | 20 kV | _ | LV | 200 kVA :Building Structure | 0.2 | --> | 0.2 | 0 | 0 | Constrained, otherwise capacity available =113 kVA | --> | 0.19 | 0 | 0 | 0 | 0 | Constrained, otherwise capacity available =202 kW | --> | E14 ex FOXHOLE | Foxhole [T421,T422] | DUNGARVAN |  | 51.9707 | -7.8651
MV/LV Substation MO***107 |  | 20 kV | _ | LV | 50 kVA :Pole Substation | 0.05 | --> | 0.05 | 0 | 0 | Constrained, otherwise capacity available =32 kVA | --> | 0.048 | 0 | 0.003 | 0 | 0 | Constrained, otherwise capacity available =48 kW | --> | E20 ex FOXHOLE | Foxhole [T421,T422] | DUNGARVAN |  | 51.9436 | -7.9981
MV/LV Substation YO***109X |  | 20 kV | _ | LV | 400 kVA :Building Structure | 0.4 | --> | 0.4 | 0 | 0 | Constrained, otherwise capacity available =359 kVA | --> | 0.38 | 0 | 0.025 | 0 | 0 | Constrained, otherwise capacity available =367 kW | --> | E17 ex FOXHOLE | Foxhole [T421,T422] | DUNGARVAN |  | 51.9511 | -7.8734
MV/LV Substation AN***114X |  | 20 kV | _ | LV | 200 kVA :Kiosk Substation | 0.2 | --> | 0.2 | 0 | 0 | Constrained, otherwise capacity available =151 kVA | --> | 0.19 | 0 | 0.003 | 0 | 0 | Constrained, otherwise capacity available =194 kW | --> | E20 ex FOXHOLE | Foxhole [T421,T422] | DUNGARVAN |  | 51.9428 | -8
MV/LV Substation GA***120X |  | 20 kV | _ | LV | 400 kVA :Kiosk Substation | 0.4 | --> | 0.4 | 0 | 0 | Constrained, otherwise capacity available =341 kVA | --> | 0.38 | 0 | 0.008 | 0 | 0 | Constrained, otherwise capacity available =382 kW | --> | E17 ex FOXHOLE | Foxhole [T421,T422] | DUNGARVAN |  | 51.9563 | -7.8595
MV/LV Substation OA***122X |  | 20 kV | _ | LV | 400 kVA :Kiosk Substation | 0.4 | --> | 0.4 | 0 | 0 | Constrained, otherwise capacity available =348 kVA | --> | 0.38 | 0 | 0 | 0 | 0 | Constrained, otherwise capacity available =387 kW | --> | E17 ex FOXHOLE | Foxhole [T421,T422] | DUNGARVAN |  | 51.9546 | -7.868
MV/LV Substation AG***125 |  | 20 kV | _ | LV | 50 kVA :Pole Substation | 0.05 | --> | 0.05 | 0 | 0 | Constrained, otherwise capacity available =45 kVA | --> | 0.048 | 0 | 0.015 | 0 | 0 | Constrained, otherwise capacity available =37 kW | --> | E20 ex FOXHOLE | Foxhole [T421,T422] | DUNGARVAN |  | 51.9055 | -7.9435
MV/LV Substation BR***131X |  | 20 kV | _ | LV | 50 kVA :Pole Substation | 0.05 | --> | 0.05 | 0 | 0 | Constrained, otherwise capacity available =39 kVA | --> | 0.048 | 0 | 0 | 0 | 0 | Constrained, otherwise capacity available =49 kW | --> | E19 ex FOXHOLE | Foxhole [T421,T422] | DUNGARVAN |  | 51.9771 | -7.9144
MV/LV Substation CO***134 |  | 20 kV | _ | LV | 400 kVA :Building Structure | 0.4 | --> | 0.4 | 0 | 0 | Constrained, otherwise capacity available =400 kVA | --> | 0.38 | 0 | 0 | 0 | 0 | Constrained, otherwise capacity available =380 kW | --> | E17 ex FOXHOLE | Foxhole [T421,T422] | DUNGARVAN |  | 51.9509 | -7.8658
MV/LV Substation TE***135X |  | 20 kV | _ | LV | 630 kVA :Building Structure | 0.63 | --> | 0.63 | 0 | 0 | Constrained, otherwise capacity available =630 kVA | --> | 0.598 | 0 | 0 | 0 | 0 | Constrained, otherwise capacity available =598 kW | --> | E14 ex FOXHOLE | Foxhole [T421,T422] | DUNGARVAN |  | 51.9589 | -7.8531
MV/LV Substation HE***138X |  | 10 kV | _ | LV | 50 kVA :Pole Substation | 0.05 | --> | 0.05 | 0 | 0 | Constrained, otherwise capacity available =10 kVA | --> | 0.048 | 0 | 0 | 0 | 0 | Constrained, otherwise capacity available =53 kW | --> | E19 ex FOXHOLE | Foxhole [T421,T422] | DUNGARVAN |  | 52.0791 | -7.8923
MV/LV Substation FO***145X |  | 20 kV | _ | LV | 1000 kVA :Building Structure | 1 | --> | 1 | 0 | 0 | Constrained, otherwise capacity available =945 kVA | --> | 0.95 | 0 | 0.025 | 0 | 0 | Constrained, otherwise capacity available =939 kW | --> | E14 ex FOXHOLE | Foxhole [T421,T422] | DUNGARVAN |  | 51.9711 | -7.8617
MV/LV Substation DO***148X |  | 20 kV | _ | LV | 400 kVA :Kiosk Substation | 0.4 | --> | 0.4 | 0 | 0 | Constrained, otherwise capacity available =355 kVA | --> | 0.38 | 0 | 0 | 0 | 0 | Constrained, otherwise capacity available =386 kW | --> | E14 ex FOXHOLE | Foxhole [T421,T422] | DUNGARVAN |  | 51.9563 | -7.8499
MV/LV Substation DI***150 |  | 20 kV | _ | LV | 50 kVA :Pole Substation | 0.05 | --> | 0.05 | 0 | 0 | Constrained, otherwise capacity available =15 kVA | --> | 0.048 | 0 | 0 | 0 | 0 | Constrained, otherwise capacity available =52 kW | --> | E17 ex FOXHOLE | Foxhole [T421,T422] | DUNGARVAN |  | 51.9573 | -7.8602
MV/LV Substation BA***153X |  | 20 kV | _ | LV | 50 kVA :Pole Substation | 0.05 | --> | 0.05 | 0 | 0 | Constrained, otherwise capacity available =46 kVA | --> | 0.048 | 0 | 0 | 0 | 0 | Constrained, otherwise capacity available =48 kW | --> | E20 ex FOXHOLE | Foxhole [T421,T422] | DUNGARVAN |  | 51.959 | -7.8836
MV/LV Substation KI***157X |  | 20 kV | _ | LV | 400 kVA :Kiosk Substation | 0.4 | --> | 0.4 | 0 | 0 | Constrained, otherwise capacity available =360 kVA | --> | 0.38 | 0 | 0.017 | 0 | 0 | Constrained, otherwise capacity available =373 kW | --> | E14 ex FOXHOLE | Foxhole [T421,T422] | DUNGARVAN |  | 51.9441 | -7.8547
MV/LV Substation BA***158 |  | 20 kV | _ | LV | 50 kVA :Pole Substation | 0.05 | --> | 0.05 | 0 | 0 | Constrained, otherwise capacity available =34 kVA | --> | 0.048 | 0 | 0 | 0 | 0 | Constrained, otherwise capacity available =50 kW | --> | C13 ex CLOYNE | Cloyne [T41] | MIDLETON |  | 51.8917 | -7.9387
MV/LV Substation B/***159 |  | 20 kV | _ | LV | 50 kVA :Pole Substation | 0.05 | --> | 0.05 | 0 | 0 | Constrained, otherwise capacity available =43 kVA | --> | 0.048 | 0 | 0 | 0 | 0 | Constrained, otherwise capacity available =48 kW | --> | C13 ex CLOYNE | Cloyne [T41] | MIDLETON |  | 51.8737 | -7.9904
MV/LV Substation RA***160X |  | 20 kV | _ | LV | 630 kVA :Kiosk Substation | 0.63 | --> | 0.63 | 0 | 0 | Constrained, otherwise capacity available =426 kVA | --> | 0.598 | 0 | 0.009 | 0 | 0 | Constrained, otherwise capacity available =619 kW | --> | E14 ex FOXHOLE | Foxhole [T421,T422] | DUNGARVAN |  | 51.9515 | -7.8546
MV/LV Substation AR***184X |  | 20 kV | _ | LV | 400 kVA :Kiosk Substation | 0.4 | --> | 0.4 | 0 | 0 | Constrained, otherwise capacity available =315 kVA | --> | 0.38 | 0 | 0.025 | 0 | 0 | Constrained, otherwise capacity available =373 kW | --> | E17 ex FOXHOLE | Foxhole [T421,T422] | DUNGARVAN |  | 51.9437 | -7.8625
MV/LV Substation GA***202 |  | 20 kV | _ | LV | 50 kVA :Pole Substation | 0.05 | --> | 0.05 | 0 | 0 | Constrained, otherwise capacity available =46 kVA | --> | 0.048 | 0 | 0 | 0 | 0 | Constrained, otherwise capacity available =48 kW | --> | E20 ex FOXHOLE | Foxhole [T421,T422] | DUNGARVAN |  | 51.9394 | -8.0312
MV/LV Substation TO***206X |  | 20 kV | _ | LV | 100 kVA :Pole Substation | 0.1 | --> | 0.1 | 0 | 0 | Constrained, otherwise capacity available =95 kVA | --> | 0.095 | 0 | 0 | 0 | 0 | Constrained, otherwise capacity available =96 kW | --> | E20 ex FOXHOLE | Foxhole [T421,T422] | DUNGARVAN |  | 51.9709 | -7.8667
MV/LV Substation GO***208X |  | 20 kV | _ | LV | 400 kVA :Kiosk Substation | 0.4 | --> | 0.4 | 0 | 0 | Constrained, otherwise capacity available =332 kVA | --> | 0.38 | 0 | 0.008 | 0 | 0 | Constrained, otherwise capacity available =383 kW | --> | E17 ex FOXHOLE | Foxhole [T421,T422] | DUNGARVAN |  | 51.9587 | -7.8637
MV/LV Substation PI***212X |  | 20 kV | _ | LV | 1000 kVA :Building Structure | 1 | --> | 1 | 0 | 0 | Constrained, otherwise capacity available =912 kVA | --> | 0.95 | 0 | 0 | 0 | 0 | Constrained, otherwise capacity available =962 kW | --> | E14 ex FOXHOLE | Foxhole [T421,T422] | DUNGARVAN |  | 51.9553 | -7.8472
MV/LV Substation GL***213X |  | 20 kV | _ | LV | 400 kVA :Kiosk Substation | 0.4 | --> | 0.4 | 0 | 0 | Constrained, otherwise capacity available =314 kVA | --> | 0.38 | 0 | 0.011 | 0 | 0 | Constrained, otherwise capacity available =383 kW | --> | E17 ex FOXHOLE | Foxhole [T421,T422] | DUNGARVAN |  | 51.9545 | -7.8718
MV/LV Substation KI***221X |  | 20 kV | _ | LV | 400 kVA :Kiosk Substation | 0.4 | --> | 0.4 | 0 | 0 | Constrained, otherwise capacity available =232 kVA | --> | 0.38 | 0 | 0.029 | 0 | 0 | Constrained, otherwise capacity available =381 kW | --> | E20 ex FOXHOLE | Foxhole [T421,T422] | DUNGARVAN |  | 51.9412 | -7.9978
MV/LV Substation RO***222 |  | 10 kV | _ | LV | 50 kVA :Pole Substation | 0.05 | --> | 0.05 | 0 | 0 | Constrained, otherwise capacity available =37 kVA | --> | 0.048 | 0 | 0.021 | 0 | 0 | Constrained, otherwise capacity available =34 kW | --> | E19 ex FOXHOLE | Foxhole [T421,T422] | DUNGARVAN |  | 52.0487 | -7.8867
MV/LV Substation YO***224X |  | 20 kV | _ | LV | 400 kVA :Building Structure | 0.4 | --> | 0.4 | 0 | 0 | Constrained, otherwise capacity available =277 kVA | --> | 0.38 | 0 | 0.01 | 0 | 0 | Constrained, otherwise capacity available =389 kW | --> | E17 ex FOXHOLE | Foxhole [T421,T422] | DUNGARVAN |  | 51.936 | -7.859
MV/LV Substation PA***234X |  | 20 kV | _ | LV | 630 kVA :Kiosk Substation | 0.63 | --> | 0.63 | 0 | 0 | Constrained, otherwise capacity available =485 kVA | --> | 0.598 | 0 | 0.028 | 0 | 0 | Constrained, otherwise capacity available =597 kW | --> | E14 ex FOXHOLE | Foxhole [T421,T422] | DUNGARVAN |  | 51.9536 | -7.8576
MV/LV Substation BA***235X |  | 20 kV | _ | LV | 200 kVA :Kiosk Substation | 0.2 | --> | 0.2 | 0 | 0 | Constrained, otherwise capacity available =156 kVA | --> | 0.19 | 0 | 0.015 | 0 | 0 | Constrained, otherwise capacity available =185 kW | --> | E17 ex FOXHOLE | Foxhole [T421,T422] | DUNGARVAN |  | 51.9397 | -7.8698
MV/LV Substation BU***237 |  | 20 kV | _ | LV | 200 kVA :Pole Substation | 0.2 | --> | 0.2 | 0 | 0 | Constrained, otherwise capacity available =187 kVA | --> | 0.19 | 0 | 0 | 0 | 0 | Constrained, otherwise capacity available =192 kW | --> | E20 ex FOXHOLE | Foxhole [T421,T422] | DUNGARVAN |  | 51.9382 | -7.9485
MV/LV Substation RI***238X |  | 20 kV | _ | LV | 400 kVA :Kiosk Substation | 0.4 | --> | 0.4 | 0 | 0 | Constrained, otherwise capacity available =237 kVA | --> | 0.38 | 0 | 0.01 | 0 | 0 | Constrained, otherwise capacity available =394 kW | --> | E20 ex FOXHOLE | Foxhole [T421,T422] | DUNGARVAN |  | 51.9425 | -7.9941
MV/LV Substation TH***245X |  | 20 kV | _ | LV | 200 kVA :Kiosk Substation | 0.2 | --> | 0.2 | 0 | 0 | Constrained, otherwise capacity available =167 kVA | --> | 0.19 | 0 | 0 | 0 | 0 | Constrained, otherwise capacity available =194 kW | --> | E14 ex FOXHOLE | Foxhole [T421,T422] | DUNGARVAN |  | 51.955 | -7.8561
MV/LV Substation SE***246X |  | 20 kV | _ | LV | 630 kVA :Kiosk Substation | 0.63 | --> | 0.63 | 0 | 0 | Constrained, otherwise capacity available =528 kVA | --> | 0.598 | 0 | 0.012 | 0 | 0 | Constrained, otherwise capacity available =603 kW | --> | E17 ex FOXHOLE | Foxhole [T421,T422] | DUNGARVAN |  | 51.9417 | -7.8565
MV/LV Substation SO***248X |  | 20 kV | _ | LV | 200 kVA :Kiosk Substation | 0.2 | --> | 0.2 | 0 | 0 | Constrained, otherwise capacity available =124 kVA | --> | 0.19 | 0 | 0.009 | 0 | 0 | Constrained, otherwise capacity available =194 kW | --> | E14 ex FOXHOLE | Foxhole [T421,T422] | DUNGARVAN |  | 51.9503 | -7.8524
MV/LV Substation DY***256 |  | 20 kV | _ | LV | 200 kVA :Pole Substation | 0.2 | --> | 0.2 | 0 | 0 | Constrained, otherwise capacity available =199 kVA | --> | 0.19 | 0 | 0 | 0 | 0 | Constrained, otherwise capacity available =190 kW | --> | E17 ex FOXHOLE | Foxhole [T421,T422] | DUNGARVAN |  | 51.9388 | -7.8573
MV/LV Substation RO***261X |  | 10 kV | _ | LV | 50 kVA :Pole Substation | 0.05 | --> | 0.05 | 0 | 0 | Constrained, otherwise capacity available =46 kVA | --> | 0.048 | 0 | 0 | 0 | 0 | Constrained, otherwise capacity available =48 kW | --> | E19 ex FOXHOLE | Foxhole [T421,T422] | DUNGARVAN |  | 52.0922 | -7.9943
MV/LV Substation KI***264 |  | 10 kV | _ | LV | 50 kVA :Pole Substation | 0.05 | --> | 0.05 | 0 | 0 | Constrained, otherwise capacity available =32 kVA | --> | 0.048 | 0 | 0.02 | 0 | 0 | Constrained, otherwise capacity available =35 kW | --> | E19 ex FOXHOLE | Foxhole [T421,T422] | DUNGARVAN |  | 52.0616 | -7.9077
MV/LV Substation IN***265 |  | 20 kV | _ | LV | 50 kVA :Pole Substation | 0.05 | --> | 0.05 | 0 | 0 | Constrained, otherwise capacity available =48 kVA | --> | 0.048 | 0 | 0 | 0 | 0 | Constrained, otherwise capacity available =48 kW | --> | E20 ex FOXHOLE | Foxhole [T421,T422] | DUNGARVAN |  | 51.9453 | -8.0014
MV/LV Substation CU***267 |  | 20 kV | _ | LV | 50 kVA :Pole Substation | 0.05 | --> | 0.05 | 0 | 0 | Constrained, otherwise capacity available =49 kVA | --> | 0.048 | 0 | 0 | 0 | 0 | Constrained, otherwise capacity available =48 kW | --> | E20 ex FOXHOLE | Foxhole [T421,T422] | DUNGARVAN |  | 51.9177 | -7.9628
MV/LV Substation GO***279X |  | 20 kV | _ | LV | 100 kVA :Pole Substation | 0.1 | --> | 0.1 | 0 | 0 | Constrained, otherwise capacity available =72 kVA | --> | 0.095 | 0 | 0 | 0 | 0 | Constrained, otherwise capacity available =99 kW | --> | E20 ex FOXHOLE | Foxhole [T421,T422] | DUNGARVAN |  | 51.9303 | -7.9143
MV/LV Substation GH***281X |  | 20 kV | _ | LV | 200 kVA :Kiosk Substation | 0.2 | --> | 0.2 | 0 | 0 | Constrained, otherwise capacity available =162 kVA | --> | 0.19 | 0 | 0.01 | 0 | 0 | Constrained, otherwise capacity available =188 kW | --> | C13 ex CLOYNE | Cloyne [T41] | MIDLETON |  | 51.8929 | -7.9405
MV/LV Substation YO***286X |  | 20 kV | _ | LV | 200 kVA :Kiosk Substation | 0.2 | --> | 0.2 | 0 | 0 | Constrained, otherwise capacity available =184 kVA | --> | 0.19 | 0 | 0 | 0 | 0 | Constrained, otherwise capacity available =192 kW | --> | E17 ex FOXHOLE | Foxhole [T421,T422] | DUNGARVAN |  | 51.97 | -7.8622
MV/LV Substation CO***292X |  | 20 kV | _ | LV | 200 kVA :Kiosk Substation | 0.2 | --> | 0.2 | 0 | 0 | Constrained, otherwise capacity available =122 kVA | --> | 0.19 | 0 | 0.044 | 0.168 | 0 |  | --> | E12 ex CARRIGSHANE | Carrigshane [T422] | MIDLETON |  | 51.9282 | -8.0546
MV/LV Substation MO***302X |  | 20 kV | _ | LV | 50 kVA :Pole Substation | 0.05 | --> | 0.05 | 0 | 0 | Constrained, otherwise capacity available =50 kVA | --> | 0.048 | 0 | 0 | 0 | 0 | Constrained, otherwise capacity available =48 kW | --> | E19 ex FOXHOLE | Foxhole [T421,T422] | DUNGARVAN |  | 51.9976 | -8.0229
MV/LV Substation CA***303 |  | 20 kV | _ | LV | 200 kVA :Kiosk Substation | 0.2 | --> | 0.2 | 0 | 0 | Constrained, otherwise capacity available =117 kVA | --> | 0.19 | 0 | 0.002 | 0 | 0 | Constrained, otherwise capacity available =200 kW | --> | E14 ex FOXHOLE | Foxhole [T421,T422] | DUNGARVAN |  | 51.9488 | -7.8476
MV/LV Substation TY***306 |  | 20 kV | _ | LV | 400 kVA :Building Structure | 0.4 | --> | 0.4 | 0 | 0 | Constrained, otherwise capacity available =387 kVA | --> | 0.38 | 0 | 0.04 | 0 | 0 | Constrained, otherwise capacity available =352 kW | --> | E17 ex FOXHOLE | Foxhole [T421,T422] | DUNGARVAN |  | 51.9519 | -7.8662
MV/LV Substation BA***308 |  | 10 kV | _ | LV | 50 kVA :Pole Substation | 0.05 | --> | 0.05 | 0 | 0 | Constrained, otherwise capacity available =26 kVA | --> | 0.048 | 0 | 0.025 | 0 | 0 | Constrained, otherwise capacity available =32 kW | --> | E19 ex FOXHOLE | Foxhole [T421,T422] | DUNGARVAN |  | 52.0683 | -7.9095
MV/LV Substation BR***310 |  | 10 kV | _ | LV | 50 kVA :Pole Substation | 0.05 | --> | 0.05 | 0 | 0 | Constrained, otherwise capacity available =50 kVA | --> | 0.048 | 0 | 0 | 0 | 0 | Constrained, otherwise capacity available =48 kW | --> | E19 ex FOXHOLE | Foxhole [T421,T422] | DUNGARVAN |  | 52.0729 | -7.8804
MV/LV Substation ST***318X |  | 20 kV | _ | LV | 400 kVA :Building Structure | 0.4 | --> | 0.4 | 0 | 0 | Constrained, otherwise capacity available =400 kVA | --> | 0.38 | 0 | 0 | 0 | 0 | Constrained, otherwise capacity available =380 kW | --> | E14 ex FOXHOLE | Foxhole [T421,T422] | DUNGARVAN |  | 51.9509 | -7.856
MV/LV Substation BA***324 |  | 20 kV | _ | LV | 50 kVA :Pole Substation | 0.05 | --> | 0.05 | 0 | 0 | Constrained, otherwise capacity available =36 kVA | --> | 0.048 | 0 | 0.006 | 0 | 0 | Constrained, otherwise capacity available =45 kW | --> | C13 ex CLOYNE | Cloyne [T41] | MIDLETON |  | 51.8784 | -7.9918
MV/LV Substation KN***325X |  | 10 kV | _ | LV | 50 kVA :Pole Substation | 0.05 | --> | 0.05 | 0 | 0 | Constrained, otherwise capacity available =43 kVA | --> | 0.048 | 0 | 0.005 | 0 | 0 | Constrained, otherwise capacity available =45 kW | --> | E19 ex FOXHOLE | Foxhole [T421,T422] | DUNGARVAN |  | 52.0548 | -7.891
MV/LV Substation CA***330X |  | 20 kV | _ | LV | 200 kVA :Kiosk Substation | 0.2 | --> | 0.2 | 0 | 0 | Constrained, otherwise capacity available =177 kVA | --> | 0.19 | 0 | 0.003 | 0 | 0 | Constrained, otherwise capacity available =191 kW | --> | C13 ex CLOYNE | Cloyne [T41] | MIDLETON |  | 51.8919 | -7.9368
MV/LV Substation TA***339 |  | 20 kV | _ | LV | 200 kVA :Kiosk Substation | 0.2 | --> | 0.2 | 0 | 0 | Constrained, otherwise capacity available =68 kVA | --> | 0.19 | 0 | 0 | 0 | 0 | Constrained, otherwise capacity available =207 kW | --> | E14 ex FOXHOLE | Foxhole [T421,T422] | DUNGARVAN |  | 51.9516 | -7.8467
MV/LV Substation SA***346X |  | 20 kV | _ | LV | 50 kVA :Pole Substation | 0.05 | --> | 0.05 | 0 | 0 | Constrained, otherwise capacity available =41 kVA | --> | 0.048 | 0 | 0 | 0 | 0 | Constrained, otherwise capacity available =49 kW | --> | E18 ex FOXHOLE | Foxhole [T421,T422] | DUNGARVAN |  | 51.9719 | -7.8659
MV/LV Substation GL***349 |  | 20 kV | _ | LV | 50 kVA :Pole Substation | 0.05 | --> | 0.05 | 0 | 0 | Constrained, otherwise capacity available =42 kVA | --> | 0.048 | 0 | 0.005 | 0 | 0 | Constrained, otherwise capacity available =45 kW | --> | C13 ex CLOYNE | Cloyne [T41] | MIDLETON |  | 51.8879 | -7.8921
MV/LV Substation YO***353 |  | 20 kV | _ | LV | 50 kVA :Pole Substation | 0.05 | --> | 0.05 | 0 | 0 | Constrained, otherwise capacity available =36 kVA | --> | 0.048 | 0 | 0 | 0 | 0 | Constrained, otherwise capacity available =49 kW | --> | E14 ex FOXHOLE | Foxhole [T421,T422] | DUNGARVAN |  | 51.9711 | -7.8593
MV/LV Substation ST***401 |  | 10 kV | _ | LV | 100 kVA :Pole Substation | 0.1 | --> | 0.1 | 0 | 0 | Constrained, otherwise capacity available =59 kVA | --> | 0.095 | 0 | 0.006 | 0 | 0 | Constrained, otherwise capacity available =96 kW | --> | E19 ex FOXHOLE | Foxhole [T421,T422] | DUNGARVAN |  | 52.0675 | -7.8753
MV/LV Substation MO***4034 |  | 10 kV | _ | LV | 100 kVA :Pole Substation | 0.1 | --> | 0.1 | 0 | 0 | Constrained, otherwise capacity available =80 kVA | --> | 0.095 | 0 | 0 | 0 | 0 | Constrained, otherwise capacity available =98 kW | --> | E19 ex FOXHOLE | Foxhole [T421,T422] | DUNGARVAN |  | 52.0858 | -7.9384
MV/LV Substation BA***4079 |  | 20 kV | _ | LV | 50 kVA :Pole Substation | 0.05 | --> | 0.05 | 0 | 0 | Constrained, otherwise capacity available =43 kVA | --> | 0.048 | 0 | 0 | 0 | 0 | Constrained, otherwise capacity available =48 kW | --> | E20 ex FOXHOLE | Foxhole [T421,T422] | DUNGARVAN |  | 51.9465 | -7.969
MV/LV Substation SO***4089 |  | 20 kV | _ | LV | 50 kVA :Pole Substation | 0.05 | --> | 0.05 | 0 | 0 | Constrained, otherwise capacity available =50 kVA | --> | 0.048 | 0 | 0 | 0 | 0 | Constrained, otherwise capacity available =48 kW | --> | E14 ex FOXHOLE | Foxhole [T421,T422] | DUNGARVAN |  | 51.9625 | -7.8576
MV/LV Substation DU***4106 |  | 20 kV | _ | LV | 630 kVA :Kiosk Substation | 0.63 | --> | 0.63 | 0 | 0 | Constrained, otherwise capacity available =456 kVA | --> | 0.598 | 0 | 0.01 | 0 | 0 | Constrained, otherwise capacity available =614 kW | --> | E14 ex FOXHOLE | Foxhole [T421,T422] | DUNGARVAN |  | 51.958 | -7.8515
MV/LV Substation PA***411 |  | 20 kV | _ | LV | 50 kVA :Pole Substation | 0.05 | --> | 0.05 | 0 | 0 | Constrained, otherwise capacity available =49 kVA | --> | 0.048 | 0 | 0 | 0 | 0 | Constrained, otherwise capacity available =48 kW | --> | E20 ex FOXHOLE | Foxhole [T421,T422] | DUNGARVAN |  | 51.9719 | -7.9432
MV/LV Substation SI***4137 |  | 20 kV | _ | LV | 400 kVA :Kiosk Substation | 0.4 | --> | 0.4 | 0 | 0 | Constrained, otherwise capacity available =364 kVA | --> | 0.38 | 0 | 0 | 0 | 0 | Constrained, otherwise capacity available =385 kW | --> | E17 ex FOXHOLE | Foxhole [T421,T422] | DUNGARVAN |  | 51.9551 | -7.8707
MV/LV Substation ON***4140 |  | 10 kV | _ | LV | 50 kVA :Pole Substation | 0.05 | --> | 0.05 | 0 | 0 | Constrained, otherwise capacity available =45 kVA | --> | 0.048 | 0 | 0 | 0 | 0 | Constrained, otherwise capacity available =48 kW | --> | E19 ex FOXHOLE | Foxhole [T421,T422] | DUNGARVAN |  | 52.0246 | -7.8699
MV/LV Substation DR***4163 |  | 20 kV | _ | LV | 630 kVA :Kiosk Substation | 0.63 | --> | 0.63 | 0 | 0 | Constrained, otherwise capacity available =623 kVA | --> | 0.598 | 0 | 0.005 | 0 | 0 | Constrained, otherwise capacity available =596 kW | --> | E20 ex FOXHOLE | Foxhole [T421,T422] | DUNGARVAN |  | 51.94 | -8.0001
MV/LV Substation KN***417 |  | 20 kV | _ | LV | 200 kVA :Pole Substation | 0.2 | --> | 0.2 | 0 | 0 | Constrained, otherwise capacity available =146 kVA | --> | 0.19 | 0 | 0.05 | 0 | 0 | Constrained, otherwise capacity available =160 kW | --> | E19 ex FOXHOLE | Foxhole [T421,T422] | DUNGARVAN |  | 51.9976 | -7.9546
MV/LV Substation CL***4171 |  | 20 kV | _ | LV | 400 kVA :Kiosk Substation | 0.4 | --> | 0.4 | 0 | 0 | Constrained, otherwise capacity available =400 kVA | --> | 0.38 | 0 | 0 | 0 | 0 | Constrained, otherwise capacity available =380 kW | --> | E20 ex FOXHOLE | Foxhole [T421,T422] | DUNGARVAN |  | 51.9329 | -8.0496
MV/LV Substation CA***4175 |  | 20 kV | _ | LV | 50 kVA :Pole Substation | 0.05 | --> | 0.05 | 0 | 0 | Constrained, otherwise capacity available =50 kVA | --> | 0.048 | 0 | 0.031 | 0 | 0 | Constrained, otherwise capacity available =24 kW | --> | E17 ex FOXHOLE | Foxhole [T421,T422] | DUNGARVAN |  | 51.9519 | -7.8678
MV/LV Substation CO***4200 |  | 20 kV | _ | LV | 630 kVA :Kiosk Substation | 0.63 | --> | 0.63 | 0 | 0 | Constrained, otherwise capacity available =630 kVA | --> | 0.598 | 0 | 0 | 0.5 | 0 |  | --> | E12 ex CARRIGSHANE | Carrigshane [T422] | MIDLETON |  | 51.9286 | -8.0547
MV/LV Substation KI***4202 |  | 20 kV | _ | LV | 50 kVA :Pole Substation | 0.05 | --> | 0.05 | 0 | 0 | Constrained, otherwise capacity available =50 kVA | --> | 0.048 | 0 | 0 | 0 | 0 | Constrained, otherwise capacity available =48 kW | --> | E19 ex FOXHOLE | Foxhole [T421,T422] | DUNGARVAN |  | 51.9858 | -8.0465
MV/LV Substation DR***436 |  | 20 kV | _ | LV | 50 kVA :Pole Substation | 0.05 | --> | 0.05 | 0 | 0 | Constrained, otherwise capacity available =43 kVA | --> | 0.048 | 0 | 0.012 | 0 | 0 | Constrained, otherwise capacity available =40 kW | --> | E20 ex FOXHOLE | Foxhole [T421,T422] | DUNGARVAN |  | 51.948 | -7.9887
MV/LV Substation KN***440 |  | 20 kV | _ | LV | 50 kVA :Pole Substation | 0.05 | --> | 0.05 | 0 | 0 | Constrained, otherwise capacity available =42 kVA | --> | 0.048 | 0 | 0 | 0 | 0 | Constrained, otherwise capacity available =49 kW | --> | E20 ex FOXHOLE | Foxhole [T421,T422] | DUNGARVAN |  | 51.9452 | -7.9343
MV/LV Substation IN***445 |  | 20 kV | _ | LV | 50 kVA :Pole Substation | 0.05 | --> | 0.05 | 0 | 0 | Constrained, otherwise capacity available =47 kVA | --> | 0.048 | 0 | 0 | 0 | 0 | Constrained, otherwise capacity available =48 kW | --> | E20 ex FOXHOLE | Foxhole [T421,T422] | DUNGARVAN |  | 51.9293 | -7.9308
MV/LV Substation KE***469 |  | 20 kV | _ | LV | 50 kVA :Pole Substation | 0.05 | --> | 0.05 | 0 | 0 | Constrained, otherwise capacity available =43 kVA | --> | 0.048 | 0 | 0 | 0 | 0 | Constrained, otherwise capacity available =48 kW | --> | E17 ex FOXHOLE | Foxhole [T421,T422] | DUNGARVAN |  | 51.9419 | -7.885
MV/LV Substation BU***471 |  | 20 kV | _ | LV | 50 kVA :Pole Substation | 0.05 | --> | 0.05 | 0 | 0 | Constrained, otherwise capacity available =45 kVA | --> | 0.048 | 0 | 0 | 0 | 0 | Constrained, otherwise capacity available =48 kW | --> | E20 ex FOXHOLE | Foxhole [T421,T422] | DUNGARVAN |  | 51.9383 | -7.9505
MV/LV Substation BU***473 |  | 20 kV | _ | LV | 50 kVA :Pole Substation | 0.05 | --> | 0.05 | 0 | 0 | Constrained, otherwise capacity available =42 kVA | --> | 0.048 | 0 | 0 | 0 | 0 | Constrained, otherwise capacity available =49 kW | --> | E20 ex FOXHOLE | Foxhole [T421,T422] | DUNGARVAN |  | 51.9344 | -7.9526
MV/LV Substation B/***480 |  | 20 kV | _ | LV | 50 kVA :Pole Substation | 0.05 | --> | 0.05 | 0 | 0 | Constrained, otherwise capacity available =23 kVA | --> | 0.048 | 0 | 0 | 0 | 0 | Constrained, otherwise capacity available =51 kW | --> | E20 ex FOXHOLE | Foxhole [T421,T422] | DUNGARVAN |  | 51.9458 | -7.9778
MV/LV Substation PA***495 |  | 10 kV | _ | LV | 50 kVA :Pole Substation | 0.05 | --> | 0.05 | 0 | 0 | Constrained, otherwise capacity available =36 kVA | --> | 0.048 | 0 | 0.005 | 0 | 0 | Constrained, otherwise capacity available =46 kW | --> | E19 ex FOXHOLE | Foxhole [T421,T422] | DUNGARVAN |  | 52.0916 | -7.9865
MV/LV Substation SA***502 |  | 10 kV | _ | LV | 50 kVA :Pole Substation | 0.05 | --> | 0.05 | 0 | 0 | Constrained, otherwise capacity available =48 kVA | --> | 0.048 | 0 | 0 | 0 | 0 | Constrained, otherwise capacity available =48 kW | --> | E19 ex FOXHOLE | Foxhole [T421,T422] | DUNGARVAN |  | 52.0902 | -7.9325
MV/LV Substation KN***540 |  | 10 kV | _ | LV | 50 kVA :Pole Substation | 0.05 | --> | 0.05 | 0 | 0 | Constrained, otherwise capacity available =38 kVA | --> | 0.048 | 0 | 0 | 0 | 0 | Constrained, otherwise capacity available =49 kW | --> | E19 ex FOXHOLE | Foxhole [T421,T422] | DUNGARVAN |  | 52.0513 | -7.8871
MV/LV Substation BA***584 |  | 20 kV | _ | LV | 50 kVA :Pole Substation | 0.05 | --> | 0.05 | 0 | 0 | Constrained, otherwise capacity available =42 kVA | --> | 0.048 | 0 | 0 | 0 | 0 | Constrained, otherwise capacity available =49 kW | --> | C13 ex CLOYNE | Cloyne [T41] | MIDLETON |  | 51.8921 | -7.9533
MV/LV Substation KI***588 |  | 20 kV | _ | LV | 50 kVA :Pole Substation | 0.05 | --> | 0.05 | 0 | 0 | Constrained, otherwise capacity available =36 kVA | --> | 0.048 | 0 | 0.005 | 0 | 0 | Constrained, otherwise capacity available =46 kW | --> | C13 ex CLOYNE | Cloyne [T41] | MIDLETON |  | 51.8866 | -7.9728
MV/LV Substation LI***589 |  | 20 kV | _ | LV | 50 kVA :Pole Substation | 0.05 | --> | 0.05 | 0 | 0 | Constrained, otherwise capacity available =28 kVA | --> | 0.048 | 0 | 0 | 0 | 0 | Constrained, otherwise capacity available =50 kW | --> | C13 ex CLOYNE | Cloyne [T41] | MIDLETON |  | 51.8943 | -7.9816
MV/LV Substation CO***623 |  | 20 kV | _ | LV | 50 kVA :Pole Substation | 0.05 | --> | 0.05 | 0 | 0 | Constrained, otherwise capacity available =46 kVA | --> | 0.048 | 0 | 0 | 0 | 0 | Constrained, otherwise capacity available =48 kW | --> | E20 ex FOXHOLE | Foxhole [T421,T422] | DUNGARVAN |  | 51.9644 | -8.0389
MV/LV Substation KI***640 |  | 20 kV | _ | LV | 50 kVA :Pole Substation | 0.05 | --> | 0.05 | 0 | 0 | Constrained, otherwise capacity available =40 kVA | --> | 0.048 | 0 | 0 | 0 | 0 | Constrained, otherwise capacity available =49 kW | --> | E19 ex FOXHOLE | Foxhole [T421,T422] | DUNGARVAN |  | 51.9786 | -7.9023
MV/LV Substation YO***648 |  | 10 kV | _ | LV | 100 kVA :Pole Substation | 0.1 | --> | 0.1 | 0 | 0 | Constrained, otherwise capacity available =32 kVA | --> | 0.095 | 0 | 0 | 0 | 0 | Constrained, otherwise capacity available =104 kW | --> | E19 ex FOXHOLE | Foxhole [T421,T422] | DUNGARVAN |  | 52.0063 | -7.9069
MV/LV Substation SL***658 |  | 10 kV | _ | LV | 50 kVA :Pole Substation | 0.05 | --> | 0.05 | 0 | 0 | Constrained, otherwise capacity available =40 kVA | --> | 0.048 | 0 | 0.009 | 0 | 0 | Constrained, otherwise capacity available =42 kW | --> | E19 ex FOXHOLE | Foxhole [T421,T422] | DUNGARVAN |  | 52.0305 | -7.8714
MV/LV Substation PA***687 |  | 20 kV | _ | LV | 50 kVA :Pole Substation | 0.05 | --> | 0.05 | 0 | 0 | Constrained, otherwise capacity available =43 kVA | --> | 0.048 | 0 | 0.025 | 0 | 0 | Constrained, otherwise capacity available =30 kW | --> | E19 ex FOXHOLE | Foxhole [T421,T422] | DUNGARVAN |  | 52.0075 | -8.016
MV/LV Substation KN***715 |  | 20 kV | _ | LV | 50 kVA :Pole Substation | 0.05 | --> | 0.05 | 0 | 0 | Constrained, otherwise capacity available =40 kVA | --> | 0.048 | 0 | 0.01 | 0 | 0 | Constrained, otherwise capacity available =42 kW | --> | C13 ex CLOYNE | Cloyne [T41] | MIDLETON |  | 51.8854 | -7.8701
MV/LV Substation PO***716 |  | 20 kV | _ | LV | 100 kVA :Pole Substation | 0.1 | --> | 0.1 | 0 | 0 | Constrained, otherwise capacity available =50 kVA | --> | 0.095 | 0 | 0.01 | 0 | 0 | Constrained, otherwise capacity available =94 kW | --> | E17 ex FOXHOLE | Foxhole [T421,T422] | DUNGARVAN |  | 51.9614 | -7.8671
MV/LV Substation PI***725 |  | 20 kV | _ | LV | 200 kVA :Pole Substation | 0.2 | --> | 0.2 | 0 | 0 | Constrained, otherwise capacity available =200 kVA | --> | 0.19 | 0 | 0.05 | 0 | 0 | Constrained, otherwise capacity available =153 kW | --> | E20 ex FOXHOLE | Foxhole [T421,T422] | DUNGARVAN |  | 51.9401 | -8.0391
MV/LV Substation KI***735 |  | 20 kV | _ | LV | 50 kVA :Pole Substation | 0.05 | --> | 0.05 | 0 | 0 | Constrained, otherwise capacity available =42 kVA | --> | 0.048 | 0 | 0 | 0 | 0 | Constrained, otherwise capacity available =48 kW | --> | C13 ex CLOYNE | Cloyne [T41] | MIDLETON |  | 51.884 | -7.983
MV/LV Substation BU***752 |  | 20 kV | _ | LV | 100 kVA :Pole Substation | 0.1 | --> | 0.1 | 0 | 0 | Constrained, otherwise capacity available =60 kVA | --> | 0.095 | 0 | 0.005 | 0 | 0 | Constrained, otherwise capacity available =97 kW | --> | E20 ex FOXHOLE | Foxhole [T421,T422] | DUNGARVAN |  | 51.9392 | -7.9499
MV/LV Substation SU***761 |  | 20 kV | _ | LV | 200 kVA :Kiosk Substation | 0.2 | --> | 0.2 | 0 | 0 | Constrained, otherwise capacity available =120 kVA | --> | 0.19 | 0 | 0.046 | 0 | 0 | Constrained, otherwise capacity available =166 kW | --> | E17 ex FOXHOLE | Foxhole [T421,T422] | DUNGARVAN |  | 51.9423 | -7.8629
MV/LV Substation BA***775 |  | 20 kV | _ | LV | 50 kVA :Pole Substation | 0.05 | --> | 0.05 | 0 | 0 | Constrained, otherwise capacity available =48 kVA | --> | 0.048 | 0 | 0 | 0 | 0 | Constrained, otherwise capacity available =48 kW | --> | C13 ex CLOYNE | Cloyne [T41] | MIDLETON |  | 51.8698 | -7.9847
MV/LV Substation KI***823 |  | 10 kV | _ | LV | 100 kVA :Pole Substation | 0.1 | --> | 0.1 | 0 | 0 | Constrained, otherwise capacity available =96 kVA | --> | 0.095 | 0 | 0 | 0 | 0 | Constrained, otherwise capacity available =96 kW | --> | E19 ex FOXHOLE | Foxhole [T421,T422] | DUNGARVAN |  | 52.0599 | -7.9018
MV/LV Substation CA***837 |  | 20 kV | _ | LV | 50 kVA :Pole Substation | 0.05 | --> | 0.05 | 0 | 0 | Constrained, otherwise capacity available =47 kVA | --> | 0.048 | 0 | 0 | 0 | 0 | Constrained, otherwise capacity available =48 kW | --> | E19 ex FOXHOLE | Foxhole [T421,T422] | DUNGARVAN |  | 51.9852 | -7.9176
MV/LV Substation BA***840 |  | 10 kV | _ | LV | 50 kVA :Pole Substation | 0.05 | --> | 0.05 | 0 | 0 | Constrained, otherwise capacity available =49 kVA | --> | 0.048 | 0 | 0 | 0 | 0 | Constrained, otherwise capacity available =48 kW | --> | E19 ex FOXHOLE | Foxhole [T421,T422] | DUNGARVAN |  | 52.0057 | -7.8878
MV/LV Substation KI***862 |  | 20 kV | _ | LV | 50 kVA :Pole Substation | 0.05 | --> | 0.05 | 0 | 0 | Constrained, otherwise capacity available =35 kVA | --> | 0.048 | 0 | 0 | 0 | 0 | Constrained, otherwise capacity available =49 kW | --> | C13 ex CLOYNE | Cloyne [T41] | MIDLETON |  | 51.8942 | -7.9698
MV/LV Substation DU***915 |  | 20 kV | _ | LV | 400 kVA :Kiosk Substation | 0.4 | --> | 0.4 | 0 | 0 | Constrained, otherwise capacity available =256 kVA | --> | 0.38 | 0 | 0.029 | 0 | 0 | Constrained, otherwise capacity available =378 kW | --> | E17 ex FOXHOLE | Foxhole [T421,T422] | DUNGARVAN |  | 51.9566 | -7.8663
MV/LV Substation MI***923 |  | 20 kV | _ | LV | 50 kVA :Pole Substation | 0.05 | --> | 0.05 | 0 | 0 | Constrained, otherwise capacity available =37 kVA | --> | 0.048 | 0 | 0.005 | 0 | 0 | Constrained, otherwise capacity available =46 kW | --> | E17 ex FOXHOLE | Foxhole [T421,T422] | DUNGARVAN |  | 51.9455 | -7.8586
MV/LV Substation LA***924 |  | 20 kV | _ | LV | 400 kVA :Kiosk Substation | 0.4 | --> | 0.4 | 0 | 0 | Constrained, otherwise capacity available =343 kVA | --> | 0.38 | 0 | 0.014 | 0 | 0 | Constrained, otherwise capacity available =377 kW | --> | E17 ex FOXHOLE | Foxhole [T421,T422] | DUNGARVAN |  | 51.9585 | -7.8609
MV/LV Substation CA***927 |  | 20 kV | _ | LV | 400 kVA :Building Structure | 0.4 | --> | 0.4 | 0 | 0 | Constrained, otherwise capacity available =252 kVA | --> | 0.38 | 0 | 0.014 | 0 | 0 | Constrained, otherwise capacity available =389 kW | --> | E14 ex FOXHOLE | Foxhole [T421,T422] | DUNGARVAN |  | 51.9476 | -7.8418
MV/LV Substation HA***932 |  | 20 kV | _ | LV | 400 kVA :Kiosk Substation | 0.4 | --> | 0.4 | 0 | 0 | Constrained, otherwise capacity available =378 kVA | --> | 0.38 | 0 | 0 | 0 | 0 | Constrained, otherwise capacity available =383 kW | --> | E14 ex FOXHOLE | Foxhole [T421,T422] | DUNGARVAN |  | 51.9547 | -7.8464
MV/LV Substation BA***935 |  | 20 kV | _ | LV | 400 kVA :Kiosk Substation | 0.4 | --> | 0.4 | 0 | 0 | Constrained, otherwise capacity available =324 kVA | --> | 0.38 | 0 | 0.03 | 0 | 0 | Constrained, otherwise capacity available =368 kW | --> | E14 ex FOXHOLE | Foxhole [T421,T422] | DUNGARVAN |  | 51.9525 | -7.8542
MV/LV Substation DU***950 |  | 20 kV | _ | LV | 400 kVA :Kiosk Substation | 0.4 | --> | 0.4 | 0 | 0 | Constrained, otherwise capacity available =381 kVA | --> | 0.38 | 0 | 0 | 0 | 0 | Constrained, otherwise capacity available =383 kW | --> | E17 ex FOXHOLE | Foxhole [T421,T422] | DUNGARVAN |  | 51.9396 | -7.8602
MV/LV Substation EQ***951 |  | 20 kV | _ | LV | 100 kVA :Pole Substation | 0.1 | --> | 0.1 | 0 | 0 | Constrained, otherwise capacity available =92 kVA | --> | 0.095 | 0 | 0.005 | 0 | 0 | Constrained, otherwise capacity available =92 kW | --> | E20 ex FOXHOLE | Foxhole [T421,T422] | DUNGARVAN |  | 51.9375 | -7.927
MV/LV Substation CO***952 |  | 20 kV | _ | LV | 400 kVA :Kiosk Substation | 0.4 | --> | 0.4 | 0 | 0 | Constrained, otherwise capacity available =338 kVA | --> | 0.38 | 0 | 0.049 | 0 | 0 | Constrained, otherwise capacity available =352 kW | --> | E17 ex FOXHOLE | Foxhole [T421,T422] | DUNGARVAN |  | 51.9628 | -7.8674
MV/LV Substation BR***957 |  | 20 kV | _ | LV | 50 kVA :Pole Substation | 0.05 | --> | 0.05 | 0 | 0 | Constrained, otherwise capacity available =45 kVA | --> | 0.048 | 0 | 0.01 | 0 | 0 | Constrained, otherwise capacity available =41 kW | --> | E20 ex FOXHOLE | Foxhole [T421,T422] | DUNGARVAN |  | 51.9686 | -7.8948
MV/LV Substation GR***967 |  | 20 kV | _ | LV | 200 kVA :Kiosk Substation | 0.2 | --> | 0.2 | 0 | 0 | Constrained, otherwise capacity available =157 kVA | --> | 0.19 | 0 | 0.004 | 0 | 0 | Constrained, otherwise capacity available =193 kW | --> | E17 ex FOXHOLE | Foxhole [T421,T422] | DUNGARVAN |  | 51.9387 | -7.8615
MV/LV Substation CA***970 |  | 20 kV | _ | LV | 100 kVA :Pole Substation | 0.1 | --> | 0.1 | 0 | 0 | Constrained, otherwise capacity available =80 kVA | --> | 0.095 | 0 | 0 | 0 | 0 | Constrained, otherwise capacity available =98 kW | --> | E17 ex FOXHOLE | Foxhole [T421,T422] | DUNGARVAN |  | 51.9384 | -7.8644
MV/LV Substation O ***980 |  | 20 kV | _ | LV | 50 kVA :Pole Substation | 0.05 | --> | 0.05 | 0 | 0 | Constrained, otherwise capacity available =46 kVA | --> | 0.048 | 0 | 0.006 | 0 | 0 | Constrained, otherwise capacity available =44 kW | --> | E19 ex FOXHOLE | Foxhole [T421,T422] | DUNGARVAN |  | 51.9861 | -7.9177
MV/LV Substation RE***994 |  | 20 kV | _ | LV | 630 kVA :Kiosk Substation | 0.63 | --> | 0.63 | 0 | 0 | Constrained, otherwise capacity available =408 kVA | --> | 0.598 | 0 | 0.172 | 0 | 0 | Constrained, otherwise capacity available =501 kW | --> | E20 ex FOXHOLE | Foxhole [T421,T422] | DUNGARVAN |  | 51.9251 | -7.8758
MV/LV Substation MI***002 |  | 10 kV | _ | LV | 400 kVA :Kiosk Substation | 0.4 | --> | 0.4 | 0 | 0 | Constrained, otherwise capacity available =201 kVA | --> | 0.38 | 0 | 0.019 | 0 | 0 | Constrained, otherwise capacity available =392 kW | --> | C19 ex COLLIGAN | Colligan [T41,T42] | DUNGARVAN |  | 52.0887 | -7.6249
MV/LV Substation PA***003 |  | 10 kV | _ | LV | 400 kVA :Kiosk Substation | 0.4 | --> | 0.4 | 0 | 0 | Constrained, otherwise capacity available =236 kVA | --> | 0.38 | 0 | 0.04 | 0 | 0 | Constrained, otherwise capacity available =372 kW | --> | C12 ex COLLIGAN | Colligan [T41,T42] | DUNGARVAN |  | 52.0887 | -7.6181
MV/LV Substation BA***006 |  | 10 kV | _ | LV | 50 kVA :Pole Substation | 0.05 | --> | 0.05 | 0 | 0 | Constrained, otherwise capacity available =47 kVA | --> | 0.048 | 0 | 0 | 0 | 0 | Constrained, otherwise capacity available =48 kW | --> | C17 ex COLLIGAN | Colligan [T41,T42] | DUNGARVAN |  | 52.0959 | -7.661
MV/LV Substation CA***009 |  | 20 kV | _ | LV | 50 kVA :Pole Substation | 0.05 | --> | 0.05 | 0 | 0 | Constrained, otherwise capacity available =50 kVA | --> | 0.048 | 0 | 0 | 0 | 0 | Constrained, otherwise capacity available =48 kW | --> | E13 ex FOXHOLE | Foxhole [T421,T422] | DUNGARVAN |  | 51.9431 | -7.8022
MV/LV Substation SH***009Y |  | 10 kV | _ | LV | 630 kVA :Building Structure | 0.63 | --> | 0.63 | 0 | 0 | Constrained, otherwise capacity available =545 kVA | --> | 0.598 | 0 | 0 | 0 | 0 | Constrained, otherwise capacity available =610 kW | --> | C17 ex COLLIGAN | Colligan [T41,T42] | DUNGARVAN |  | 52.097 | -7.6261
MV/LV Substation RI***010 |  | 20 kV | _ | LV | 200 kVA :Pole Substation | 0.2 | --> | 0.2 | 0 | 0 | Constrained, otherwise capacity available =155 kVA | --> | 0.19 | 0 | 0.048 | 0 | 0 | Constrained, otherwise capacity available =160 kW | --> | E18 ex SPRINGS | Springs [T421,T422] | DUNGARVAN |  | 52.0477 | -7.5918
MV/LV Substation SP***012 |  | 10 kV | _ | LV | 400 kVA :Kiosk Substation | 0.4 | --> | 0.4 | 0 | 0 | Constrained, otherwise capacity available =334 kVA | --> | 0.38 | 0 | 0.01 | 0 | 0 | Constrained, otherwise capacity available =381 kW | --> | C20 ex COLLIGAN | Colligan [T41,T42] | DUNGARVAN |  | 52.0865 | -7.6384
MV/LV Substation JO***019 |  | 10 kV | _ | LV | 630 kVA :Building Structure | 0.63 | --> | 0.63 | 0 | 0 | Constrained, otherwise capacity available =456 kVA | --> | 0.598 | 0 | 0.008 | 0 | 0 | Constrained, otherwise capacity available =616 kW | --> | C12 ex COLLIGAN | Colligan [T41,T42] | DUNGARVAN |  | 52.0885 | -7.6161
MV/LV Substation WH***021 |  | 20 kV | _ | LV | 50 kVA :Pole Substation | 0.05 | --> | 0.05 | 0 | 0 | Constrained, otherwise capacity available =46 kVA | --> | 0.048 | 0 | 0 | 0 | 0 | Constrained, otherwise capacity available =48 kW | --> | E17 ex SPRINGS | Springs [T421,T422] | DUNGARVAN |  | 52.11 | -7.5969
MV/LV Substation KI***024 |  | 20 kV | _ | LV | 200 kVA :Pole Substation | 0.2 | --> | 0.2 | 0 | 0 | Constrained, otherwise capacity available =139 kVA | --> | 0.19 | 0 | 0.005 | 0 | 0 | Constrained, otherwise capacity available =194 kW | --> | E12 ex KILMACTHOMAS | Kilmacthomas [T421,T422] | DUNGARVAN |  | 52.2043 | -7.4238
MV/LV Substation AB***025 |  | 10 kV | _ | LV | 200 kVA :Pole Substation | 0.2 | --> | 0.2 | 0 | 0 | Constrained, otherwise capacity available =172 kVA | --> | 0.19 | 0 | 0.015 | 0 | 0 | Constrained, otherwise capacity available =183 kW | --> | C14 ex COLLIGAN | Colligan [T41,T42] | DUNGARVAN |  | 52.0921 | -7.6012
MV/LV Substation AB***027 |  | 10 kV | _ | LV | 630 kVA :Kiosk Substation | 0.63 | --> | 0.63 | 0 | 0 | Constrained, otherwise capacity available =375 kVA | --> | 0.598 | 0 | 0.089 | 0 | 0 | Constrained, otherwise capacity available =566 kW | --> | C14 ex COLLIGAN | Colligan [T41,T42] | DUNGARVAN |  | 52.0931 | -7.6132
MV/LV Substation CO***028 |  | 10 kV | _ | LV | 400 kVA :Kiosk Substation | 0.4 | --> | 0.4 | 0 | 0 | Constrained, otherwise capacity available =258 kVA | --> | 0.38 | 0 | 0.035 | 0 | 0 | Constrained, otherwise capacity available =373 kW | --> | C20 ex COLLIGAN | Colligan [T41,T42] | DUNGARVAN |  | 52.0909 | -7.6354
MV/LV Substation KI***029Y |  | 10 kV | _ | LV | 630 kVA :Kiosk Substation | 0.63 | --> | 0.63 | 0 | 0 | Constrained, otherwise capacity available =612 kVA | --> | 0.598 | 0 | 0 | 0 | 0 | Constrained, otherwise capacity available =601 kW | --> | C14 ex COLLIGAN | Colligan [T41,T42] | DUNGARVAN |  | 52.0919 | -7.6146
MV/LV Substation CA***033 |  | 10 kV | _ | LV | 400 kVA :Kiosk Substation | 0.4 | --> | 0.4 | 0 | 0 | Constrained, otherwise capacity available =201 kVA | --> | 0.38 | 0 | 0.02 | 0 | 0 | Constrained, otherwise capacity available =392 kW | --> | C20 ex COLLIGAN | Colligan [T41,T42] | DUNGARVAN |  | 52.0888 | -7.634
MV/LV Substation GO***034 |  | 20 kV | _ | LV | 50 kVA :Pole Substation | 0.05 | --> | 0.05 | 0 | 0 | Constrained, otherwise capacity available =35 kVA | --> | 0.048 | 0 | 0 | 0 | 0 | Constrained, otherwise capacity available =50 kW | --> | E18 ex SPRINGS | Springs [T421,T422] | DUNGARVAN |  | 52.0546 | -7.6129
MV/LV Substation TO***034Y |  | 10 kV | _ | LV | 400 kVA :Kiosk Substation | 0.4 | --> | 0.4 | 0 | 0 | Constrained, otherwise capacity available =332 kVA | --> | 0.38 | 0 | 0.018 | 0 | 0 | Constrained, otherwise capacity available =376 kW | --> | C11 ex COLLIGAN | Colligan [T41,T42] | DUNGARVAN |  | 52.099 | -7.6015
MV/LV Substation SO***035 |  | 10 kV | _ | LV | 400 kVA :Kiosk Substation | 0.4 | --> | 0.4 | 0 | 0 | Constrained, otherwise capacity available =314 kVA | --> | 0.38 | 0 | 0.05 | 0 | 0 | Constrained, otherwise capacity available =354 kW | --> | C11 ex COLLIGAN | Colligan [T41,T42] | DUNGARVAN |  | 52.0949 | -7.6162
MV/LV Substation CO***039 |  | 20 kV | _ | LV | 50 kVA :Pole Substation | 0.05 | --> | 0.05 | 0 | 0 | Constrained, otherwise capacity available =42 kVA | --> | 0.048 | 0 | 0.009 | 0 | 0 | Constrained, otherwise capacity available =42 kW | --> | E17 ex SPRINGS | Springs [T421,T422] | DUNGARVAN |  | 52.1398 | -7.6447
MV/LV Substation FA***040 |  | 10 kV | _ | LV | 400 kVA :Kiosk Substation | 0.4 | --> | 0.4 | 0 | 0 | Constrained, otherwise capacity available =323 kVA | --> | 0.38 | 0 | 0.008 | 0 | 0 | Constrained, otherwise capacity available =384 kW | --> | C11 ex COLLIGAN | Colligan [T41,T42] | DUNGARVAN |  | 52.0943 | -7.607
MV/LV Substation TH***043 |  | 10 kV | _ | LV | 400 kVA :Kiosk Substation | 0.4 | --> | 0.4 | 0 | 0 | Constrained, otherwise capacity available =250 kVA | --> | 0.38 | 0 | 0.029 | 0 | 0 | Constrained, otherwise capacity available =378 kW | --> | C19 ex COLLIGAN | Colligan [T41,T42] | DUNGARVAN |  | 52.0913 | -7.6289
MV/LV Substation KE***045 |  | 10 kV | _ | LV | 400 kVA :Kiosk Substation | 0.4 | --> | 0.4 | 0 | 0 | Constrained, otherwise capacity available =286 kVA | --> | 0.38 | 0 | 0 | 0 | 0 | Constrained, otherwise capacity available =395 kW | --> | C19 ex COLLIGAN | Colligan [T41,T42] | DUNGARVAN |  | 52.0893 | -7.6242
MV/LV Substation SH***046 |  | 10 kV | _ | LV | 400 kVA :Kiosk Substation | 0.4 | --> | 0.4 | 0 | 0 | Constrained, otherwise capacity available =289 kVA | --> | 0.38 | 0 | 0.057 | 0 | 0 | Constrained, otherwise capacity available =353 kW | --> | C14 ex COLLIGAN | Colligan [T41,T42] | DUNGARVAN |  | 52.0902 | -7.6122
MV/LV Substation KI***049Y |  | 20 kV | _ | LV | 50 kVA :Pole Substation | 0.05 | --> | 0.05 | 0 | 0 | Constrained, otherwise capacity available =36 kVA | --> | 0.048 | 0 | 0 | 0 | 0 | Constrained, otherwise capacity available =49 kW | --> | E17 ex SPRINGS | Springs [T421,T422] | DUNGARVAN |  | 52.1276 | -7.5499
MV/LV Substation MO***050 |  | 20 kV | _ | LV | 50 kVA :Pole Substation | 0.05 | --> | 0.05 | 0 | 0 | Constrained, otherwise capacity available =41 kVA | --> | 0.048 | 0 | 0 | 0 | 0 | Constrained, otherwise capacity available =49 kW | --> | E13 ex FOXHOLE | Foxhole [T421,T422] | DUNGARVAN |  | 51.9647 | -7.7324
MV/LV Substation BO***053 |  | 10 kV | _ | LV | 200 kVA :Kiosk Substation | 0.2 | --> | 0.2 | 0 | 0 | Constrained, otherwise capacity available =144 kVA | --> | 0.19 | 0 | 0.005 | 0 | 0 | Constrained, otherwise capacity available =194 kW | --> | C20 ex COLLIGAN | Colligan [T41,T42] | DUNGARVAN |  | 52.0858 | -7.6217
MV/LV Substation TH***053Y |  | 10 kV | _ | LV | 200 kVA :Kiosk Substation | 0.2 | --> | 0.2 | 0 | 0 | Constrained, otherwise capacity available =164 kVA | --> | 0.19 | 0 | 0.02 | 0 | 0 | Constrained, otherwise capacity available =180 kW | --> | C14 ex COLLIGAN | Colligan [T41,T42] | DUNGARVAN |  | 52.0905 | -7.607
MV/LV Substation CA***054 |  | 10 kV | _ | LV | 630 kVA :Kiosk Substation | 0.63 | --> | 0.63 | 0 | 0 | Constrained, otherwise capacity available =370 kVA | --> | 0.598 | 0 | 0.04 | 0 | 0 | Constrained, otherwise capacity available =603 kW | --> | C19 ex COLLIGAN | Colligan [T41,T42] | DUNGARVAN |  | 52.0885 | -7.6206
MV/LV Substation SA***069Y |  | 10 kV | _ | LV | 200 kVA :Kiosk Substation | 0.2 | --> | 0.2 | 0 | 0 | Constrained, otherwise capacity available =141 kVA | --> | 0.19 | 0 | 0.028 | 0 | 0 | Constrained, otherwise capacity available =177 kW | --> | C11 ex COLLIGAN | Colligan [T41,T42] | DUNGARVAN |  | 52.0971 | -7.6006
MV/LV Substation CA***071 |  | 20 kV | _ | LV | 50 kVA :Pole Substation | 0.05 | --> | 0.05 | 0 | 0 | Constrained, otherwise capacity available =48 kVA | --> | 0.048 | 0 | 0 | 0 | 0 | Constrained, otherwise capacity available =48 kW | --> | C17 ex COLLIGAN | Colligan [T41,T42] | DUNGARVAN |  | 52.0857 | -7.6903
MV/LV Substation BA***073 |  | 20 kV | _ | LV | 50 kVA :Pole Substation | 0.05 | --> | 0.05 | 0 | 0 | Constrained, otherwise capacity available =39 kVA | --> | 0.048 | 0 | 0 | 0 | 0 | Constrained, otherwise capacity available =49 kW | --> | E16 ex KILMACTHOMAS | Kilmacthomas [T421,T422] | DUNGARVAN |  | 52.1747 | -7.3908
MV/LV Substation PO***079Y |  | 20 kV | _ | LV | 50 kVA :Pole Substation | 0.05 | --> | 0.05 | 0 | 0 | Constrained, otherwise capacity available =46 kVA | --> | 0.048 | 0 | 0 | 0 | 0 | Constrained, otherwise capacity available =48 kW | --> | E13 ex FOXHOLE | Foxhole [T421,T422] | DUNGARVAN |  | 51.9626 | -7.7337
MV/LV Substation FE***080 |  | 20 kV | _ | LV | 200 kVA :Pole Substation | 0.2 | --> | 0.2 | 0 | 0 | Constrained, otherwise capacity available =192 kVA | --> | 0.19 | 0 | 0 | 0 | 0 | Constrained, otherwise capacity available =191 kW | --> | E17 ex SPRINGS | Springs [T421,T422] | DUNGARVAN |  | 52.1112 | -7.5938
MV/LV Substation SI***082 |  | 10 kV | _ | LV | 200 kVA :Pole Substation | 0.2 | --> | 0.2 | 0 | 0 | Constrained, otherwise capacity available =128 kVA | --> | 0.19 | 0 | 0.043 | 0 | 0 | Constrained, otherwise capacity available =168 kW | --> | C20 ex COLLIGAN | Colligan [T41,T42] | DUNGARVAN |  | 52.0894 | -7.6387
MV/LV Substation MO***084 |  | 20 kV | _ | LV | 50 kVA :Pole Substation | 0.05 | --> | 0.05 | 0 | 0 | Constrained, otherwise capacity available =44 kVA | --> | 0.048 | 0 | 0 | 0 | 0 | Constrained, otherwise capacity available =48 kW | --> | E13 ex FOXHOLE | Foxhole [T421,T422] | DUNGARVAN |  | 51.9554 | -7.7286
MV/LV Substation MC***058 |  | 10 kV | _ | LV | 400 kVA :Kiosk Substation | 0.4 | --> | 0.4 | 0 | 0 | Constrained, otherwise capacity available =303 kVA | --> | 0.38 | 0 | 0.015 | 0 | 0 | Constrained, otherwise capacity available =382 kW | --> | C14 ex COLLIGAN | Colligan [T41,T42] | DUNGARVAN |  | 52.093 | -7.6073
MV/LV Substation SP***059 |  | 10 kV | _ | LV | 400 kVA :Kiosk Substation | 0.4 | --> | 0.4 | 0 | 0 | Constrained, otherwise capacity available =263 kVA | --> | 0.38 | 0 | 0.02 | 0 | 0 | Constrained, otherwise capacity available =384 kW | --> | C20 ex COLLIGAN | Colligan [T41,T42] | DUNGARVAN |  | 52.0856 | -7.633
MV/LV Substation PA***061 |  | 10 kV | _ | LV | 400 kVA :Building Structure | 0.4 | --> | 0.4 | 0 | 0 | Constrained, otherwise capacity available =170 kVA | --> | 0.38 | 0 | 0 | 0 | 0 | Constrained, otherwise capacity available =410 kW | --> | C17 ex COLLIGAN | Colligan [T41,T42] | DUNGARVAN |  | 52.095 | -7.6246
MV/LV Substation SC***062 |  | 20 kV | _ | LV | 100 kVA :Pole Substation | 0.1 | --> | 0.1 | 0 | 0 | Constrained, otherwise capacity available =73 kVA | --> | 0.095 | 0 | 0.019 | 0 | 0 | Constrained, otherwise capacity available =84 kW | --> | E18 ex SPRINGS | Springs [T421,T422] | DUNGARVAN |  | 52.0471 | -7.5753
MV/LV Substation BA***062Y |  | 10 kV | _ | LV | 50 kVA :Pole Substation | 0.05 | --> | 0.05 | 0 | 0 | Constrained, otherwise capacity available =46 kVA | --> | 0.048 | 0 | 0 | 0 | 0 | Constrained, otherwise capacity available =48 kW | --> | C17 ex COLLIGAN | Colligan [T41,T42] | DUNGARVAN |  | 52.0971 | -7.6509
MV/LV Substation CA***063 |  | 20 kV | _ | LV | 50 kVA :Pole Substation | 0.05 | --> | 0.05 | 0 | 0 | Constrained, otherwise capacity available =46 kVA | --> | 0.048 | 0 | 0 | 0 | 0 | Constrained, otherwise capacity available =48 kW | --> | E13 ex FOXHOLE | Foxhole [T421,T422] | DUNGARVAN |  | 51.9629 | -7.7428
MV/LV Substation KN***064Y |  | 20 kV | _ | LV | 400 kVA :Kiosk Substation | 0.4 | --> | 0.4 | 0 | 0 | Constrained, otherwise capacity available =330 kVA | --> | 0.38 | 0 | 0.022 | 0 | 0 | Constrained, otherwise capacity available =373 kW | --> | E17 ex SPRINGS | Springs [T421,T422] | DUNGARVAN |  | 52.106 | -7.5754
MV/LV Substation CL***4123 |  | 20 kV | _ | LV | 50 kVA :Pole Substation | 0.05 | --> | 0.05 | 0 | 0 | Constrained, otherwise capacity available =33 kVA | --> | 0.048 | 0 | 0.005 | 0 | 0 | Constrained, otherwise capacity available =46 kW | --> | E18 ex SPRINGS | Springs [T421,T422] | DUNGARVAN |  | 52.0472 | -7.5851
MV/LV Substation CA***4125 |  | 10 kV | _ | LV | 50 kVA :Pole Substation | 0.05 | --> | 0.05 | 0 | 0 | Constrained, otherwise capacity available =50 kVA | --> | 0.048 | 0 | 0 | 0 | 0 | Constrained, otherwise capacity available =48 kW | --> | C17 ex COLLIGAN | Colligan [T41,T42] | DUNGARVAN |  | 52.0986 | -7.7075
MV/LV Substation HI***4132 |  | 10 kV | _ | LV | 50 kVA :Pole Substation | 0.05 | --> | 0.05 | 0 | 0 | Constrained, otherwise capacity available =50 kVA | --> | 0.048 | 0 | 0 | 0 | 0 | Constrained, otherwise capacity available =48 kW | --> | C17 ex COLLIGAN | Colligan [T41,T42] | DUNGARVAN |  | 52.0941 | -7.6826
MV/LV Substation CU***4134 |  | 20 kV | _ | LV | 50 kVA :Pole Substation | 0.05 | --> | 0.05 | 0 | 0 | Constrained, otherwise capacity available =50 kVA | --> | 0.048 | 0 | 0 | 0 | 0 | Constrained, otherwise capacity available =48 kW | --> | E13 ex FOXHOLE | Foxhole [T421,T422] | DUNGARVAN |  | 51.9613 | -7.7141
MV/LV Substation BA***4136 |  | 20 kV | _ | LV | 50 kVA :Pole Substation | 0.05 | --> | 0.05 | 0 | 0 | Constrained, otherwise capacity available =50 kVA | --> | 0.048 | 0 | 0 | 0 | 0 | Constrained, otherwise capacity available =48 kW | --> | E13 ex FOXHOLE | Foxhole [T421,T422] | DUNGARVAN |  | 51.9961 | -7.7506
MV/LV Substation KN***4137 |  | 20 kV | _ | LV | 100 kVA :Pole Substation | 0.1 | --> | 0.1 | 0 | 0 | Constrained, otherwise capacity available =100 kVA | --> | 0.095 | 0 | 0 | 0 | 0 | Constrained, otherwise capacity available =95 kW | --> | C17 ex COLLIGAN | Colligan [T41,T42] | DUNGARVAN |  | 52.0578 | -7.7191
MV/LV Substation HI***4142 |  | 10 kV | _ | LV | 400 kVA :Kiosk Substation | 0.4 | --> | 0.4 | 0 | 0 | Constrained, otherwise capacity available =346 kVA | --> | 0.38 | 0 | 0 | 0 | 0 | Constrained, otherwise capacity available =387 kW | --> | C20 ex COLLIGAN | Colligan [T41,T42] | DUNGARVAN |  | 52.091 | -7.6379
MV/LV Substation TH***4148 |  | 10 kV | _ | LV | 400 kVA :Kiosk Substation | 0.4 | --> | 0.4 | 0 | 0 | Constrained, otherwise capacity available =324 kVA | --> | 0.38 | 0 | 0.01 | 0 | 0 | Constrained, otherwise capacity available =383 kW | --> | C17 ex COLLIGAN | Colligan [T41,T42] | DUNGARVAN |  | 52.098 | -7.625
MV/LV Substation BA***4151 |  | 20 kV | _ | LV | 50 kVA :Pole Substation | 0.05 | --> | 0.05 | 0 | 0 | Constrained, otherwise capacity available =50 kVA | --> | 0.048 | 0 | 0 | 0 | 0 | Constrained, otherwise capacity available =48 kW | --> | E17 ex SPRINGS | Springs [T421,T422] | DUNGARVAN |  | 52.1185 | -7.506
MV/LV Substation BA***4161 |  | 10 kV | _ | LV | 50 kVA :Pole Substation | 0.05 | --> | 0.05 | 0 | 0 | Constrained, otherwise capacity available =28 kVA | --> | 0.048 | 0 | 0.031 | 0 | 0 | Constrained, otherwise capacity available =28 kW | --> | C17 ex COLLIGAN | Colligan [T41,T42] | DUNGARVAN |  | 52.1007 | -7.6772
MV/LV Substation WE***4162 |  | 20 kV | _ | LV | 50 kVA :Pole Substation | 0.05 | --> | 0.05 | 0 | 0 | Constrained, otherwise capacity available =50 kVA | --> | 0.048 | 0 | 0 | 0 | 0 | Constrained, otherwise capacity available =48 kW | --> | E16 ex KILMACTHOMAS | Kilmacthomas [T421,T422] | DUNGARVAN |  | 52.1541 | -7.4242
MV/LV Substation MO***4180 |  | 10 kV | _ | LV | 400 kVA :Kiosk Substation | 0.4 | --> | 0.4 | 0 | 0 | Constrained, otherwise capacity available =349 kVA | --> | 0.38 | 0 | 0.011 | 0 | 0 | Constrained, otherwise capacity available =379 kW | --> | C11 ex COLLIGAN | Colligan [T41,T42] | DUNGARVAN |  | 52.0962 | -7.6069
MV/LV Substation BA***4181 |  | 20 kV | _ | LV | 100 kVA :Pole Substation | 0.1 | --> | 0.1 | 0 | 0 | Constrained, otherwise capacity available =80 kVA | --> | 0.095 | 0 | 0 | 0 | 0 | Constrained, otherwise capacity available =98 kW | --> | E17 ex SPRINGS | Springs [T421,T422] | DUNGARVAN |  | 52.1046 | -7.5693
MV/LV Substation CO***4190 |  | 20 kV | _ | LV | 50 kVA :Pole Substation | 0.05 | --> | 0.05 | 0 | 0 | Constrained, otherwise capacity available =50 kVA | --> | 0.048 | 0 | 0 | 0 | 0 | Constrained, otherwise capacity available =48 kW | --> | E17 ex KILMACTHOMAS | Kilmacthomas [T421,T422] | DUNGARVAN |  | 52.1954 | -7.4271
MV/LV Substation ST***419Y |  | 20 kV | _ | LV | 100 kVA :Pole Substation | 0.1 | --> | 0.1 | 0 | 0 | Constrained, otherwise capacity available =83 kVA | --> | 0.095 | 0 | 0.011 | 0 | 0 | Constrained, otherwise capacity available =89 kW | --> | E16 ex KILMACTHOMAS | Kilmacthomas [T421,T422] | DUNGARVAN |  | 52.1293 | -7.4542
MV/LV Substation TH***4202 |  | 10 kV | _ | LV | 400 kVA :Kiosk Substation | 0.4 | --> | 0.4 | 0 | 0 | Constrained, otherwise capacity available =364 kVA | --> | 0.38 | 0 | 0 | 0 | 0 | Constrained, otherwise capacity available =385 kW | --> | C11 ex COLLIGAN | Colligan [T41,T42] | DUNGARVAN |  | 52.0949 | -7.6085
MV/LV Substation KN***4203 |  | 20 kV | _ | LV | 50 kVA :Pole Substation | 0.05 | --> | 0.05 | 0 | 0 | Constrained, otherwise capacity available =50 kVA | --> | 0.048 | 0 | 0 | 0 | 0 | Constrained, otherwise capacity available =48 kW | --> | E16 ex KILMACTHOMAS | Kilmacthomas [T421,T422] | DUNGARVAN |  | 52.1392 | -7.5073
MV/LV Substation CO***4206 |  | 10 kV | _ | LV | 200 kVA :Kiosk Substation | 0.2 | --> | 0.2 | 0 | 0 | Constrained, otherwise capacity available =200 kVA | --> | 0.19 | 0 | 0 | 0 | 0 | Constrained, otherwise capacity available =190 kW | --> | C13 ex COLLIGAN |  |  |  | 52.0933 | -7.625
MV/LV Substation FA***4222 |  | 20 kV | _ | LV | 50 kVA :Pole Substation | 0.05 | --> | 0.05 | 0 | 0 | Constrained, otherwise capacity available =50 kVA | --> | 0.048 | 0 | 0 | 0 | 0 | Constrained, otherwise capacity available =48 kW | --> | E17 ex KILMACTHOMAS | Kilmacthomas [T421,T422] | DUNGARVAN |  | 52.1852 | -7.4437
MV/LV Substation CA***4225 |  | 20 kV | _ | LV | 50 kVA :Pole Substation | 0.05 | --> | 0.05 | 0 | 0 | Constrained, otherwise capacity available =50 kVA | --> | 0.048 | 0 | 0 | 0 | 0 | Constrained, otherwise capacity available =48 kW | --> | E16 ex KILMACTHOMAS | Kilmacthomas [T421,T422] | DUNGARVAN |  | 52.1454 | -7.4674
MV/LV Substation ST***422X |  | 10 kV | _ | LV | 200 kVA :Pole Substation | 0.2 | --> | 0.2 | 0 | 0 | Constrained, otherwise capacity available =120 kVA | --> | 0.19 | 0 | 0.011 | 0 | 0 | Constrained, otherwise capacity available =192 kW | --> | C11 ex COLLIGAN | Colligan [T41,T42] | DUNGARVAN |  | 52.1003 | -7.594
MV/LV Substation SI***4236 |  | 10 kV | _ | LV | 50 kVA :Pole Substation | 0.05 | --> | 0.05 | 0 | 0 | Constrained, otherwise capacity available =48 kVA | --> | 0.048 | 0 | 0 | 0 | 0 | Constrained, otherwise capacity available =48 kW | --> | C20 ex COLLIGAN | Colligan [T41,T42] | DUNGARVAN |  | 52.0893 | -7.641
MV/LV Substation RA***423X |  | 20 kV | _ | LV | 630 kVA :Building Structure | 0.63 | --> | 0.63 | 0 | 0 | Constrained, otherwise capacity available =535 kVA | --> | 0.598 | 0 | 0 | 0 | 0 | Constrained, otherwise capacity available =611 kW | --> | E17 ex SPRINGS | Springs [T421,T422] | DUNGARVAN |  | 52.1082 | -7.6578
MV/LV Substation NA***423Y |  | 20 kV | _ | LV | 50 kVA :Pole Substation | 0.05 | --> | 0.05 | 0 | 0 | Constrained, otherwise capacity available =22 kVA | --> | 0.048 | 0 | 0.019 | 0 | 0 | Constrained, otherwise capacity available =37 kW | --> | E18 ex SPRINGS | Springs [T421,T422] | DUNGARVAN |  | 52.0486 | -7.5806
MV/LV Substation RI***4240 |  | 20 kV | _ | LV | 50 kVA :Pole Substation | 0.05 | --> | 0.05 | 0 | 0 | Constrained, otherwise capacity available =48 kVA | --> | 0.048 | 0 | 0 | 0 | 0 | Constrained, otherwise capacity available =48 kW | --> | E18 ex SPRINGS | Springs [T421,T422] | DUNGARVAN |  | 52.0429 | -7.5695
MV/LV Substation SH***4243 |  | 20 kV | _ | LV | 50 kVA :Pole Substation | 0.05 | --> | 0.05 | 0 | 0 | Constrained, otherwise capacity available =50 kVA | --> | 0.048 | 0 | 0 | 0 | 0 | Constrained, otherwise capacity available =48 kW | --> | E18 ex SPRINGS | Springs [T421,T422] | DUNGARVAN |  | 52.0474 | -7.6379
MV/LV Substation KI***4246 |  | 20 kV | _ | LV | 50 kVA :Pole Substation | 0.05 | --> | 0.05 | 0 | 0 | Constrained, otherwise capacity available =50 kVA | --> | 0.048 | 0 | 0 | 0 | 0 | Constrained, otherwise capacity available =48 kW | --> | E16 ex KILMACTHOMAS | Kilmacthomas [T421,T422] | DUNGARVAN |  | 52.1643 | -7.5175
MV/LV Substation RA***4261 |  | 20 kV | _ | LV | 50 kVA :Pole Substation | 0.05 | --> | 0.05 | 0 | 0 | Constrained, otherwise capacity available =50 kVA | --> | 0.048 | 0 | 0 | 0 | 0 | Constrained, otherwise capacity available =48 kW | --> | E16 ex KILMACTHOMAS | Kilmacthomas [T421,T422] | DUNGARVAN |  | 52.1574 | -7.4504
MV/LV Substation SA***4265 |  | 20 kV | _ | LV | 50 kVA :Pole Substation | 0.05 | --> | 0.05 | 0 | 0 | Constrained, otherwise capacity available =48 kVA | --> | 0.048 | 0 | 0 | 0 | 0 | Constrained, otherwise capacity available =48 kW | --> | E16 ex KILMACTHOMAS | Kilmacthomas [T421,T422] | DUNGARVAN |  | 52.1526 | -7.4449
MV/LV Substation KI***4270 |  | 10 kV | _ | LV | 630 kVA :Kiosk Substation | 0.63 | --> | 0.63 | 0 | 0 | Constrained, otherwise capacity available =630 kVA | --> | 0.598 | 0 | 0 | 0 | 0 | Constrained, otherwise capacity available =598 kW | --> | C20 ex COLLIGAN | Colligan [T41,T42] | DUNGARVAN |  | 52.0926 | -7.6355
MV/LV Substation CA***4273 |  | 20 kV | _ | LV | 50 kVA :Pole Substation | 0.05 | --> | 0.05 | 0 | 0 | Constrained, otherwise capacity available =50 kVA | --> | 0.048 | 0 | 0 | 0 | 0 | Constrained, otherwise capacity available =48 kW | --> | C17 ex COLLIGAN | Colligan [T41,T42] | DUNGARVAN |  | 52.0942 | -7.702
MV/LV Substation ST***4274 |  | 20 kV | _ | LV | 50 kVA :Pole Substation | 0.05 | --> | 0.05 | 0 | 0 | Constrained, otherwise capacity available =50 kVA | --> | 0.048 | 0 | 0 | 0 | 0 | Constrained, otherwise capacity available =48 kW | --> | E16 ex KILMACTHOMAS | Kilmacthomas [T421,T422] | DUNGARVAN |  | 52.1338 | -7.4542
MV/LV Substation CO***4294 |  | 20 kV | _ | LV | 50 kVA :Pole Substation | 0.05 | --> | 0.05 | 0 | 0 | Constrained, otherwise capacity available =50 kVA | --> | 0.048 | 0 | 0 | 0 | 0 | Constrained, otherwise capacity available =48 kW | --> | C17 ex COLLIGAN | Colligan [T41,T42] | DUNGARVAN |  | 52.077 | -7.6735
MV/LV Substation YO***430 |  | 10 kV | _ | LV | 200 kVA :Kiosk Substation | 0.2 | --> | 0.2 | 0 | 0 | Constrained, otherwise capacity available =105 kVA | --> | 0.19 | 0 | 0.039 | 0 | 0 | Constrained, otherwise capacity available =174 kW | --> | C20 ex COLLIGAN | Colligan [T41,T42] | DUNGARVAN |  | 52.0847 | -7.6304
MV/LV Substation LA***434 |  | 20 kV | _ | LV | 50 kVA :Pole Substation | 0.05 | --> | 0.05 | 0 | 0 | Constrained, otherwise capacity available =34 kVA | --> | 0.048 | 0 | 0.009 | 0 | 0 | Constrained, otherwise capacity available =43 kW | --> | C17 ex COLLIGAN | Colligan [T41,T42] | DUNGARVAN |  | 52.0823 | -7.6541
MV/LV Substation ED***434Y |  | 10 kV | _ | LV | 200 kVA :Kiosk Substation | 0.2 | --> | 0.2 | 0 | 0 | Constrained, otherwise capacity available =160 kVA | --> | 0.19 | 0 | 0 | 0 | 0 | Constrained, otherwise capacity available =195 kW | --> | C11 ex COLLIGAN | Colligan [T41,T42] | DUNGARVAN |  | 52.1008 | -7.6024
MV/LV Substation DU***437Y |  | 20 kV | _ | LV | 50 kVA :Pole Substation | 0.05 | --> | 0.05 | 0 | 0 | Constrained, otherwise capacity available =46 kVA | --> | 0.048 | 0 | 0.005 | 0 | 0 | Constrained, otherwise capacity available =44 kW | --> | E17 ex SPRINGS | Springs [T421,T422] | DUNGARVAN |  | 52.1122 | -7.5672
MV/LV Substation MC***438Y |  | 10 kV | _ | LV | 200 kVA :Kiosk Substation | 0.2 | --> | 0.2 | 0 | 0 | Constrained, otherwise capacity available =60 kVA | --> | 0.19 | 0 | 0 | 0 | 0 | Constrained, otherwise capacity available =208 kW | --> | C20 ex COLLIGAN | Colligan [T41,T42] | DUNGARVAN |  | 52.0931 | -7.6299
MV/LV Substation CO***439 |  | 20 kV | _ | LV | 100 kVA :Pole Substation | 0.1 | --> | 0.1 | 0 | 0 | Constrained, otherwise capacity available =90 kVA | --> | 0.095 | 0 | 0 | 0 | 0 | Constrained, otherwise capacity available =96 kW | --> | C17 ex COLLIGAN | Colligan [T41,T42] | DUNGARVAN |  | 52.0815 | -7.6986
MV/LV Substation ST***444Y |  | 10 kV | _ | LV | 200 kVA :Kiosk Substation | 0.2 | --> | 0.2 | 0 | 0 | Constrained, otherwise capacity available =160 kVA | --> | 0.19 | 0 | 0 | 0 | 0 | Constrained, otherwise capacity available =196 kW | --> | C19 ex COLLIGAN | Colligan [T41,T42] | DUNGARVAN |  | 52.0912 | -7.6285
MV/LV Substation BA***457X |  | 20 kV | _ | LV | 100 kVA :Pole Substation | 0.1 | --> | 0.1 | 0 | 0 | Constrained, otherwise capacity available =95 kVA | --> | 0.095 | 0 | 0 | 0 | 0 | Constrained, otherwise capacity available =96 kW | --> | E18 ex SPRINGS | Springs [T421,T422] | DUNGARVAN |  | 52.0512 | -7.6447
MV/LV Substation BA***461 |  | 20 kV | _ | LV | 50 kVA :Pole Substation | 0.05 | --> | 0.05 | 0 | 0 | Constrained, otherwise capacity available =44 kVA | --> | 0.048 | 0 | 0 | 0 | 0 | Constrained, otherwise capacity available =48 kW | --> | E18 ex SPRINGS | Springs [T421,T422] | DUNGARVAN |  | 52.0524 | -7.6648
MV/LV Substation TO***466Y |  | 10 kV | _ | LV | 400 kVA :Kiosk Substation | 0.4 | --> | 0.4 | 0 | 0 | Constrained, otherwise capacity available =379 kVA | --> | 0.38 | 0 | 0.05 | 0 | 0 | Constrained, otherwise capacity available =346 kW | --> | C12 ex COLLIGAN | Colligan [T41,T42] | DUNGARVAN |  | 52.0919 | -7.6257
MV/LV Substation GO***468 |  | 20 kV | _ | LV | 50 kVA :Pole Substation | 0.05 | --> | 0.05 | 0 | 0 | Constrained, otherwise capacity available =33 kVA | --> | 0.048 | 0 | 0.06 | 0 | 0 | Constrained, otherwise capacity available =5 kW | --> | E18 ex SPRINGS | Springs [T421,T422] | DUNGARVAN |  | 52.0549 | -7.6221
MV/LV Substation SH***468X |  | 20 kV | _ | LV | 100 kVA :Pole Substation | 0.1 | --> | 0.1 | 0 | 0 | Constrained, otherwise capacity available =97 kVA | --> | 0.095 | 0 | 0 | 0 | 0 | Constrained, otherwise capacity available =96 kW | --> | E18 ex SPRINGS | Springs [T421,T422] | DUNGARVAN |  | 52.0377 | -7.5834
MV/LV Substation DE***473Y |  | 20 kV | _ | LV | 50 kVA :Pole Substation | 0.05 | --> | 0.05 | 0 | 0 | Constrained, otherwise capacity available =39 kVA | --> | 0.048 | 0 | 0 | 0 | 0 | Constrained, otherwise capacity available =49 kW | --> | E17 ex SPRINGS | Springs [T421,T422] | DUNGARVAN |  | 52.1111 | -7.5948
MV/LV Substation RI***475 |  | 20 kV | _ | LV | 200 kVA :Pole Substation | 0.2 | --> | 0.2 | 0 | 0 | Constrained, otherwise capacity available =154 kVA | --> | 0.19 | 0 | 0.005 | 0 | 0 | Constrained, otherwise capacity available =192 kW | --> | E18 ex SPRINGS | Springs [T421,T422] | DUNGARVAN |  | 52.0494 | -7.5921
MV/LV Substation GR***478Y |  | 20 kV | _ | LV | 200 kVA :Pole Substation | 0.2 | --> | 0.2 | 0 | 0 | Constrained, otherwise capacity available =192 kVA | --> | 0.19 | 0 | 0.02 | 0 | 0 | Constrained, otherwise capacity available =176 kW | --> | E17 ex KILMACTHOMAS | Kilmacthomas [T421,T422] | DUNGARVAN |  | 52.198 | -7.4278
MV/LV Substation BA***479 |  | 20 kV | _ | LV | 200 kVA :Kiosk Substation | 0.2 | --> | 0.2 | 0 | 0 | Constrained, otherwise capacity available =150 kVA | --> | 0.19 | 0 | 0.011 | 0 | 0 | Constrained, otherwise capacity available =188 kW | --> | E18 ex SPRINGS | Springs [T421,T422] | DUNGARVAN |  | 52.048 | -7.5674
MV/LV Substation CH***085 |  | 10 kV | _ | LV | 630 kVA :Kiosk Substation | 0.63 | --> | 0.63 | 0 | 0 | Constrained, otherwise capacity available =518 kVA | --> | 0.598 | 0 | 0 | 0 | 0 | Constrained, otherwise capacity available =614 kW | --> | C20 ex COLLIGAN | Colligan [T41,T42] | DUNGARVAN |  | 52.0857 | -7.6258
MV/LV Substation CO***086 |  | 10 kV | _ | LV | 400 kVA :Kiosk Substation | 0.4 | --> | 0.4 | 0 | 0 | Constrained, otherwise capacity available =336 kVA | --> | 0.38 | 0 | 0.04 | 0 | 0 | Constrained, otherwise capacity available =359 kW | --> | C17 ex COLLIGAN | Colligan [T41,T42] | DUNGARVAN |  | 52.0947 | -7.6261
MV/LV Substation GR***087 |  | 20 kV | _ | LV | 100 kVA :Pole Substation | 0.1 | --> | 0.1 | 0 | 0 | Constrained, otherwise capacity available =66 kVA | --> | 0.095 | 0 | 0 | 0 | 0 | Constrained, otherwise capacity available =100 kW | --> | E17 ex KILMACTHOMAS | Kilmacthomas [T421,T422] | DUNGARVAN |  | 52.2016 | -7.4285
MV/LV Substation CL***091Y |  | 20 kV | _ | LV | 50 kVA :Pole Substation | 0.05 | --> | 0.05 | 0 | 0 | Constrained, otherwise capacity available =33 kVA | --> | 0.048 | 0 | 0.022 | 0 | 0 | Constrained, otherwise capacity available =34 kW | --> | E17 ex SPRINGS | Springs [T421,T422] | DUNGARVAN |  | 52.0865 | -7.5627
MV/LV Substation KI***092Y |  | 20 kV | _ | LV | 400 kVA :Kiosk Substation | 0.4 | --> | 0.4 | 0 | 0 | Constrained, otherwise capacity available =376 kVA | --> | 0.38 | 0 | 0 | 0 | 0 | Constrained, otherwise capacity available =383 kW | --> | E13 ex FOXHOLE | Foxhole [T421,T422] | DUNGARVAN |  | 51.9525 | -7.7242
MV/LV Substation SE***095 |  | 10 kV | _ | LV | 200 kVA :Kiosk Substation | 0.2 | --> | 0.2 | 0 | 0 | Constrained, otherwise capacity available =92 kVA | --> | 0.19 | 0 | 0.043 | 0 | 0 | Constrained, otherwise capacity available =172 kW | --> | C14 ex COLLIGAN | Colligan [T41,T42] | DUNGARVAN |  | 52.0946 | -7.6018
MV/LV Substation WE***095Y |  | 10 kV | _ | LV | 400 kVA :Building Structure | 0.4 | --> | 0.4 | 0 | 0 | Constrained, otherwise capacity available =361 kVA | --> | 0.38 | 0 | 0 | 0 | 0 | Constrained, otherwise capacity available =385 kW | --> | C19 ex COLLIGAN | Colligan [T41,T42] | DUNGARVAN |  | 52.0888 | -7.6227
MV/LV Substation CL***096 |  | 10 kV | _ | LV | 200 kVA :Kiosk Substation | 0.2 | --> | 0.2 | 0 | 0 | Constrained, otherwise capacity available =153 kVA | --> | 0.19 | 0 | 0.016 | 0 | 0 | Constrained, otherwise capacity available =184 kW | --> | C14 ex COLLIGAN | Colligan [T41,T42] | DUNGARVAN |  | 52.094 | -7.6052
MV/LV Substation BA***097 |  | 20 kV | _ | LV | 50 kVA :Pole Substation | 0.05 | --> | 0.05 | 0 | 0 | Constrained, otherwise capacity available =40 kVA | --> | 0.048 | 0 | 0.056 | 0 | 0 | Constrained, otherwise capacity available =8 kW | --> | E18 ex SPRINGS | Springs [T421,T422] | DUNGARVAN |  | 52.0506 | -7.5817
MV/LV Substation GA***098 |  | 20 kV | _ | LV | 100 kVA :Pole Substation | 0.1 | --> | 0.1 | 0 | 0 | Constrained, otherwise capacity available =99 kVA | --> | 0.095 | 0 | 0 | 0 | 0 | Constrained, otherwise capacity available =95 kW | --> | E18 ex SPRINGS | Springs [T421,T422] | DUNGARVAN |  | 52.0475 | -7.5687
MV/LV Substation FA***101 |  | 20 kV | _ | LV | 100 kVA :Pole Substation | 0.1 | --> | 0.1 | 0 | 0 | Constrained, otherwise capacity available =85 kVA | --> | 0.095 | 0 | 0.003 | 0 | 0 | Constrained, otherwise capacity available =95 kW | --> | E13 ex FOXHOLE | Foxhole [T421,T422] | DUNGARVAN |  | 51.9504 | -7.7282
MV/LV Substation KN***103 |  | 20 kV | _ | LV | 100 kVA :Pole Substation | 0.1 | --> | 0.1 | 0 | 0 | Constrained, otherwise capacity available =85 kVA | --> | 0.095 | 0 | 0 | 0 | 0 | Constrained, otherwise capacity available =97 kW | --> | E17 ex SPRINGS | Springs [T421,T422] | DUNGARVAN |  | 52.1101 | -7.5871
MV/LV Substation TH***104 |  | 20 kV | _ | LV | 200 kVA :Pole Substation | 0.2 | --> | 0.2 | 0 | 0 | Constrained, otherwise capacity available =167 kVA | --> | 0.19 | 0 | 0.005 | 0 | 0 | Constrained, otherwise capacity available =191 kW | --> | E18 ex SPRINGS | Springs [T421,T422] | DUNGARVAN |  | 52.0457 | -7.6582
MV/LV Substation WA***107 |  | 20 kV | _ | LV | 50 kVA :Pole Substation | 0.05 | --> | 0.05 | 0 | 0 | Constrained, otherwise capacity available =47 kVA | --> | 0.048 | 0 | 0 | 0 | 0 | Constrained, otherwise capacity available =48 kW | --> | E17 ex SPRINGS | Springs [T421,T422] | DUNGARVAN |  | 52.1069 | -7.5815
MV/LV Substation CL***107Y |  | 20 kV | _ | LV | 50 kVA :Pole Substation | 0.05 | --> | 0.05 | 0 | 0 | Constrained, otherwise capacity available =41 kVA | --> | 0.048 | 0 | 0 | 0 | 0 | Constrained, otherwise capacity available =49 kW | --> | E13 ex FOXHOLE | Foxhole [T421,T422] | DUNGARVAN |  | 51.9783 | -7.7202
MV/LV Substation GO***108 |  | 20 kV | _ | LV | 200 kVA :Kiosk Substation | 0.2 | --> | 0.2 | 0 | 0 | Constrained, otherwise capacity available =106 kVA | --> | 0.19 | 0 | 0.004 | 0 | 0 | Constrained, otherwise capacity available =200 kW | --> | E17 ex SPRINGS | Springs [T421,T422] | DUNGARVAN |  | 52.0853 | -7.5701
MV/LV Substation RA***110 |  | 20 kV | _ | LV | 50 kVA :Pole Substation | 0.05 | --> | 0.05 | 0 | 0 | Constrained, otherwise capacity available =48 kVA | --> | 0.048 | 0 | 0 | 0 | 0 | Constrained, otherwise capacity available =48 kW | --> | E13 ex FOXHOLE | Foxhole [T421,T422] | DUNGARVAN |  | 51.9729 | -7.8078
MV/LV Substation ST***114 |  | 20 kV | _ | LV | 50 kVA :Building Structure | 0.05 | --> | 0.05 | 0 | 0 | Constrained, otherwise capacity available =50 kVA | --> | 0.048 | 0 | 0 | 0 | 0 | Constrained, otherwise capacity available =48 kW | --> | E15 ex SPRINGS | Springs [T421,T422] | DUNGARVAN |  | 52.0839 | -7.6381
MV/LV Substation MA***116 |  | 10 kV | _ | LV | 50 kVA :Pole Substation | 0.05 | --> | 0.05 | 0 | 0 | Constrained, otherwise capacity available =38 kVA | --> | 0.048 | 0 | 0.019 | 0 | 0 | Constrained, otherwise capacity available =35 kW | --> | C17 ex COLLIGAN | Colligan [T41,T42] | DUNGARVAN |  | 52.0905 | -7.6559
MV/LV Substation KI***116Y |  | 20 kV | _ | LV | 50 kVA :Pole Substation | 0.05 | --> | 0.05 | 0 | 0 | Constrained, otherwise capacity available =48 kVA | --> | 0.048 | 0 | 0 | 0 | 0 | Constrained, otherwise capacity available =48 kW | --> | C17 ex COLLIGAN | Colligan [T41,T42] | DUNGARVAN |  | 52.0851 | -7.6829
MV/LV Substation CL***130 |  | 20 kV | _ | LV | 50 kVA :Pole Substation | 0.05 | --> | 0.05 | 0 | 0 | Constrained, otherwise capacity available =43 kVA | --> | 0.048 | 0 | 0.005 | 0 | 0 | Constrained, otherwise capacity available =45 kW | --> | E17 ex SPRINGS | Springs [T421,T422] | DUNGARVAN |  | 52.1134 | -7.539
MV/LV Substation GO***133Y |  | 20 kV | _ | LV | 200 kVA :Kiosk Substation | 0.2 | --> | 0.2 | 0 | 0 | Constrained, otherwise capacity available =192 kVA | --> | 0.19 | 0 | 0 | 0 | 0 | Constrained, otherwise capacity available =191 kW | --> | E13 ex FOXHOLE | Foxhole [T421,T422] | DUNGARVAN |  | 51.9513 | -7.732
MV/LV Substation CU***137 |  | 10 kV | _ | LV | 400 kVA :Kiosk Substation | 0.4 | --> | 0.4 | 0 | 0 | Constrained, otherwise capacity available =282 kVA | --> | 0.38 | 0 | 0.014 | 0 | 0 | Constrained, otherwise capacity available =385 kW | --> | C19 ex COLLIGAN | Colligan [T41,T42] | DUNGARVAN |  | 52.0878 | -7.6219
MV/LV Substation CL***141 |  | 20 kV | _ | LV | 400 kVA :Kiosk Substation | 0.4 | --> | 0.4 | 0 | 0 | Constrained, otherwise capacity available =297 kVA | --> | 0.38 | 0 | 0.015 | 0 | 0 | Constrained, otherwise capacity available =383 kW | --> | E12 ex SPRINGS | Springs [T421,T422] | DUNGARVAN |  | 52.0822 | -7.6409
MV/LV Substation CO***142Y |  | 20 kV | _ | LV | 50 kVA :Pole Substation | 0.05 | --> | 0.05 | 0 | 0 | Constrained, otherwise capacity available =34 kVA | --> | 0.048 | 0 | 0 | 0 | 0 | Constrained, otherwise capacity available =50 kW | --> | C17 ex COLLIGAN | Colligan [T41,T42] | DUNGARVAN |  | 52.0799 | -7.666
MV/LV Substation KI***144 |  | 10 kV | _ | LV | 630 kVA :Kiosk Substation | 0.63 | --> | 0.63 | 0 | 0 | Constrained, otherwise capacity available =440 kVA | --> | 0.598 | 0 | 0.01 | 0 | 0 | Constrained, otherwise capacity available =616 kW | --> | C20 ex COLLIGAN | Colligan [T41,T42] | DUNGARVAN |  | 52.0927 | -7.6348
MV/LV Substation MI***147Y |  | 20 kV | _ | LV | 400 kVA :Kiosk Substation | 0.4 | --> | 0.4 | 0 | 0 | Constrained, otherwise capacity available =400 kVA | --> | 0.38 | 0 | 0 | 0 | 0 | Constrained, otherwise capacity available =380 kW | --> | E15 ex SPRINGS | Springs [T421,T422] | DUNGARVAN |  | 52.0836 | -7.6371
MV/LV Substation BA***148Y |  | 10 kV | _ | LV | 400 kVA :Kiosk Substation | 0.4 | --> | 0.4 | 0 | 0 | Constrained, otherwise capacity available =394 kVA | --> | 0.38 | 0 | 0 | 0 | 0 | Constrained, otherwise capacity available =381 kW | --> | C12 ex COLLIGAN | Colligan [T41,T42] | DUNGARVAN |  | 52.0889 | -7.617
MV/LV Substation BL***150Y |  | 10 kV | _ | LV | 400 kVA :Building Structure | 0.4 | --> | 0.4 | 0 | 0 | Constrained, otherwise capacity available =372 kVA | --> | 0.38 | 0 | 0 | 0 | 0 | Constrained, otherwise capacity available =384 kW | --> | C20 ex COLLIGAN | Colligan [T41,T42] | DUNGARVAN |  | 52.0866 | -7.6246
MV/LV Substation P+***151 |  | 10 kV | _ | LV | 630 kVA :Kiosk Substation | 0.63 | --> | 0.63 | 0 | 0 | Constrained, otherwise capacity available =550 kVA | --> | 0.598 | 0 | 0 | 0 | 0 | Constrained, otherwise capacity available =609 kW | --> | C12 ex COLLIGAN | Colligan [T41,T42] | DUNGARVAN |  | 52.092 | -7.6226
MV/LV Substation TH***153 |  | 10 kV | _ | LV | 400 kVA :Building Structure | 0.4 | --> | 0.4 | 0 | 0 | Constrained, otherwise capacity available =182 kVA | --> | 0.38 | 0 | 0.01 | 0 | 0 | Constrained, otherwise capacity available =401 kW | --> | C12 ex COLLIGAN | Colligan [T41,T42] | DUNGARVAN |  | 52.0904 | -7.6197
MV/LV Substation LI***153Y |  | 10 kV | _ | LV | 200 kVA :Pole Substation | 0.2 | --> | 0.2 | 0 | 0 | Constrained, otherwise capacity available =171 kVA | --> | 0.19 | 0 | 0.015 | 0 | 0 | Constrained, otherwise capacity available =183 kW | --> | C19 ex LISMORE | Lismore [T41,T42] | DUNGARVAN |  | 52.1352 | -7.9403
MV/LV Substation AR***159Y |  | 20 kV | _ | LV | 200 kVA :Kiosk Substation | 0.2 | --> | 0.2 | 0 | 0 | Constrained, otherwise capacity available =188 kVA | --> | 0.19 | 0 | 0.009 | 0 | 0 | Constrained, otherwise capacity available =185 kW | --> | E13 ex FOXHOLE | Foxhole [T421,T422] | DUNGARVAN |  | 51.9467 | -7.7196
MV/LV Substation GL***164Y |  | 20 kV | _ | LV | 50 kVA :Pole Substation | 0.05 | --> | 0.05 | 0 | 0 | Constrained, otherwise capacity available =49 kVA | --> | 0.048 | 0 | 0.004 | 0 | 0 | Constrained, otherwise capacity available =45 kW | --> | C17 ex COLLIGAN | Colligan [T41,T42] | DUNGARVAN |  | 52.0713 | -7.6791
MV/LV Substation EN***166 |  | 20 kV | _ | LV | 200 kVA :Pole Substation | 0.2 | --> | 0.2 | 0 | 0 | Constrained, otherwise capacity available =184 kVA | --> | 0.19 | 0 | 0.1 | 0 | 0 | Constrained, otherwise capacity available =118 kW | --> | E17 ex SPRINGS | Springs [T421,T422] | DUNGARVAN |  | 52.1284 | -7.5381
MV/LV Substation IN***168 |  | 10 kV | _ | LV | 400 kVA :Kiosk Substation | 0.4 | --> | 0.4 | 0 | 0 | Constrained, otherwise capacity available =307 kVA | --> | 0.38 | 0 | 0.005 | 0 | 0 | Constrained, otherwise capacity available =389 kW | --> | C20 ex COLLIGAN | Colligan [T41,T42] | DUNGARVAN |  | 52.0945 | -7.6301
MV/LV Substation DE***171 |  | 20 kV | _ | LV | 50 kVA :Pole Substation | 0.05 | --> | 0.05 | 0 | 0 | Constrained, otherwise capacity available =39 kVA | --> | 0.048 | 0 | 0 | 0 | 0 | Constrained, otherwise capacity available =49 kW | --> | E17 ex SPRINGS | Springs [T421,T422] | DUNGARVAN |  | 52.1254 | -7.5891
MV/LV Substation CA***179 |  | 10 kV | _ | LV | 400 kVA :Kiosk Substation | 0.4 | --> | 0.4 | 0 | 0 | Constrained, otherwise capacity available =379 kVA | --> | 0.38 | 0 | 0.006 | 0 | 0 | Constrained, otherwise capacity available =378 kW | --> | C14 ex COLLIGAN | Colligan [T41,T42] | DUNGARVAN |  | 52.088 | -7.6119
MV/LV Substation DU***179Y |  | 10 kV | _ | LV | 200 kVA :Building Structure | 0.2 | --> | 0.2 | 0 | 0 | Constrained, otherwise capacity available =153 kVA | --> | 0.19 | 0 | 0.011 | 0 | 0 | Constrained, otherwise capacity available =188 kW | --> | C20 ex COLLIGAN | Colligan [T41,T42] | DUNGARVAN |  | 52.0868 | -7.6288
MV/LV Substation KN***180 |  | 20 kV | _ | LV | 50 kVA :Pole Substation | 0.05 | --> | 0.05 | 0 | 0 | Constrained, otherwise capacity available =48 kVA | --> | 0.048 | 0 | 0 | 0 | 0 | Constrained, otherwise capacity available =48 kW | --> | E16 ex KILMACTHOMAS | Kilmacthomas [T421,T422] | DUNGARVAN |  | 52.1649 | -7.5373
MV/LV Substation LO***181Y |  | 10 kV | _ | LV | 400 kVA :Building Structure | 0.4 | --> | 0.4 | 0 | 0 | Constrained, otherwise capacity available =354 kVA | --> | 0.38 | 0 | 0 | 0 | 0 | Constrained, otherwise capacity available =386 kW | --> | C12 ex COLLIGAN | Colligan [T41,T42] | DUNGARVAN |  | 52.0884 | -7.6169
MV/LV Substation CL***192 |  | 20 kV | _ | LV | 200 kVA :Kiosk Substation | 0.2 | --> | 0.2 | 0 | 0 | Constrained, otherwise capacity available =195 kVA | --> | 0.19 | 0 | 0 | 0 | 0 | Constrained, otherwise capacity available =191 kW | --> | E17 ex SPRINGS | Springs [T421,T422] | DUNGARVAN |  | 52.0926 | -7.548
MV/LV Substation KI***197 |  | 20 kV | _ | LV | 50 kVA :Pole Substation | 0.05 | --> | 0.05 | 0 | 0 | Constrained, otherwise capacity available =4 kVA | --> | 0.048 | 0 | 0.005 | 0 | 0 | Constrained, otherwise capacity available =50 kW | --> | E17 ex KILMACTHOMAS | Kilmacthomas [T421,T422] | DUNGARVAN |  | 52.2019 | -7.4299
MV/LV Substation AB***200 |  | 10 kV | _ | LV | 200 kVA :Kiosk Substation | 0.2 | --> | 0.2 | 0 | 0 | Constrained, otherwise capacity available =167 kVA | --> | 0.19 | 0 | 0.015 | 0 | 0 | Constrained, otherwise capacity available =183 kW | --> | C14 ex COLLIGAN | Colligan [T41,T42] | DUNGARVAN |  | 52.0939 | -7.5975
MV/LV Substation TE***201Y |  | 20 kV | _ | LV | 50 kVA :Pole Substation | 0.05 | --> | 0.05 | 0 | 0 | Constrained, otherwise capacity available =49 kVA | --> | 0.048 | 0 | 0 | 0 | 0 | Constrained, otherwise capacity available =48 kW | --> | E17 ex SPRINGS | Springs [T421,T422] | DUNGARVAN |  | 52.115 | -7.5531
MV/LV Substation ST***212 |  | 20 kV | _ | LV | 100 kVA :Pole Substation | 0.1 | --> | 0.1 | 0 | 0 | Constrained, otherwise capacity available =52 kVA | --> | 0.095 | 0 | 0.005 | 0 | 0 | Constrained, otherwise capacity available =98 kW | --> | E16 ex KILMACTHOMAS | Kilmacthomas [T421,T422] | DUNGARVAN |  | 52.1321 | -7.4611
MV/LV Substation BA***220 |  | 20 kV | _ | LV | 50 kVA :Pole Substation | 0.05 | --> | 0.05 | 0 | 0 | Constrained, otherwise capacity available =48 kVA | --> | 0.048 | 0 | 0 | 0 | 0 | Constrained, otherwise capacity available =48 kW | --> | E13 ex FOXHOLE | Foxhole [T421,T422] | DUNGARVAN |  | 51.9816 | -7.7334
MV/LV Substation MO***221 |  | 20 kV | _ | LV | 50 kVA :Pole Substation | 0.05 | --> | 0.05 | 0 | 0 | Constrained, otherwise capacity available =48 kVA | --> | 0.048 | 0 | 0 | 0 | 0 | Constrained, otherwise capacity available =48 kW | --> | E13 ex FOXHOLE | Foxhole [T421,T422] | DUNGARVAN |  | 51.9463 | -7.8053
MV/LV Substation DY***227 |  | 20 kV | _ | LV | 50 kVA :Pole Substation | 0.05 | --> | 0.05 | 0 | 0 | Constrained, otherwise capacity available =47 kVA | --> | 0.048 | 0 | 0.006 | 0 | 0 | Constrained, otherwise capacity available =44 kW | --> | E13 ex FOXHOLE | Foxhole [T421,T422] | DUNGARVAN |  | 51.9467 | -7.7234
MV/LV Substation SE***234 |  | 10 kV | _ | LV | 400 kVA :Kiosk Substation | 0.4 | --> | 0.4 | 0 | 0 | Constrained, otherwise capacity available =260 kVA | --> | 0.38 | 0 | 0.013 | 0 | 0 | Constrained, otherwise capacity available =389 kW | --> | C17 ex COLLIGAN | Colligan [T41,T42] | DUNGARVAN |  | 52.1001 | -7.627
MV/LV Substation TO***236Y |  | 10 kV | _ | LV | 400 kVA :Kiosk Substation | 0.4 | --> | 0.4 | 0 | 0 | Constrained, otherwise capacity available =315 kVA | --> | 0.38 | 0 | 0.03 | 0 | 0 | Constrained, otherwise capacity available =369 kW | --> | C11 ex COLLIGAN | Colligan [T41,T42] | DUNGARVAN |  | 52.0986 | -7.6048
MV/LV Substation BA***238 |  | 20 kV | _ | LV | 50 kVA :Pole Substation | 0.05 | --> | 0.05 | 0 | 0 | Constrained, otherwise capacity available =23 kVA | --> | 0.048 | 0 | 0 | 0 | 0 | Constrained, otherwise capacity available =51 kW | --> | E16 ex KILMACTHOMAS | Kilmacthomas [T421,T422] | DUNGARVAN |  | 52.1554 | -7.5104
MV/LV Substation CL***244 |  | 20 kV | _ | LV | 200 kVA :Pole Substation | 0.2 | --> | 0.2 | 0 | 0 | Constrained, otherwise capacity available =184 kVA | --> | 0.19 | 0 | 0 | 0 | 0 | Constrained, otherwise capacity available =192 kW | --> | E17 ex SPRINGS | Springs [T421,T422] | DUNGARVAN |  | 52.0957 | -7.547
MV/LV Substation AN***251Y |  | 20 kV | _ | LV | 400 kVA :Kiosk Substation | 0.4 | --> | 0.4 | 0 | 0 | Constrained, otherwise capacity available =329 kVA | --> | 0.38 | 0 | 0.019 | 0 | 0 | Constrained, otherwise capacity available =376 kW | --> | E17 ex SPRINGS | Springs [T421,T422] | DUNGARVAN |  | 52.1026 | -7.5742
MV/LV Substation CR***252Y |  | 10 kV | _ | LV | 400 kVA :Kiosk Substation | 0.4 | --> | 0.4 | 0 | 0 | Constrained, otherwise capacity available =256 kVA | --> | 0.38 | 0 | 0.088 | 0 | 0 | Constrained, otherwise capacity available =334 kW | --> | C11 ex COLLIGAN | Colligan [T41,T42] | DUNGARVAN |  | 52.1041 | -7.6213
MV/LV Substation KI***256Y |  | 20 kV | _ | LV | 200 kVA :Kiosk Substation | 0.2 | --> | 0.2 | 0 | 0 | Constrained, otherwise capacity available =158 kVA | --> | 0.19 | 0 | 0.024 | 0 | 0 | Constrained, otherwise capacity available =178 kW | --> | E17 ex SPRINGS | Springs [T421,T422] | DUNGARVAN |  | 52.1032 | -7.5787
MV/LV Substation CR***262Y |  | 20 kV | _ | LV | 200 kVA :Kiosk Substation | 0.2 | --> | 0.2 | 0 | 0 | Constrained, otherwise capacity available =164 kVA | --> | 0.19 | 0 | 0.008 | 0 | 0 | Constrained, otherwise capacity available =189 kW | --> | E17 ex KILMACTHOMAS | Kilmacthomas [T421,T422] | DUNGARVAN |  | 52.2007 | -7.4255
MV/LV Substation GO***266Y |  | 20 kV | _ | LV | 50 kVA :Pole Substation | 0.05 | --> | 0.05 | 0 | 0 | Constrained, otherwise capacity available =48 kVA | --> | 0.048 | 0 | 0 | 0 | 0 | Constrained, otherwise capacity available =48 kW | --> | E18 ex SPRINGS | Springs [T421,T422] | DUNGARVAN |  | 52.0485 | -7.6186
MV/LV Substation AM***267 |  | 20 kV | _ | LV | 200 kVA :Pole Substation | 0.2 | --> | 0.2 | 0 | 0 | Constrained, otherwise capacity available =199 kVA | --> | 0.19 | 0 | 0 | 0 | 0 | Constrained, otherwise capacity available =190 kW | --> | E17 ex SPRINGS | Springs [T421,T422] | DUNGARVAN |  | 52.1107 | -7.5932
MV/LV Substation TH***275Y |  | 20 kV | _ | LV | 200 kVA :Kiosk Substation | 0.2 | --> | 0.2 | 0 | 0 | Constrained, otherwise capacity available =165 kVA | --> | 0.19 | 0 | 0.038 | 0 | 0 | Constrained, otherwise capacity available =167 kW | --> | E16 ex KILMACTHOMAS | Kilmacthomas [T421,T422] | DUNGARVAN |  | 52.1342 | -7.4589
MV/LV Substation RO***276 |  | 20 kV | _ | LV | 100 kVA :Pole Substation | 0.1 | --> | 0.1 | 0 | 0 | Constrained, otherwise capacity available =87 kVA | --> | 0.095 | 0 | 0 | 0 | 0 | Constrained, otherwise capacity available =97 kW | --> | E13 ex FOXHOLE | Foxhole [T421,T422] | DUNGARVAN |  | 51.9501 | -7.7273
MV/LV Substation BI***277Y |  | 20 kV | _ | LV | 200 kVA :Pole Substation | 0.2 | --> | 0.2 | 0 | 0 | Constrained, otherwise capacity available =200 kVA | --> | 0.19 | 0 | 0 | 0 | 0 | Constrained, otherwise capacity available =190 kW | --> | E18 ex SPRINGS | Springs [T421,T422] | DUNGARVAN |  | 52.0783 | -7.6449
MV/LV Substation ME***280 |  | 10 kV | _ | LV | 100 kVA :Pole Substation | 0.1 | --> | 0.1 | 0 | 0 | Constrained, otherwise capacity available =77 kVA | --> | 0.095 | 0 | 0.043 | 0 | 0 | Constrained, otherwise capacity available =66 kW | --> | C14 ex COLLIGAN | Colligan [T41,T42] | DUNGARVAN |  | 52.0906 | -7.6047
MV/LV Substation FA***282Y |  | 20 kV | _ | LV | 200 kVA :Kiosk Substation | 0.2 | --> | 0.2 | 0 | 0 | Constrained, otherwise capacity available =200 kVA | --> | 0.19 | 0 | 0 | 0 | 0 | Constrained, otherwise capacity available =190 kW | --> | E12 ex KILMACTHOMAS | Kilmacthomas [T421,T422] | DUNGARVAN |  | 52.2073 | -7.4229
MV/LV Substation 0 ***283Y |  | 10 kV | _ | LV | 400 kVA :Kiosk Substation | 0.4 | --> | 0.4 | 0 | 0 | Constrained, otherwise capacity available =296 kVA | --> | 0.38 | 0 | 0 | 0 | 0 | Constrained, otherwise capacity available =394 kW | --> | C19 ex COLLIGAN | Colligan [T41,T42] | DUNGARVAN |  | 52.09 | -7.6247
MV/LV Substation KI***287 |  | 20 kV | _ | LV | 50 kVA :Pole Substation | 0.05 | --> | 0.05 | 0 | 0 | Constrained, otherwise capacity available =47 kVA | --> | 0.048 | 0 | 0 | 0 | 0 | Constrained, otherwise capacity available =48 kW | --> | E12 ex KILMACTHOMAS | Kilmacthomas [T421,T422] | DUNGARVAN |  | 52.2035 | -7.4204
MV/LV Substation SH***287Y |  | 10 kV | _ | LV | 1000 kVA :Building Structure | 1 | --> | 1 | 0 | 0 | Constrained, otherwise capacity available =916 kVA | --> | 0.95 | 0 | 0 | 0 | 0 | Constrained, otherwise capacity available =962 kW | --> | C18 ex COLLIGAN | Colligan [T41,T42] | DUNGARVAN |  | 52.0909 | -7.6244
MV/LV Substation KI***289 |  | 20 kV | _ | LV | 200 kVA :Pole Substation | 0.2 | --> | 0.2 | 0 | 0 | Constrained, otherwise capacity available =178 kVA | --> | 0.19 | 0 | 0 | 0 | 0 | Constrained, otherwise capacity available =193 kW | --> | E17 ex KILMACTHOMAS | Kilmacthomas [T421,T422] | DUNGARVAN |  | 52.205 | -7.4289
MV/LV Substation KI***290 |  | 20 kV | _ | LV | 100 kVA :Pole Substation | 0.1 | --> | 0.1 | 0 | 0 | Constrained, otherwise capacity available =68 kVA | --> | 0.095 | 0 | 0 | 0 | 0 | Constrained, otherwise capacity available =99 kW | --> | E12 ex KILMACTHOMAS | Kilmacthomas [T421,T422] | DUNGARVAN |  | 52.208 | -7.423
MV/LV Substation GR***294Y |  | 20 kV | _ | LV | 50 kVA :Pole Substation | 0.05 | --> | 0.05 | 0 | 0 | Constrained, otherwise capacity available =38 kVA | --> | 0.048 | 0 | 0.005 | 0 | 0 | Constrained, otherwise capacity available =45 kW | --> | E13 ex FOXHOLE | Foxhole [T421,T422] | DUNGARVAN |  | 51.9826 | -7.7448
MV/LV Substation CL***296Y |  | 10 kV | _ | LV | 400 kVA :Kiosk Substation | 0.4 | --> | 0.4 | 0 | 0 | Constrained, otherwise capacity available =321 kVA | --> | 0.38 | 0 | 0.007 | 0 | 0 | Constrained, otherwise capacity available =385 kW | --> | C11 ex COLLIGAN | Colligan [T41,T42] | DUNGARVAN |  | 52.1018 | -7.6017
MV/LV Substation BO***297 |  | 20 kV | _ | LV | 100 kVA :Pole Substation | 0.1 | --> | 0.1 | 0 | 0 | Constrained, otherwise capacity available =94 kVA | --> | 0.095 | 0 | 0.011 | 0 | 0 | Constrained, otherwise capacity available =88 kW | --> | E13 ex FOXHOLE | Foxhole [T421,T422] | DUNGARVAN |  | 52.0063 | -7.7129
MV/LV Substation L+***299 |  | 10 kV | _ | LV | 400 kVA :Building Structure | 0.4 | --> | 0.4 | 0 | 0 | Constrained, otherwise capacity available =264 kVA | --> | 0.38 | 0 | 0.01 | 0 | 0 | Constrained, otherwise capacity available =388 kW | --> | C12 ex COLLIGAN | Colligan [T41,T42] | DUNGARVAN |  | 52.0899 | -7.619
MV/LV Substation SH***303 |  | 20 kV | _ | LV | 100 kVA :Pole Substation | 0.1 | --> | 0.1 | 0 | 0 | Constrained, otherwise capacity available =92 kVA | --> | 0.095 | 0 | 0.006 | 0 | 0 | Constrained, otherwise capacity available =92 kW | --> | E18 ex SPRINGS | Springs [T421,T422] | DUNGARVAN |  | 52.0479 | -7.59
MV/LV Substation BA***305 |  | 20 kV | _ | LV | 50 kVA :Pole Substation | 0.05 | --> | 0.05 | 0 | 0 | Constrained, otherwise capacity available =17 kVA | --> | 0.048 | 0 | 0.011 | 0 | 0 | Constrained, otherwise capacity available =44 kW | --> | E18 ex SPRINGS | Springs [T421,T422] | DUNGARVAN |  | 52.0462 | -7.5694
MV/LV Substation LI***306 |  | 20 kV | _ | LV | 50 kVA :Pole Substation | 0.05 | --> | 0.05 | 0 | 0 | Constrained, otherwise capacity available =43 kVA | --> | 0.048 | 0 | 0 | 0 | 0 | Constrained, otherwise capacity available =48 kW | --> | E13 ex FOXHOLE | Foxhole [T421,T422] | DUNGARVAN |  | 51.9833 | -7.7102
MV/LV Substation BA***307 |  | 20 kV | _ | LV | 200 kVA :Pole Substation | 0.2 | --> | 0.2 | 0 | 0 | Constrained, otherwise capacity available =164 kVA | --> | 0.19 | 0 | 0.015 | 0 | 0 | Constrained, otherwise capacity available =184 kW | --> | E18 ex SPRINGS | Springs [T421,T422] | DUNGARVAN |  | 52.0494 | -7.5659
MV/LV Substation CR***307Y |  | 10 kV | _ | LV | 400 kVA :Kiosk Substation | 0.4 | --> | 0.4 | 0 | 0 | Constrained, otherwise capacity available =324 kVA | --> | 0.38 | 0 | 0.044 | 0 | 0 | Constrained, otherwise capacity available =358 kW | --> | C11 ex COLLIGAN | Colligan [T41,T42] | DUNGARVAN |  | 52.103 | -7.6186
MV/LV Substation BA***309 |  | 20 kV | _ | LV | 50 kVA :Pole Substation | 0.05 | --> | 0.05 | 0 | 0 | Constrained, otherwise capacity available =33 kVA | --> | 0.048 | 0 | 0.011 | 0 | 0 | Constrained, otherwise capacity available =42 kW | --> | E18 ex SPRINGS | Springs [T421,T422] | DUNGARVAN |  | 52.0482 | -7.5636
MV/LV Substation BA***311Y |  | 10 kV | _ | LV | 400 kVA :Kiosk Substation | 0.4 | --> | 0.4 | 0 | 0 | Constrained, otherwise capacity available =236 kVA | --> | 0.38 | 0 | 0.025 | 0 | 0 | Constrained, otherwise capacity available =383 kW | --> | C22 ex LISMORE | Lismore [T41,T42] | DUNGARVAN |  | 52.1392 | -7.9272
MV/LV Substation TH***315Y |  | 20 kV | _ | LV | 100 kVA :Pole Substation | 0.1 | --> | 0.1 | 0 | 0 | Constrained, otherwise capacity available =92 kVA | --> | 0.095 | 0 | 0.004 | 0 | 0 | Constrained, otherwise capacity available =93 kW | --> | E17 ex SPRINGS | Springs [T421,T422] | DUNGARVAN |  | 52.0951 | -7.6388
MV/LV Substation LE***320Y |  | 10 kV | _ | LV | 200 kVA :Kiosk Substation | 0.2 | --> | 0.2 | 0 | 0 | Constrained, otherwise capacity available =192 kVA | --> | 0.19 | 0 | 0.005 | 0 | 0 | Constrained, otherwise capacity available =187 kW | --> | C20 ex COLLIGAN | Colligan [T41,T42] | DUNGARVAN |  | 52.0861 | -7.6441
MV/LV Substation CO***321Y |  | 20 kV | _ | LV | 50 kVA :Pole Substation | 0.05 | --> | 0.05 | 0 | 0 | Constrained, otherwise capacity available =40 kVA | --> | 0.048 | 0 | 0.005 | 0 | 0 | Constrained, otherwise capacity available =45 kW | --> | E18 ex SPRINGS | Springs [T421,T422] | DUNGARVAN |  | 52.0481 | -7.5967
MV/LV Substation LI***327 |  | 20 kV | _ | LV | 50 kVA :Pole Substation | 0.05 | --> | 0.05 | 0 | 0 | Constrained, otherwise capacity available =42 kVA | --> | 0.048 | 0 | 0 | 0 | 0 | Constrained, otherwise capacity available =48 kW | --> | E13 ex FOXHOLE | Foxhole [T421,T422] | DUNGARVAN |  | 51.9844 | -7.7032
MV/LV Substation BA***337 |  | 20 kV | _ | LV | 50 kVA :Pole Substation | 0.05 | --> | 0.05 | 0 | 0 | Constrained, otherwise capacity available =43 kVA | --> | 0.048 | 0 | 0.011 | 0 | 0 | Constrained, otherwise capacity available =40 kW | --> | E13 ex FOXHOLE | Foxhole [T421,T422] | DUNGARVAN |  | 51.9508 | -7.7468
MV/LV Substation PA***339Y |  | 20 kV | _ | LV | 400 kVA :Kiosk Substation | 0.4 | --> | 0.4 | 0 | 0 | Constrained, otherwise capacity available =381 kVA | --> | 0.38 | 0 | 0.009 | 0 | 0 | Constrained, otherwise capacity available =376 kW | --> | E17 ex SPRINGS | Springs [T421,T422] | DUNGARVAN |  | 52.104 | -7.5764
MV/LV Substation MU***340Y |  | 10 kV | _ | LV | 630 kVA :Building Structure | 0.63 | --> | 0.63 | 0 | 0 | Constrained, otherwise capacity available =546 kVA | --> | 0.598 | 0 | 0 | 0 | 0 | Constrained, otherwise capacity available =610 kW | --> | C18 ex COLLIGAN | Colligan [T41,T42] | DUNGARVAN |  | 52.09 | -7.624
MV/LV Substation AR***342 |  | 20 kV | _ | LV | 200 kVA :Kiosk Substation | 0.2 | --> | 0.2 | 0 | 0 | Constrained, otherwise capacity available =183 kVA | --> | 0.19 | 0 | 0 | 0 | 0 | Constrained, otherwise capacity available =192 kW | --> | E13 ex FOXHOLE | Foxhole [T421,T422] | DUNGARVAN |  | 51.9462 | -7.7123
MV/LV Substation GO***344Y |  | 10 kV | _ | LV | 400 kVA :Building Structure | 0.4 | --> | 0.4 | 0 | 0 | Constrained, otherwise capacity available =295 kVA | --> | 0.38 | 0 | 0.005 | 0 | 0 | Constrained, otherwise capacity available =390 kW | --> | C11 ex COLLIGAN | Colligan [T41,T42] | DUNGARVAN |  | 52.1005 | -7.6046
MV/LV Substation FE***345Y |  | 20 kV | _ | LV | 50 kVA :Pole Substation | 0.05 | --> | 0.05 | 0 | 0 | Constrained, otherwise capacity available =46 kVA | --> | 0.048 | 0 | 0 | 0 | 0 | Constrained, otherwise capacity available =48 kW | --> | E16 ex KILMACTHOMAS | Kilmacthomas [T421,T422] | DUNGARVAN |  | 52.1195 | -7.5035
MV/LV Substation WE***347Y |  | 10 kV | _ | LV | 400 kVA :Kiosk Substation | 0.4 | --> | 0.4 | 0 | 0 | Constrained, otherwise capacity available =272 kVA | --> | 0.38 | 0 | 0 | 0 | 0 | Constrained, otherwise capacity available =397 kW | --> | C20 ex COLLIGAN | Colligan [T41,T42] | DUNGARVAN |  | 52.0955 | -7.6319
MV/LV Substation IN***353 |  | 20 kV | _ | LV | 50 kVA :Pole Substation | 0.05 | --> | 0.05 | 0 | 0 | Constrained, otherwise capacity available =48 kVA | --> | 0.048 | 0 | 0 | 0 | 0 | Constrained, otherwise capacity available =48 kW | --> | E17 ex SPRINGS | Springs [T421,T422] | DUNGARVAN |  | 52.1203 | -7.6698
MV/LV Substation EQ***361Y |  | 20 kV | _ | LV | 100 kVA :Pole Substation | 0.1 | --> | 0.1 | 0 | 0 | Constrained, otherwise capacity available =100 kVA | --> | 0.095 | 0 | 0 | 0 | 0 | Constrained, otherwise capacity available =95 kW | --> | E17 ex SPRINGS | Springs [T421,T422] | DUNGARVAN |  | 52.12 | -7.648
MV/LV Substation CO***363 |  | 20 kV | _ | LV | 50 kVA :Pole Substation | 0.05 | --> | 0.05 | 0 | 0 | Constrained, otherwise capacity available =42 kVA | --> | 0.048 | 0 | 0 | 0 | 0 | Constrained, otherwise capacity available =48 kW | --> | E16 ex KILMACTHOMAS | Kilmacthomas [T421,T422] | DUNGARVAN |  | 52.1915 | -7.4144
MV/LV Substation GO***363Y |  | 20 kV | _ | LV | 200 kVA :Building Structure | 0.2 | --> | 0.2 | 0 | 0 | Constrained, otherwise capacity available =188 kVA | --> | 0.19 | 0 | 0.003 | 0 | 0 | Constrained, otherwise capacity available =189 kW | --> | E17 ex SPRINGS | Springs [T421,T422] | DUNGARVAN |  | 52.0851 | -7.5683
MV/LV Substation BO***369Y |  | 10 kV | _ | LV | 200 kVA :Kiosk Substation | 0.2 | --> | 0.2 | 0 | 0 | Constrained, otherwise capacity available =191 kVA | --> | 0.19 | 0 | 0.005 | 0 | 0 | Constrained, otherwise capacity available =188 kW | --> | C20 ex COLLIGAN | Colligan [T41,T42] | DUNGARVAN |  | 52.0853 | -7.627
MV/LV Substation HI***370Y |  | 10 kV | _ | LV | 1000 kVA :Building Structure | 1 | --> | 1 | 0 | 0 | Constrained, otherwise capacity available =879 kVA | --> | 0.95 | 0 | 0 | 0 | 0 | Constrained, otherwise capacity available =966 kW | --> | C21 ex COLLIGAN | Colligan [T41,T42] | DUNGARVAN |  | 52.0901 | -7.622
MV/LV Substation TO***372Y |  | 10 kV | _ | LV | 400 kVA :Kiosk Substation | 0.4 | --> | 0.4 | 0 | 0 | Constrained, otherwise capacity available =331 kVA | --> | 0.38 | 0 | 0.014 | 0 | 0 | Constrained, otherwise capacity available =379 kW | --> | C20 ex COLLIGAN | Colligan [T41,T42] | DUNGARVAN |  | 52.0874 | -7.6312
MV/LV Substation CF***378Y |  | 20 kV | _ | LV | 100 kVA :Pole Substation | 0.1 | --> | 0.1 | 0 | 0 | Constrained, otherwise capacity available =91 kVA | --> | 0.095 | 0 | 0 | 0 | 0 | Constrained, otherwise capacity available =96 kW | --> | E13 ex FOXHOLE | Foxhole [T421,T422] | DUNGARVAN |  | 51.9503 | -7.731
MV/LV Substation CA***384 |  | 20 kV | _ | LV | 50 kVA :Pole Substation | 0.05 | --> | 0.05 | 0 | 0 | Constrained, otherwise capacity available =43 kVA | --> | 0.048 | 0 | 0.01 | 0 | 0 | Constrained, otherwise capacity available =41 kW | --> | E16 ex KILMACTHOMAS | Kilmacthomas [T421,T422] | DUNGARVAN |  | 52.142 | -7.4459
MV/LV Substation BA***385Y |  | 20 kV | _ | LV | 200 kVA :Pole Substation | 0.2 | --> | 0.2 | 0 | 0 | Constrained, otherwise capacity available =192 kVA | --> | 0.19 | 0 | 0 | 0 | 0 | Constrained, otherwise capacity available =191 kW | --> | E17 ex SPRINGS | Springs [T421,T422] | DUNGARVAN |  | 52.0857 | -7.5521
MV/LV Substation CL***386Y |  | 20 kV | _ | LV | 100 kVA :Pole Substation | 0.1 | --> | 0.1 | 0 | 0 | Constrained, otherwise capacity available =98 kVA | --> | 0.095 | 0 | 0 | 0 | 0 | Constrained, otherwise capacity available =95 kW | --> | E17 ex SPRINGS | Springs [T421,T422] | DUNGARVAN |  | 52.0964 | -7.5446
MV/LV Substation FR***387Y |  | 10 kV | _ | LV | 400 kVA :Building Structure | 0.4 | --> | 0.4 | 0 | 0 | Constrained, otherwise capacity available =213 kVA | --> | 0.38 | 0 | 0 | 0 | 0 | Constrained, otherwise capacity available =405 kW | --> | C20 ex COLLIGAN | Colligan [T41,T42] | DUNGARVAN |  | 52.0848 | -7.6347
MV/LV Substation SH***388Y |  | 10 kV | _ | LV | 400 kVA :Building Structure | 0.4 | --> | 0.4 | 0 | 0 | Constrained, otherwise capacity available =338 kVA | --> | 0.38 | 0 | 0 | 0 | 0 | Constrained, otherwise capacity available =388 kW | --> | C12 ex COLLIGAN | Colligan [T41,T42] | DUNGARVAN |  | 52.0919 | -7.6231
MV/LV Substation CI***398Y |  | 10 kV | _ | LV | 630 kVA :Building Structure | 0.63 | --> | 0.63 | 0 | 0 | Constrained, otherwise capacity available =560 kVA | --> | 0.598 | 0 | 0 | 0 | 0 | Constrained, otherwise capacity available =608 kW | --> | C21 ex COLLIGAN | Colligan [T41,T42] | DUNGARVAN |  | 52.0915 | -7.623
MV/LV Substation EU***4020 |  | 10 kV | _ | LV | 200 kVA :Kiosk Substation | 0.2 | --> | 0.2 | 0 | 0 | Constrained, otherwise capacity available =152 kVA | --> | 0.19 | 0 | 0 | 0 | 0 | Constrained, otherwise capacity available =196 kW | --> | C11 ex COLLIGAN | Colligan [T41,T42] | DUNGARVAN |  | 52.0932 | -7.6176
MV/LV Substation CA***4039 |  | 20 kV | _ | LV | 100 kVA :Pole Substation | 0.1 | --> | 0.1 | 0 | 0 | Constrained, otherwise capacity available =100 kVA | --> | 0.095 | 0 | 0 | 0 | 0 | Constrained, otherwise capacity available =95 kW | --> | E17 ex SPRINGS | Springs [T421,T422] | DUNGARVAN |  | 52.0977 | -7.5491
MV/LV Substation AN***406Y |  | 10 kV | _ | LV | 100 kVA :Pole Substation | 0.1 | --> | 0.1 | 0 | 0 | Constrained, otherwise capacity available =89 kVA | --> | 0.095 | 0 | 0.01 | 0 | 0 | Constrained, otherwise capacity available =89 kW | --> | C11 ex COLLIGAN | Colligan [T41,T42] | DUNGARVAN |  | 52.1044 | -7.6004
MV/LV Substation ST***4101 |  | 20 kV | _ | LV | 100 kVA :Pole Substation | 0.1 | --> | 0.1 | 0 | 0 | Constrained, otherwise capacity available =88 kVA | --> | 0.095 | 0 | 0 | 0 | 0 | Constrained, otherwise capacity available =97 kW | --> | E16 ex KILMACTHOMAS | Kilmacthomas [T421,T422] | DUNGARVAN |  | 52.1277 | -7.4546
MV/LV Substation MO***4105 |  | 20 kV | _ | LV | 200 kVA :Pole Substation | 0.2 | --> | 0.2 | 0 | 0 | Constrained, otherwise capacity available =172 kVA | --> | 0.19 | 0 | 0 | 0 | 0 | Constrained, otherwise capacity available =194 kW | --> | E13 ex FOXHOLE | Foxhole [T421,T422] | DUNGARVAN |  | 51.9606 | -7.7351
MV/LV Substation KI***4108 |  | 20 kV | _ | LV | 100 kVA :Pole Substation | 0.1 | --> | 0.1 | 0 | 0 | Constrained, otherwise capacity available =86 kVA | --> | 0.095 | 0 | 0 | 0 | 0 | Constrained, otherwise capacity available =97 kW | --> | E12 ex KILMACTHOMAS | Kilmacthomas [T421,T422] | DUNGARVAN |  | 52.203 | -7.4218
MV/LV Substation PA***410Y |  | 20 kV | _ | LV | 400 kVA :Kiosk Substation | 0.4 | --> | 0.4 | 0 | 0 | Constrained, otherwise capacity available =314 kVA | --> | 0.38 | 0 | 0.034 | 0 | 0 | Constrained, otherwise capacity available =366 kW | --> | E17 ex SPRINGS | Springs [T421,T422] | DUNGARVAN |  | 52.1048 | -7.5778
MV/LV Substation CL***480Y |  | 20 kV | _ | LV | 400 kVA :Building Structure | 0.4 | --> | 0.4 | 0 | 0 | Constrained, otherwise capacity available =226 kVA | --> | 0.38 | 0 | 0 | 0 | 0 | Constrained, otherwise capacity available =403 kW | --> | E13 ex FOXHOLE | Foxhole [T421,T422] | DUNGARVAN |  | 51.9486 | -7.7154
MV/LV Substation CR***481 |  | 20 kV | _ | LV | 100 kVA :Pole Substation | 0.1 | --> | 0.1 | 0 | 0 | Constrained, otherwise capacity available =82 kVA | --> | 0.095 | 0 | 0.005 | 0 | 0 | Constrained, otherwise capacity available =94 kW | --> | E18 ex SPRINGS | Springs [T421,T422] | DUNGARVAN |  | 52.0531 | -7.5508
MV/LV Substation HE***482 |  | 20 kV | _ | LV | 100 kVA :Pole Substation | 0.1 | --> | 0.1 | 0 | 0 | Constrained, otherwise capacity available =72 kVA | --> | 0.095 | 0 | 0.005 | 0 | 0 | Constrained, otherwise capacity available =95 kW | --> | E18 ex SPRINGS | Springs [T421,T422] | DUNGARVAN |  | 52.0534 | -7.5452
MV/LV Substation RA***497X |  | 20 kV | _ | LV | 50 kVA :Pole Substation | 0.05 | --> | 0.05 | 0 | 0 | Constrained, otherwise capacity available =49 kVA | --> | 0.048 | 0 | 0 | 0 | 0 | Constrained, otherwise capacity available =48 kW | --> | E13 ex FOXHOLE | Foxhole [T421,T422] | DUNGARVAN |  | 51.9641 | -7.792
MV/LV Substation CO***497Y |  | 10 kV | _ | LV | 1000 kVA :Building Structure | 1 | --> | 1 | 0 | 0 | Constrained, otherwise capacity available =954 kVA | --> | 0.95 | 0 | 0.005 | 0 | 0 | Constrained, otherwise capacity available =953 kW | --> | C11 ex COLLIGAN | Colligan [T41,T42] | DUNGARVAN |  | 52.0977 | -7.6085
MV/LV Substation BR***502Y |  | 10 kV | _ | LV | 400 kVA :Building Structure | 0.4 | --> | 0.4 | 0 | 0 | Constrained, otherwise capacity available =340 kVA | --> | 0.38 | 0 | 0 | 0 | 0 | Constrained, otherwise capacity available =388 kW | --> | C21 ex COLLIGAN | Colligan [T41,T42] | DUNGARVAN |  | 52.0905 | -7.6213
MV/LV Substation BA***510X |  | 20 kV | _ | LV | 50 kVA :Pole Substation | 0.05 | --> | 0.05 | 0 | 0 | Constrained, otherwise capacity available =33 kVA | --> | 0.048 | 0 | 0 | 0 | 0 | Constrained, otherwise capacity available =50 kW | --> | E18 ex SPRINGS | Springs [T421,T422] | DUNGARVAN |  | 52.0153 | -7.5971
MV/LV Substation DU***511X |  | 20 kV | _ | LV | 100 kVA :Pole Substation | 0.1 | --> | 0.1 | 0 | 0 | Constrained, otherwise capacity available =88 kVA | --> | 0.095 | 0 | 0 | 0 | 0 | Constrained, otherwise capacity available =97 kW | --> | E13 ex FOXHOLE | Foxhole [T421,T422] | DUNGARVAN |  | 51.9552 | -7.7226
MV/LV Substation LE***514Y |  | 20 kV | _ | LV | 50 kVA :Pole Substation | 0.05 | --> | 0.05 | 0 | 0 | Constrained, otherwise capacity available =50 kVA | --> | 0.048 | 0 | 0 | 0 | 0 | Constrained, otherwise capacity available =48 kW | --> | E16 ex KILMACTHOMAS | Kilmacthomas [T421,T422] | DUNGARVAN |  | 52.1677 | -7.5234
MV/LV Substation CR***520 |  | 20 kV | _ | LV | 50 kVA :Pole Substation | 0.05 | --> | 0.05 | 0 | 0 | Constrained, otherwise capacity available =44 kVA | --> | 0.048 | 0 | 0 | 0 | 0 | Constrained, otherwise capacity available =48 kW | --> | E18 ex SPRINGS | Springs [T421,T422] | DUNGARVAN |  | 51.9832 | -7.6616
MV/LV Substation FO***521Y |  | 10 kV | _ | LV | 200 kVA :Building Structure | 0.2 | --> | 0.2 | 0 | 0 | Constrained, otherwise capacity available =151 kVA | --> | 0.19 | 0 | 0.01 | 0 | 0 | Constrained, otherwise capacity available =189 kW | --> | C20 ex COLLIGAN | Colligan [T41,T42] | DUNGARVAN |  | 52.0885 | -7.6281
MV/LV Substation BA***525X |  | 10 kV | _ | LV | 400 kVA :Kiosk Substation | 0.4 | --> | 0.4 | 0 | 0 | Constrained, otherwise capacity available =400 kVA | --> | 0.38 | 0 | 0 | 0 | 0 | Constrained, otherwise capacity available =380 kW | --> | C17 ex COLLIGAN | Colligan [T41,T42] | DUNGARVAN |  | 52.1029 | -7.6536
MV/LV Substation MO***533Y |  | 10 kV | _ | LV | 400 kVA :Kiosk Substation | 0.4 | --> | 0.4 | 0 | 0 | Constrained, otherwise capacity available =324 kVA | --> | 0.38 | 0 | 0.01 | 0 | 0 | Constrained, otherwise capacity available =383 kW | --> | C11 ex COLLIGAN | Colligan [T41,T42] | DUNGARVAN |  | 52.0952 | -7.6038
MV/LV Substation WO***541X |  | 20 kV | _ | LV | 50 kVA :Pole Substation | 0.05 | --> | 0.05 | 0 | 0 | Constrained, otherwise capacity available =41 kVA | --> | 0.048 | 0 | 0 | 0 | 0 | Constrained, otherwise capacity available =49 kW | --> | E16 ex KILMACTHOMAS | Kilmacthomas [T421,T422] | DUNGARVAN |  | 52.1255 | -7.4801
MV/LV Substation WO***542X |  | 20 kV | _ | LV | 50 kVA :Pole Substation | 0.05 | --> | 0.05 | 0 | 0 | Constrained, otherwise capacity available =38 kVA | --> | 0.048 | 0 | 0 | 0 | 0 | Constrained, otherwise capacity available =49 kW | --> | E16 ex KILMACTHOMAS | Kilmacthomas [T421,T422] | DUNGARVAN |  | 52.126 | -7.474
MV/LV Substation CU***543 |  | 20 kV | _ | LV | 30 kVA :Pole Substation | 0.03 | --> | 0.03 | 0 | 0 | Constrained, otherwise capacity available =17 kVA | --> | 0.028 | 0 | 0 | 0 | 0 | Constrained, otherwise capacity available =30 kW | --> | E13 ex FOXHOLE | Foxhole [T421,T422] | DUNGARVAN |  | 51.9867 | -7.7472
MV/LV Substation AP***546Y |  | 10 kV | _ | LV | 200 kVA :Kiosk Substation | 0.2 | --> | 0.2 | 0 | 0 | Constrained, otherwise capacity available =183 kVA | --> | 0.19 | 0 | 0.015 | 0 | 0 | Constrained, otherwise capacity available =181 kW | --> | C17 ex COLLIGAN | Colligan [T41,T42] | DUNGARVAN |  | 52.0973 | -7.6303
MV/LV Substation KN***547 |  | 20 kV | _ | LV | 100 kVA :Pole Substation | 0.1 | --> | 0.1 | 0 | 0 | Constrained, otherwise capacity available =89 kVA | --> | 0.095 | 0 | 0.015 | 0 | 0 | Constrained, otherwise capacity available =85 kW | --> | E13 ex FOXHOLE | Foxhole [T421,T422] | DUNGARVAN |  | 51.9969 | -7.7407
MV/LV Substation BA***550 |  | 20 kV | _ | LV | 100 kVA :Pole Substation | 0.1 | --> | 0.1 | 0 | 0 | Constrained, otherwise capacity available =75 kVA | --> | 0.095 | 0 | 0.044 | 0 | 0 | Constrained, otherwise capacity available =66 kW | --> | E13 ex FOXHOLE | Foxhole [T421,T422] | DUNGARVAN |  | 51.9969 | -7.7499
MV/LV Substation GR***551 |  | 20 kV | _ | LV | 50 kVA :Pole Substation | 0.05 | --> | 0.05 | 0 | 0 | Constrained, otherwise capacity available =40 kVA | --> | 0.048 | 0 | 0.03 | 0 | 0 | Constrained, otherwise capacity available =27 kW | --> | E13 ex FOXHOLE | Foxhole [T421,T422] | DUNGARVAN |  | 52.0012 | -7.7599
MV/LV Substation KI***559X |  | 20 kV | _ | LV | 50 kVA :Pole Substation | 0.05 | --> | 0.05 | 0 | 0 | Constrained, otherwise capacity available =41 kVA | --> | 0.048 | 0 | 0 | 0 | 0 | Constrained, otherwise capacity available =49 kW | --> | E17 ex KILMACTHOMAS | Kilmacthomas [T421,T422] | DUNGARVAN |  | 52.2284 | -7.4438
MV/LV Substation AU***560 |  | 20 kV | _ | LV | 50 kVA :Pole Substation | 0.05 | --> | 0.05 | 0 | 0 | Constrained, otherwise capacity available =44 kVA | --> | 0.048 | 0 | 0 | 0 | 0 | Constrained, otherwise capacity available =48 kW | --> | E13 ex FOXHOLE | Foxhole [T421,T422] | DUNGARVAN |  | 51.967 | -7.7127
MV/LV Substation CU***562 |  | 20 kV | _ | LV | 50 kVA :Pole Substation | 0.05 | --> | 0.05 | 0 | 0 | Constrained, otherwise capacity available =45 kVA | --> | 0.048 | 0 | 0 | 0 | 0 | Constrained, otherwise capacity available =48 kW | --> | E13 ex FOXHOLE | Foxhole [T421,T422] | DUNGARVAN |  | 51.9654 | -7.7223
MV/LV Substation DU***565 |  | 20 kV | _ | LV | 50 kVA :Pole Substation | 0.05 | --> | 0.05 | 0 | 0 | Constrained, otherwise capacity available =47 kVA | --> | 0.048 | 0 | 0.01 | 0 | 0 | Constrained, otherwise capacity available =41 kW | --> | E13 ex FOXHOLE | Foxhole [T421,T422] | DUNGARVAN |  | 51.9591 | -7.7303
MV/LV Substation YO***571 |  | 20 kV | _ | LV | 50 kVA :Pole Substation | 0.05 | --> | 0.05 | 0 | 0 | Constrained, otherwise capacity available =30 kVA | --> | 0.048 | 0 | 0 | 0 | 0 | Constrained, otherwise capacity available =50 kW | --> | E13 ex FOXHOLE | Foxhole [T421,T422] | DUNGARVAN |  | 51.9507 | -7.7281
MV/LV Substation AR***572 |  | 20 kV | _ | LV | 200 kVA :Pole Substation | 0.2 | --> | 0.2 | 0 | 0 | Constrained, otherwise capacity available =40 kVA | --> | 0.19 | 0 | 0.005 | 0 | 0 | Constrained, otherwise capacity available =207 kW | --> | E13 ex FOXHOLE | Foxhole [T421,T422] | DUNGARVAN |  | 51.9494 | -7.7239
MV/LV Substation AR***574 |  | 20 kV | _ | LV | 100 kVA :Pole Substation | 0.1 | --> | 0.1 | 0 | 0 | Constrained, otherwise capacity available =40 kVA | --> | 0.095 | 0 | 0.005 | 0 | 0 | Constrained, otherwise capacity available =99 kW | --> | E13 ex FOXHOLE | Foxhole [T421,T422] | DUNGARVAN |  | 51.9478 | -7.7172
MV/LV Substation BA***595 |  | 20 kV | _ | LV | 200 kVA :Pole Substation | 0.2 | --> | 0.2 | 0 | 0 | Constrained, otherwise capacity available =109 kVA | --> | 0.19 | 0 | 0.15 | 0 | 0 | Constrained, otherwise capacity available =91 kW | --> | E13 ex FOXHOLE | Foxhole [T421,T422] | DUNGARVAN |  | 51.9503 | -7.8043
MV/LV Substation PI***603 |  | 20 kV | _ | LV | 200 kVA :Pole Substation | 0.2 | --> | 0.2 | 0 | 0 | Constrained, otherwise capacity available =154 kVA | --> | 0.19 | 0 | 0.016 | 0 | 0 | Constrained, otherwise capacity available =184 kW | --> | E13 ex FOXHOLE | Foxhole [T421,T422] | DUNGARVAN |  | 51.9701 | -7.8094
MV/LV Substation BA***606 |  | 20 kV | _ | LV | 50 kVA :Pole Substation | 0.05 | --> | 0.05 | 0 | 0 | Constrained, otherwise capacity available =39 kVA | --> | 0.048 | 0 | 0.011 | 0 | 0 | Constrained, otherwise capacity available =41 kW | --> | E17 ex SPRINGS | Springs [T421,T422] | DUNGARVAN |  | 52.1029 | -7.641
MV/LV Substation MO***607X |  | 20 kV | _ | LV | 50 kVA :Pole Substation | 0.05 | --> | 0.05 | 0 | 0 | Constrained, otherwise capacity available =39 kVA | --> | 0.048 | 0 | 0.054 | 0 | 0 | Constrained, otherwise capacity available =9 kW | --> | E18 ex SPRINGS | Springs [T421,T422] | DUNGARVAN |  | 52.0366 | -7.6046
MV/LV Substation TH***611 |  | 20 kV | _ | LV | 100 kVA :Pole Substation | 0.1 | --> | 0.1 | 0 | 0 | Constrained, otherwise capacity available =84 kVA | --> | 0.095 | 0 | 0 | 0 | 0 | Constrained, otherwise capacity available =97 kW | --> | E17 ex SPRINGS | Springs [T421,T422] | DUNGARVAN |  | 52.1084 | -7.6675
MV/LV Substation BL***614X |  | 20 kV | _ | LV | 50 kVA :Pole Substation | 0.05 | --> | 0.05 | 0 | 0 | Constrained, otherwise capacity available =40 kVA | --> | 0.048 | 0 | 0 | 0 | 0 | Constrained, otherwise capacity available =49 kW | --> | E13 ex FOXHOLE | Foxhole [T421,T422] | DUNGARVAN |  | 51.9611 | -7.7152
MV/LV Substation MA***615 |  | 20 kV | _ | LV | 50 kVA :Pole Substation | 0.05 | --> | 0.05 | 0 | 0 | Constrained, otherwise capacity available =44 kVA | --> | 0.048 | 0 | 0 | 0 | 0 | Constrained, otherwise capacity available =48 kW | --> | E17 ex SPRINGS | Springs [T421,T422] | DUNGARVAN |  | 52.1092 | -7.6749
MV/LV Substation MO***629 |  | 10 kV | _ | LV | 50 kVA :Pole Substation | 0.05 | --> | 0.05 | 0 | 0 | Constrained, otherwise capacity available =40 kVA | --> | 0.048 | 0 | 0 | 0 | 0 | Constrained, otherwise capacity available =49 kW | --> | C11 ex COLLIGAN | Colligan [T41,T42] | DUNGARVAN |  | 52.1016 | -7.617
MV/LV Substation CO***630X |  | 20 kV | _ | LV | 100 kVA :Pole Substation | 0.1 | --> | 0.1 | 0 | 0 | Constrained, otherwise capacity available =86 kVA | --> | 0.095 | 0 | 0.015 | 0 | 0 | Constrained, otherwise capacity available =86 kW | --> | C17 ex COLLIGAN | Colligan [T41,T42] | DUNGARVAN |  | 52.0805 | -7.6604
MV/LV Substation DU***632 |  | 10 kV | _ | LV | 50 kVA :Pole Substation | 0.05 | --> | 0.05 | 0 | 0 | Constrained, otherwise capacity available =38 kVA | --> | 0.048 | 0 | 0.006 | 0 | 0 | Constrained, otherwise capacity available =45 kW | --> | C11 ex COLLIGAN | Colligan [T41,T42] | DUNGARVAN |  | 52.1009 | -7.595
MV/LV Substation BA***633 |  | 20 kV | _ | LV | 50 kVA :Pole Substation | 0.05 | --> | 0.05 | 0 | 0 | Constrained, otherwise capacity available =38 kVA | --> | 0.048 | 0 | 0.01 | 0 | 0 | Constrained, otherwise capacity available =42 kW | --> | E17 ex SPRINGS | Springs [T421,T422] | DUNGARVAN |  | 52.1127 | -7.616
MV/LV Substation BR***640X |  | 20 kV | _ | LV | 50 kVA :Pole Substation | 0.05 | --> | 0.05 | 0 | 0 | Constrained, otherwise capacity available =49 kVA | --> | 0.048 | 0 | 0 | 0 | 0 | Constrained, otherwise capacity available =48 kW | --> | C17 ex COLLIGAN | Colligan [T41,T42] | DUNGARVAN |  | 52.0887 | -7.6881
MV/LV Substation CL***647 |  | 20 kV | _ | LV | 100 kVA :Pole Substation | 0.1 | --> | 0.1 | 0 | 0 | Constrained, otherwise capacity available =92 kVA | --> | 0.095 | 0 | 0.005 | 0 | 0 | Constrained, otherwise capacity available =92 kW | --> | E17 ex SPRINGS | Springs [T421,T422] | DUNGARVAN |  | 52.1139 | -7.5676
MV/LV Substation BA***649 |  | 20 kV | _ | LV | 50 kVA :Pole Substation | 0.05 | --> | 0.05 | 0 | 0 | Constrained, otherwise capacity available =44 kVA | --> | 0.048 | 0 | 0.01 | 0 | 0 | Constrained, otherwise capacity available =41 kW | --> | E17 ex SPRINGS | Springs [T421,T422] | DUNGARVAN |  | 52.1039 | -7.5712
MV/LV Substation KI***652 |  | 20 kV | _ | LV | 200 kVA :Pole Substation | 0.2 | --> | 0.2 | 0 | 0 | Constrained, otherwise capacity available =178 kVA | --> | 0.19 | 0 | 0.014 | 0 | 0 | Constrained, otherwise capacity available =183 kW | --> | E17 ex SPRINGS | Springs [T421,T422] | DUNGARVAN |  | 52.1009 | -7.5784
MV/LV Substation BA***653 |  | 20 kV | _ | LV | 100 kVA :Pole Substation | 0.1 | --> | 0.1 | 0 | 0 | Constrained, otherwise capacity available =86 kVA | --> | 0.095 | 0 | 0.005 | 0 | 0 | Constrained, otherwise capacity available =93 kW | --> | E17 ex SPRINGS | Springs [T421,T422] | DUNGARVAN |  | 52.1009 | -7.5828
MV/LV Substation GA***653X |  | 20 kV | _ | LV | 50 kVA :Pole Substation | 0.05 | --> | 0.05 | 0 | 0 | Constrained, otherwise capacity available =45 kVA | --> | 0.048 | 0 | 0 | 0 | 0 | Constrained, otherwise capacity available =48 kW | --> | E17 ex SPRINGS | Springs [T421,T422] | DUNGARVAN |  | 52.1215 | -7.5626
MV/LV Substation CL***666 |  | 20 kV | _ | LV | 200 kVA :Kiosk Substation | 0.2 | --> | 0.2 | 0 | 0 | Constrained, otherwise capacity available =57 kVA | --> | 0.19 | 0 | 0.025 | 0 | 0 | Constrained, otherwise capacity available =190 kW | --> | E17 ex SPRINGS | Springs [T421,T422] | DUNGARVAN |  | 52.094 | -7.547
MV/LV Substation CL***668 |  | 20 kV | _ | LV | 50 kVA :Pole Substation | 0.05 | --> | 0.05 | 0 | 0 | Constrained, otherwise capacity available =44 kVA | --> | 0.048 | 0 | 0 | 0 | 0 | Constrained, otherwise capacity available =48 kW | --> | E17 ex SPRINGS | Springs [T421,T422] | DUNGARVAN |  | 52.1005 | -7.5364
MV/LV Substation TH***672 |  | 20 kV | _ | LV | 100 kVA :Pole Substation | 0.1 | --> | 0.1 | 0 | 0 | Constrained, otherwise capacity available =70 kVA | --> | 0.095 | 0 | 0 | 0 | 0 | Constrained, otherwise capacity available =99 kW | --> | E17 ex SPRINGS | Springs [T421,T422] | DUNGARVAN |  | 52.1244 | -7.5606
MV/LV Substation GO***672X |  | 20 kV | _ | LV | 50 kVA :Pole Substation | 0.05 | --> | 0.05 | 0 | 0 | Constrained, otherwise capacity available =44 kVA | --> | 0.048 | 0 | 0.021 | 0 | 0 | Constrained, otherwise capacity available =33 kW | --> | E18 ex SPRINGS | Springs [T421,T422] | DUNGARVAN |  | 52.0571 | -7.6155
MV/LV Substation BA***677X |  | 20 kV | _ | LV | 50 kVA :Pole Substation | 0.05 | --> | 0.05 | 0 | 0 | Constrained, otherwise capacity available =42 kVA | --> | 0.048 | 0 | 0 | 0 | 0 | Constrained, otherwise capacity available =49 kW | --> | E18 ex SPRINGS | Springs [T421,T422] | DUNGARVAN |  | 52.0144 | -7.6247
MV/LV Substation CL***683 |  | 20 kV | _ | LV | 50 kVA :Pole Substation | 0.05 | --> | 0.05 | 0 | 0 | Constrained, otherwise capacity available =42 kVA | --> | 0.048 | 0 | 0 | 0 | 0 | Constrained, otherwise capacity available =49 kW | --> | E17 ex SPRINGS | Springs [T421,T422] | DUNGARVAN |  | 52.1115 | -7.5384
MV/LV Substation LI***688X |  | 10 kV | _ | LV | 200 kVA :Kiosk Substation | 0.2 | --> | 0.2 | 0 | 0 | Constrained, otherwise capacity available =90 kVA | --> | 0.19 | 0 | 0.05 | 0 | 0 | Constrained, otherwise capacity available =168 kW | --> | C20 ex COLLIGAN | Colligan [T41,T42] | DUNGARVAN |  | 52.0868 | -7.6403
MV/LV Substation BA***695X |  | 20 kV | _ | LV | 100 kVA :Pole Substation | 0.1 | --> | 0.1 | 0 | 0 | Constrained, otherwise capacity available =68 kVA | --> | 0.095 | 0 | 0.004 | 0 | 0 | Constrained, otherwise capacity available =96 kW | --> | E18 ex SPRINGS | Springs [T421,T422] | DUNGARVAN |  | 52.0502 | -7.5604
MV/LV Substation ST***696X |  | 10 kV | _ | LV | 400 kVA :Kiosk Substation | 0.4 | --> | 0.4 | 0 | 0 | Constrained, otherwise capacity available =361 kVA | --> | 0.38 | 0 | 0.031 | 0 | 0 | Constrained, otherwise capacity available =362 kW | --> | C14 ex COLLIGAN | Colligan [T41,T42] | DUNGARVAN |  | 52.0938 | -7.6154
MV/LV Substation DU***699 |  | 20 kV | _ | LV | 50 kVA :Pole Substation | 0.05 | --> | 0.05 | 0 | 0 | Constrained, otherwise capacity available =41 kVA | --> | 0.048 | 0 | 0 | 0 | 0 | Constrained, otherwise capacity available =49 kW | --> | E16 ex KILMACTHOMAS | Kilmacthomas [T421,T422] | DUNGARVAN |  | 52.134 | -7.5073
MV/LV Substation MO***700X |  | 20 kV | _ | LV | 50 kVA :Pole Substation | 0.05 | --> | 0.05 | 0 | 0 | Constrained, otherwise capacity available =41 kVA | --> | 0.048 | 0 | 0 | 0 | 0 | Constrained, otherwise capacity available =49 kW | --> | E13 ex FOXHOLE | Foxhole [T421,T422] | DUNGARVAN |  | 51.9608 | -7.7311
MV/LV Substation DU***701 |  | 20 kV | _ | LV | 50 kVA :Pole Substation | 0.05 | --> | 0.05 | 0 | 0 | Constrained, otherwise capacity available =47 kVA | --> | 0.048 | 0 | 0 | 0 | 0 | Constrained, otherwise capacity available =48 kW | --> | E16 ex KILMACTHOMAS | Kilmacthomas [T421,T422] | DUNGARVAN |  | 52.141 | -7.5065
MV/LV Substation KN***720 |  | 20 kV | _ | LV | 400 kVA :Kiosk Substation | 0.4 | --> | 0.4 | 0 | 0 | Constrained, otherwise capacity available =238 kVA | --> | 0.38 | 0 | 0 | 0 | 0 | Constrained, otherwise capacity available =402 kW | --> | E16 ex KILMACTHOMAS | Kilmacthomas [T421,T422] | DUNGARVAN |  | 52.1629 | -7.5262
MV/LV Substation LE***723 |  | 20 kV | _ | LV | 200 kVA :Pole Substation | 0.2 | --> | 0.2 | 0 | 0 | Constrained, otherwise capacity available =128 kVA | --> | 0.19 | 0 | 0.01 | 0 | 0 | Constrained, otherwise capacity available =192 kW | --> | E16 ex KILMACTHOMAS | Kilmacthomas [T421,T422] | DUNGARVAN |  | 52.1672 | -7.5223
MV/LV Substation FE***726X |  | 20 kV | _ | LV | 50 kVA :Pole Substation | 0.05 | --> | 0.05 | 0 | 0 | Constrained, otherwise capacity available =43 kVA | --> | 0.048 | 0 | 0.01 | 0 | 0 | Constrained, otherwise capacity available =41 kW | --> | E17 ex SPRINGS | Springs [T421,T422] | DUNGARVAN |  | 52.1222 | -7.5631
MV/LV Substation ST***734 |  | 20 kV | _ | LV | 50 kVA :Pole Substation | 0.05 | --> | 0.05 | 0 | 0 | Constrained, otherwise capacity available =35 kVA | --> | 0.048 | 0 | 0 | 0 | 0 | Constrained, otherwise capacity available =50 kW | --> | E16 ex KILMACTHOMAS | Kilmacthomas [T421,T422] | DUNGARVAN |  | 52.1339 | -7.4893
MV/LV Substation LA***735X |  | 10 kV | _ | LV | 50 kVA :Pole Substation | 0.05 | --> | 0.05 | 0 | 0 | Constrained, otherwise capacity available =34 kVA | --> | 0.048 | 0 | 0 | 0 | 0 | Constrained, otherwise capacity available =50 kW | --> | C17 ex COLLIGAN | Colligan [T41,T42] | DUNGARVAN |  | 52.0953 | -7.638
MV/LV Substation KI***737 |  | 20 kV | _ | LV | 50 kVA :Pole Substation | 0.05 | --> | 0.05 | 0 | 0 | Constrained, otherwise capacity available =28 kVA | --> | 0.048 | 0 | 0.005 | 0 | 0 | Constrained, otherwise capacity available =47 kW | --> | E16 ex KILMACTHOMAS | Kilmacthomas [T421,T422] | DUNGARVAN |  | 52.146 | -7.4851
MV/LV Substation SH***738X |  | 20 kV | _ | LV | 50 kVA :Pole Substation | 0.05 | --> | 0.05 | 0 | 0 | Constrained, otherwise capacity available =30 kVA | --> | 0.048 | 0 | 0.011 | 0 | 0 | Constrained, otherwise capacity available =42 kW | --> | E18 ex SPRINGS | Springs [T421,T422] | DUNGARVAN |  | 52.0624 | -7.6083
MV/LV Substation PO***740X |  | 10 kV | _ | LV | 50 kVA :Pole Substation | 0.05 | --> | 0.05 | 0 | 0 | Constrained, otherwise capacity available =45 kVA | --> | 0.048 | 0 | 0 | 0 | 0 | Constrained, otherwise capacity available =48 kW | --> | C17 ex COLLIGAN | Colligan [T41,T42] | DUNGARVAN |  | 52.1023 | -7.6955
MV/LV Substation CO***742X |  | 10 kV | _ | LV | 630 kVA :Building Structure | 0.63 | --> | 0.63 | 0 | 0 | Constrained, otherwise capacity available =482 kVA | --> | 0.598 | 0 | 0 | 0 | 0 | Constrained, otherwise capacity available =618 kW | --> | C12 ex COLLIGAN | Colligan [T41,T42] | DUNGARVAN |  | 52.0897 | -7.618
MV/LV Substation MO***745 |  | 20 kV | _ | LV | 50 kVA :Pole Substation | 0.05 | --> | 0.05 | 0 | 0 | Constrained, otherwise capacity available =37 kVA | --> | 0.048 | 0 | 0 | 0 | 0 | Constrained, otherwise capacity available =49 kW | --> | E16 ex KILMACTHOMAS | Kilmacthomas [T421,T422] | DUNGARVAN |  | 52.1315 | -7.4695
MV/LV Substation WO***747 |  | 20 kV | _ | LV | 400 kVA :Kiosk Substation | 0.4 | --> | 0.4 | 0 | 0 | Constrained, otherwise capacity available =381 kVA | --> | 0.38 | 0 | 0 | 0 | 0 | Constrained, otherwise capacity available =383 kW | --> | E16 ex KILMACTHOMAS | Kilmacthomas [T421,T422] | DUNGARVAN |  | 52.125 | -7.4757
MV/LV Substation ST***749 |  | 20 kV | _ | LV | 200 kVA :Pole Substation | 0.2 | --> | 0.2 | 0 | 0 | Constrained, otherwise capacity available =150 kVA | --> | 0.19 | 0 | 0.011 | 0 | 0 | Constrained, otherwise capacity available =188 kW | --> | E16 ex KILMACTHOMAS | Kilmacthomas [T421,T422] | DUNGARVAN |  | 52.1307 | -7.463
MV/LV Substation ST***750 |  | 20 kV | _ | LV | 100 kVA :Pole Substation | 0.1 | --> | 0.1 | 0 | 0 | Constrained, otherwise capacity available =74 kVA | --> | 0.095 | 0 | 0 | 0 | 0 | Constrained, otherwise capacity available =98 kW | --> | E16 ex KILMACTHOMAS | Kilmacthomas [T421,T422] | DUNGARVAN |  | 52.1329 | -7.462
MV/LV Substation CO***752 |  | 20 kV | _ | LV | 100 kVA :Pole Substation | 0.1 | --> | 0.1 | 0 | 0 | Constrained, otherwise capacity available =76 kVA | --> | 0.095 | 0 | 0 | 0 | 0 | Constrained, otherwise capacity available =98 kW | --> | E16 ex KILMACTHOMAS | Kilmacthomas [T421,T422] | DUNGARVAN |  | 52.1277 | -7.4594
MV/LV Substation RA***758 |  | 20 kV | _ | LV | 50 kVA :Pole Substation | 0.05 | --> | 0.05 | 0 | 0 | Constrained, otherwise capacity available =48 kVA | --> | 0.048 | 0 | 0 | 0 | 0 | Constrained, otherwise capacity available =48 kW | --> | E16 ex KILMACTHOMAS | Kilmacthomas [T421,T422] | DUNGARVAN |  | 52.1576 | -7.4448
MV/LV Substation SE***766 |  | 20 kV | _ | LV | 50 kVA :Pole Substation | 0.05 | --> | 0.05 | 0 | 0 | Constrained, otherwise capacity available =44 kVA | --> | 0.048 | 0 | 0.005 | 0 | 0 | Constrained, otherwise capacity available =45 kW | --> | E16 ex KILMACTHOMAS | Kilmacthomas [T421,T422] | DUNGARVAN |  | 52.1597 | -7.4042
MV/LV Substation RO***768 |  | 20 kV | _ | LV | 50 kVA :Pole Substation | 0.05 | --> | 0.05 | 0 | 0 | Constrained, otherwise capacity available =38 kVA | --> | 0.048 | 0 | 0 | 0 | 0 | Constrained, otherwise capacity available =49 kW | --> | E16 ex KILMACTHOMAS | Kilmacthomas [T421,T422] | DUNGARVAN |  | 52.1712 | -7.4102
MV/LV Substation GR***800 |  | 20 kV | _ | LV | 30 kVA :Pole Substation | 0.03 | --> | 0.03 | 0 | 0 | Constrained, otherwise capacity available =29 kVA | --> | 0.028 | 0 | 0 | 0 | 0 | Constrained, otherwise capacity available =29 kW | --> | E17 ex KILMACTHOMAS | Kilmacthomas [T421,T422] | DUNGARVAN |  | 52.1971 | -7.4345
MV/LV Substation TO***803 |  | 20 kV | _ | LV | 200 kVA :Pole Substation | 0.2 | --> | 0.2 | 0 | 0 | Constrained, otherwise capacity available =155 kVA | --> | 0.19 | 0 | 0 | 0 | 0 | Constrained, otherwise capacity available =196 kW | --> | E12 ex KILMACTHOMAS | Kilmacthomas [T421,T422] | DUNGARVAN |  | 52.2013 | -7.4074
MV/LV Substation FL***808 |  | 20 kV | _ | LV | 200 kVA :Pole Substation | 0.2 | --> | 0.2 | 0 | 0 | Constrained, otherwise capacity available =49 kVA | --> | 0.19 | 0 | 0.005 | 0 | 0 | Constrained, otherwise capacity available =206 kW | --> | E12 ex KILMACTHOMAS | Kilmacthomas [T421,T422] | DUNGARVAN |  | 52.2056 | -7.4247
MV/LV Substation SC***814 |  | 20 kV | _ | LV | 50 kVA :Pole Substation | 0.05 | --> | 0.05 | 0 | 0 | Constrained, otherwise capacity available =46 kVA | --> | 0.048 | 0 | 0 | 0 | 0 | Constrained, otherwise capacity available =48 kW | --> | E12 ex KILMACTHOMAS | Kilmacthomas [T421,T422] | DUNGARVAN |  | 52.2103 | -7.3962
MV/LV Substation CO***815 |  | 20 kV | _ | LV | 50 kVA :Pole Substation | 0.05 | --> | 0.05 | 0 | 0 | Constrained, otherwise capacity available =45 kVA | --> | 0.048 | 0 | 0.01 | 0 | 0 | Constrained, otherwise capacity available =41 kW | --> | E12 ex KILMACTHOMAS | Kilmacthomas [T421,T422] | DUNGARVAN |  | 52.2051 | -7.418
MV/LV Substation HI***816 |  | 20 kV | _ | LV | 100 kVA :Pole Substation | 0.1 | --> | 0.1 | 0 | 0 | Constrained, otherwise capacity available =23 kVA | --> | 0.095 | 0 | 0.004 | 0 | 0 | Constrained, otherwise capacity available =102 kW | --> | E12 ex KILMACTHOMAS | Kilmacthomas [T421,T422] | DUNGARVAN |  | 52.2066 | -7.4208
MV/LV Substation KI***821 |  | 20 kV | _ | LV | 100 kVA :Pole Substation | 0.1 | --> | 0.1 | 0 | 0 | Constrained, otherwise capacity available =88 kVA | --> | 0.095 | 0 | 0 | 0 | 0 | Constrained, otherwise capacity available =97 kW | --> | E17 ex KILMACTHOMAS | Kilmacthomas [T421,T422] | DUNGARVAN |  | 52.2206 | -7.4315
MV/LV Substation MA***836 |  | 20 kV | _ | LV | 200 kVA :Pole Substation | 0.2 | --> | 0.2 | 0 | 0 | Constrained, otherwise capacity available =173 kVA | --> | 0.19 | 0 | 0 | 0 | 0 | Constrained, otherwise capacity available =194 kW | --> | E17 ex KILMACTHOMAS | Kilmacthomas [T421,T422] | DUNGARVAN |  | 52.2047 | -7.4983
MV/LV Substation FL***861 |  | 20 kV | _ | LV | 630 kVA :Building Structure | 0.63 | --> | 0.63 | 0 | 0 | Constrained, otherwise capacity available =630 kVA | --> | 0.598 | 0 | 0 | 0 | 0 | Constrained, otherwise capacity available =598 kW | --> | E17 ex KILMACTHOMAS | Kilmacthomas [T421,T422] | DUNGARVAN |  | 52.2111 | -7.4258
MV/LV Substation KI***862 |  | 20 kV | _ | LV | 100 kVA :Pole Substation | 0.1 | --> | 0.1 | 0 | 0 | Constrained, otherwise capacity available =64 kVA | --> | 0.095 | 0 | 0.007 | 0 | 0 | Constrained, otherwise capacity available =95 kW | --> | E12 ex KILMACTHOMAS | Kilmacthomas [T421,T422] | DUNGARVAN |  | 52.2047 | -7.4216
MV/LV Substation KI***863 |  | 20 kV | _ | LV | 50 kVA :Pole Substation | 0.05 | --> | 0.05 | 0 | 0 | Constrained, otherwise capacity available =49 kVA | --> | 0.048 | 0 | 0 | 0 | 0 | Constrained, otherwise capacity available =48 kW | --> | E17 ex KILMACTHOMAS | Kilmacthomas [T421,T422] | DUNGARVAN |  | 52.2401 | -7.4328
MV/LV Substation BA***870X |  | 20 kV | _ | LV | 100 kVA :Pole Substation | 0.1 | --> | 0.1 | 0 | 0 | Constrained, otherwise capacity available =85 kVA | --> | 0.095 | 0 | 0 | 0 | 0 | Constrained, otherwise capacity available =97 kW | --> | E17 ex SPRINGS | Springs [T421,T422] | DUNGARVAN |  | 52.088 | -7.568
MV/LV Substation CO***871 |  | 20 kV | _ | LV | 50 kVA :Pole Substation | 0.05 | --> | 0.05 | 0 | 0 | Constrained, otherwise capacity available =50 kVA | --> | 0.048 | 0 | 0 | 0 | 0 | Constrained, otherwise capacity available =48 kW | --> | E17 ex KILMACTHOMAS | Kilmacthomas [T421,T422] | DUNGARVAN |  | 52.1967 | -7.5124
MV/LV Substation SC***876 |  | 20 kV | _ | LV | 50 kVA :Pole Substation | 0.05 | --> | 0.05 | 0 | 0 | Constrained, otherwise capacity available =41 kVA | --> | 0.048 | 0 | 0 | 0 | 0 | Constrained, otherwise capacity available =49 kW | --> | E12 ex KILMACTHOMAS | Kilmacthomas [T421,T422] | DUNGARVAN |  | 52.2059 | -7.4021
MV/LV Substation CU***877 |  | 20 kV | _ | LV | 100 kVA :Pole Substation | 0.1 | --> | 0.1 | 0 | 0 | Constrained, otherwise capacity available =92 kVA | --> | 0.095 | 0 | 0.01 | 0 | 0 | Constrained, otherwise capacity available =89 kW | --> | E17 ex KILMACTHOMAS | Kilmacthomas [T421,T422] | DUNGARVAN |  | 52.2017 | -7.4373
MV/LV Substation RA***878X |  | 20 kV | _ | LV | 200 kVA :Pole Substation | 0.2 | --> | 0.2 | 0 | 0 | Constrained, otherwise capacity available =148 kVA | --> | 0.19 | 0 | 0 | 0 | 0 | Constrained, otherwise capacity available =197 kW | --> | E17 ex SPRINGS | Springs [T421,T422] | DUNGARVAN |  | 52.1072 | -7.6558
MV/LV Substation SH***882X |  | 20 kV | _ | LV | 50 kVA :Pole Substation | 0.05 | --> | 0.05 | 0 | 0 | Constrained, otherwise capacity available =45 kVA | --> | 0.048 | 0 | 0 | 0 | 0 | Constrained, otherwise capacity available =48 kW | --> | C17 ex COLLIGAN | Colligan [T41,T42] | DUNGARVAN |  | 52.0936 | -7.7115
MV/LV Substation BR***888 |  | 20 kV | _ | LV | 50 kVA :Pole Substation | 0.05 | --> | 0.05 | 0 | 0 | Constrained, otherwise capacity available =37 kVA | --> | 0.048 | 0 | 0 | 0 | 0 | Constrained, otherwise capacity available =49 kW | --> | E16 ex KILMACTHOMAS | Kilmacthomas [T421,T422] | DUNGARVAN |  | 52.1558 | -7.4209
MV/LV Substation ST***894X |  | 10 kV | _ | LV | 630 kVA :Kiosk Substation | 0.63 | --> | 0.63 | 0 | 0 | Constrained, otherwise capacity available =576 kVA | --> | 0.598 | 0 | 0 | 0 | 0 | Constrained, otherwise capacity available =606 kW | --> | C20 ex COLLIGAN | Colligan [T41,T42] | DUNGARVAN |  | 52.0873 | -7.6357
MV/LV Substation LE***899 |  | 20 kV | _ | LV | 50 kVA :Pole Substation | 0.05 | --> | 0.05 | 0 | 0 | Constrained, otherwise capacity available =26 kVA | --> | 0.048 | 0 | 0.012 | 0 | 0 | Constrained, otherwise capacity available =42 kW | --> | E16 ex KILMACTHOMAS | Kilmacthomas [T421,T422] | DUNGARVAN |  | 52.1691 | -7.5206
MV/LV Substation GO***903X |  | 20 kV | _ | LV | 200 kVA :Pole Substation | 0.2 | --> | 0.2 | 0 | 0 | Constrained, otherwise capacity available =182 kVA | --> | 0.19 | 0 | 0.007 | 0 | 0 | Constrained, otherwise capacity available =187 kW | --> | C17 ex COLLIGAN | Colligan [T41,T42] | DUNGARVAN |  | 52.0838 | -7.7002
MV/LV Substation GA***906 |  | 20 kV | _ | LV | 50 kVA :Pole Substation | 0.05 | --> | 0.05 | 0 | 0 | Constrained, otherwise capacity available =50 kVA | --> | 0.048 | 0 | 0 | 0 | 0 | Constrained, otherwise capacity available =48 kW | --> | E17 ex SPRINGS | Springs [T421,T422] | DUNGARVAN |  | 52.1007 | -7.5561
MV/LV Substation SP***910X |  | 10 kV | _ | LV | 400 kVA :Kiosk Substation | 0.4 | --> | 0.4 | 0 | 0 | Constrained, otherwise capacity available =326 kVA | --> | 0.38 | 0 | 0.022 | 0 | 0 | Constrained, otherwise capacity available =374 kW | --> | C20 ex COLLIGAN | Colligan [T41,T42] | DUNGARVAN |  | 52.0876 | -7.6411
MV/LV Substation BA***914 |  | 20 kV | _ | LV | 50 kVA :Pole Substation | 0.05 | --> | 0.05 | 0 | 0 | Constrained, otherwise capacity available =42 kVA | --> | 0.048 | 0 | 0.02 | 0 | 0 | Constrained, otherwise capacity available =34 kW | --> | E17 ex SPRINGS | Springs [T421,T422] | DUNGARVAN |  | 52.1074 | -7.5691
MV/LV Substation KI***915 |  | 20 kV | _ | LV | 100 kVA :Pole Substation | 0.1 | --> | 0.1 | 0 | 0 | Constrained, otherwise capacity available =64 kVA | --> | 0.095 | 0 | 0.005 | 0 | 0 | Constrained, otherwise capacity available =96 kW | --> | E17 ex SPRINGS | Springs [T421,T422] | DUNGARVAN |  | 52.1009 | -7.5668
MV/LV Substation KI***916 |  | 20 kV | _ | LV | 50 kVA :Pole Substation | 0.05 | --> | 0.05 | 0 | 0 | Constrained, otherwise capacity available =44 kVA | --> | 0.048 | 0 | 0.008 | 0 | 0 | Constrained, otherwise capacity available =42 kW | --> | E17 ex SPRINGS | Springs [T421,T422] | DUNGARVAN |  | 52.1008 | -7.5714
MV/LV Substation TH***916X |  | 10 kV | _ | LV | 400 kVA :Kiosk Substation | 0.4 | --> | 0.4 | 0 | 0 | Constrained, otherwise capacity available =256 kVA | --> | 0.38 | 0 | 0 | 0 | 0 | Constrained, otherwise capacity available =399 kW | --> | C12 ex COLLIGAN | Colligan [T41,T42] | DUNGARVAN |  | 52.0893 | -7.6177
MV/LV Substation SC***917 |  | 20 kV | _ | LV | 50 kVA :Pole Substation | 0.05 | --> | 0.05 | 0 | 0 | Constrained, otherwise capacity available =42 kVA | --> | 0.048 | 0 | 0 | 0 | 0 | Constrained, otherwise capacity available =48 kW | --> | E17 ex SPRINGS | Springs [T421,T422] | DUNGARVAN |  | 52.0962 | -7.5794
MV/LV Substation BU***928 |  | 10 kV | _ | LV | 50 kVA :Pole Substation | 0.05 | --> | 0.05 | 0 | 0 | Constrained, otherwise capacity available =27 kVA | --> | 0.048 | 0 | 0.016 | 0 | 0 | Constrained, otherwise capacity available =39 kW | --> | C11 ex COLLIGAN | Colligan [T41,T42] | DUNGARVAN |  | 52.1031 | -7.6038
MV/LV Substation WW***929X |  | 20 kV | _ | LV | 200 kVA :Pole Substation | 0.2 | --> | 0.2 | 0 | 0 | Constrained, otherwise capacity available =185 kVA | --> | 0.19 | 0 | 0 | 0 | 0 | Constrained, otherwise capacity available =192 kW | --> | C17 ex COLLIGAN | Colligan [T41,T42] | DUNGARVAN |  | 52.0835 | -7.7025
MV/LV Substation SH***930X |  | 10 kV | _ | LV | 630 kVA :Building Structure | 0.63 | --> | 0.63 | 0 | 0 | Constrained, otherwise capacity available =528 kVA | --> | 0.598 | 0 | 0 | 0 | 0 | Constrained, otherwise capacity available =612 kW | --> | C12 ex COLLIGAN | Colligan [T41,T42] | DUNGARVAN |  | 52.0918 | -7.6209
MV/LV Substation CL***951X |  | 20 kV | _ | LV | 50 kVA :Pole Substation | 0.05 | --> | 0.05 | 0 | 0 | Constrained, otherwise capacity available =50 kVA | --> | 0.048 | 0 | 0 | 0 | 0 | Constrained, otherwise capacity available =48 kW | --> | E17 ex SPRINGS | Springs [T421,T422] | DUNGARVAN |  | 52.117 | -7.5316
MV/LV Substation D/***955X |  | 10 kV | _ | LV | 400 kVA :Kiosk Substation | 0.4 | --> | 0.4 | 0 | 0 | Constrained, otherwise capacity available =204 kVA | --> | 0.38 | 0 | 0.01 | 0 | 0 | Constrained, otherwise capacity available =398 kW | --> | C17 ex COLLIGAN | Colligan [T41,T42] | DUNGARVAN |  | 52.0955 | -7.6273
MV/LV Substation BA***963 |  | 20 kV | _ | LV | 50 kVA :Pole Substation | 0.05 | --> | 0.05 | 0 | 0 | Constrained, otherwise capacity available =48 kVA | --> | 0.048 | 0 | 0 | 0 | 0 | Constrained, otherwise capacity available =48 kW | --> | E17 ex SPRINGS | Springs [T421,T422] | DUNGARVAN |  | 52.1069 | -7.6781
MV/LV Substation PU***966 |  | 10 kV | _ | LV | 200 kVA :Pole Substation | 0.2 | --> | 0.2 | 0 | 0 | Constrained, otherwise capacity available =198 kVA | --> | 0.19 | 0 | 0 | 0 | 0 | Constrained, otherwise capacity available =190 kW | --> | C17 ex COLLIGAN | Colligan [T41,T42] | DUNGARVAN |  | 52.1041 | -7.6557
MV/LV Substation BA***968 |  | 10 kV | _ | LV | 200 kVA :Pole Substation | 0.2 | --> | 0.2 | 0 | 0 | Constrained, otherwise capacity available =187 kVA | --> | 0.19 | 0 | 0.02 | 0 | 0 | Constrained, otherwise capacity available =177 kW | --> | C17 ex COLLIGAN | Colligan [T41,T42] | DUNGARVAN |  | 52.0906 | -7.661
MV/LV Substation CU***972X |  | 20 kV | _ | LV | 50 kVA :Pole Substation | 0.05 | --> | 0.05 | 0 | 0 | Constrained, otherwise capacity available =44 kVA | --> | 0.048 | 0 | 0.015 | 0 | 0 | Constrained, otherwise capacity available =37 kW | --> | E13 ex FOXHOLE | Foxhole [T421,T422] | DUNGARVAN |  | 51.9669 | -7.7156
MV/LV Substation BO***974 |  | 20 kV | _ | LV | 200 kVA :Pole Substation | 0.2 | --> | 0.2 | 0 | 0 | Constrained, otherwise capacity available =133 kVA | --> | 0.19 | 0 | 0 | 0 | 0 | Constrained, otherwise capacity available =199 kW | --> | C17 ex COLLIGAN | Colligan [T41,T42] | DUNGARVAN |  | 52.0941 | -7.6983
MV/LV Substation RT***977 |  | 20 kV | _ | LV | 100 kVA :Pole Substation | 0.1 | --> | 0.1 | 0 | 0 | Constrained, otherwise capacity available =39 kVA | --> | 0.095 | 0 | 0 | 0 | 0 | Constrained, otherwise capacity available =103 kW | --> | C17 ex COLLIGAN | Colligan [T41,T42] | DUNGARVAN |  | 52.0682 | -7.7347
MV/LV Substation GA***991X |  | 20 kV | _ | LV | 200 kVA :Kiosk Substation | 0.2 | --> | 0.2 | 0 | 0 | Constrained, otherwise capacity available =137 kVA | --> | 0.19 | 0 | 0.039 | 0 | 0 | Constrained, otherwise capacity available =170 kW | --> | E17 ex SPRINGS | Springs [T421,T422] | DUNGARVAN |  | 52.1065 | -7.5729
MV/LV Substation SH***996X |  | 10 kV | _ | LV | 400 kVA :Kiosk Substation | 0.4 | --> | 0.4 | 0 | 0 | Constrained, otherwise capacity available =329 kVA | --> | 0.38 | 0 | 0 | 0 | 0 | Constrained, otherwise capacity available =390 kW | --> | C17 ex COLLIGAN | Colligan [T41,T42] | DUNGARVAN |  | 52.0964 | -7.6281
MV/LV Substation TV***999 |  | 20 kV | _ | LV | 200 kVA :Pole Substation | 0.2 | --> | 0.2 | 0 | 0 | Constrained, otherwise capacity available =200 kVA | --> | 0.19 | 0 | 0 | 0 | 0 | Constrained, otherwise capacity available =190 kW | --> | E18 ex SPRINGS | Springs [T421,T422] | DUNGARVAN |  | 52.0555 | -7.6345
MV/LV Substation PO***001 |  | 10 kV | _ | LV | 400 kVA :Kiosk Substation | 0.4 | --> | 0.4 | 0 | 0 | Constrained, otherwise capacity available =189 kVA | --> | 0.38 | 0 | 0.049 | 0 | 0 | Constrained, otherwise capacity available =372 kW | --> | C16 ex TRAMORE | Tramore [T41,T42] | BUTLERSTOWN |  | 52.1628 | -7.1506
MV/LV Substation PA***002 |  | 20 kV | _ | LV | 200 kVA :Pole Substation | 0.2 | --> | 0.2 | 0 | 0 | Constrained, otherwise capacity available =115 kVA | --> | 0.19 | 0 | 0.009 | 0 | 0 | Constrained, otherwise capacity available =194 kW | --> | E11 ex KILCARRAGH | Kilcarragh [T421,T422] | BUTLERSTOWN |  | 52.2381 | -6.9735
MV/LV Substation CO***002Y |  | 20 kV | _ | LV | 200 kVA :Kiosk Substation | 0.2 | --> | 0.2 | 0 | 0 | Constrained, otherwise capacity available =174 kVA | --> | 0.19 | 0 | 0.017 | 0 | 0 | Constrained, otherwise capacity available =181 kW | --> | C19 ex TRAMORE | Tramore [T41,T42] | BUTLERSTOWN |  | 52.1477 | -7.0014
MV/LV Substation HA***003 |  | 20 kV | _ | LV | 400 kVA :Kiosk Substation | 0.4 | --> | 0.4 | 0 | 0 | Constrained, otherwise capacity available =285 kVA | --> | 0.38 | 0 | 0.02 | 0 | 0 | Constrained, otherwise capacity available =379 kW | --> | E13 ex KILCARRAGH | Kilcarragh [T421,T422] | BUTLERSTOWN |  | 52.1532 | -6.9959
MV/LV Substation CO***004 |  | 10 kV | _ | LV | 400 kVA :Kiosk Substation | 0.4 | --> | 0.4 | 0 | 0 | Constrained, otherwise capacity available =236 kVA | --> | 0.38 | 0 | 0.122 | 0 | 0 | Constrained, otherwise capacity available =311 kW | --> | C25 ex TRAMORE | Tramore [T41,T42] | BUTLERSTOWN |  | 52.1582 | -7.1595
MV/LV Substation RO***005 |  | 10 kV | _ | LV | 400 kVA :Kiosk Substation | 0.4 | --> | 0.4 | 0 | 0 | Constrained, otherwise capacity available =274 kVA | --> | 0.38 | 0 | 0.051 | 0 | 0 | Constrained, otherwise capacity available =359 kW | --> | C12 ex TRAMORE | Tramore [T41,T42] | BUTLERSTOWN |  | 52.1595 | -7.1667
MV/LV Substation HO***006 |  | 10 kV | _ | LV | 400 kVA :Kiosk Substation | 0.4 | --> | 0.4 | 0 | 0 | Constrained, otherwise capacity available =279 kVA | --> | 0.38 | 0 | 0.068 | 0 | 0 | Constrained, otherwise capacity available =346 kW | --> | C23 ex TRAMORE | Tramore [T41,T42] | BUTLERSTOWN |  | 52.1674 | -7.1454
MV/LV Substation NE***013 |  | 10 kV | _ | LV | 200 kVA :Kiosk Substation | 0.2 | --> | 0.2 | 0 | 0 | Constrained, otherwise capacity available =135 kVA | --> | 0.19 | 0 | 0.036 | 0 | 0 | Constrained, otherwise capacity available =172 kW | --> | C12 ex TRAMORE | Tramore [T41,T42] | BUTLERSTOWN |  | 52.1554 | -7.1664
MV/LV Substation BO***015Y |  | 20 kV | _ | LV | 50 kVA :Pole Substation | 0.05 | --> | 0.05 | 0 | 0 | Constrained, otherwise capacity available =50 kVA | --> | 0.048 | 0 | 0 | 0 | 0 | Constrained, otherwise capacity available =48 kW | --> | C21 ex TRAMORE | Tramore [T41,T42] | BUTLERSTOWN |  | 52.1515 | -7.3695
MV/LV Substation BA***022 |  | 20 kV | _ | LV | 100 kVA :Pole Substation | 0.1 | --> | 0.1 | 0 | 0 | Constrained, otherwise capacity available =65 kVA | --> | 0.095 | 0 | 0.027 | 0 | 0 | Constrained, otherwise capacity available =80 kW | --> | C21 ex TRAMORE | Tramore [T41,T42] | BUTLERSTOWN |  | 52.1692 | -7.272
MV/LV Substation PE***028Y |  | 10 kV | _ | LV | 630 kVA :Kiosk Substation | 0.63 | --> | 0.63 | 0 | 0 | Constrained, otherwise capacity available =576 kVA | --> | 0.598 | 0 | 0.014 | 0 | 0 | Constrained, otherwise capacity available =595 kW | --> | C16 ex TRAMORE | Tramore [T41,T42] | BUTLERSTOWN |  | 52.1631 | -7.1427
MV/LV Substation RI***030 |  | 10 kV | _ | LV | 200 kVA :Kiosk Substation | 0.2 | --> | 0.2 | 0 | 0 | Constrained, otherwise capacity available =63 kVA | --> | 0.19 | 0 | 0 | 0 | 0 | Constrained, otherwise capacity available =208 kW | --> | C16 ex TRAMORE | Tramore [T41,T42] | BUTLERSTOWN |  | 52.162 | -7.1386
MV/LV Substation BE***034 |  | 20 kV | _ | LV | 400 kVA :Kiosk Substation | 0.4 | --> | 0.4 | 0 | 0 | Constrained, otherwise capacity available =200 kVA | --> | 0.38 | 0 | 0.029 | 0 | 0 | Constrained, otherwise capacity available =385 kW | --> | E13 ex KILCARRAGH | Kilcarragh [T421,T422] | BUTLERSTOWN |  | 52.1563 | -6.995
MV/LV Substation CL***041Y |  | 10 kV | _ | LV | 200 kVA :Kiosk Substation | 0.2 | --> | 0.2 | 0 | 0 | Constrained, otherwise capacity available =145 kVA | --> | 0.19 | 0 | 0.031 | 0 | 0 | Constrained, otherwise capacity available =174 kW | --> | C23 ex TRAMORE | Tramore [T41,T42] | BUTLERSTOWN |  | 52.1686 | -7.1557
MV/LV Substation LI***046 |  | 20 kV | _ | LV | 50 kVA :Pole Substation | 0.05 | --> | 0.05 | 0 | 0 | Constrained, otherwise capacity available =43 kVA | --> | 0.048 | 0 | 0 | 0 | 0 | Constrained, otherwise capacity available =48 kW | --> | E13 ex KILCARRAGH | Kilcarragh [T421,T422] | BUTLERSTOWN |  | 52.1661 | -7.0066
MV/LV Substation CH***048 |  | 10 kV | _ | LV | 400 kVA :Kiosk Substation | 0.4 | --> | 0.4 | 0 | 0 | Constrained, otherwise capacity available =301 kVA | --> | 0.38 | 0 | 0.032 | 0 | 0 | Constrained, otherwise capacity available =370 kW | --> | C25 ex TRAMORE | Tramore [T41,T42] | BUTLERSTOWN |  | 52.1596 | -7.1536
MV/LV Substation CE***049 |  | 10 kV | _ | LV | 1000 kVA :Kiosk Substation | 1 | --> | 1 | 0 | 0 | Constrained, otherwise capacity available =819 kVA | --> | 0.95 | 0 | 0 | 0 | 0 | Constrained, otherwise capacity available =974 kW | --> | C16 ex TRAMORE | Tramore [T41,T42] | BUTLERSTOWN |  | 52.1612 | -7.1487
MV/LV Substation DU***049Y |  | 20 kV | _ | LV | 100 kVA :Pole Substation | 0.1 | --> | 0.1 | 0 | 0 | Constrained, otherwise capacity available =81 kVA | --> | 0.095 | 0 | 0.021 | 0 | 0 | Constrained, otherwise capacity available =82 kW | --> | C21 ex TRAMORE | Tramore [T41,T42] | BUTLERSTOWN |  | 52.16 | -7.2656
MV/LV Substation CO***050 |  | 10 kV | _ | LV | 400 kVA :Kiosk Substation | 0.4 | --> | 0.4 | 0 | 0 | Constrained, otherwise capacity available =294 kVA | --> | 0.38 | 0 | 0.045 | 0 | 0 | Constrained, otherwise capacity available =361 kW | --> | C23 ex TRAMORE | Tramore [T41,T42] | BUTLERSTOWN |  | 52.1689 | -7.1539
MV/LV Substation SW***051 |  | 10 kV | _ | LV | 200 kVA :Pole Substation | 0.2 | --> | 0.2 | 0 | 0 | Constrained, otherwise capacity available =172 kVA | --> | 0.19 | 0 | 0.01 | 0 | 0 | Constrained, otherwise capacity available =186 kW | --> | C23 ex TRAMORE | Tramore [T41,T42] | BUTLERSTOWN |  | 52.1651 | -7.1554
MV/LV Substation CI***053 |  | 20 kV | _ | LV | 400 kVA :Building Structure | 0.4 | --> | 0.4 | 0 | 0 | Constrained, otherwise capacity available =244 kVA | --> | 0.38 | 0 | 0.029 | 0 | 0 | Constrained, otherwise capacity available =379 kW | --> | E13 ex KILCARRAGH | Kilcarragh [T421,T422] | BUTLERSTOWN |  | 52.1503 | -6.9969
MV/LV Substation BR***055 |  | 10 kV | _ | LV | 400 kVA :Kiosk Substation | 0.4 | --> | 0.4 | 0 | 0 | Constrained, otherwise capacity available =332 kVA | --> | 0.38 | 0 | 0.01 | 0 | 0 | Constrained, otherwise capacity available =382 kW | --> | C16 ex TRAMORE | Tramore [T41,T42] | BUTLERSTOWN |  | 52.1637 | -7.149
MV/LV Substation GO***058 |  | 10 kV | _ | LV | 400 kVA :Kiosk Substation | 0.4 | --> | 0.4 | 0 | 0 | Constrained, otherwise capacity available =353 kVA | --> | 0.38 | 0 | 0.064 | 0 | 0 | Constrained, otherwise capacity available =339 kW | --> | C12 ex TRAMORE | Tramore [T41,T42] | BUTLERSTOWN |  | 52.1553 | -7.17
MV/LV Substation S ***060 |  | 20 kV | _ | LV | 400 kVA :Building Structure | 0.4 | --> | 0.4 | 0 | 0 | Constrained, otherwise capacity available =387 kVA | --> | 0.38 | 0 | 0 | 0 | 0 | Constrained, otherwise capacity available =382 kW | --> | E13 ex KILCARRAGH | Kilcarragh [T421,T422] | BUTLERSTOWN |  | 52.1486 | -6.9922
MV/LV Substation AM***061 |  | 10 kV | _ | LV | 630 kVA :Kiosk Substation | 0.63 | --> | 0.63 | 0 | 0 | Constrained, otherwise capacity available =596 kVA | --> | 0.598 | 0 | 0 | 0 | 0 | Constrained, otherwise capacity available =603 kW | --> | C16 ex TRAMORE | Tramore [T41,T42] | BUTLERSTOWN |  | 52.1603 | -7.1476
MV/LV Substation SW***063 |  | 10 kV | _ | LV | 630 kVA :Kiosk Substation | 0.63 | --> | 0.63 | 0 | 0 | Constrained, otherwise capacity available =546 kVA | --> | 0.598 | 0 | 0.029 | 0 | 0 | Constrained, otherwise capacity available =588 kW | --> | C23 ex TRAMORE | Tramore [T41,T42] | BUTLERSTOWN |  | 52.1651 | -7.1599
MV/LV Substation SE***066Y |  | 10 kV | _ | LV | 400 kVA :Kiosk Substation | 0.4 | --> | 0.4 | 0 | 0 | Constrained, otherwise capacity available =317 kVA | --> | 0.38 | 0 | 0 | 0 | 0 | Constrained, otherwise capacity available =391 kW | --> | C16 ex TRAMORE | Tramore [T41,T42] | BUTLERSTOWN |  | 52.1635 | -7.1387
MV/LV Substation SW***067 |  | 10 kV | _ | LV | 200 kVA :Pole Substation | 0.2 | --> | 0.2 | 0 | 0 | Constrained, otherwise capacity available =150 kVA | --> | 0.19 | 0 | 0.033 | 0 | 0 | Constrained, otherwise capacity available =172 kW | --> | C23 ex TRAMORE | Tramore [T41,T42] | BUTLERSTOWN |  | 52.1675 | -7.1556
MV/LV Substation GA***067Y |  | 10 kV | _ | LV | 630 kVA :Building Structure | 0.63 | --> | 0.63 | 0 | 0 | Constrained, otherwise capacity available =510 kVA | --> | 0.598 | 0 | 0.011 | 0 | 0 | Constrained, otherwise capacity available =607 kW | --> | C16 ex TRAMORE | Tramore [T41,T42] | BUTLERSTOWN |  | 52.16 | -7.1516
MV/LV Substation DO***068 |  | 20 kV | _ | LV | 200 kVA :Building Structure | 0.2 | --> | 0.2 | 0 | 0 | Constrained, otherwise capacity available =83 kVA | --> | 0.19 | 0 | 0.004 | 0 | 0 | Constrained, otherwise capacity available =202 kW | --> | E13 ex KILCARRAGH | Kilcarragh [T421,T422] | BUTLERSTOWN |  | 52.1469 | -6.991
MV/LV Substation BE***068Y |  | 10 kV | _ | LV | 400 kVA :Kiosk Substation | 0.4 | --> | 0.4 | 0 | 0 | Constrained, otherwise capacity available =358 kVA | --> | 0.38 | 0 | 0 | 0 | 0 | Constrained, otherwise capacity available =386 kW | --> | C16 ex TRAMORE | Tramore [T41,T42] | BUTLERSTOWN |  | 52.1595 | -7.1479
MV/LV Substation TR***069 |  | 10 kV | _ | LV | 400 kVA :Kiosk Substation | 0.4 | --> | 0.4 | 0 | 0 | Constrained, otherwise capacity available =273 kVA | --> | 0.38 | 0 | 0.076 | 0 | 0 | Constrained, otherwise capacity available =341 kW | --> | C12 ex TRAMORE | Tramore [T41,T42] | BUTLERSTOWN |  | 52.1571 | -7.1667
MV/LV Substation RI***072 |  | 10 kV | _ | LV | 630 kVA :Kiosk Substation | 0.63 | --> | 0.63 | 0 | 0 | Constrained, otherwise capacity available =580 kVA | --> | 0.598 | 0 | 0.017 | 0 | 0 | Constrained, otherwise capacity available =593 kW | --> | C16 ex TRAMORE | Tramore [T41,T42] | BUTLERSTOWN |  | 52.1639 | -7.1408
MV/LV Substation AT***079Y |  | 10 kV | _ | LV | 630 kVA :Building Structure | 0.63 | --> | 0.63 | 0 | 0 | Constrained, otherwise capacity available =554 kVA | --> | 0.598 | 0 | 0.01 | 0 | 0 | Constrained, otherwise capacity available =602 kW | --> | C16 ex TRAMORE | Tramore [T41,T42] | BUTLERSTOWN |  | 52.1603 | -7.1387
MV/LV Substation CO***080 |  | 20 kV | _ | LV | 200 kVA :Kiosk Substation | 0.2 | --> | 0.2 | 0 | 0 | Constrained, otherwise capacity available =169 kVA | --> | 0.19 | 0 | 0.015 | 0 | 0 | Constrained, otherwise capacity available =183 kW | --> | C19 ex TRAMORE | Tramore [T41,T42] | BUTLERSTOWN |  | 52.146 | -7.0038
MV/LV Substation CL***082Y |  | 10 kV | _ | LV | 200 kVA :Kiosk Substation | 0.2 | --> | 0.2 | 0 | 0 | Constrained, otherwise capacity available =172 kVA | --> | 0.19 | 0 | 0 | 0 | 0 | Constrained, otherwise capacity available =194 kW | --> | C23 ex TRAMORE | Tramore [T41,T42] | BUTLERSTOWN |  | 52.169 | -7.1551
MV/LV Substation LO***084Y |  | 10 kV | _ | LV | 400 kVA :Kiosk Substation | 0.4 | --> | 0.4 | 0 | 0 | Constrained, otherwise capacity available =256 kVA | --> | 0.38 | 0 | 0.11 | 0 | 0 | Constrained, otherwise capacity available =318 kW | --> | C16 ex TRAMORE | Tramore [T41,T42] | BUTLERSTOWN |  | 52.1628 | -7.1547
MV/LV Substation BE***089 |  | 10 kV | _ | LV | 630 kVA :Kiosk Substation | 0.63 | --> | 0.63 | 0 | 0 | Constrained, otherwise capacity available =511 kVA | --> | 0.598 | 0 | 0.012 | 0 | 0 | Constrained, otherwise capacity available =606 kW | --> | C23 ex TRAMORE | Tramore [T41,T42] | BUTLERSTOWN |  | 52.1682 | -7.1388
MV/LV Substation AI***096 |  | 10 kV | _ | LV | 100 kVA :Pole Substation | 0.1 | --> | 0.1 | 0 | 0 | Constrained, otherwise capacity available =97 kVA | --> | 0.095 | 0 | 0 | 0 | 0 | Constrained, otherwise capacity available =95 kW | --> | C18 ex TRAMORE | Tramore [T41,T42] | BUTLERSTOWN |  | 52.2301 | -7.2013
MV/LV Substation ME***096Y |  | 10 kV | _ | LV | 400 kVA :Kiosk Substation | 0.4 | --> | 0.4 | 0 | 0 | Constrained, otherwise capacity available =346 kVA | --> | 0.38 | 0 | 0.024 | 0 | 0 | Constrained, otherwise capacity available =370 kW | --> | C12 ex TRAMORE | Tramore [T41,T42] | BUTLERSTOWN |  | 52.167 | -7.1605
MV/LV Substation CH***097Y |  | 20 kV | _ | LV | 100 kVA :Pole Substation | 0.1 | --> | 0.1 | 0 | 0 | Constrained, otherwise capacity available =100 kVA | --> | 0.095 | 0 | 0 | 0 | 0 | Constrained, otherwise capacity available =95 kW | --> | E12 ex KILMACTHOMAS | Kilmacthomas [T421,T422] | DUNGARVAN |  | 52.2246 | -7.3394
MV/LV Substation OR***098 |  | 10 kV | _ | LV | 100 kVA :Pole Substation | 0.1 | --> | 0.1 | 0 | 0 | Constrained, otherwise capacity available =52 kVA | --> | 0.095 | 0 | 0 | 0 | 0 | Constrained, otherwise capacity available =101 kW | --> | C18 ex TRAMORE | Tramore [T41,T42] | BUTLERSTOWN |  | 52.2246 | -7.2002
MV/LV Substation SP***102 |  | 10 kV | _ | LV | 150 kVA :Pole Substation | 0.15 | --> | 0.15 | 0 | 0 | Constrained, otherwise capacity available =149 kVA | --> | 0.142 | 0 | 0.006 | 0 | 0 | Constrained, otherwise capacity available =138 kW | --> | C18 ex TRAMORE | Tramore [T41,T42] | BUTLERSTOWN |  | 52.2026 | -7.1861
MV/LV Substation EL***103 |  | 10 kV | _ | LV | 400 kVA :Kiosk Substation | 0.4 | --> | 0.4 | 0 | 0 | Constrained, otherwise capacity available =309 kVA | --> | 0.38 | 0 | 0.036 | 0 | 0 | Constrained, otherwise capacity available =366 kW | --> | C12 ex TRAMORE | Tramore [T41,T42] | BUTLERSTOWN |  | 52.1626 | -7.1642
MV/LV Substation BA***109 |  | 20 kV | _ | LV | 50 kVA :Pole Substation | 0.05 | --> | 0.05 | 0 | 0 | Constrained, otherwise capacity available =50 kVA | --> | 0.048 | 0 | 0 | 0 | 0 | Constrained, otherwise capacity available =48 kW | --> | C14 ex KILMEADEN | Kilmeaden [T42] | BUTLERSTOWN |  | 52.2282 | -7.3331
MV/LV Substation PI***116Y |  | 20 kV | _ | LV | 50 kVA :Pole Substation | 0.05 | --> | 0.05 | 0 | 0 | Constrained, otherwise capacity available =15 kVA | --> | 0.048 | 0 | 0 | 0 | 0 | Constrained, otherwise capacity available =52 kW | --> | C19 ex TRAMORE | Tramore [T41,T42] | BUTLERSTOWN |  | 52.1853 | -7.1308
MV/LV Substation BO***122 |  | 20 kV | _ | LV | 100 kVA :Building Structure | 0.1 | --> | 0.1 | 0 | 0 | Constrained, otherwise capacity available =93 kVA | --> | 0.095 | 0 | 0.08 | 0 | 0 | Constrained, otherwise capacity available =37 kW | --> | C21 ex TRAMORE | Tramore [T41,T42] | BUTLERSTOWN |  | 52.1608 | -7.3709
MV/LV Substation GA***123 |  | 20 kV | _ | LV | 50 kVA :Pole Substation | 0.05 | --> | 0.05 | 0 | 0 | Constrained, otherwise capacity available =40 kVA | --> | 0.048 | 0 | 0 | 0 | 0 | Constrained, otherwise capacity available =49 kW | --> | C21 ex TRAMORE | Tramore [T41,T42] | BUTLERSTOWN |  | 52.1721 | -7.3458
MV/LV Substation GA***124 |  | 20 kV | _ | LV | 50 kVA :Pole Substation | 0.05 | --> | 0.05 | 0 | 0 | Constrained, otherwise capacity available =33 kVA | --> | 0.048 | 0 | 0 | 0 | 0 | Constrained, otherwise capacity available =50 kW | --> | C21 ex TRAMORE | Tramore [T41,T42] | BUTLERSTOWN |  | 52.1738 | -7.3485
MV/LV Substation BA***133Y |  | 10 kV | _ | LV | 400 kVA :Kiosk Substation | 0.4 | --> | 0.4 | 0 | 0 | Constrained, otherwise capacity available =350 kVA | --> | 0.38 | 0 | 0.03 | 0 | 0 | Constrained, otherwise capacity available =364 kW | --> | C23 ex TRAMORE | Tramore [T41,T42] | BUTLERSTOWN |  | 52.1749 | -7.1538
MV/LV Substation TA***136 |  | 10 kV | _ | LV | 200 kVA :Pole Substation | 0.2 | --> | 0.2 | 0 | 0 | Constrained, otherwise capacity available =112 kVA | --> | 0.19 | 0 | 0.02 | 0 | 0 | Constrained, otherwise capacity available =187 kW | --> | C23 ex TRAMORE | Tramore [T41,T42] | BUTLERSTOWN |  | 52.1665 | -7.1545
MV/LV Substation MO***136Y |  | 20 kV | _ | LV | 200 kVA :Kiosk Substation | 0.2 | --> | 0.2 | 0 | 0 | Constrained, otherwise capacity available =126 kVA | --> | 0.19 | 0 | 0.028 | 0 | 0 | Constrained, otherwise capacity available =179 kW | --> | C19 ex TRAMORE | Tramore [T41,T42] | BUTLERSTOWN |  | 52.171 | -7.1571
MV/LV Substation BA***141 |  | 20 kV | _ | LV | 50 kVA :Pole Substation | 0.05 | --> | 0.05 | 0 | 0 | Constrained, otherwise capacity available =50 kVA | --> | 0.048 | 0 | 0 | 0 | 0 | Constrained, otherwise capacity available =48 kW | --> | C21 ex TRAMORE | Tramore [T41,T42] | BUTLERSTOWN |  | 52.1488 | -7.3745
MV/LV Substation BA***142 |  | 10 kV | _ | LV | 630 kVA :Kiosk Substation | 0.63 | --> | 0.63 | 0 | 0 | Constrained, otherwise capacity available =562 kVA | --> | 0.598 | 0 | 0.027 | 0 | 0 | Constrained, otherwise capacity available =588 kW | --> | C23 ex TRAMORE | Tramore [T41,T42] | BUTLERSTOWN |  | 52.1664 | -7.1409
MV/LV Substation CL***142Y |  | 10 kV | _ | LV | 400 kVA :Kiosk Substation | 0.4 | --> | 0.4 | 0 | 0 | Constrained, otherwise capacity available =359 kVA | --> | 0.38 | 0 | 0 | 0 | 0 | Constrained, otherwise capacity available =386 kW | --> | C18 ex TRAMORE | Tramore [T41,T42] | BUTLERSTOWN |  | 52.1677 | -7.1624
MV/LV Substation KI***154Y |  | 20 kV | _ | LV | 50 kVA :Pole Substation | 0.05 | --> | 0.05 | 0 | 0 | Constrained, otherwise capacity available =23 kVA | --> | 0.048 | 0 | 0.04 | 0 | 0 | Constrained, otherwise capacity available =22 kW | --> | E13 ex KILCARRAGH | Kilcarragh [T421,T422] | BUTLERSTOWN |  | 52.1631 | -7.0009
MV/LV Substation SO***160Y |  | 10 kV | _ | LV | 200 kVA :Kiosk Substation | 0.2 | --> | 0.2 | 0 | 0 | Constrained, otherwise capacity available =121 kVA | --> | 0.19 | 0 | 0.013 | 0 | 0 | Constrained, otherwise capacity available =191 kW | --> | C23 ex TRAMORE | Tramore [T41,T42] | BUTLERSTOWN |  | 52.1713 | -7.1383
MV/LV Substation AI***161Y |  | 20 kV | _ | LV | 400 kVA :Building Structure | 0.4 | --> | 0.4 | 0 | 0 | Constrained, otherwise capacity available =320 kVA | --> | 0.38 | 0 | 0 | 0 | 0 | Constrained, otherwise capacity available =391 kW | --> | E14 ex KILCARRAGH | Kilcarragh [T421,T422] | BUTLERSTOWN |  | 52.1854 | -7.082
MV/LV Substation CO***168 |  | 20 kV | _ | LV | 200 kVA :Pole Substation | 0.2 | --> | 0.2 | 0 | 0 | Constrained, otherwise capacity available =179 kVA | --> | 0.19 | 0 | 0 | 0 | 0 | Constrained, otherwise capacity available =193 kW | --> | C19 ex TRAMORE | Tramore [T41,T42] | BUTLERSTOWN |  | 52.1461 | -6.9982
MV/LV Substation PI***173Y |  | 20 kV | _ | LV | 50 kVA :Pole Substation | 0.05 | --> | 0.05 | 0 | 0 | Constrained, otherwise capacity available =46 kVA | --> | 0.048 | 0 | 0 | 0 | 0 | Constrained, otherwise capacity available =48 kW | --> | C19 ex TRAMORE | Tramore [T41,T42] | BUTLERSTOWN |  | 52.1774 | -7.1411
MV/LV Substation CL***177Y |  | 10 kV | _ | LV | 400 kVA :Kiosk Substation | 0.4 | --> | 0.4 | 0 | 0 | Constrained, otherwise capacity available =361 kVA | --> | 0.38 | 0 | 0.014 | 0 | 0 | Constrained, otherwise capacity available =375 kW | --> | C18 ex TRAMORE | Tramore [T41,T42] | BUTLERSTOWN |  | 52.1662 | -7.1651
MV/LV Substation TH***178Y |  | 10 kV | _ | LV | 200 kVA :Kiosk Substation | 0.2 | --> | 0.2 | 0 | 0 | Constrained, otherwise capacity available =194 kVA | --> | 0.19 | 0 | 0 | 0 | 0 | Constrained, otherwise capacity available =191 kW | --> | C16 ex TRAMORE | Tramore [T41,T42] | BUTLERSTOWN |  | 52.164 | -7.144
MV/LV Substation TH***181Y |  | 10 kV | _ | LV | 400 kVA :Kiosk Substation | 0.4 | --> | 0.4 | 0 | 0 | Constrained, otherwise capacity available =318 kVA | --> | 0.38 | 0 | 0.046 | 0 | 0 | Constrained, otherwise capacity available =357 kW | --> | C25 ex TRAMORE | Tramore [T41,T42] | BUTLERSTOWN |  | 52.156 | -7.163
MV/LV Substation ST***183 |  | 20 kV | _ | LV | 100 kVA :Pole Substation | 0.1 | --> | 0.1 | 0 | 0 | Constrained, otherwise capacity available =94 kVA | --> | 0.095 | 0 | 0 | 0 | 0 | Constrained, otherwise capacity available =96 kW | --> | E11 ex KILCARRAGH | Kilcarragh [T421,T422] | BUTLERSTOWN |  | 52.2008 | -6.9797
MV/LV Substation AR***186 |  | 20 kV | _ | LV | 100 kVA :Pole Substation | 0.1 | --> | 0.1 | 0 | 0 | Constrained, otherwise capacity available =91 kVA | --> | 0.095 | 0 | 0.011 | 0 | 0 | Constrained, otherwise capacity available =88 kW | --> | C21 ex TRAMORE | Tramore [T41,T42] | BUTLERSTOWN |  | 52.1664 | -7.2541
MV/LV Substation NE***186Y |  | 10 kV | _ | LV | 50 kVA :Pole Substation | 0.05 | --> | 0.05 | 0 | 0 | Constrained, otherwise capacity available =46 kVA | --> | 0.048 | 0 | 0.009 | 0 | 0 | Constrained, otherwise capacity available =41 kW | --> | C12 ex TRAMORE | Tramore [T41,T42] | BUTLERSTOWN |  | 52.1484 | -7.1705
MV/LV Substation WA***188 |  | 10 kV | _ | LV | 400 kVA :Building Structure | 0.4 | --> | 0.4 | 0 | 0 | Constrained, otherwise capacity available =317 kVA | --> | 0.38 | 0 | 0 | 0 | 0 | Constrained, otherwise capacity available =391 kW | --> | C20 ex KILMEADEN | Kilmeaden [T42] | BUTLERSTOWN |  | 52.2327 | -7.2315
MV/LV Substation HI***195Y |  | 20 kV | _ | LV | 50 kVA :Pole Substation | 0.05 | --> | 0.05 | 0 | 0 | Constrained, otherwise capacity available =43 kVA | --> | 0.048 | 0 | 0 | 0 | 0 | Constrained, otherwise capacity available =48 kW | --> | C14 ex KILMEADEN | Kilmeaden [T42] | BUTLERSTOWN |  | 52.242 | -7.2937
MV/LV Substation WA***198 |  | 10 kV | _ | LV | 200 kVA :Pole Substation | 0.2 | --> | 0.2 | 0 | 0 | Constrained, otherwise capacity available =198 kVA | --> | 0.19 | 0 | 0 | 0 | 0 | Constrained, otherwise capacity available =190 kW | --> | C20 ex KILMEADEN | Kilmeaden [T42] | BUTLERSTOWN |  | 52.2292 | -7.2266
MV/LV Substation CR***205 |  | 20 kV | _ | LV | 100 kVA :Pole Substation | 0.1 | --> | 0.1 | 0 | 0 | Constrained, otherwise capacity available =91 kVA | --> | 0.095 | 0 | 0.006 | 0 | 0 | Constrained, otherwise capacity available =92 kW | --> | E11 ex KILCARRAGH | Kilcarragh [T421,T422] | BUTLERSTOWN |  | 52.2331 | -6.9727
MV/LV Substation CA***205Y |  | 20 kV | _ | LV | 200 kVA :Kiosk Substation | 0.2 | --> | 0.2 | 0 | 0 | Constrained, otherwise capacity available =111 kVA | --> | 0.19 | 0 | 0.036 | 0 | 0 | Constrained, otherwise capacity available =175 kW | --> | C19 ex TRAMORE | Tramore [T41,T42] | BUTLERSTOWN |  | 52.2087 | -7.107
MV/LV Substation MA***214Y |  | 10 kV | _ | LV | 630 kVA :Building Structure | 0.63 | --> | 0.63 | 0 | 0 | Constrained, otherwise capacity available =455 kVA | --> | 0.598 | 0 | 0 | 0 | 0 | Constrained, otherwise capacity available =621 kW | --> | C16 ex TRAMORE | Tramore [T41,T42] | BUTLERSTOWN |  | 52.1625 | -7.1534
MV/LV Substation AI***223Y |  | 20 kV | _ | LV | 630 kVA :Kiosk Substation | 0.63 | --> | 0.63 | 0 | 0 | Constrained, otherwise capacity available =521 kVA | --> | 0.598 | 0 | 0 | 0 | 0 | Constrained, otherwise capacity available =613 kW | --> | E14 ex KILCARRAGH | Kilcarragh [T421,T422] | BUTLERSTOWN |  | 52.1875 | -7.0814
MV/LV Substation AD***226 |  | 10 kV | _ | LV | 400 kVA :Kiosk Substation | 0.4 | --> | 0.4 | 0 | 0 | Constrained, otherwise capacity available =400 kVA | --> | 0.38 | 0 | 0 | 0 | 0 | Constrained, otherwise capacity available =380 kW | --> | C20 ex KILMEADEN | Kilmeaden [T42] | BUTLERSTOWN |  | 52.2302 | -7.2384
MV/LV Substation CL***229Y |  | 10 kV | _ | LV | 400 kVA :Kiosk Substation | 0.4 | --> | 0.4 | 0 | 0 | Constrained, otherwise capacity available =322 kVA | --> | 0.38 | 0 | 0.05 | 0 | 0 | Constrained, otherwise capacity available =354 kW | --> | C18 ex TRAMORE | Tramore [T41,T42] | BUTLERSTOWN |  | 52.167 | -7.1672
MV/LV Substation ST***234 |  | 10 kV | _ | LV | 50 kVA :Pole Substation | 0.05 | --> | 0.05 | 0 | 0 | Constrained, otherwise capacity available =47 kVA | --> | 0.048 | 0 | 0 | 0 | 0 | Constrained, otherwise capacity available =48 kW | --> | C12 ex KILMEADEN | Kilmeaden [T42] | BUTLERSTOWN |  | 52.2535 | -7.2499
MV/LV Substation GR***247 |  | 20 kV | _ | LV | 50 kVA :Pole Substation | 0.05 | --> | 0.05 | 0 | 0 | Constrained, otherwise capacity available =34 kVA | --> | 0.048 | 0 | 0.011 | 0 | 0 | Constrained, otherwise capacity available =42 kW | --> | C19 ex TRAMORE | Tramore [T41,T42] | BUTLERSTOWN |  | 52.215 | -7.1208
MV/LV Substation DE***248 |  | 10 kV | _ | LV | 50 kVA :Pole Substation | 0.05 | --> | 0.05 | 0 | 0 |  | --> | 0.048 | 0 | 0.03 | 0 | 0 | Constrained, otherwise capacity available =33 kW | --> | C12 ex KILMEADEN | Kilmeaden [T42] | BUTLERSTOWN |  | 52.2349 | -7.245
MV/LV Substation RO***249Y |  | 20 kV | _ | LV | 50 kVA :Pole Substation | 0.05 | --> | 0.05 | 0 | 0 | Constrained, otherwise capacity available =37 kVA | --> | 0.048 | 0 | 0 | 0 | 0 | Constrained, otherwise capacity available =49 kW | --> | E13 ex KILCARRAGH | Kilcarragh [T421,T422] | BUTLERSTOWN |  | 52.1976 | -7.0224
MV/LV Substation AR***251Y |  | 10 kV | _ | LV | 200 kVA :Kiosk Substation | 0.2 | --> | 0.2 | 0 | 0 | Constrained, otherwise capacity available =167 kVA | --> | 0.19 | 0 | 0.033 | 0 | 0 | Constrained, otherwise capacity available =170 kW | --> | C23 ex TRAMORE | Tramore [T41,T42] | BUTLERSTOWN |  | 52.166 | -7.1482
MV/LV Substation I/***253 |  | 20 kV | _ | LV | 50 kVA :Pole Substation | 0.05 | --> | 0.05 | 0 | 0 | Constrained, otherwise capacity available =39 kVA | --> | 0.048 | 0 | 0 | 0 | 0 | Constrained, otherwise capacity available =49 kW | --> | C21 ex TRAMORE | Tramore [T41,T42] | BUTLERSTOWN |  | 52.1554 | -7.1963
MV/LV Substation BA***275Y |  | 20 kV | _ | LV | 100 kVA :Pole Substation | 0.1 | --> | 0.1 | 0 | 0 | Constrained, otherwise capacity available =63 kVA | --> | 0.095 | 0 | 0 | 0 | 0 | Constrained, otherwise capacity available =100 kW | --> | C19 ex TRAMORE | Tramore [T41,T42] | BUTLERSTOWN |  | 52.2124 | -7.1116
MV/LV Substation SO***277Y |  | 10 kV | _ | LV | 200 kVA :Kiosk Substation | 0.2 | --> | 0.2 | 0 | 0 | Constrained, otherwise capacity available =161 kVA | --> | 0.19 | 0 | 0.016 | 0 | 0 | Constrained, otherwise capacity available =183 kW | --> | C23 ex TRAMORE | Tramore [T41,T42] | BUTLERSTOWN |  | 52.1702 | -7.1355
MV/LV Substation CU***282Y |  | 10 kV | _ | LV | 400 kVA :Kiosk Substation | 0.4 | --> | 0.4 | 0 | 0 | Constrained, otherwise capacity available =400 kVA | --> | 0.38 | 0 | 0 | 0 | 0 | Constrained, otherwise capacity available =380 kW | --> | C12 ex KILMEADEN | Kilmeaden [T42] | BUTLERSTOWN |  | 52.2486 | -7.2802
MV/LV Substation BO***283 |  | 10 kV | _ | LV | 50 kVA :Pole Substation | 0.05 | --> | 0.05 | 0 | 0 | Constrained, otherwise capacity available =43 kVA | --> | 0.048 | 0 | 0 | 0 | 0 | Constrained, otherwise capacity available =48 kW | --> | C20 ex KILMEADEN | Kilmeaden [T42] | BUTLERSTOWN |  | 52.2307 | -7.2415
MV/LV Substation GL***288Y |  | 10 kV | _ | LV | 400 kVA :Kiosk Substation | 0.4 | --> | 0.4 | 0 | 0 | Constrained, otherwise capacity available =325 kVA | --> | 0.38 | 0 | 0.009 | 0 | 0 | Constrained, otherwise capacity available =384 kW | --> | C23 ex TRAMORE | Tramore [T41,T42] | BUTLERSTOWN |  | 52.175 | -7.1441
MV/LV Substation SE***289Y |  | 10 kV | _ | LV | 200 kVA :Kiosk Substation | 0.2 | --> | 0.2 | 0 | 0 | Constrained, otherwise capacity available =122 kVA | --> | 0.19 | 0 | 0.025 | 0 | 0 | Constrained, otherwise capacity available =182 kW | --> | C23 ex TRAMORE | Tramore [T41,T42] | BUTLERSTOWN |  | 52.173 | -7.1455
MV/LV Substation MA***295 |  | 10 kV | _ | LV | 630 kVA :Kiosk Substation | 0.63 | --> | 0.63 | 0 | 0 | Constrained, otherwise capacity available =408 kVA | --> | 0.598 | 0 | 0.02 | 0 | 0 | Constrained, otherwise capacity available =613 kW | --> | C16 ex TRAMORE | Tramore [T41,T42] | BUTLERSTOWN |  | 52.1615 | -7.1527
MV/LV Substation BA***313 |  | 20 kV | _ | LV | 50 kVA :Pole Substation | 0.05 | --> | 0.05 | 0 | 0 | Constrained, otherwise capacity available =21 kVA | --> | 0.048 | 0 | 0.008 | 0 | 0 | Constrained, otherwise capacity available =45 kW | --> | C14 ex KILMEADEN | Kilmeaden [T42] | BUTLERSTOWN |  | 52.2299 | -7.2687
MV/LV Substation NE***321Y |  | 10 kV | _ | LV | 400 kVA :Kiosk Substation | 0.4 | --> | 0.4 | 0 | 0 | Constrained, otherwise capacity available =252 kVA | --> | 0.38 | 0 | 0.116 | 0 | 0 | Constrained, otherwise capacity available =314 kW | --> | C12 ex TRAMORE | Tramore [T41,T42] | BUTLERSTOWN |  | 52.1462 | -7.1706
MV/LV Substation SO***322Y |  | 10 kV | _ | LV | 200 kVA :Kiosk Substation | 0.2 | --> | 0.2 | 0 | 0 | Constrained, otherwise capacity available =163 kVA | --> | 0.19 | 0 | 0.021 | 0 | 0 | Constrained, otherwise capacity available =179 kW | --> | C23 ex TRAMORE | Tramore [T41,T42] | BUTLERSTOWN |  | 52.169 | -7.1351
MV/LV Substation RE***331 |  | 10 kV | _ | LV | 50 kVA :Pole Substation | 0.05 | --> | 0.05 | 0 | 0 | Constrained, otherwise capacity available =39 kVA | --> | 0.048 | 0 | 0.056 | 0 | 0 | Constrained, otherwise capacity available =8 kW | --> | C18 ex TRAMORE | Tramore [T41,T42] | BUTLERSTOWN |  | 52.1873 | -7.2237
MV/LV Substation AM***331Y |  | 10 kV | _ | LV | 400 kVA :Kiosk Substation | 0.4 | --> | 0.4 | 0 | 0 | Constrained, otherwise capacity available =336 kVA | --> | 0.38 | 0 | 0 | 0 | 0 | Constrained, otherwise capacity available =389 kW | --> | C16 ex TRAMORE | Tramore [T41,T42] | BUTLERSTOWN |  | 52.1597 | -7.1455
MV/LV Substation LA***333 |  | 10 kV | _ | LV | 630 kVA :Kiosk Substation | 0.63 | --> | 0.63 | 0 | 0 | Constrained, otherwise capacity available =562 kVA | --> | 0.598 | 0 | 0.007 | 0 | 0 | Constrained, otherwise capacity available =603 kW | --> | C16 ex TRAMORE | Tramore [T41,T42] | BUTLERSTOWN |  | 52.1654 | -7.1454
MV/LV Substation DU***338 |  | 20 kV | _ | LV | 50 kVA :Pole Substation | 0.05 | --> | 0.05 | 0 | 0 | Constrained, otherwise capacity available =48 kVA | --> | 0.048 | 0 | 0 | 0 | 0 | Constrained, otherwise capacity available =48 kW | --> | C21 ex TRAMORE | Tramore [T41,T42] | BUTLERSTOWN |  | 52.1647 | -7.2731
MV/LV Substation MO***339Y |  | 10 kV | _ | LV | 200 kVA :Kiosk Substation | 0.2 | --> | 0.2 | 0 | 0 | Constrained, otherwise capacity available =141 kVA | --> | 0.19 | 0 | 0.051 | 0 | 0 | Constrained, otherwise capacity available =160 kW | --> | C23 ex TRAMORE | Tramore [T41,T42] | BUTLERSTOWN |  | 52.1723 | -7.1551
MV/LV Substation NE***341 |  | 10 kV | _ | LV | 400 kVA :Kiosk Substation | 0.4 | --> | 0.4 | 0 | 0 | Constrained, otherwise capacity available =326 kVA | --> | 0.38 | 0 | 0.108 | 0 | 0 | Constrained, otherwise capacity available =310 kW | --> | C25 ex TRAMORE | Tramore [T41,T42] | BUTLERSTOWN |  | 52.1531 | -7.1665
MV/LV Substation LO***344Y |  | 10 kV | _ | LV | 400 kVA :Kiosk Substation | 0.4 | --> | 0.4 | 0 | 0 | Constrained, otherwise capacity available =382 kVA | --> | 0.38 | 0 | 0.006 | 0 | 0 | Constrained, otherwise capacity available =378 kW | --> | C25 ex TRAMORE | Tramore [T41,T42] | BUTLERSTOWN |  | 52.1561 | -7.1586
MV/LV Substation GA***345Y |  | 10 kV | _ | LV | 400 kVA :Kiosk Substation | 0.4 | --> | 0.4 | 0 | 0 | Constrained, otherwise capacity available =312 kVA | --> | 0.38 | 0 | 0.047 | 0 | 0 | Constrained, otherwise capacity available =357 kW | --> | C23 ex TRAMORE | Tramore [T41,T42] | BUTLERSTOWN |  | 52.1688 | -7.1477
MV/LV Substation IR***347 |  | 20 kV | _ | LV | 50 kVA :Pole Substation | 0.05 | --> | 0.05 | 0 | 0 | Constrained, otherwise capacity available =46 kVA | --> | 0.048 | 0 | 0.009 | 0 | 0 | Constrained, otherwise capacity available =41 kW | --> | E13 ex KILCARRAGH | Kilcarragh [T421,T422] | BUTLERSTOWN |  | 52.1572 | -7.0032
MV/LV Substation CO***347Y |  | 20 kV | _ | LV | 200 kVA :Kiosk Substation | 0.2 | --> | 0.2 | 0 | 0 | Constrained, otherwise capacity available =162 kVA | --> | 0.19 | 0 | 0.03 | 0 | 0 | Constrained, otherwise capacity available =173 kW | --> | C21 ex TRAMORE | Tramore [T41,T42] | BUTLERSTOWN |  | 52.1713 | -7.2635
MV/LV Substation DU***349 |  | 20 kV | _ | LV | 400 kVA :Kiosk Substation | 0.4 | --> | 0.4 | 0 | 0 | Constrained, otherwise capacity available =350 kVA | --> | 0.38 | 0 | 0.014 | 0 | 0 | Constrained, otherwise capacity available =376 kW | --> | E13 ex KILCARRAGH | Kilcarragh [T421,T422] | BUTLERSTOWN |  | 52.1598 | -7.003
MV/LV Substation CA***349Y |  | 20 kV | _ | LV | 200 kVA :Kiosk Substation | 0.2 | --> | 0.2 | 0 | 0 | Constrained, otherwise capacity available =170 kVA | --> | 0.19 | 0 | 0.015 | 0 | 0 | Constrained, otherwise capacity available =183 kW | --> | C19 ex TRAMORE | Tramore [T41,T42] | BUTLERSTOWN |  | 52.1703 | -7.155
MV/LV Substation RI***350Y |  | 10 kV | _ | LV | 400 kVA :Kiosk Substation | 0.4 | --> | 0.4 | 0 | 0 | Constrained, otherwise capacity available =192 kVA | --> | 0.38 | 0 | 0.03 | 0 | 0 | Constrained, otherwise capacity available =382 kW | --> | C23 ex TRAMORE | Tramore [T41,T42] | BUTLERSTOWN |  | 52.1678 | -7.1344
MV/LV Substation CA***355Y |  | 20 kV | _ | LV | 200 kVA :Kiosk Substation | 0.2 | --> | 0.2 | 0 | 0 | Constrained, otherwise capacity available =162 kVA | --> | 0.19 | 0 | 0.006 | 0 | 0 | Constrained, otherwise capacity available =191 kW | --> | C19 ex TRAMORE | Tramore [T41,T42] | BUTLERSTOWN |  | 52.2096 | -7.1004
MV/LV Substation DU***360 |  | 20 kV | _ | LV | 100 kVA :Pole Substation | 0.1 | --> | 0.1 | 0 | 0 | Constrained, otherwise capacity available =81 kVA | --> | 0.095 | 0 | 0.03 | 0 | 0 | Constrained, otherwise capacity available =75 kW | --> | E13 ex KILCARRAGH | Kilcarragh [T421,T422] | BUTLERSTOWN |  | 52.1592 | -6.9971
MV/LV Substation LW***366 |  | 20 kV | _ | LV | 400 kVA :Kiosk Substation | 0.4 | --> | 0.4 | 0 | 0 | Constrained, otherwise capacity available =387 kVA | --> | 0.38 | 0 | 0 | 0 | 0 | Constrained, otherwise capacity available =382 kW | --> | E13 ex KILCARRAGH | Kilcarragh [T421,T422] | BUTLERSTOWN |  | 52.1549 | -6.9952
MV/LV Substation MO***367Y |  | 20 kV | _ | LV | 200 kVA :Kiosk Substation | 0.2 | --> | 0.2 | 0 | 0 | Constrained, otherwise capacity available =140 kVA | --> | 0.19 | 0 | 0.032 | 0 | 0 | Constrained, otherwise capacity available =174 kW | --> | C19 ex TRAMORE | Tramore [T41,T42] | BUTLERSTOWN |  | 52.1715 | -7.1586
MV/LV Substation WE***368 |  | 20 kV | _ | LV | 50 kVA :Pole Substation | 0.05 | --> | 0.05 | 0 | 0 | Constrained, otherwise capacity available =43 kVA | --> | 0.048 | 0 | 0 | 0 | 0 | Constrained, otherwise capacity available =48 kW | --> | C21 ex TRAMORE | Tramore [T41,T42] | BUTLERSTOWN |  | 52.1392 | -7.1818
MV/LV Substation SE***368Y |  | 20 kV | _ | LV | 50 kVA :Pole Substation | 0.05 | --> | 0.05 | 0 | 0 | Constrained, otherwise capacity available =49 kVA | --> | 0.048 | 0 | 0 | 0 | 0 | Constrained, otherwise capacity available =48 kW | --> | C21 ex TRAMORE | Tramore [T41,T42] | BUTLERSTOWN |  | 52.1429 | -7.2787
MV/LV Substation HA***369Y |  | 20 kV | _ | LV | 400 kVA :Kiosk Substation | 0.4 | --> | 0.4 | 0 | 0 | Constrained, otherwise capacity available =380 kVA | --> | 0.38 | 0 | 0 | 0 | 0 | Constrained, otherwise capacity available =383 kW | --> | E13 ex KILCARRAGH | Kilcarragh [T421,T422] | BUTLERSTOWN |  | 52.146 | -6.9929
MV/LV Substation KI***373 |  | 20 kV | _ | LV | 50 kVA :Pole Substation | 0.05 | --> | 0.05 | 0 | 0 | Constrained, otherwise capacity available =31 kVA | --> | 0.048 | 0 | 0.016 | 0 | 0 | Constrained, otherwise capacity available =38 kW | --> | E13 ex KILCARRAGH | Kilcarragh [T421,T422] | BUTLERSTOWN |  | 52.1642 | -7.0062
MV/LV Substation MA***379 |  | 10 kV | _ | LV | 200 kVA :Pole Substation | 0.2 | --> | 0.2 | 0 | 0 | Constrained, otherwise capacity available =200 kVA | --> | 0.19 | 0 | 0 | 0 | 0 | Constrained, otherwise capacity available =190 kW | --> | C18 ex TRAMORE | Tramore [T41,T42] | BUTLERSTOWN |  | 52.1755 | -7.2254
MV/LV Substation BA***380Y |  | 10 kV | _ | LV | 400 kVA :Kiosk Substation | 0.4 | --> | 0.4 | 0 | 0 | Constrained, otherwise capacity available =326 kVA | --> | 0.38 | 0 | 0.01 | 0 | 0 | Constrained, otherwise capacity available =383 kW | --> | C12 ex TRAMORE | Tramore [T41,T42] | BUTLERSTOWN |  | 52.1636 | -7.167
MV/LV Substation GR***381 |  | 20 kV | _ | LV | 100 kVA :Pole Substation | 0.1 | --> | 0.1 | 0 | 0 | Constrained, otherwise capacity available =74 kVA | --> | 0.095 | 0 | 0 | 0 | 0 | Constrained, otherwise capacity available =98 kW | --> | E12 ex KILMACTHOMAS | Kilmacthomas [T421,T422] | DUNGARVAN |  | 52.211 | -7.3396
MV/LV Substation BA***381Y |  | 10 kV | _ | LV | 200 kVA :Kiosk Substation | 0.2 | --> | 0.2 | 0 | 0 | Constrained, otherwise capacity available =142 kVA | --> | 0.19 | 0 | 0.023 | 0 | 0 | Constrained, otherwise capacity available =181 kW | --> | C12 ex TRAMORE | Tramore [T41,T42] | BUTLERSTOWN |  | 52.1625 | -7.1691
MV/LV Substation WA***382 |  | 20 kV | _ | LV | 200 kVA :Building Structure | 0.2 | --> | 0.2 | 0 | 0 | Constrained, otherwise capacity available =129 kVA | --> | 0.19 | 0 | 0 | 0 | 0 | Constrained, otherwise capacity available =200 kW | --> | E14 ex KILCARRAGH | Kilcarragh [T421,T422] | BUTLERSTOWN |  | 52.1889 | -7.0809
MV/LV Substation LE***383Y |  | 20 kV | _ | LV | 50 kVA :Pole Substation | 0.05 | --> | 0.05 | 0 | 0 | Constrained, otherwise capacity available =47 kVA | --> | 0.048 | 0 | 0 | 0 | 0 | Constrained, otherwise capacity available =48 kW | --> | E13 ex KILCARRAGH | Kilcarragh [T421,T422] | BUTLERSTOWN |  | 52.174 | -7.0181
MV/LV Substation NE***388 |  | 10 kV | _ | LV | 200 kVA :Pole Substation | 0.2 | --> | 0.2 | 0 | 0 | Constrained, otherwise capacity available =172 kVA | --> | 0.19 | 0 | 0.005 | 0 | 0 | Constrained, otherwise capacity available =190 kW | --> | C12 ex TRAMORE | Tramore [T41,T42] | BUTLERSTOWN |  | 52.1483 | -7.1722
MV/LV Substation CO***394 |  | 20 kV | _ | LV | 200 kVA :Kiosk Substation | 0.2 | --> | 0.2 | 0 | 0 | Constrained, otherwise capacity available =70 kVA | --> | 0.19 | 0 | 0.049 | 0 | 0 | Constrained, otherwise capacity available =171 kW | --> | E13 ex KILCARRAGH | Kilcarragh [T421,T422] | BUTLERSTOWN |  | 52.1512 | -7.0061
MV/LV Substation CA***394Y |  | 20 kV | _ | LV | 50 kVA :Pole Substation | 0.05 | --> | 0.05 | 0 | 0 | Constrained, otherwise capacity available =47 kVA | --> | 0.048 | 0 | 0 | 0 | 0 | Constrained, otherwise capacity available =48 kW | --> | C14 ex KILMEADEN | Kilmeaden [T42] | BUTLERSTOWN |  | 52.2075 | -7.2865
MV/LV Substation AR***396 |  | 10 kV | _ | LV | 400 kVA :Kiosk Substation | 0.4 | --> | 0.4 | 0 | 0 | Constrained, otherwise capacity available =324 kVA | --> | 0.38 | 0 | 0.067 | 0 | 0 | Constrained, otherwise capacity available =340 kW | --> | C23 ex TRAMORE | Tramore [T41,T42] | BUTLERSTOWN |  | 52.1715 | -7.1527
MV/LV Substation AM***4002 |  | 10 kV | _ | LV | 630 kVA :Building Structure | 0.63 | --> | 0.63 | 0 | 0 | Constrained, otherwise capacity available =538 kVA | --> | 0.598 | 0 | 0 | 0 | 0 | Constrained, otherwise capacity available =611 kW | --> | C16 ex TRAMORE | Tramore [T41,T42] | BUTLERSTOWN |  | 52.1603 | -7.147
MV/LV Substation BA***4014 |  | 20 kV | _ | LV | 100 kVA :Pole Substation | 0.1 | --> | 0.1 | 0 | 0 | Constrained, otherwise capacity available =99 kVA | --> | 0.095 | 0 | 0 | 0 | 0 | Constrained, otherwise capacity available =95 kW | --> | C14 ex KILMEADEN | Kilmeaden [T42] | BUTLERSTOWN |  | 52.2337 | -7.2746
MV/LV Substation KI***4027 |  | 20 kV | _ | LV | 50 kVA :Pole Substation | 0.05 | --> | 0.05 | 0 | 0 | Constrained, otherwise capacity available =40 kVA | --> | 0.048 | 0 | 0 | 0 | 0 | Constrained, otherwise capacity available =49 kW | --> | C19 ex TRAMORE | Tramore [T41,T42] | BUTLERSTOWN |  | 52.1707 | -7.0622
MV/LV Substation KI***402Y |  | 20 kV | _ | LV | 50 kVA :Pole Substation | 0.05 | --> | 0.05 | 0 | 0 | Constrained, otherwise capacity available =47 kVA | --> | 0.048 | 0 | 0.005 | 0 | 0 | Constrained, otherwise capacity available =44 kW | --> | C21 ex TRAMORE | Tramore [T41,T42] | BUTLERSTOWN |  | 52.151 | -7.3267
MV/LV Substation IC***4040 |  | 20 kV | _ | LV | 50 kVA :Pole Substation | 0.05 | --> | 0.05 | 0 | 0 | Constrained, otherwise capacity available =47 kVA | --> | 0.048 | 0 | 0 | 0 | 0 | Constrained, otherwise capacity available =48 kW | --> | C21 ex TRAMORE | Tramore [T41,T42] | BUTLERSTOWN |  | 52.1723 | -7.2609
MV/LV Substation BA***4042 |  | 10 kV | _ | LV | 400 kVA :Building Structure | 0.4 | --> | 0.4 | 0 | 0 | Constrained, otherwise capacity available =321 kVA | --> | 0.38 | 0 | 0 | 0 | 0 | Constrained, otherwise capacity available =391 kW | --> | C25 ex TRAMORE | Tramore [T41,T42] | BUTLERSTOWN |  | 52.1624 | -7.1606
MV/LV Substation KI***4043 |  | 20 kV | _ | LV | 50 kVA :Pole Substation | 0.05 | --> | 0.05 | 0 | 0 | Constrained, otherwise capacity available =50 kVA | --> | 0.048 | 0 | 0 | 0 | 0 | Constrained, otherwise capacity available =48 kW | --> | C21 ex TRAMORE | Tramore [T41,T42] | BUTLERSTOWN |  | 52.1793 | -7.3312
MV/LV Substation CO***4047 |  | 20 kV | _ | LV | 100 kVA :Pole Substation | 0.1 | --> | 0.1 | 0 | 0 | Constrained, otherwise capacity available =92 kVA | --> | 0.095 | 0 | 0 | 0 | 0 | Constrained, otherwise capacity available =96 kW | --> | C19 ex TRAMORE | Tramore [T41,T42] | BUTLERSTOWN |  | 52.1568 | -7.0616
MV/LV Substation BA***4049 |  | 20 kV | _ | LV | 50 kVA :Pole Substation | 0.05 | --> | 0.05 | 0 | 0 | Constrained, otherwise capacity available =42 kVA | --> | 0.048 | 0 | 0.011 | 0 | 0 | Constrained, otherwise capacity available =40 kW | --> | C19 ex TRAMORE | Tramore [T41,T42] | BUTLERSTOWN |  | 52.1922 | -7.1202
MV/LV Substation CA***404Y |  | 10 kV | _ | LV | 200 kVA :Kiosk Substation | 0.2 | --> | 0.2 | 0 | 0 | Constrained, otherwise capacity available =188 kVA | --> | 0.19 | 0 | 0.005 | 0 | 0 | Constrained, otherwise capacity available =188 kW | --> | C23 ex TRAMORE | Tramore [T41,T42] | BUTLERSTOWN |  | 52.1698 | -7.1508
MV/LV Substation NY***4051 |  | 20 kV | _ | LV | 50 kVA :Pole Substation | 0.05 | --> | 0.05 | 0 | 0 | Constrained, otherwise capacity available =32 kVA | --> | 0.048 | 0 | 0 | 0 | 0 | Constrained, otherwise capacity available =50 kW | --> | E13 ex KILCARRAGH | Kilcarragh [T421,T422] | BUTLERSTOWN |  | 52.1586 | -6.9923
MV/LV Substation CA***4055 |  | 20 kV | _ | LV | 50 kVA :Pole Substation | 0.05 | --> | 0.05 | 0 | 0 | Constrained, otherwise capacity available =50 kVA | --> | 0.048 | 0 | 0 | 0 | 0 | Constrained, otherwise capacity available =48 kW | --> | C14 ex KILMEADEN | Kilmeaden [T42] | BUTLERSTOWN |  | 52.2026 | -7.2975
MV/LV Substation CO***4068 |  | 20 kV | _ | LV | 200 kVA :Pole Substation | 0.2 | --> | 0.2 | 0 | 0 | Constrained, otherwise capacity available =165 kVA | --> | 0.19 | 0 | 0.004 | 0 | 0 | Constrained, otherwise capacity available =192 kW | --> | C19 ex TRAMORE | Tramore [T41,T42] | BUTLERSTOWN |  | 52.1437 | -7.0023
MV/LV Substation DU***4075 |  | 20 kV | _ | LV | 400 kVA :Building Structure | 0.4 | --> | 0.4 | 0 | 0 | Constrained, otherwise capacity available =400 kVA | --> | 0.38 | 0 | 0 | 0 | 0 | Constrained, otherwise capacity available =380 kW | --> | E13 ex KILCARRAGH | Kilcarragh [T421,T422] | BUTLERSTOWN |  | 52.1466 | -6.9908
MV/LV Substation PE***4076 |  | 10 kV | _ | LV | 50 kVA :Pole Substation | 0.05 | --> | 0.05 | 0 | 0 | Constrained, otherwise capacity available =48 kVA | --> | 0.048 | 0 | 0.01 | 0 | 0 | Constrained, otherwise capacity available =40 kW | --> | C18 ex TRAMORE | Tramore [T41,T42] | BUTLERSTOWN |  | 52.2074 | -7.2132
MV/LV Substation BA***4081 |  | 20 kV | _ | LV | 50 kVA :Pole Substation | 0.05 | --> | 0.05 | 0 | 0 | Constrained, otherwise capacity available =50 kVA | --> | 0.048 | 0 | 0 | 0 | 0 | Constrained, otherwise capacity available =48 kW | --> | C14 ex KILMEADEN | Kilmeaden [T42] | BUTLERSTOWN |  | 52.2288 | -7.2625
MV/LV Substation BA***4085 |  | 20 kV | _ | LV | 50 kVA :Pole Substation | 0.05 | --> | 0.05 | 0 | 0 | Constrained, otherwise capacity available =50 kVA | --> | 0.048 | 0 | 0 | 0 | 0 | Constrained, otherwise capacity available =48 kW | --> | C21 ex TRAMORE | Tramore [T41,T42] | BUTLERSTOWN |  | 52.1713 | -7.291
MV/LV Substation CL***4086 |  | 20 kV | _ | LV | 400 kVA :Kiosk Substation | 0.4 | --> | 0.4 | 0 | 0 | Constrained, otherwise capacity available =228 kVA | --> | 0.38 | 0 | 0.102 | 0 | 0 | Constrained, otherwise capacity available =327 kW | --> | C21 ex TRAMORE | Tramore [T41,T42] | BUTLERSTOWN |  | 52.167 | -7.1698
MV/LV Substation GA***4087 |  | 20 kV | _ | LV | 100 kVA :Pole Substation | 0.1 | --> | 0.1 | 0 | 0 | Constrained, otherwise capacity available =96 kVA | --> | 0.095 | 0 | 0 | 0 | 0 | Constrained, otherwise capacity available =96 kW | --> | C21 ex TRAMORE | Tramore [T41,T42] | BUTLERSTOWN |  | 52.1506 | -7.1889
MV/LV Substation KN***409 |  | 10 kV | _ | LV | 50 kVA :Pole Substation | 0.05 | --> | 0.05 | 0 | 0 | Constrained, otherwise capacity available =32 kVA | --> | 0.048 | 0 | 0 | 0 | 0 | Constrained, otherwise capacity available =50 kW | --> | C18 ex TRAMORE | Tramore [T41,T42] | BUTLERSTOWN |  | 52.2159 | -7.1649
MV/LV Substation BA***4110 |  | 20 kV | _ | LV | 50 kVA :Pole Substation | 0.05 | --> | 0.05 | 0 | 0 | Constrained, otherwise capacity available =50 kVA | --> | 0.048 | 0 | 0 | 0 | 0 | Constrained, otherwise capacity available =48 kW | --> | C21 ex TRAMORE | Tramore [T41,T42] | BUTLERSTOWN |  | 52.1482 | -7.3707
MV/LV Substation BA***411X |  | 20 kV | _ | LV | 50 kVA :Pole Substation | 0.05 | --> | 0.05 | 0 | 0 | Constrained, otherwise capacity available =47 kVA | --> | 0.048 | 0 | 0.008 | 0 | 0 | Constrained, otherwise capacity available =42 kW | --> | C21 ex TRAMORE | Tramore [T41,T42] | BUTLERSTOWN |  | 52.1762 | -7.2893
MV/LV Substation BA***413 |  | 10 kV | _ | LV | 50 kVA :Pole Substation | 0.05 | --> | 0.05 | 0 | 0 | Constrained, otherwise capacity available =42 kVA | --> | 0.048 | 0 | 0 | 0 | 0 | Constrained, otherwise capacity available =48 kW | --> | C18 ex TRAMORE | Tramore [T41,T42] | BUTLERSTOWN |  | 52.194 | -7.1863
MV/LV Substation AL***4130 |  | 10 kV | _ | LV | 400 kVA :Building Structure | 0.4 | --> | 0.4 | 0 | 0 | Constrained, otherwise capacity available =334 kVA | --> | 0.38 | 0 | 0 | 0 | 0 | Constrained, otherwise capacity available =389 kW | --> | C16 ex TRAMORE | Tramore [T41,T42] | BUTLERSTOWN |  | 52.1612 | -7.1487
MV/LV Substation BA***4144 |  | 20 kV | _ | LV | 50 kVA :Pole Substation | 0.05 | --> | 0.05 | 0 | 0 | Constrained, otherwise capacity available =50 kVA | --> | 0.048 | 0 | 0 | 0 | 0 | Constrained, otherwise capacity available =48 kW | --> | C21 ex TRAMORE | Tramore [T41,T42] | BUTLERSTOWN |  | 52.1768 | -7.2959
MV/LV Substation BA***414X |  | 20 kV | _ | LV | 50 kVA :Pole Substation | 0.05 | --> | 0.05 | 0 | 0 | Constrained, otherwise capacity available =28 kVA | --> | 0.048 | 0 | 0.006 | 0 | 0 | Constrained, otherwise capacity available =46 kW | --> | C21 ex TRAMORE | Tramore [T41,T42] | BUTLERSTOWN |  | 52.1865 | -7.2935
MV/LV Substation CL***4153 |  | 20 kV | _ | LV | 400 kVA :Kiosk Substation | 0.4 | --> | 0.4 | 0 | 0 | Constrained, otherwise capacity available =396 kVA | --> | 0.38 | 0 | 0 | 0 | 0 | Constrained, otherwise capacity available =380 kW | --> | C21 ex TRAMORE | Tramore [T41,T42] | BUTLERSTOWN |  | 52.1683 | -7.1699
MV/LV Substation SE***4157 |  | 20 kV | _ | LV | 50 kVA :Pole Substation | 0.05 | --> | 0.05 | 0 | 0 | Constrained, otherwise capacity available =48 kVA | --> | 0.048 | 0 | 0.025 | 0 | 0 | Constrained, otherwise capacity available =29 kW | --> | E16 ex KILMACTHOMAS | Kilmacthomas [T421,T422] | DUNGARVAN |  | 52.1586 | -7.3981
MV/LV Substation CL***4160 |  | 10 kV | _ | LV | 630 kVA :Kiosk Substation | 0.63 | --> | 0.63 | 0 | 0 | Constrained, otherwise capacity available =618 kVA | --> | 0.598 | 0 | 0.005 | 0 | 0 | Constrained, otherwise capacity available =596 kW | --> | C12 ex TRAMORE | Tramore [T41,T42] | BUTLERSTOWN |  | 52.1446 | -7.1682
MV/LV Substation CU***4165 |  | 10 kV | _ | LV | 50 kVA :Pole Substation | 0.05 | --> | 0.05 | 0 | 0 | Constrained, otherwise capacity available =44 kVA | --> | 0.048 | 0 | 0 | 0 | 0 | Constrained, otherwise capacity available =48 kW | --> | C18 ex TRAMORE | Tramore [T41,T42] | BUTLERSTOWN |  | 52.1878 | -7.1765
MV/LV Substation BA***416X |  | 20 kV | _ | LV | 100 kVA :Pole Substation | 0.1 | --> | 0.1 | 0 | 0 | Constrained, otherwise capacity available =85 kVA | --> | 0.095 | 0 | 0.012 | 0 | 0 | Constrained, otherwise capacity available =88 kW | --> | C21 ex TRAMORE | Tramore [T41,T42] | BUTLERSTOWN |  | 52.1742 | -7.2663
MV/LV Substation BA***4172 |  | 10 kV | _ | LV | 50 kVA :Pole Substation | 0.05 | --> | 0.05 | 0 | 0 | Constrained, otherwise capacity available =49 kVA | --> | 0.048 | 0 | 0 | 0 | 0 | Constrained, otherwise capacity available =48 kW | --> | C18 ex TRAMORE | Tramore [T41,T42] | BUTLERSTOWN |  | 52.2347 | -7.2083
MV/LV Substation CU***4185 |  | 10 kV | _ | LV | 50 kVA :Pole Substation | 0.05 | --> | 0.05 | 0 | 0 | Constrained, otherwise capacity available =50 kVA | --> | 0.048 | 0 | 0 | 0 | 0 | Constrained, otherwise capacity available =48 kW | --> | C12 ex KILMEADEN | Kilmeaden [T42] | BUTLERSTOWN |  | 52.2456 | -7.2716
MV/LV Substation SL***4188 |  | 10 kV | _ | LV | 400 kVA :Kiosk Substation | 0.4 | --> | 0.4 | 0 | 0 | Constrained, otherwise capacity available =400 kVA | --> | 0.38 | 0 | 0 | 0 | 0 | Constrained, otherwise capacity available =380 kW | --> | C23 ex TRAMORE | Tramore [T41,T42] | BUTLERSTOWN |  | 52.1699 | -7.1422
MV/LV Substation CL***4190 |  | 10 kV | _ | LV | 630 kVA :Kiosk Substation | 0.63 | --> | 0.63 | 0 | 0 | Constrained, otherwise capacity available =630 kVA | --> | 0.598 | 0 | 0 | 0 | 0 | Constrained, otherwise capacity available =598 kW | --> | C20 ex KILMEADEN | Kilmeaden [T42] | BUTLERSTOWN |  | 52.2288 | -7.2309
MV/LV Substation CA***4194 |  | 20 kV | _ | LV | 50 kVA :Pole Substation | 0.05 | --> | 0.05 | 0 | 0 | Constrained, otherwise capacity available =44 kVA | --> | 0.048 | 0 | 0 | 0 | 0 | Constrained, otherwise capacity available =48 kW | --> | C21 ex TRAMORE | Tramore [T41,T42] | BUTLERSTOWN |  | 52.1844 | -7.3302
MV/LV Substation LE***4195 |  | 20 kV | _ | LV | 50 kVA :Pole Substation | 0.05 | --> | 0.05 | 0 | 0 | Constrained, otherwise capacity available =44 kVA | --> | 0.048 | 0 | 0 | 0 | 0 | Constrained, otherwise capacity available =48 kW | --> | E13 ex KILCARRAGH | Kilcarragh [T421,T422] | BUTLERSTOWN |  | 52.1692 | -7.0154
MV/LV Substation QU***419X |  | 10 kV | _ | LV | 200 kVA :Pole Substation | 0.2 | --> | 0.2 | 0 | 0 | Constrained, otherwise capacity available =44 kVA | --> | 0.19 | 0 | 0.011 | 0 | 0 | Constrained, otherwise capacity available =195 kW | --> | C18 ex TRAMORE | Tramore [T41,T42] | BUTLERSTOWN |  | 52.1747 | -7.2259
MV/LV Substation BA***4200 |  | 10 kV | _ | LV | 50 kVA :Pole Substation | 0.05 | --> | 0.05 | 0 | 0 | Constrained, otherwise capacity available =50 kVA | --> | 0.048 | 0 | 0 | 0 | 0 | Constrained, otherwise capacity available =48 kW | --> | C12 ex KILMEADEN | Kilmeaden [T42] | BUTLERSTOWN |  | 52.2395 | -7.2544
MV/LV Substation CO***4204 |  | 10 kV | _ | LV | 400 kVA :Building Structure | 0.4 | --> | 0.4 | 0 | 0 | Constrained, otherwise capacity available =400 kVA | --> | 0.38 | 0 | 0 | 0 | 0 | Constrained, otherwise capacity available =380 kW | --> | C12 ex TRAMORE | Tramore [T41,T42] | BUTLERSTOWN |  | 52.1571 | -7.1694
MV/LV Substation ST***4209 |  | 10 kV | _ | LV | 630 kVA :Kiosk Substation | 0.63 | --> | 0.63 | 0 | 0 | Constrained, otherwise capacity available =548 kVA | --> | 0.598 | 0 | 0 | 0 | 0 | Constrained, otherwise capacity available =610 kW | --> | C23 ex TRAMORE | Tramore [T41,T42] | BUTLERSTOWN |  | 52.1705 | -7.145
MV/LV Substation GA***4210 |  | 20 kV | _ | LV | 630 kVA :Kiosk Substation | 0.63 | --> | 0.63 | 0 | 0 | Constrained, otherwise capacity available =593 kVA | --> | 0.598 | 0 | 0 | 0 | 0 | Constrained, otherwise capacity available =604 kW | --> | E11 ex KILCARRAGH | Kilcarragh [T421,T422] | BUTLERSTOWN |  | 52.23 | -6.9797
MV/LV Substation AP***4214 |  | 10 kV | _ | LV | 400 kVA :Kiosk Substation | 0.4 | --> | 0.4 | 0 | 0 | Constrained, otherwise capacity available =244 kVA | --> | 0.38 | 0 | 0 | 0 | 0 | Constrained, otherwise capacity available =401 kW | --> | C23 ex TRAMORE | Tramore [T41,T42] | BUTLERSTOWN |  | 52.1728 | -7.1405
MV/LV Substation GO***4218 |  | 20 kV | _ | LV | 50 kVA :Pole Substation | 0.05 | --> | 0.05 | 0 | 0 | Constrained, otherwise capacity available =40 kVA | --> | 0.048 | 0 | 0.011 | 0 | 0 | Constrained, otherwise capacity available =41 kW | --> | C19 ex TRAMORE | Tramore [T41,T42] | BUTLERSTOWN |  | 52.1488 | -7.0608
MV/LV Substation KI***421X |  | 20 kV | _ | LV | 400 kVA :Kiosk Substation | 0.4 | --> | 0.4 | 0 | 0 | Constrained, otherwise capacity available =329 kVA | --> | 0.38 | 0 | 0.005 | 0 | 0 | Constrained, otherwise capacity available =386 kW | --> | C21 ex TRAMORE | Tramore [T41,T42] | BUTLERSTOWN |  | 52.1755 | -7.3348
MV/LV Substation MO***4220 |  | 10 kV | _ | LV | 630 kVA :Kiosk Substation | 0.63 | --> | 0.63 | 0 | 0 | Constrained, otherwise capacity available =532 kVA | --> | 0.598 | 0 | 0.023 | 0 | 0 | Constrained, otherwise capacity available =595 kW | --> | C18 ex TRAMORE | Tramore [T41,T42] | BUTLERSTOWN |  | 52.1707 | -7.1612
MV/LV Substation CL***4221 |  | 10 kV | _ | LV | 630 kVA :Kiosk Substation | 0.63 | --> | 0.63 | 0 | 0 | Constrained, otherwise capacity available =627 kVA | --> | 0.598 | 0 | 0 | 0 | 0 | Constrained, otherwise capacity available =599 kW | --> | C20 ex KILMEADEN | Kilmeaden [T42] | BUTLERSTOWN |  | 52.2293 | -7.2339
MV/LV Substation AS***4231 |  | 20 kV | _ | LV | 200 kVA :Pole Substation | 0.2 | --> | 0.2 | 0 | 0 | Constrained, otherwise capacity available =200 kVA | --> | 0.19 | 0 | 0 | 0 | 0 | Constrained, otherwise capacity available =190 kW | --> | E13 ex KILCARRAGH | Kilcarragh [T421,T422] | BUTLERSTOWN |  | 52.1592 | -6.9916
MV/LV Substation GR***4238 |  | 20 kV | _ | LV | 50 kVA :Pole Substation | 0.05 | --> | 0.05 | 0 | 0 | Constrained, otherwise capacity available =50 kVA | --> | 0.048 | 0 | 0 | 0 | 0 | Constrained, otherwise capacity available =48 kW | --> | C19 ex TRAMORE | Tramore [T41,T42] | BUTLERSTOWN |  | 52.1547 | -7.0216
MV/LV Substation MA***4240 |  | 10 kV | _ | LV | 50 kVA :Pole Substation | 0.05 | --> | 0.05 | 0 | 0 | Constrained, otherwise capacity available =50 kVA | --> | 0.048 | 0 | 0 | 0 | 0 | Constrained, otherwise capacity available =48 kW | --> | C12 ex KILMEADEN | Kilmeaden [T42] | BUTLERSTOWN |  | 52.2386 | -7.2497
MV/LV Substation TH***4241 |  | 10 kV | _ | LV | 400 kVA :Kiosk Substation | 0.4 | --> | 0.4 | 0 | 0 | Constrained, otherwise capacity available =400 kVA | --> | 0.38 | 0 | 0 | 0 | 0 | Constrained, otherwise capacity available =380 kW | --> | C12 ex TRAMORE | Tramore [T41,T42] | BUTLERSTOWN |  | 52.1645 | -7.1658
MV/LV Substation AI***424Y |  | 20 kV | _ | LV | 630 kVA :Building Structure | 0.63 | --> | 0.63 | 0 | 0 | Constrained, otherwise capacity available =628 kVA | --> | 0.598 | 0 | 0 | 0 | 0 | Constrained, otherwise capacity available =599 kW | --> | E14 ex KILCARRAGH | Kilcarragh [T421,T422] | BUTLERSTOWN |  | 52.1829 | -7.0843
MV/LV Substation TR***427 |  | 10 kV | _ | LV | 100 kVA :Pole Substation | 0.1 | --> | 0.1 | 0 | 0 | Constrained, otherwise capacity available =75 kVA | --> | 0.095 | 0 | 0.031 | 0 | 0 | Constrained, otherwise capacity available =75 kW | --> | C18 ex TRAMORE | Tramore [T41,T42] | BUTLERSTOWN |  | 52.2322 | -7.2017
MV/LV Substation MT***430 |  | 10 kV | _ | LV | 50 kVA :Pole Substation | 0.05 | --> | 0.05 | 0 | 0 | Constrained, otherwise capacity available =47 kVA | --> | 0.048 | 0 | 0 | 0 | 0 | Constrained, otherwise capacity available =48 kW | --> | C18 ex TRAMORE | Tramore [T41,T42] | BUTLERSTOWN |  | 52.238 | -7.2106
MV/LV Substation CA***431X |  | 20 kV | _ | LV | 50 kVA :Pole Substation | 0.05 | --> | 0.05 | 0 | 0 | Constrained, otherwise capacity available =36 kVA | --> | 0.048 | 0 | 0 | 0 | 0 | Constrained, otherwise capacity available =49 kW | --> | C14 ex KILMEADEN | Kilmeaden [T42] | BUTLERSTOWN |  | 52.2267 | -7.2956
MV/LV Substation CA***434Y |  | 20 kV | _ | LV | 50 kVA :Pole Substation | 0.05 | --> | 0.05 | 0 | 0 | Constrained, otherwise capacity available =43 kVA | --> | 0.048 | 0 | 0.005 | 0 | 0 | Constrained, otherwise capacity available =45 kW | --> | C21 ex TRAMORE | Tramore [T41,T42] | BUTLERSTOWN |  | 52.1635 | -7.3049
MV/LV Substation BA***437X |  | 20 kV | _ | LV | 100 kVA :Pole Substation | 0.1 | --> | 0.1 | 0 | 0 | Constrained, otherwise capacity available =78 kVA | --> | 0.095 | 0 | 0.02 | 0 | 0 | Constrained, otherwise capacity available =83 kW | --> | C19 ex TRAMORE | Tramore [T41,T42] | BUTLERSTOWN |  | 52.198 | -7.1171
MV/LV Substation B/***438Y |  | 20 kV | _ | LV | 50 kVA :Pole Substation | 0.05 | --> | 0.05 | 0 | 0 | Constrained, otherwise capacity available =45 kVA | --> | 0.048 | 0 | 0 | 0 | 0 | Constrained, otherwise capacity available =48 kW | --> | E13 ex KILCARRAGH | Kilcarragh [T421,T422] | BUTLERSTOWN |  | 52.1945 | -7.0203
MV/LV Substation GR***440X |  | 20 kV | _ | LV | 50 kVA :Pole Substation | 0.05 | --> | 0.05 | 0 | 0 | Constrained, otherwise capacity available =35 kVA | --> | 0.048 | 0 | 0.025 | 0 | 0 | Constrained, otherwise capacity available =31 kW | --> | C19 ex TRAMORE | Tramore [T41,T42] | BUTLERSTOWN |  | 52.1495 | -7.0337
MV/LV Substation BA***441 |  | 20 kV | _ | LV | 100 kVA :Pole Substation | 0.1 | --> | 0.1 | 0 | 0 | Constrained, otherwise capacity available =79 kVA | --> | 0.095 | 0 | 0.014 | 0 | 0 | Constrained, otherwise capacity available =87 kW | --> | C14 ex KILMEADEN | Kilmeaden [T42] | BUTLERSTOWN |  | 52.2327 | -7.2706
MV/LV Substation AS***445Y |  | 20 kV | _ | LV | 100 kVA :Pole Substation | 0.1 | --> | 0.1 | 0 | 0 | Constrained, otherwise capacity available =84 kVA | --> | 0.095 | 0 | 0 | 0 | 0 | Constrained, otherwise capacity available =97 kW | --> | E13 ex KILCARRAGH | Kilcarragh [T421,T422] | BUTLERSTOWN |  | 52.1638 | -7.0022
MV/LV Substation RO***447X |  | 20 kV | _ | LV | 50 kVA :Pole Substation | 0.05 | --> | 0.05 | 0 | 0 | Constrained, otherwise capacity available =24 kVA | --> | 0.048 | 0 | 0.004 | 0 | 0 | Constrained, otherwise capacity available =48 kW | --> | E11 ex KILCARRAGH | Kilcarragh [T421,T422] | BUTLERSTOWN |  | 52.198 | -7.0126
MV/LV Substation PU***453Y |  | 10 kV | _ | LV | 400 kVA :Building Structure | 0.4 | --> | 0.4 | 0 | 0 | Constrained, otherwise capacity available =346 kVA | --> | 0.38 | 0 | 0 | 0 | 0 | Constrained, otherwise capacity available =387 kW | --> | C16 ex TRAMORE | Tramore [T41,T42] | BUTLERSTOWN |  | 52.1596 | -7.1379
MV/LV Substation TY***458Y |  | 20 kV | _ | LV | 400 kVA :Kiosk Substation | 0.4 | --> | 0.4 | 0 | 0 | Constrained, otherwise capacity available =377 kVA | --> | 0.38 | 0 | 0 | 0 | 0 | Constrained, otherwise capacity available =383 kW | --> | E14 ex KILCARRAGH | Kilcarragh [T421,T422] | BUTLERSTOWN |  | 52.1855 | -7.0807
MV/LV Substation KI***459Y |  | 20 kV | _ | LV | 50 kVA :Pole Substation | 0.05 | --> | 0.05 | 0 | 0 | Constrained, otherwise capacity available =50 kVA | --> | 0.048 | 0 | 0 | 0 | 0 | Constrained, otherwise capacity available =48 kW | --> | C19 ex TRAMORE | Tramore [T41,T42] | BUTLERSTOWN |  | 52.1554 | -7.0314
MV/LV Substation BA***460X |  | 20 kV | _ | LV | 50 kVA :Pole Substation | 0.05 | --> | 0.05 | 0 | 0 | Constrained, otherwise capacity available =35 kVA | --> | 0.048 | 0 | 0.015 | 0 | 0 | Constrained, otherwise capacity available =38 kW | --> | C14 ex KILMEADEN | Kilmeaden [T42] | BUTLERSTOWN |  | 52.2316 | -7.2815
MV/LV Substation CU***464Y |  | 20 kV | _ | LV | 400 kVA :Kiosk Substation | 0.4 | --> | 0.4 | 0 | 0 | Constrained, otherwise capacity available =335 kVA | --> | 0.38 | 0 | 0.029 | 0 | 0 | Constrained, otherwise capacity available =367 kW | --> | E11 ex KILCARRAGH | Kilcarragh [T421,T422] | BUTLERSTOWN |  | 52.2307 | -6.9772
MV/LV Substation DR***465 |  | 20 kV | _ | LV | 100 kVA :Pole Substation | 0.1 | --> | 0.1 | 0 | 0 | Constrained, otherwise capacity available =73 kVA | --> | 0.095 | 0 | 0.006 | 0 | 0 | Constrained, otherwise capacity available =94 kW | --> | E11 ex KILCARRAGH | Kilcarragh [T421,T422] | BUTLERSTOWN |  | 52.2025 | -6.9783
MV/LV Substation SP***468X |  | 10 kV | _ | LV | 630 kVA :Kiosk Substation | 0.63 | --> | 0.63 | 0 | 0 | Constrained, otherwise capacity available =555 kVA | --> | 0.598 | 0 | 0 | 0 | 0 | Constrained, otherwise capacity available =609 kW | --> | C16 ex TRAMORE | Tramore [T41,T42] | BUTLERSTOWN |  | 52.1621 | -7.1469
MV/LV Substation BE***477X |  | 10 kV | _ | LV | 200 kVA :Kiosk Substation | 0.2 | --> | 0.2 | 0 | 0 | Constrained, otherwise capacity available =140 kVA | --> | 0.19 | 0 | 0 | 0 | 0 | Constrained, otherwise capacity available =198 kW | --> | C23 ex TRAMORE | Tramore [T41,T42] | BUTLERSTOWN |  | 52.1674 | -7.1377
MV/LV Substation PE***482X |  | 10 kV | _ | LV | 50 kVA :Pole Substation | 0.05 | --> | 0.05 | 0 | 0 | Constrained, otherwise capacity available =40 kVA | --> | 0.048 | 0 | 0.015 | 0 | 0 | Constrained, otherwise capacity available =38 kW | --> | C18 ex TRAMORE | Tramore [T41,T42] | BUTLERSTOWN |  | 52.2095 | -7.2099
MV/LV Substation LI***494X |  | 20 kV | _ | LV | 50 kVA :Pole Substation | 0.05 | --> | 0.05 | 0 | 0 | Constrained, otherwise capacity available =49 kVA | --> | 0.048 | 0 | 0 | 0 | 0 | Constrained, otherwise capacity available =48 kW | --> | C21 ex TRAMORE | Tramore [T41,T42] | BUTLERSTOWN |  | 52.161 | -7.2836
MV/LV Substation WE***494Y |  | 20 kV | _ | LV | 50 kVA :Pole Substation | 0.05 | --> | 0.05 | 0 | 0 | Constrained, otherwise capacity available =49 kVA | --> | 0.048 | 0 | 0 | 0 | 0 | Constrained, otherwise capacity available =48 kW | --> | C21 ex TRAMORE | Tramore [T41,T42] | BUTLERSTOWN |  | 52.146 | -7.1824
MV/LV Substation WE***500X |  | 10 kV | _ | LV | 200 kVA :Kiosk Substation | 0.2 | --> | 0.2 | 0 | 0 | Constrained, otherwise capacity available =158 kVA | --> | 0.19 | 0 | 0.005 | 0 | 0 | Constrained, otherwise capacity available =192 kW | --> | C12 ex TRAMORE | Tramore [T41,T42] | BUTLERSTOWN |  | 52.1618 | -7.1674
MV/LV Substation KI***500Y |  | 10 kV | _ | LV | 400 kVA :Kiosk Substation | 0.4 | --> | 0.4 | 0 | 0 | Constrained, otherwise capacity available =340 kVA | --> | 0.38 | 0 | 0.009 | 0 | 0 | Constrained, otherwise capacity available =381 kW | --> | C20 ex KILMEADEN | Kilmeaden [T42] | BUTLERSTOWN |  | 52.2305 | -7.2403
MV/LV Substation KI***505Y |  | 10 kV | _ | LV | 100 kVA :Pole Substation | 0.1 | --> | 0.1 | 0 | 0 | Constrained, otherwise capacity available =87 kVA | --> | 0.095 | 0 | 0.006 | 0 | 0 | Constrained, otherwise capacity available =92 kW | --> | C12 ex KILMEADEN | Kilmeaden [T42] | BUTLERSTOWN |  | 52.2336 | -7.2415
MV/LV Substation GO***507 |  | 20 kV | _ | LV | 400 kVA :Kiosk Substation | 0.4 | --> | 0.4 | 0 | 0 | Constrained, otherwise capacity available =365 kVA | --> | 0.38 | 0 | 0.01 | 0 | 0 | Constrained, otherwise capacity available =377 kW | --> | E13 ex KILCARRAGH | Kilcarragh [T421,T422] | BUTLERSTOWN |  | 52.159 | -6.9893
MV/LV Substation BU***510Y |  | 20 kV | _ | LV | 200 kVA :Pole Substation | 0.2 | --> | 0.2 | 0 | 0 | Constrained, otherwise capacity available =182 kVA | --> | 0.19 | 0 | 0 | 0 | 0 | Constrained, otherwise capacity available =192 kW | --> | C21 ex TRAMORE | Tramore [T41,T42] | BUTLERSTOWN |  | 52.1405 | -7.3667
MV/LV Substation CO***516X |  | 20 kV | _ | LV | 50 kVA :Pole Substation | 0.05 | --> | 0.05 | 0 | 0 | Constrained, otherwise capacity available =39 kVA | --> | 0.048 | 0 | 0 | 0 | 0 | Constrained, otherwise capacity available =49 kW | --> | C19 ex TRAMORE | Tramore [T41,T42] | BUTLERSTOWN |  | 52.1445 | -7.0152
MV/LV Substation AI***522Y |  | 20 kV | _ | LV | 400 kVA :Kiosk Substation | 0.4 | --> | 0.4 | 0 | 0 | Constrained, otherwise capacity available =371 kVA | --> | 0.38 | 0 | 0.031 | 0 | 0 | Constrained, otherwise capacity available =361 kW | --> | E14 ex KILCARRAGH | Kilcarragh [T421,T422] | BUTLERSTOWN |  | 52.1858 | -7.0777
MV/LV Substation RI***524Y |  | 10 kV | _ | LV | 400 kVA :Building Structure | 0.4 | --> | 0.4 | 0 | 0 | Constrained, otherwise capacity available =294 kVA | --> | 0.38 | 0 | 0 | 0 | 0 | Constrained, otherwise capacity available =394 kW | --> | C23 ex TRAMORE | Tramore [T41,T42] | BUTLERSTOWN |  | 52.1654 | -7.1346
MV/LV Substation FA***532Y |  | 10 kV | _ | LV | 400 kVA :Kiosk Substation | 0.4 | --> | 0.4 | 0 | 0 | Constrained, otherwise capacity available =219 kVA | --> | 0.38 | 0 | 0.116 | 0 | 0 | Constrained, otherwise capacity available =318 kW | --> | C20 ex KILMEADEN | Kilmeaden [T42] | BUTLERSTOWN |  | 52.2301 | -7.2357
MV/LV Substation RE***535X |  | 10 kV | _ | LV | 50 kVA :Pole Substation | 0.05 | --> | 0.05 | 0 | 0 | Constrained, otherwise capacity available =50 kVA | --> | 0.048 | 0 | 0 | 0 | 0 | Constrained, otherwise capacity available =48 kW | --> | C18 ex TRAMORE | Tramore [T41,T42] | BUTLERSTOWN |  | 52.1945 | -7.2112
MV/LV Substation AI***535Y |  | 20 kV | _ | LV | 630 kVA :Building Structure | 0.63 | --> | 0.63 | 0 | 0 | Constrained, otherwise capacity available =630 kVA | --> | 0.598 | 0 | 0 | 0 | 0 | Constrained, otherwise capacity available =599 kW | --> | E14 ex KILCARRAGH | Kilcarragh [T421,T422] | BUTLERSTOWN |  | 52.1851 | -7.0801
MV/LV Substation CA***538 |  | 20 kV | _ | LV | 100 kVA :Pole Substation | 0.1 | --> | 0.1 | 0 | 0 | Constrained, otherwise capacity available =76 kVA | --> | 0.095 | 0 | 0 | 0 | 0 | Constrained, otherwise capacity available =98 kW | --> | C19 ex TRAMORE | Tramore [T41,T42] | BUTLERSTOWN |  | 52.2063 | -7.1159
MV/LV Substation WO***540Y |  | 20 kV | _ | LV | 50 kVA :Pole Substation | 0.05 | --> | 0.05 | 0 | 0 | Constrained, otherwise capacity available =45 kVA | --> | 0.048 | 0 | 0 | 0 | 0 | Constrained, otherwise capacity available =48 kW | --> | E11 ex KILCARRAGH | Kilcarragh [T421,T422] | BUTLERSTOWN |  | 52.1932 | -6.9872
MV/LV Substation WO***541Y |  | 20 kV | _ | LV | 50 kVA :Pole Substation | 0.05 | --> | 0.05 | 0 | 0 | Constrained, otherwise capacity available =46 kVA | --> | 0.048 | 0 | 0 | 0 | 0 | Constrained, otherwise capacity available =48 kW | --> | E11 ex KILCARRAGH | Kilcarragh [T421,T422] | BUTLERSTOWN |  | 52.1918 | -6.9879
MV/LV Substation RI***547Y |  | 10 kV | _ | LV | 400 kVA :Kiosk Substation | 0.4 | --> | 0.4 | 0 | 0 | Constrained, otherwise capacity available =306 kVA | --> | 0.38 | 0 | 0 | 0 | 0 | Constrained, otherwise capacity available =393 kW | --> | C23 ex TRAMORE | Tramore [T41,T42] | BUTLERSTOWN |  | 52.1679 | -7.1365
MV/LV Substation CO***552 |  | 20 kV | _ | LV | 50 kVA :Pole Substation | 0.05 | --> | 0.05 | 0 | 0 | Constrained, otherwise capacity available =50 kVA | --> | 0.048 | 0 | 0 | 0 | 0 | Constrained, otherwise capacity available =48 kW | --> | C14 ex KILMEADEN | Kilmeaden [T42] | BUTLERSTOWN |  | 52.2247 | -7.2804
MV/LV Substation TE***552Y |  | 10 kV | _ | LV | 630 kVA :Building Structure | 0.63 | --> | 0.63 | 0 | 0 | Constrained, otherwise capacity available =562 kVA | --> | 0.598 | 0 | 0 | 0 | 0 | Constrained, otherwise capacity available =608 kW | --> | C12 ex TRAMORE | Tramore [T41,T42] | BUTLERSTOWN |  | 52.1627 | -7.1603
MV/LV Substation SU***553Y |  | 10 kV | _ | LV | 630 kVA :Building Structure | 0.63 | --> | 0.63 | 0 | 0 | Constrained, otherwise capacity available =582 kVA | --> | 0.598 | 0 | 0 | 0 | 0 | Constrained, otherwise capacity available =605 kW | --> | C12 ex TRAMORE | Tramore [T41,T42] | BUTLERSTOWN |  | 52.1643 | -7.1624
MV/LV Substation AI***568Y |  | 20 kV | _ | LV | 630 kVA :Kiosk Substation | 0.63 | --> | 0.63 | 0 | 0 | Constrained, otherwise capacity available =582 kVA | --> | 0.598 | 0 | 0.01 | 0 | 0 | Constrained, otherwise capacity available =598 kW | --> | E14 ex KILCARRAGH | Kilcarragh [T421,T422] | BUTLERSTOWN |  | 52.1867 | -7.0805
MV/LV Substation WO***573Y |  | 20 kV | _ | LV | 50 kVA :Pole Substation | 0.05 | --> | 0.05 | 0 | 0 | Constrained, otherwise capacity available =42 kVA | --> | 0.048 | 0 | 0 | 0 | 0 | Constrained, otherwise capacity available =49 kW | --> | E11 ex KILCARRAGH | Kilcarragh [T421,T422] | BUTLERSTOWN |  | 52.1974 | -7.0089
MV/LV Substation GR***583 |  | 20 kV | _ | LV | 100 kVA :Pole Substation | 0.1 | --> | 0.1 | 0 | 0 | Constrained, otherwise capacity available =83 kVA | --> | 0.095 | 0 | 0 | 0 | 0 | Constrained, otherwise capacity available =97 kW | --> | E12 ex KILMACTHOMAS | Kilmacthomas [T421,T422] | DUNGARVAN |  | 52.2099 | -7.339
MV/LV Substation AN***586Y |  | 20 kV | _ | LV | 200 kVA :Kiosk Substation | 0.2 | --> | 0.2 | 0 | 0 | Constrained, otherwise capacity available =146 kVA | --> | 0.19 | 0 | 0 | 0 | 0 | Constrained, otherwise capacity available =197 kW | --> | C19 ex TRAMORE | Tramore [T41,T42] | BUTLERSTOWN |  | 52.1764 | -7.1487
MV/LV Substation BA***587 |  | 20 kV | _ | LV | 50 kVA :Pole Substation | 0.05 | --> | 0.05 | 0 | 0 | Constrained, otherwise capacity available =25 kVA | --> | 0.048 | 0 | 0 | 0 | 0 | Constrained, otherwise capacity available =51 kW | --> | E12 ex KILMACTHOMAS | Kilmacthomas [T421,T422] | DUNGARVAN |  | 52.2314 | -7.36
MV/LV Substation CA***588 |  | 20 kV | _ | LV | 100 kVA :Pole Substation | 0.1 | --> | 0.1 | 0 | 0 | Constrained, otherwise capacity available =94 kVA | --> | 0.095 | 0 | 0 | 0 | 0 | Constrained, otherwise capacity available =96 kW | --> | E12 ex KILMACTHOMAS | Kilmacthomas [T421,T422] | DUNGARVAN |  | 52.2253 | -7.3389
MV/LV Substation BA***591 |  | 20 kV | _ | LV | 100 kVA :Pole Substation | 0.1 | --> | 0.1 | 0 | 0 | Constrained, otherwise capacity available =78 kVA | --> | 0.095 | 0 | 0 | 0 | 0 | Constrained, otherwise capacity available =98 kW | --> | E12 ex KILMACTHOMAS | Kilmacthomas [T421,T422] | DUNGARVAN |  | 52.2212 | -7.3708
MV/LV Substation BA***592 |  | 20 kV | _ | LV | 50 kVA :Pole Substation | 0.05 | --> | 0.05 | 0 | 0 | Constrained, otherwise capacity available =38 kVA | --> | 0.048 | 0 | 0 | 0 | 0 | Constrained, otherwise capacity available =49 kW | --> | E12 ex KILMACTHOMAS | Kilmacthomas [T421,T422] | DUNGARVAN |  | 52.2193 | -7.3671
MV/LV Substation BA***596 |  | 20 kV | _ | LV | 50 kVA :Pole Substation | 0.05 | --> | 0.05 | 0 | 0 | Constrained, otherwise capacity available =29 kVA | --> | 0.048 | 0 | 0 | 0 | 0 | Constrained, otherwise capacity available =50 kW | --> | E12 ex KILMACTHOMAS | Kilmacthomas [T421,T422] | DUNGARVAN |  | 52.2116 | -7.3796
MV/LV Substation OS***614 |  | 20 kV | _ | LV | 50 kVA :Pole Substation | 0.05 | --> | 0.05 | 0 | 0 | Constrained, otherwise capacity available =19 kVA | --> | 0.048 | 0 | 0.01 | 0 | 0 | Constrained, otherwise capacity available =44 kW | --> | C21 ex TRAMORE | Tramore [T41,T42] | BUTLERSTOWN |  | 52.1424 | -7.3646
MV/LV Substation BU***617 |  | 20 kV | _ | LV | 200 kVA :Pole Substation | 0.2 | --> | 0.2 | 0 | 0 | Constrained, otherwise capacity available =152 kVA | --> | 0.19 | 0 | 0.006 | 0 | 0 | Constrained, otherwise capacity available =192 kW | --> | C21 ex TRAMORE | Tramore [T41,T42] | BUTLERSTOWN |  | 52.1404 | -7.3728
MV/LV Substation NE***631 |  | 10 kV | _ | LV | 200 kVA :Kiosk Substation | 0.2 | --> | 0.2 | 0 | 0 | Constrained, otherwise capacity available =124 kVA | --> | 0.19 | 0 | 0.057 | 0 | 0 | Constrained, otherwise capacity available =158 kW | --> | C12 ex TRAMORE | Tramore [T41,T42] | BUTLERSTOWN |  | 52.1524 | -7.1713
MV/LV Substation I/***640 |  | 20 kV | _ | LV | 50 kVA :Pole Substation | 0.05 | --> | 0.05 | 0 | 0 | Constrained, otherwise capacity available =44 kVA | --> | 0.048 | 0 | 0.006 | 0 | 0 | Constrained, otherwise capacity available =44 kW | --> | C21 ex TRAMORE | Tramore [T41,T42] | BUTLERSTOWN |  | 52.1548 | -7.2026
MV/LV Substation FE***650 |  | 20 kV | _ | LV | 50 kVA :Pole Substation | 0.05 | --> | 0.05 | 0 | 0 | Constrained, otherwise capacity available =28 kVA | --> | 0.048 | 0 | 0.007 | 0 | 0 | Constrained, otherwise capacity available =45 kW | --> | C21 ex TRAMORE | Tramore [T41,T42] | BUTLERSTOWN |  | 52.1615 | -7.2262
MV/LV Substation DU***670 |  | 20 kV | _ | LV | 50 kVA :Pole Substation | 0.05 | --> | 0.05 | 0 | 0 | Constrained, otherwise capacity available =23 kVA | --> | 0.048 | 0 | 0.005 | 0 | 0 | Constrained, otherwise capacity available =47 kW | --> | C21 ex TRAMORE | Tramore [T41,T42] | BUTLERSTOWN |  | 52.1731 | -7.2622
MV/LV Substation KI***679 |  | 20 kV | _ | LV | 50 kVA :Pole Substation | 0.05 | --> | 0.05 | 0 | 0 | Constrained, otherwise capacity available =39 kVA | --> | 0.048 | 0 | 0 | 0 | 0 | Constrained, otherwise capacity available =49 kW | --> | C21 ex TRAMORE | Tramore [T41,T42] | BUTLERSTOWN |  | 52.1581 | -7.2767
MV/LV Substation KI***688 |  | 20 kV | _ | LV | 50 kVA :Pole Substation | 0.05 | --> | 0.05 | 0 | 0 | Constrained, otherwise capacity available =45 kVA | --> | 0.048 | 0 | 0.005 | 0 | 0 | Constrained, otherwise capacity available =44 kW | --> | C21 ex TRAMORE | Tramore [T41,T42] | BUTLERSTOWN |  | 52.1669 | -7.3123
MV/LV Substation GA***706 |  | 20 kV | _ | LV | 50 kVA :Pole Substation | 0.05 | --> | 0.05 | 0 | 0 | Constrained, otherwise capacity available =47 kVA | --> | 0.048 | 0 | 0 | 0 | 0 | Constrained, otherwise capacity available =48 kW | --> | C21 ex TRAMORE | Tramore [T41,T42] | BUTLERSTOWN |  | 52.1686 | -7.357
MV/LV Substation PE***712 |  | 10 kV | _ | LV | 50 kVA :Pole Substation | 0.05 | --> | 0.05 | 0 | 0 | Constrained, otherwise capacity available =25 kVA | --> | 0.048 | 0 | 0 | 0 | 0 | Constrained, otherwise capacity available =51 kW | --> | C18 ex TRAMORE | Tramore [T41,T42] | BUTLERSTOWN |  | 52.2053 | -7.2044
MV/LV Substation MT***721 |  | 10 kV | _ | LV | 400 kVA :Kiosk Substation | 0.4 | --> | 0.4 | 0 | 0 | Constrained, otherwise capacity available =332 kVA | --> | 0.38 | 0 | 0 | 0 | 0 | Constrained, otherwise capacity available =389 kW | --> | C18 ex TRAMORE | Tramore [T41,T42] | BUTLERSTOWN |  | 52.241 | -7.219
MV/LV Substation DU***751 |  | 20 kV | _ | LV | 400 kVA :Kiosk Substation | 0.4 | --> | 0.4 | 0 | 0 | Constrained, otherwise capacity available =364 kVA | --> | 0.38 | 0 | 0.005 | 0 | 0 | Constrained, otherwise capacity available =381 kW | --> | C21 ex TRAMORE | Tramore [T41,T42] | BUTLERSTOWN |  | 52.1768 | -7.2509
MV/LV Substation CO***760 |  | 20 kV | _ | LV | 50 kVA :Pole Substation | 0.05 | --> | 0.05 | 0 | 0 | Constrained, otherwise capacity available =42 kVA | --> | 0.048 | 0 | 0.005 | 0 | 0 | Constrained, otherwise capacity available =45 kW | --> | C19 ex TRAMORE | Tramore [T41,T42] | BUTLERSTOWN |  | 52.2103 | -7.116
MV/LV Substation CA***777 |  | 20 kV | _ | LV | 200 kVA :Pole Substation | 0.2 | --> | 0.2 | 0 | 0 | Constrained, otherwise capacity available =131 kVA | --> | 0.19 | 0 | 0.005 | 0 | 0 | Constrained, otherwise capacity available =196 kW | --> | E13 ex KILCARRAGH | Kilcarragh [T421,T422] | BUTLERSTOWN |  | 52.1507 | -7.0013
MV/LV Substation WE***778 |  | 20 kV | _ | LV | 200 kVA :Kiosk Substation | 0.2 | --> | 0.2 | 0 | 0 | Constrained, otherwise capacity available =175 kVA | --> | 0.19 | 0 | 0.01 | 0 | 0 | Constrained, otherwise capacity available =186 kW | --> | E13 ex KILCARRAGH | Kilcarragh [T421,T422] | BUTLERSTOWN |  | 52.1455 | -6.9935
MV/LV Substation KN***781 |  | 20 kV | _ | LV | 200 kVA :Pole Substation | 0.2 | --> | 0.2 | 0 | 0 | Constrained, otherwise capacity available =146 kVA | --> | 0.19 | 0 | 0 | 0 | 0 | Constrained, otherwise capacity available =197 kW | --> | C21 ex TRAMORE | Tramore [T41,T42] | BUTLERSTOWN |  | 52.1409 | -7.3675
MV/LV Substation BA***787 |  | 10 kV | _ | LV | 50 kVA :Pole Substation | 0.05 | --> | 0.05 | 0 | 0 | Constrained, otherwise capacity available =48 kVA | --> | 0.048 | 0 | 0 | 0 | 0 | Constrained, otherwise capacity available =48 kW | --> | C18 ex TRAMORE | Tramore [T41,T42] | BUTLERSTOWN |  | 52.1759 | -7.2089
MV/LV Substation PI***788 |  | 20 kV | _ | LV | 200 kVA :Pole Substation | 0.2 | --> | 0.2 | 0 | 0 | Constrained, otherwise capacity available =149 kVA | --> | 0.19 | 0 | 0.031 | 0 | 0 | Constrained, otherwise capacity available =174 kW | --> | C19 ex TRAMORE | Tramore [T41,T42] | BUTLERSTOWN |  | 52.1755 | -7.1388
MV/LV Substation BA***791 |  | 20 kV | _ | LV | 50 kVA :Pole Substation | 0.05 | --> | 0.05 | 0 | 0 | Constrained, otherwise capacity available =37 kVA | --> | 0.048 | 0 | 0.01 | 0 | 0 | Constrained, otherwise capacity available =42 kW | --> | C19 ex TRAMORE | Tramore [T41,T42] | BUTLERSTOWN |  | 52.1952 | -7.1206
MV/LV Substation BA***793 |  | 20 kV | _ | LV | 50 kVA :Pole Substation | 0.05 | --> | 0.05 | 0 | 0 | Constrained, otherwise capacity available =48 kVA | --> | 0.048 | 0 | 0 | 0 | 0 | Constrained, otherwise capacity available =48 kW | --> | C19 ex TRAMORE | Tramore [T41,T42] | BUTLERSTOWN |  | 52.2134 | -7.1069
MV/LV Substation CL***798 |  | 20 kV | _ | LV | 50 kVA :Pole Substation | 0.05 | --> | 0.05 | 0 | 0 | Constrained, otherwise capacity available =47 kVA | --> | 0.048 | 0 | 0 | 0 | 0 | Constrained, otherwise capacity available =48 kW | --> | C19 ex TRAMORE | Tramore [T41,T42] | BUTLERSTOWN |  | 52.1704 | -7.07
MV/LV Substation CO***800 |  | 20 kV | _ | LV | 50 kVA :Pole Substation | 0.05 | --> | 0.05 | 0 | 0 | Constrained, otherwise capacity available =45 kVA | --> | 0.048 | 0 | 0.01 | 0 | 0 | Constrained, otherwise capacity available =41 kW | --> | C19 ex TRAMORE | Tramore [T41,T42] | BUTLERSTOWN |  | 52.1603 | -7.0621
MV/LV Substation BA***818 |  | 20 kV | _ | LV | 50 kVA :Pole Substation | 0.05 | --> | 0.05 | 0 | 0 | Constrained, otherwise capacity available =40 kVA | --> | 0.048 | 0 | 0.01 | 0 | 0 | Constrained, otherwise capacity available =41 kW | --> | E14 ex KILCARRAGH | Kilcarragh [T421,T422] | BUTLERSTOWN |  | 52.1872 | -7.0756
MV/LV Substation GA***821 |  | 20 kV | _ | LV | 100 kVA :Pole Substation | 0.1 | --> | 0.1 | 0 | 0 | Constrained, otherwise capacity available =86 kVA | --> | 0.095 | 0 | 0 | 0 | 0 | Constrained, otherwise capacity available =97 kW | --> | C19 ex TRAMORE | Tramore [T41,T42] | BUTLERSTOWN |  | 52.1752 | -7.036
MV/LV Substation BE***822 |  | 20 kV | _ | LV | 50 kVA :Pole Substation | 0.05 | --> | 0.05 | 0 | 0 | Constrained, otherwise capacity available =49 kVA | --> | 0.048 | 0 | 0 | 0 | 0 | Constrained, otherwise capacity available =48 kW | --> | E13 ex KILCARRAGH | Kilcarragh [T421,T422] | BUTLERSTOWN |  | 52.1939 | -7.0246
MV/LV Substation WO***834 |  | 20 kV | _ | LV | 200 kVA :Kiosk Substation | 0.2 | --> | 0.2 | 0 | 0 | Constrained, otherwise capacity available =190 kVA | --> | 0.19 | 0 | 0 | 0 | 0 | Constrained, otherwise capacity available =191 kW | --> | E11 ex KILCARRAGH | Kilcarragh [T421,T422] | BUTLERSTOWN |  | 52.1999 | -6.9864
MV/LV Substation CR***839 |  | 20 kV | _ | LV | 400 kVA :Kiosk Substation | 0.4 | --> | 0.4 | 0 | 0 | Constrained, otherwise capacity available =309 kVA | --> | 0.38 | 0 | 0.013 | 0 | 0 | Constrained, otherwise capacity available =383 kW | --> | E11 ex KILCARRAGH | Kilcarragh [T421,T422] | BUTLERSTOWN |  | 52.23 | -6.975
MV/LV Substation DU***849 |  | 20 kV | _ | LV | 400 kVA :Kiosk Substation | 0.4 | --> | 0.4 | 0 | 0 | Constrained, otherwise capacity available =349 kVA | --> | 0.38 | 0 | 0.015 | 0 | 0 | Constrained, otherwise capacity available =376 kW | --> | E13 ex KILCARRAGH | Kilcarragh [T421,T422] | BUTLERSTOWN |  | 52.1617 | -7.0026
MV/LV Substation SE***851 |  | 20 kV | _ | LV | 100 kVA :Pole Substation | 0.1 | --> | 0.1 | 0 | 0 | Constrained, otherwise capacity available =74 kVA | --> | 0.095 | 0 | 0.018 | 0 | 0 | Constrained, otherwise capacity available =85 kW | --> | E13 ex KILCARRAGH | Kilcarragh [T421,T422] | BUTLERSTOWN |  | 52.1581 | -6.9999
MV/LV Substation DU***855 |  | 20 kV | _ | LV | 50 kVA :Pole Substation | 0.05 | --> | 0.05 | 0 | 0 | Constrained, otherwise capacity available =44 kVA | --> | 0.048 | 0 | 0 | 0 | 0 | Constrained, otherwise capacity available =48 kW | --> | E13 ex KILCARRAGH | Kilcarragh [T421,T422] | BUTLERSTOWN |  | 52.1562 | -6.9982
MV/LV Substation CO***857 |  | 20 kV | _ | LV | 200 kVA :Pole Substation | 0.2 | --> | 0.2 | 0 | 0 | Constrained, otherwise capacity available =171 kVA | --> | 0.19 | 0 | 0.005 | 0 | 0 | Constrained, otherwise capacity available =190 kW | --> | C19 ex TRAMORE | Tramore [T41,T42] | BUTLERSTOWN |  | 52.1483 | -7.0067
MV/LV Substation OR***867 |  | 10 kV | _ | LV | 50 kVA :Pole Substation | 0.05 | --> | 0.05 | 0 | 0 | Constrained, otherwise capacity available =35 kVA | --> | 0.048 | 0 | 0.01 | 0 | 0 | Constrained, otherwise capacity available =42 kW | --> | C18 ex TRAMORE | Tramore [T41,T42] | BUTLERSTOWN |  | 52.2254 | -7.197
MV/LV Substation MT***870 |  | 10 kV | _ | LV | 100 kVA :Pole Substation | 0.1 | --> | 0.1 | 0 | 0 | Constrained, otherwise capacity available =97 kVA | --> | 0.095 | 0 | 0 | 0 | 0 | Constrained, otherwise capacity available =96 kW | --> | C18 ex TRAMORE | Tramore [T41,T42] | BUTLERSTOWN |  | 52.2416 | -7.21
MV/LV Substation WH***872 |  | 10 kV | _ | LV | 100 kVA :Pole Substation | 0.1 | --> | 0.1 | 0 | 0 | Constrained, otherwise capacity available =80 kVA | --> | 0.095 | 0 | 0.005 | 0 | 0 | Constrained, otherwise capacity available =94 kW | --> | C18 ex TRAMORE | Tramore [T41,T42] | BUTLERSTOWN |  | 52.2329 | -7.2158
MV/LV Substation DA***875 |  | 10 kV | _ | LV | 200 kVA :Pole Substation | 0.2 | --> | 0.2 | 0 | 0 | Constrained, otherwise capacity available =154 kVA | --> | 0.19 | 0 | 0 | 0 | 0 | Constrained, otherwise capacity available =196 kW | --> | C20 ex KILMEADEN | Kilmeaden [T42] | BUTLERSTOWN |  | 52.2274 | -7.2326
MV/LV Substation CO***876 |  | 10 kV | _ | LV | 100 kVA :Pole Substation | 0.1 | --> | 0.1 | 0 | 0 | Constrained, otherwise capacity available =100 kVA | --> | 0.095 | 0 | 0 | 0 | 0 | Constrained, otherwise capacity available =95 kW | --> | C20 ex KILMEADEN | Kilmeaden [T42] | BUTLERSTOWN |  | 52.2277 | -7.2467
MV/LV Substation CR***877 |  | 10 kV | _ | LV | 200 kVA :Pole Substation | 0.2 | --> | 0.2 | 0 | 0 | Constrained, otherwise capacity available =159 kVA | --> | 0.19 | 0 | 0 | 0 | 0 | Constrained, otherwise capacity available =196 kW | --> | C12 ex KILMEADEN | Kilmeaden [T42] | BUTLERSTOWN |  | 52.2329 | -7.2413
MV/LV Substation MT***940 |  | 10 kV | _ | LV | 100 kVA :Pole Substation | 0.1 | --> | 0.1 | 0 | 0 | Constrained, otherwise capacity available =78 kVA | --> | 0.095 | 0 | 0.006 | 0 | 0 | Constrained, otherwise capacity available =94 kW | --> | C12 ex KILMEADEN | Kilmeaden [T42] | BUTLERSTOWN |  | 52.2367 | -7.2285
MV/LV Substation BA***941X |  | 20 kV | _ | LV | 50 kVA :Pole Substation | 0.05 | --> | 0.05 | 0 | 0 | Constrained, otherwise capacity available =46 kVA | --> | 0.048 | 0 | 0 | 0 | 0 | Constrained, otherwise capacity available =48 kW | --> | E12 ex KILMACTHOMAS | Kilmacthomas [T421,T422] | DUNGARVAN |  | 52.2205 | -7.3748
MV/LV Substation ST***946X |  | 10 kV | _ | LV | 400 kVA :Kiosk Substation | 0.4 | --> | 0.4 | 0 | 0 | Constrained, otherwise capacity available =351 kVA | --> | 0.38 | 0 | 0 | 0 | 0 | Constrained, otherwise capacity available =387 kW | --> | C16 ex TRAMORE | Tramore [T41,T42] | BUTLERSTOWN |  | 52.1597 | -7.1486
MV/LV Substation CL***947 |  | 10 kV | _ | LV | 200 kVA :Kiosk Substation | 0.2 | --> | 0.2 | 0 | 0 | Constrained, otherwise capacity available =138 kVA | --> | 0.19 | 0 | 0.028 | 0 | 0 | Constrained, otherwise capacity available =178 kW | --> | C25 ex TRAMORE | Tramore [T41,T42] | BUTLERSTOWN |  | 52.1523 | -7.1616
MV/LV Substation M ***949 |  | 20 kV | _ | LV | 50 kVA :Pole Substation | 0.05 | --> | 0.05 | 0 | 0 | Constrained, otherwise capacity available =44 kVA | --> | 0.048 | 0 | 0 | 0 | 0 | Constrained, otherwise capacity available =48 kW | --> | C21 ex TRAMORE | Tramore [T41,T42] | BUTLERSTOWN |  | 52.1549 | -7.1896
MV/LV Substation CA***950 |  | 20 kV | _ | LV | 50 kVA :Pole Substation | 0.05 | --> | 0.05 | 0 | 0 | Constrained, otherwise capacity available =50 kVA | --> | 0.048 | 0 | 0.011 | 0 | 0 | Constrained, otherwise capacity available =39 kW | --> | C21 ex TRAMORE | Tramore [T41,T42] | BUTLERSTOWN |  | 52.1702 | -7.2005
MV/LV Substation CA***953X |  | 10 kV | _ | LV | 200 kVA :Kiosk Substation | 0.2 | --> | 0.2 | 0 | 0 | Constrained, otherwise capacity available =113 kVA | --> | 0.19 | 0 | 0.114 | 0 | 0 | Constrained, otherwise capacity available =117 kW | --> | C25 ex TRAMORE | Tramore [T41,T42] | BUTLERSTOWN |  | 52.1498 | -7.1679
MV/LV Substation ME***959X |  | 10 kV | _ | LV | 200 kVA :Kiosk Substation | 0.2 | --> | 0.2 | 0 | 0 | Constrained, otherwise capacity available =129 kVA | --> | 0.19 | 0 | 0.06 | 0 | 0 | Constrained, otherwise capacity available =155 kW | --> | C12 ex TRAMORE | Tramore [T41,T42] | BUTLERSTOWN |  | 52.1664 | -7.1617
MV/LV Substation DU***964X |  | 20 kV | _ | LV | 50 kVA :Pole Substation | 0.05 | --> | 0.05 | 0 | 0 | Constrained, otherwise capacity available =49 kVA | --> | 0.048 | 0 | 0 | 0 | 0 | Constrained, otherwise capacity available =48 kW | --> | C21 ex TRAMORE | Tramore [T41,T42] | BUTLERSTOWN |  | 52.1877 | -7.2905
MV/LV Substation BA***967 |  | 20 kV | _ | LV | 50 kVA :Pole Substation | 0.05 | --> | 0.05 | 0 | 0 | Constrained, otherwise capacity available =39 kVA | --> | 0.048 | 0 | 0.011 | 0 | 0 | Constrained, otherwise capacity available =41 kW | --> | C21 ex TRAMORE | Tramore [T41,T42] | BUTLERSTOWN |  | 52.145 | -7.2787
MV/LV Substation KN***977 |  | 20 kV | _ | LV | 200 kVA :Pole Substation | 0.2 | --> | 0.2 | 0 | 0 | Constrained, otherwise capacity available =185 kVA | --> | 0.19 | 0 | 0 | 0 | 0 | Constrained, otherwise capacity available =192 kW | --> | C21 ex TRAMORE | Tramore [T41,T42] | BUTLERSTOWN |  | 52.1395 | -7.3596
MV/LV Substation BA***978 |  | 20 kV | _ | LV | 50 kVA :Pole Substation | 0.05 | --> | 0.05 | 0 | 0 | Constrained, otherwise capacity available =40 kVA | --> | 0.048 | 0 | 0.005 | 0 | 0 | Constrained, otherwise capacity available =45 kW | --> | C21 ex TRAMORE | Tramore [T41,T42] | BUTLERSTOWN |  | 52.1598 | -7.3711
MV/LV Substation FI***986X |  | 20 kV | _ | LV | 200 kVA :Kiosk Substation | 0.2 | --> | 0.2 | 0 | 0 | Constrained, otherwise capacity available =116 kVA | --> | 0.19 | 0 | 0.058 | 0 | 0 | Constrained, otherwise capacity available =158 kW | --> | E13 ex KILCARRAGH | Kilcarragh [T421,T422] | BUTLERSTOWN |  | 52.1546 | -7.0009
MV/LV Substation DU***988X |  | 20 kV | _ | LV | 400 kVA :Kiosk Substation | 0.4 | --> | 0.4 | 0 | 0 | Constrained, otherwise capacity available =275 kVA | --> | 0.38 | 0 | 0.012 | 0 | 0 | Constrained, otherwise capacity available =388 kW | --> | E13 ex KILCARRAGH | Kilcarragh [T421,T422] | BUTLERSTOWN |  | 52.1487 | -6.9954
MV/LV Substation BA***995 |  | 20 kV | _ | LV | 100 kVA :Pole Substation | 0.1 | --> | 0.1 | 0 | 0 | Constrained, otherwise capacity available =55 kVA | --> | 0.095 | 0 | 0 | 0 | 0 | Constrained, otherwise capacity available =101 kW | --> | C21 ex TRAMORE | Tramore [T41,T42] | BUTLERSTOWN |  | 52.1529 | -7.284
MV/LV Substation CA***001 |  | 10 kV | _ | LV | 400 kVA :Kiosk Substation | 0.4 | --> | 0.4 | 0 | 0 | Constrained, otherwise capacity available =278 kVA | --> | 0.38 | 0 | 0 | 0.396 | 0 |  | --> | C25 ex CREGG ROAD | Cregg Road [T41,T42] | BALLYDINE |  | 52.3453 | -7.4095
MV/LV Substation TI***002Y |  | 20 kV | _ | LV | 50 kVA :Pole Substation | 0.05 | --> | 0.05 | 0 | 0 | Constrained, otherwise capacity available =31 kVA | --> | 0.048 | 0 | 0 | 0.05 | 0 |  | --> | C18 ex DEERPARK | Deerpark [T41,T42] | BALLYDINE |  | 52.4648 | -7.5528
MV/LV Substation CH***004 |  | 10 kV | _ | LV | 400 kVA :Kiosk Substation | 0.4 | --> | 0.4 | 0 | 0 | Constrained, otherwise capacity available =142 kVA | --> | 0.38 | 0 | 0.025 | 0 | 0 | Constrained, otherwise capacity available =395 kW | --> | C16 ex PORTLAW | Portlaw [T41,T42] | BUTLERSTOWN |  | 52.2884 | -7.3189
MV/LV Substation BA***005 |  | 10 kV | _ | LV | 400 kVA :Kiosk Substation | 0.4 | --> | 0.4 | 0 | 0 | Constrained, otherwise capacity available =241 kVA | --> | 0.38 | 0 | 0.02 | 0.386 | 0 |  | --> | C16 ex CREGG ROAD | Cregg Road [T41,T42] | BALLYDINE |  | 52.3487 | -7.3949
MV/LV Substation DU***005Y |  | 10 kV | _ | LV | 50 kVA :Pole Substation | 0.05 | --> | 0.05 | 0 | 0 | Constrained, otherwise capacity available =48 kVA | --> | 0.048 | 0 | 0 | 0.048 | 0 |  | --> | C18 ex BALLYHALE | Ballyhale [T42,T421] | KILKENNY |  | 52.5 | -7.2925
MV/LV Substation DO***008 |  | 10 kV | _ | LV | 400 kVA :Building Structure | 0.4 | --> | 0.4 | 0 | 0 | Constrained, otherwise capacity available =265 kVA | --> | 0.38 | 0 | 0 | 0.398 | 0 |  | --> | C15 ex DEERPARK | Deerpark [T41,T42] | BALLYDINE |  | 52.3451 | -7.4132
MV/LV Substation TA***009 |  | 10 kV | _ | LV | 1000 kVA :Building Structure | 1 | --> | 1 | 0 | 0 | Constrained, otherwise capacity available =903 kVA | --> | 0.95 | 0 | 0 | 0.5 | 0 | Constrained, otherwise capacity available =963 kW | --> | C15 ex DEERPARK | Deerpark [T41,T42] | BALLYDINE |  | 52.3506 | -7.4192
MV/LV Substation BA***011Y |  | 10 kV | _ | LV | 50 kVA :Pole Substation | 0.05 | --> | 0.05 | 0 | 0 | Constrained, otherwise capacity available =38 kVA | --> | 0.048 | 0 | 0.02 | 0.034 | 0 |  | --> | C11 ex DEERPARK | Deerpark [T41,T42] | BALLYDINE |  | 52.3102 | -7.3892
MV/LV Substation CO***014Y |  | 10 kV | _ | LV | 200 kVA :Kiosk Substation | 0.2 | --> | 0.2 | 0 | 0 | Constrained, otherwise capacity available =165 kVA | --> | 0.19 | 0 | 0 | 0.195 | 0 |  | --> | C12 ex GRANAGH | Granagh [T41,T42] | WATERFORD |  | 52.3337 | -7.3168
MV/LV Substation RA***019 |  | 10 kV | _ | LV | 200 kVA :Kiosk Substation | 0.2 | --> | 0.2 | 0 | 0 | Constrained, otherwise capacity available =62 kVA | --> | 0.19 | 0 | 0.028 | 0.187 | 0 |  | --> | C15 ex DEERPARK | Deerpark [T41,T42] | BALLYDINE |  | 52.3449 | -7.418
MV/LV Substation SI***020 |  | 10 kV | _ | LV | 100 kVA :Pole Substation | 0.1 | --> | 0.1 | 0 | 0 | Constrained, otherwise capacity available =54 kVA | --> | 0.095 | 0 | 0.006 | 0.097 | 0 |  | --> | C17 ex DEERPARK | Deerpark [T41,T42] | BALLYDINE |  | 52.3519 | -7.4153
MV/LV Substation MA***023Y |  | 20 kV | _ | LV | 100 kVA :Pole Substation | 0.1 | --> | 0.1 | 0 | 0 | Constrained, otherwise capacity available =100 kVA | --> | 0.095 | 0 | 0 | 0.095 | 0 |  | --> | C18 ex DEERPARK | Deerpark [T41,T42] | BALLYDINE |  | 52.37 | -7.4127
MV/LV Substation BR***025 |  | 10 kV | _ | LV | 200 kVA :Pole Substation | 0.2 | --> | 0.2 | 0 | 0 | Constrained, otherwise capacity available =141 kVA | --> | 0.19 | 0 | 0.024 | 0 | 0 | Constrained, otherwise capacity available =180 kW | --> | C11 ex PORTLAW | Portlaw [T41,T42] | BUTLERSTOWN |  | 52.2897 | -7.3149
MV/LV Substation CA***027Y |  | 10 kV | _ | LV | 200 kVA :Kiosk Substation | 0.2 | --> | 0.2 | 0 | 0 | Constrained, otherwise capacity available =130 kVA | --> | 0.19 | 0 | 0.01 | 0.192 | 0 |  | --> | C15 ex DEERPARK | Deerpark [T41,T42] | BALLYDINE |  | 52.3409 | -7.4072
MV/LV Substation TR***028 |  | 10 kV | _ | LV | 400 kVA :Kiosk Substation | 0.4 | --> | 0.4 | 0 | 0 | Constrained, otherwise capacity available =320 kVA | --> | 0.38 | 0 | 0.005 | 0.387 | 0 |  | --> | C15 ex DEERPARK | Deerpark [T41,T42] | BALLYDINE |  | 52.3479 | -7.4216
MV/LV Substation WO***030 |  | 10 kV | _ | LV | 100 kVA :Pole Substation | 0.1 | --> | 0.1 | 0 | 0 | Constrained, otherwise capacity available =82 kVA | --> | 0.095 | 0 | 0 | 0 | 0 | Constrained, otherwise capacity available =97 kW | --> | C12 ex PORTLAW | Portlaw [T41,T42] | BUTLERSTOWN |  | 52.2943 | -7.3103
MV/LV Substation CO***033 |  | 10 kV | _ | LV | 400 kVA :Kiosk Substation | 0.4 | --> | 0.4 | 0 | 0 | Constrained, otherwise capacity available =314 kVA | --> | 0.38 | 0 | 0.016 | 0.38 | 0 |  | --> | C15 ex DEERPARK | Deerpark [T41,T42] | BALLYDINE |  | 52.3419 | -7.4107
MV/LV Substation GR***035 |  | 10 kV | _ | LV | 630 kVA :Kiosk Substation | 0.63 | --> | 0.63 | 0 | 0 | Constrained, otherwise capacity available =316 kVA | --> | 0.598 | 0 | 0.01 | 0.5 | 0 | Constrained, otherwise capacity available =632 kW | --> | C15 ex DEERPARK | Deerpark [T41,T42] | BALLYDINE |  | 52.3469 | -7.4153
MV/LV Substation SI***039 |  | 10 kV | _ | LV | 100 kVA :Pole Substation | 0.1 | --> | 0.1 | 0 | 0 | Constrained, otherwise capacity available =53 kVA | --> | 0.095 | 0 | 0.005 | 0.098 | 0 |  | --> | C17 ex DEERPARK | Deerpark [T41,T42] | BALLYDINE |  | 52.3522 | -7.4213
MV/LV Substation GR***040 |  | 10 kV | _ | LV | 200 kVA :Pole Substation | 0.2 | --> | 0.2 | 0 | 0 | Constrained, otherwise capacity available =72 kVA | --> | 0.19 | 0 | 0.003 | 0.204 | 0 |  | --> | C17 ex DEERPARK | Deerpark [T41,T42] | BALLYDINE |  | 52.3508 | -7.4103
MV/LV Substation OH***041 |  | 10 kV | _ | LV | 400 kVA :Kiosk Substation | 0.4 | --> | 0.4 | 0 | 0 | Constrained, otherwise capacity available =328 kVA | --> | 0.38 | 0 | 0.006 | 0.385 | 0 |  | --> | C15 ex DEERPARK | Deerpark [T41,T42] | BALLYDINE |  | 52.342 | -7.4165
MV/LV Substation BR***041Y |  | 10 kV | _ | LV | 400 kVA :Building Structure | 0.4 | --> | 0.4 | 0 | 0 | Constrained, otherwise capacity available =388 kVA | --> | 0.38 | 0 | 0 | 0.382 | 0 |  | --> | C18 ex BALLYHALE | Ballyhale [T42,T421] | KILKENNY |  | 52.4648 | -7.3774
MV/LV Substation BA***042 |  | 10 kV | _ | LV | 400 kVA :Kiosk Substation | 0.4 | --> | 0.4 | 0 | 0 | Constrained, otherwise capacity available =306 kVA | --> | 0.38 | 0 | 0.01 | 0.385 | 0 |  | --> | C17 ex DEERPARK | Deerpark [T41,T42] | BALLYDINE |  | 52.3531 | -7.4116
MV/LV Substation LI***043 |  | 10 kV | _ | LV | 200 kVA :Building Structure | 0.2 | --> | 0.2 | 0 | 0 | Constrained, otherwise capacity available =112 kVA | --> | 0.19 | 0 | 0 | 0.201 | 0 |  | --> | C15 ex DEERPARK | Deerpark [T41,T42] | BALLYDINE |  | 52.3487 | -7.4248
MV/LV Substation LI***043Y |  | 10 kV | _ | LV | 200 kVA :Kiosk Substation | 0.2 | --> | 0.2 | 0 | 0 | Constrained, otherwise capacity available =134 kVA | --> | 0.19 | 0 | 0.006 | 0.194 | 0 |  | --> | C11 ex DEERPARK | Deerpark [T41,T42] | BALLYDINE |  | 52.3502 | -7.4266
MV/LV Substation E ***044 |  | 10 kV | _ | LV | 100 kVA :Pole Substation | 0.1 | --> | 0.1 | 0 | 0 | Constrained, otherwise capacity available =98 kVA | --> | 0.095 | 0 | 0 | 0.095 | 0 |  | --> | C16 ex CREGG ROAD | Cregg Road [T41,T42] | BALLYDINE |  | 52.3473 | -7.4002
MV/LV Substation AS***046 |  | 10 kV | _ | LV | 200 kVA :Kiosk Substation | 0.2 | --> | 0.2 | 0 | 0 | Constrained, otherwise capacity available =92 kVA | --> | 0.19 | 0 | 0.014 | 0.194 | 0 |  | --> | C25 ex CREGG ROAD | Cregg Road [T41,T42] | BALLYDINE |  | 52.3487 | -7.4065
MV/LV Substation KN***046Y |  | 10 kV | _ | LV | 50 kVA :Pole Substation | 0.05 | --> | 0.05 | 0 | 0 | Constrained, otherwise capacity available =49 kVA | --> | 0.048 | 0 | 0 | 0.048 | 0 |  | --> | C12 ex BALLYHALE | Ballyhale [T42,T421] | KILKENNY |  | 52.4871 | -7.2169
MV/LV Substation KN***047Y |  | 10 kV | _ | LV | 400 kVA :Kiosk Substation | 0.4 | --> | 0.4 | 0 | 0 | Constrained, otherwise capacity available =281 kVA | --> | 0.38 | 0 | 0.019 | 0.382 | 0 |  | --> | C12 ex BALLYHALE | Ballyhale [T42,T421] | KILKENNY |  | 52.4861 | -7.216
MV/LV Substation KI***051 |  | 20 kV | _ | LV | 50 kVA :Pole Substation | 0.05 | --> | 0.05 | 0 | 0 | Constrained, otherwise capacity available =47 kVA | --> | 0.048 | 0 | 0 | 0.048 | 0 |  | --> | C18 ex DEERPARK | Deerpark [T41,T42] | BALLYDINE |  | 52.5154 | -7.5073
MV/LV Substation HI***053Y |  | 10 kV | _ | LV | 200 kVA :Pole Substation | 0.2 | --> | 0.2 | 0 | 0 | Constrained, otherwise capacity available =173 kVA | --> | 0.19 | 0 | 0.005 | 0.19 | 0 |  | --> | C12 ex BALLYHALE | Ballyhale [T42,T421] | KILKENNY |  | 52.4847 | -7.2139
MV/LV Substation AB***054Y |  | 10 kV | _ | LV | 100 kVA :Pole Substation | 0.1 | --> | 0.1 | 0 | 0 | Constrained, otherwise capacity available =85 kVA | --> | 0.095 | 0 | 0 | 0.097 | 0 |  | --> | C12 ex BALLYHALE | Ballyhale [T42,T421] | KILKENNY |  | 52.4832 | -7.2161
MV/LV Substation KN***055Y |  | 10 kV | _ | LV | 200 kVA :Pole Substation | 0.2 | --> | 0.2 | 0 | 0 | Constrained, otherwise capacity available =200 kVA | --> | 0.19 | 0 | 0 | 0.19 | 0 |  | --> | C12 ex BALLYHALE | Ballyhale [T42,T421] | KILKENNY |  | 52.483 | -7.2136
MV/LV Substation RO***057Y |  | 10 kV | _ | LV | 50 kVA :Pole Substation | 0.05 | --> | 0.05 | 0 | 0 | Constrained, otherwise capacity available =47 kVA | --> | 0.048 | 0 | 0 | 0.048 | 0 |  | --> | C12 ex BALLYHALE | Ballyhale [T42,T421] | KILKENNY |  | 52.4822 | -7.2042
MV/LV Substation VO***058Y |  | 10 kV | _ | LV | 200 kVA :Pole Substation | 0.2 | --> | 0.2 | 0 | 0 | Constrained, otherwise capacity available =164 kVA | --> | 0.19 | 0 | 0.005 | 0.191 | 0 |  | --> | C12 ex BALLYHALE | Ballyhale [T42,T421] | KILKENNY |  | 52.4788 | -7.2118
MV/LV Substation BA***059Y |  | 10 kV | _ | LV | 200 kVA :Pole Substation | 0.2 | --> | 0.2 | 0 | 0 | Constrained, otherwise capacity available =190 kVA | --> | 0.19 | 0 | 0.002 | 0.19 | 0 |  | --> | C12 ex BALLYHALE | Ballyhale [T42,T421] | KILKENNY |  | 52.4772 | -7.2098
MV/LV Substation L ***062Y |  | 10 kV | _ | LV | 100 kVA :Pole Substation | 0.1 | --> | 0.1 | 0 | 0 | Constrained, otherwise capacity available =81 kVA | --> | 0.095 | 0 | 0 | 0.098 | 0 |  | --> | C18 ex BALLYHALE | Ballyhale [T42,T421] | KILKENNY |  | 52.4723 | -7.2026
MV/LV Substation KI***065 |  | 20 kV | _ | LV | 50 kVA :Pole Substation | 0.05 | --> | 0.05 | 0 | 0 | Constrained, otherwise capacity available =36 kVA | --> | 0.048 | 0 | 0 | 0 | 0 | Constrained, otherwise capacity available =49 kW | --> | E17 ex KILMACTHOMAS | Kilmacthomas [T421,T422] | DUNGARVAN |  | 52.2433 | -7.4268
MV/LV Substation KI***065Y |  | 10 kV | _ | LV | 400 kVA :Kiosk Substation | 0.4 | --> | 0.4 | 0 | 0 | Constrained, otherwise capacity available =398 kVA | --> | 0.38 | 0 | 0 | 0.38 | 0 |  | --> | C14 ex BALLYHALE | Ballyhale [T42,T421] | KILKENNY |  | 52.468 | -7.2029
MV/LV Substation CA***066 |  | 10 kV | _ | LV | 400 kVA :Kiosk Substation | 0.4 | --> | 0.4 | 0 | 0 | Constrained, otherwise capacity available =331 kVA | --> | 0.38 | 0 | 0.022 | 0.373 | 0 |  | --> | C15 ex DEERPARK | Deerpark [T41,T42] | BALLYDINE |  | 52.34 | -7.4089
MV/LV Substation BA***066Y |  | 10 kV | _ | LV | 200 kVA :Kiosk Substation | 0.2 | --> | 0.2 | 0 | 0 | Constrained, otherwise capacity available =116 kVA | --> | 0.19 | 0 | 0.009 | 0.194 | 0 |  | --> | C14 ex BALLYHALE | Ballyhale [T42,T421] | KILKENNY |  | 52.4682 | -7.2004
MV/LV Substation GR***071 |  | 10 kV | _ | LV | 200 kVA :Kiosk Substation | 0.2 | --> | 0.2 | 0 | 0 | Constrained, otherwise capacity available =174 kVA | --> | 0.19 | 0 | 0.027 | 0.174 | 0 |  | --> | C16 ex DEERPARK | Deerpark [T41,T42] | BALLYDINE |  | 52.3902 | -7.5487
MV/LV Substation BA***095 |  | 10 kV | _ | LV | 50 kVA :Pole Substation | 0.05 | --> | 0.05 | 0 | 0 | Constrained, otherwise capacity available =48 kVA | --> | 0.048 | 0 | 0 | 0.048 | 0 |  | --> | C18 ex BALLYHALE | Ballyhale [T42,T421] | KILKENNY |  | 52.481 | -7.2799
MV/LV Substation KI***109 |  | 20 kV | _ | LV | 50 kVA :Pole Substation | 0.05 | --> | 0.05 | 0 | 0 | Constrained, otherwise capacity available =39 kVA | --> | 0.048 | 0 | 0.005 | 0.045 | 0 |  | --> | C18 ex DEERPARK | Deerpark [T41,T42] | BALLYDINE |  | 52.3864 | -7.3288
MV/LV Substation C ***113 |  | 10 kV | _ | LV | 50 kVA :Pole Substation | 0.05 | --> | 0.05 | 0 | 0 | Constrained, otherwise capacity available =43 kVA | --> | 0.048 | 0 | 0.01 | 0.041 | 0 |  | --> | C16 ex CREGG ROAD | Cregg Road [T41,T42] | BALLYDINE |  | 52.3479 | -7.3995
MV/LV Substation KI***120 |  | 10 kV | _ | LV | 33 kVA :Pole Substation | 0.033 | --> | 0.033 | 0.007 | 0.04 |  | --> | 0.031 | 0 | 0 | 0.035 | 0 |  | --> | C18 ex CALLAN | Callan [T41,T42] | KILKENNY |  | 52.5151 | -7.4988
MV/LV Substation SU***123 |  | 10 kV | _ | LV | 50 kVA :Pole Substation | 0.05 | --> | 0.05 | 0 | 0 | Constrained, otherwise capacity available =12 kVA | --> | 0.048 | 0 | 0 | 0.052 | 0 |  | --> | C16 ex CREGG ROAD | Cregg Road [T41,T42] | BALLYDINE |  | 52.3506 | -7.3874
MV/LV Substation RA***127Y |  | 10 kV | _ | LV | 50 kVA :Pole Substation | 0.05 | --> | 0.05 | 0 | 0 | Constrained, otherwise capacity available =46 kVA | --> | 0.048 | 0 | 0.005 | 0.044 | 0 |  | --> | C11 ex DEERPARK | Deerpark [T41,T42] | BALLYDINE |  | 52.3058 | -7.5003
MV/LV Substation FA***128Y |  | 20 kV | _ | LV | 50 kVA :Pole Substation | 0.05 | --> | 0.05 | 0 | 0 | Constrained, otherwise capacity available =47 kVA | --> | 0.048 | 0 | 0 | 0.048 | 0 |  | --> | C18 ex DEERPARK | Deerpark [T41,T42] | BALLYDINE |  | 52.3853 | -7.4093
MV/LV Substation OR***129Y |  | 10 kV | _ | LV | 200 kVA :Kiosk Substation | 0.2 | --> | 0.2 | 0 | 0 | Constrained, otherwise capacity available =154 kVA | --> | 0.19 | 0 | 0.012 | 0.187 | 0 |  | --> | C15 ex DEERPARK | Deerpark [T41,T42] | BALLYDINE |  | 52.3492 | -7.418
MV/LV Substation BE***145Y |  | 10 kV | _ | LV | 100 kVA :Pole Substation | 0.1 | --> | 0.1 | 0 | 0 | Constrained, otherwise capacity available =94 kVA | --> | 0.095 | 0 | 0 | 0.096 | 0 |  | --> | C23 ex CREGG ROAD | Cregg Road [T41,T42] | BALLYDINE |  | 52.3704 | -7.3354
MV/LV Substation CU***156 |  | 20 kV | _ | LV | 150 kVA :Pole Substation | 0.15 | --> | 0.15 | 0 | 0 | Constrained, otherwise capacity available =148 kVA | --> | 0.142 | 0 | 0 | 0.143 | 0 |  | --> | C18 ex DEERPARK | Deerpark [T41,T42] | BALLYDINE |  | 52.4261 | -7.4171
MV/LV Substation BO***160 |  | 10 kV | _ | LV | 400 kVA :Kiosk Substation | 0.4 | --> | 0.4 | 0 | 0 | Constrained, otherwise capacity available =380 kVA | --> | 0.38 | 0 | 0 | 0.383 | 0 |  | --> | C16 ex CREGG ROAD | Cregg Road [T41,T42] | BALLYDINE |  | 52.3507 | -7.3902
MV/LV Substation R ***161 |  | 10 kV | _ | LV | 50 kVA :Pole Substation | 0.05 | --> | 0.05 | 0 | 0 | Constrained, otherwise capacity available =48 kVA | --> | 0.048 | 0 | 0 | 0.048 | 0 |  | --> | C16 ex CREGG ROAD | Cregg Road [T41,T42] | BALLYDINE |  | 52.3501 | -7.3733
MV/LV Substation OW***162Y |  | 20 kV | _ | LV | 50 kVA :Pole Substation | 0.05 | --> | 0.05 | 0 | 0 | Constrained, otherwise capacity available =33 kVA | --> | 0.048 | 0 | 0 | 0.05 | 0 |  | --> | C18 ex DEERPARK | Deerpark [T41,T42] | BALLYDINE |  | 52.3981 | -7.3498
MV/LV Substation SP***171Y |  | 10 kV | _ | LV | 50 kVA :Pole Substation | 0.05 | --> | 0.05 | 0 | 0 | Constrained, otherwise capacity available =45 kVA | --> | 0.048 | 0 | 0 | 0 | 0 | Constrained, otherwise capacity available =48 kW | --> | C11 ex PORTLAW | Portlaw [T41,T42] | BUTLERSTOWN |  | 52.2903 | -7.3219
MV/LV Substation MU***180 |  | 10 kV | _ | LV | 50 kVA :Pole Substation | 0.05 | --> | 0.05 | 0 | 0 | Constrained, otherwise capacity available =46 kVA | --> | 0.048 | 0 | 0 | 0.048 | 0 |  | --> | C16 ex DEERPARK | Deerpark [T41,T42] | BALLYDINE |  | 52.3652 | -7.47
MV/LV Substation MA***186Y |  | 10 kV | _ | LV | 200 kVA :Kiosk Substation | 0.2 | --> | 0.2 | 0 | 0 | Constrained, otherwise capacity available =179 kVA | --> | 0.19 | 0 | 0.009 | 0.186 | 0 |  | --> | C16 ex CREGG ROAD | Cregg Road [T41,T42] | BALLYDINE |  | 52.3478 | -7.4026
MV/LV Substation KE***187 |  | 20 kV | _ | LV | 50 kVA :Pole Substation | 0.05 | --> | 0.05 | 0 | 0 | Constrained, otherwise capacity available =42 kVA | --> | 0.048 | 0 | 0 | 0.049 | 0 |  | --> | C18 ex DEERPARK | Deerpark [T41,T42] | BALLYDINE |  | 52.4245 | -7.4088
MV/LV Substation OW***190 |  | 20 kV | _ | LV | 50 kVA :Pole Substation | 0.05 | --> | 0.05 | 0 | 0 | Constrained, otherwise capacity available =35 kVA | --> | 0.048 | 0 | 0 | 0.05 | 0 |  | --> | C18 ex DEERPARK | Deerpark [T41,T42] | BALLYDINE |  | 52.3965 | -7.3363
MV/LV Substation CO***199 |  | 10 kV | _ | LV | 50 kVA :Pole Substation | 0.05 | --> | 0.05 | 0 | 0 | Constrained, otherwise capacity available =48 kVA | --> | 0.048 | 0 | 0 | 0 | 0 | Constrained, otherwise capacity available =48 kW | --> | C12 ex PORTLAW | Portlaw [T41,T42] | BUTLERSTOWN |  | 52.284 | -7.2971
MV/LV Substation PU***206Y |  | 10 kV | _ | LV | 50 kVA :Pole Substation | 0.05 | --> | 0.05 | 0 | 0 | Constrained, otherwise capacity available =28 kVA | --> | 0.048 | 0 | 0 | 0.05 | 0 |  | --> | C16 ex CREGG ROAD | Cregg Road [T41,T42] | BALLYDINE |  | 52.3524 | -7.381
MV/LV Substation FA***207 |  | 20 kV | _ | LV | 150 kVA :Pole Substation | 0.15 | --> | 0.15 | 0 | 0 | Constrained, otherwise capacity available =144 kVA | --> | 0.142 | 0 | 0 | 0.143 | 0 |  | --> | C18 ex DEERPARK | Deerpark [T41,T42] | BALLYDINE |  | 52.3921 | -7.4024
MV/LV Substation CO***210Y |  | 10 kV | _ | LV | 50 kVA :Pole Substation | 0.05 | --> | 0.05 | 0 | 0 | Constrained, otherwise capacity available =46 kVA | --> | 0.048 | 0 | 0 | 0 | 0 | Constrained, otherwise capacity available =48 kW | --> | C12 ex PORTLAW | Portlaw [T41,T42] | BUTLERSTOWN |  | 52.2745 | -7.2956
MV/LV Substation OA***211Y |  | 10 kV | _ | LV | 50 kVA :Pole Substation | 0.05 | --> | 0.05 | 0 | 0 | Constrained, otherwise capacity available =21 kVA | --> | 0.048 | 0 | 0.01 | 0.044 | 0 |  | --> | C17 ex DEERPARK | Deerpark [T41,T42] | BALLYDINE |  | 52.3541 | -7.4113
MV/LV Substation PO***215 |  | 10 kV | _ | LV | 630 kVA :Building Structure | 0.63 | --> | 0.63 | 0 | 0 | Constrained, otherwise capacity available =536 kVA | --> | 0.598 | 0 | 0 | 0 | 0 | Constrained, otherwise capacity available =611 kW | --> | C16 ex PORTLAW | Portlaw [T41,T42] | BUTLERSTOWN |  | 52.2852 | -7.3153
MV/LV Substation CA***222Y |  | 10 kV | _ | LV | 50 kVA :Pole Substation | 0.05 | --> | 0.05 | 0 | 0 | Constrained, otherwise capacity available =46 kVA | --> | 0.048 | 0 | 0 | 0.048 | 0 |  | --> | C11 ex DEERPARK | Deerpark [T41,T42] | BALLYDINE |  | 52.3435 | -7.4264
MV/LV Substation TI***224 |  | 10 kV | _ | LV | 400 kVA :Kiosk Substation | 0.4 | --> | 0.4 | 0 | 0 | Constrained, otherwise capacity available =329 kVA | --> | 0.38 | 0 | 0.07 | 0.338 | 0 |  | --> | C16 ex CREGG ROAD | Cregg Road [T41,T42] | BALLYDINE |  | 52.3494 | -7.3933
MV/LV Substation CO***243Y |  | 10 kV | _ | LV | 200 kVA :Kiosk Substation | 0.2 | --> | 0.2 | 0 | 0 | Constrained, otherwise capacity available =125 kVA | --> | 0.19 | 0 | 0.034 | 0 | 0 | Constrained, otherwise capacity available =175 kW | --> | C11 ex PORTLAW | Portlaw [T41,T42] | BUTLERSTOWN |  | 52.2928 | -7.3186
MV/LV Substation SE***250 |  | 20 kV | _ | LV | 50 kVA :Pole Substation | 0.05 | --> | 0.05 | 0 | 0 | Constrained, otherwise capacity available =50 kVA | --> | 0.048 | 0 | 0 | 0 | 0 | Constrained, otherwise capacity available =48 kW | --> | E17 ex KILMACTHOMAS | Kilmacthomas [T421,T422] | DUNGARVAN |  | 52.2797 | -7.4381
MV/LV Substation TI***259 |  | 10 kV | _ | LV | 200 kVA :Pole Substation | 0.2 | --> | 0.2 | 0 | 0 | Constrained, otherwise capacity available =156 kVA | --> | 0.19 | 0 | 0 | 0.196 | 0 |  | --> | C23 ex CREGG ROAD | Cregg Road [T41,T42] | BALLYDINE |  | 52.3579 | -7.3913
MV/LV Substation OW***261Y |  | 20 kV | _ | LV | 50 kVA :Pole Substation | 0.05 | --> | 0.05 | 0 | 0 | Constrained, otherwise capacity available =47 kVA | --> | 0.048 | 0 | 0 | 0.048 | 0 |  | --> | C18 ex DEERPARK | Deerpark [T41,T42] | BALLYDINE |  | 52.3911 | -7.3496
MV/LV Substation MA***270Y |  | 10 kV | _ | LV | 50 kVA :Pole Substation | 0.05 | --> | 0.05 | 0 | 0 | Constrained, otherwise capacity available =48 kVA | --> | 0.048 | 0 | 0 | 0 | 0 | Constrained, otherwise capacity available =48 kW | --> | C11 ex PORTLAW | Portlaw [T41,T42] | BUTLERSTOWN |  | 52.3022 | -7.3156
MV/LV Substation TY***271 |  | 10 kV | _ | LV | 50 kVA :Pole Substation | 0.05 | --> | 0.05 | 0 | 0 | Constrained, otherwise capacity available =45 kVA | --> | 0.048 | 0 | 0.005 | 0.044 | 0 |  | --> | C16 ex CREGG ROAD | Cregg Road [T41,T42] | BALLYDINE |  | 52.3461 | -7.3356
MV/LV Substation BR***274Y |  | 10 kV | _ | LV | 50 kVA :Pole Substation | 0.05 | --> | 0.05 | 0 | 0 | Constrained, otherwise capacity available =45 kVA | --> | 0.048 | 0 | 0 | 0.048 | 0 |  | --> | C23 ex CREGG ROAD | Cregg Road [T41,T42] | BALLYDINE |  | 52.3745 | -7.3339
MV/LV Substation AS***293 |  | 10 kV | _ | LV | 400 kVA :Kiosk Substation | 0.4 | --> | 0.4 | 0 | 0 | Constrained, otherwise capacity available =298 kVA | --> | 0.38 | 0 | 0.006 | 0.389 | 0 |  | --> | C25 ex CREGG ROAD | Cregg Road [T41,T42] | BALLYDINE |  | 52.3481 | -7.4094
MV/LV Substation MA***295Y |  | 10 kV | _ | LV | 50 kVA :Pole Substation | 0.05 | --> | 0.05 | 0 | 0 | Constrained, otherwise capacity available =45 kVA | --> | 0.048 | 0 | 0.005 | 0 | 0 | Constrained, otherwise capacity available =44 kW | --> | C12 ex PORTLAW | Portlaw [T41,T42] | BUTLERSTOWN |  | 52.2906 | -7.3058
MV/LV Substation CO***296Y |  | 10 kV | _ | LV | 50 kVA :Pole Substation | 0.05 | --> | 0.05 | 0 | 0 | Constrained, otherwise capacity available =41 kVA | --> | 0.048 | 0 | 0 | 0 | 0 | Constrained, otherwise capacity available =49 kW | --> | C11 ex PORTLAW | Portlaw [T41,T42] | BUTLERSTOWN |  | 52.2947 | -7.3235
MV/LV Substation CA***300Y |  | 20 kV | _ | LV | 50 kVA :Pole Substation | 0.05 | --> | 0.05 | 0 | 0 | Constrained, otherwise capacity available =46 kVA | --> | 0.048 | 0 | 0 | 0.048 | 0 |  | --> | C18 ex DEERPARK | Deerpark [T41,T42] | BALLYDINE |  | 52.3844 | -7.3817
MV/LV Substation TO***308Y |  | 10 kV | _ | LV | 50 kVA :Pole Substation | 0.05 | --> | 0.05 | 0 | 0 | Constrained, otherwise capacity available =38 kVA | --> | 0.048 | 0 | 0.004 | 0.046 | 0 |  | --> | C23 ex CREGG ROAD | Cregg Road [T41,T42] | BALLYDINE |  | 52.3565 | -7.333
MV/LV Substation FE***328Y |  | 20 kV | _ | LV | 50 kVA :Pole Substation | 0.05 | --> | 0.05 | 0 | 0 | Constrained, otherwise capacity available =47 kVA | --> | 0.048 | 0 | 0 | 0 | 0 | Constrained, otherwise capacity available =48 kW | --> | E17 ex KILMACTHOMAS | Kilmacthomas [T421,T422] | DUNGARVAN |  | 52.3022 | -7.4698
MV/LV Substation NU***339Y |  | 10 kV | _ | LV | 200 kVA :Kiosk Substation | 0.2 | --> | 0.2 | 0 | 0 | Constrained, otherwise capacity available =151 kVA | --> | 0.19 | 0 | 0.021 | 0.181 | 0 |  | --> | C16 ex CREGG ROAD | Cregg Road [T41,T42] | BALLYDINE |  | 52.3508 | -7.3975
MV/LV Substation BA***342 |  | 10 kV | _ | LV | 50 kVA :Pole Substation | 0.05 | --> | 0.05 | 0 | 0 | Constrained, otherwise capacity available =39 kVA | --> | 0.048 | 0 | 0.005 | 0.045 | 0 |  | --> | C16 ex DEERPARK | Deerpark [T41,T42] | BALLYDINE |  | 52.3744 | -7.4678
MV/LV Substation RO***348 |  | 10 kV | _ | LV | 100 kVA :Pole Substation | 0.1 | --> | 0.1 | 0 | 0 | Constrained, otherwise capacity available =81 kVA | --> | 0.095 | 0 | 0.011 | 0.09 | 0 |  | --> | C23 ex CREGG ROAD | Cregg Road [T41,T42] | BALLYDINE |  | 52.3591 | -7.3303
MV/LV Substation FI***348Y |  | 10 kV | _ | LV | 100 kVA :Pole Substation | 0.1 | --> | 0.1 | 0 | 0 | Constrained, otherwise capacity available =94 kVA | --> | 0.095 | 0 | 0 | 0.096 | 0 |  | --> | C12 ex GRANAGH | Granagh [T41,T42] | WATERFORD |  | 52.3325 | -7.3095
MV/LV Substation CU***352 |  | 10 kV | _ | LV | 100 kVA :Pole Substation | 0.1 | --> | 0.1 | 0 | 0 | Constrained, otherwise capacity available =82 kVA | --> | 0.095 | 0 | 0 | 0 | 0 | Constrained, otherwise capacity available =97 kW | --> | C11 ex PORTLAW | Portlaw [T41,T42] | BUTLERSTOWN |  | 52.2913 | -7.3593
MV/LV Substation MU***353 |  | 20 kV | _ | LV | 50 kVA :Pole Substation | 0.05 | --> | 0.05 | 0 | 0 | Constrained, otherwise capacity available =32 kVA | --> | 0.048 | 0 | 0 | 0.05 | 0 |  | --> | C18 ex DEERPARK | Deerpark [T41,T42] | BALLYDINE |  | 52.5041 | -7.5047
MV/LV Substation GR***359Y |  | 10 kV | _ | LV | 200 kVA :Kiosk Substation | 0.2 | --> | 0.2 | 0 | 0 | Constrained, otherwise capacity available =122 kVA | --> | 0.19 | 0 | 0.019 | 0.186 | 0 |  | --> | C16 ex CREGG ROAD | Cregg Road [T41,T42] | BALLYDINE |  | 52.352 | -7.3979
MV/LV Substation KI***360 |  | 10 kV | _ | LV | 50 kVA :Pole Substation | 0.05 | --> | 0.05 | 0 | 0 | Constrained, otherwise capacity available =40 kVA | --> | 0.048 | 0 | 0 | 0.049 | 0 |  | --> | C16 ex DEERPARK | Deerpark [T41,T42] | BALLYDINE |  | 52.4032 | -7.5297
MV/LV Substation PI***372Y |  | 10 kV | _ | LV | 50 kVA :Pole Substation | 0.05 | --> | 0.05 | 0 | 0 | Constrained, otherwise capacity available =48 kVA | --> | 0.048 | 0 | 0 | 0.048 | 0 |  | --> | C23 ex CREGG ROAD | Cregg Road [T41,T42] | BALLYDINE |  | 52.3478 | -7.3186
MV/LV Substation NO***394Y |  | 10 kV | _ | LV | 200 kVA :Kiosk Substation | 0.2 | --> | 0.2 | 0 | 0 | Constrained, otherwise capacity available =199 kVA | --> | 0.19 | 0 | 0 | 0.19 | 0 |  | --> | C25 ex CREGG ROAD | Cregg Road [T41,T42] | BALLYDINE |  | 52.3441 | -7.4086
MV/LV Substation PI***401X |  | 10 kV | _ | LV | 50 kVA :Pole Substation | 0.05 | --> | 0.05 | 0 | 0 | Constrained, otherwise capacity available =48 kVA | --> | 0.048 | 0 | 0 | 0.048 | 0 |  | --> | C23 ex CREGG ROAD | Cregg Road [T41,T42] | BALLYDINE |  | 52.3454 | -7.3173
MV/LV Substation PO***4023 |  | 10 kV | _ | LV | 50 kVA :Pole Substation | 0.05 | --> | 0.05 | 0 | 0 | Constrained, otherwise capacity available =49 kVA | --> | 0.048 | 0 | 0 | 0 | 0 | Constrained, otherwise capacity available =48 kW | --> | C12 ex PORTLAW | Portlaw [T41,T42] | BUTLERSTOWN |  | 52.2816 | -7.3057
MV/LV Substation BA***4033 |  | 10 kV | _ | LV | 50 kVA :Pole Substation | 0.05 | --> | 0.05 | 0 | 0 | Constrained, otherwise capacity available =31 kVA | --> | 0.048 | 0 | 0 | 0.05 | 0 |  | --> | C16 ex DEERPARK | Deerpark [T41,T42] | BALLYDINE |  | 52.3783 | -7.4848
MV/LV Substation KI***4054 |  | 10 kV | _ | LV | 50 kVA :Pole Substation | 0.05 | --> | 0.05 | 0 | 0 | Constrained, otherwise capacity available =40 kVA | --> | 0.048 | 0 | 0 | 0.049 | 0 |  | --> | C18 ex BALLYHALE | Ballyhale [T42,T421] | KILKENNY |  | 52.4656 | -7.3278
MV/LV Substation BR***4071 |  | 20 kV | _ | LV | 50 kVA :Pole Substation | 0.05 | --> | 0.05 | 0 | 0 | Constrained, otherwise capacity available =38 kVA | --> | 0.048 | 0 | 0.025 | 0.031 | 0 |  | --> | C18 ex DEERPARK | Deerpark [T41,T42] | BALLYDINE |  | 52.4355 | -7.3808
MV/LV Substation DE***4078 |  | 20 kV | _ | LV | 100 kVA :Pole Substation | 0.1 | --> | 0.1 | 0 | 0 | Constrained, otherwise capacity available =98 kVA | --> | 0.095 | 0 | 0.025 | 0.077 | 0 |  | --> | C18 ex DEERPARK | Deerpark [T41,T42] | BALLYDINE |  | 52.3562 | -7.4299
MV/LV Substation OL***4079 |  | 20 kV | _ | LV | 50 kVA :Pole Substation | 0.05 | --> | 0.05 | 0 | 0 | Constrained, otherwise capacity available =40 kVA | --> | 0.048 | 0 | 0 | 0 | 0 | Constrained, otherwise capacity available =49 kW | --> | E17 ex KILMACTHOMAS | Kilmacthomas [T421,T422] | DUNGARVAN |  | 52.2555 | -7.3875
MV/LV Substation JO***4087 |  | 10 kV | _ | LV | 50 kVA :Pole Substation | 0.05 | --> | 0.05 | 0 | 0 | Constrained, otherwise capacity available =50 kVA | --> | 0.048 | 0 | 0 | 0.048 | 0 |  | --> | C18 ex BALLYHALE | Ballyhale [T42,T421] | KILKENNY |  | 52.4668 | -7.4104
MV/LV Substation CL***4088 |  | 10 kV | _ | LV | 50 kVA :Pole Substation | 0.05 | --> | 0.05 | 0 | 0 | Constrained, otherwise capacity available =50 kVA | --> | 0.048 | 0 | 0 | 0 | 0 | Constrained, otherwise capacity available =48 kW | --> | C11 ex PORTLAW | Portlaw [T41,T42] | BUTLERSTOWN |  | 52.2998 | -7.3252
MV/LV Substation RA***4092 |  | 10 kV | _ | LV | 50 kVA :Pole Substation | 0.05 | --> | 0.05 | 0 | 0 | Constrained, otherwise capacity available =38 kVA | --> | 0.048 | 0 | 0 | 0.049 | 0 |  | --> | C11 ex DEERPARK | Deerpark [T41,T42] | BALLYDINE |  | 52.3236 | -7.3906
MV/LV Substation CA***4093 |  | 10 kV | _ | LV | 200 kVA :Pole Substation | 0.2 | --> | 0.2 | 0 | 0 | Constrained, otherwise capacity available =200 kVA | --> | 0.19 | 0 | 0 | 0.19 | 0 |  | --> | C14 ex BALLYHALE | Ballyhale [T42,T421] | KILKENNY |  | 52.4412 | -7.1886
MV/LV Substation BA***4098 |  | 10 kV | _ | LV | 50 kVA :Pole Substation | 0.05 | --> | 0.05 | 0 | 0 | Constrained, otherwise capacity available =33 kVA | --> | 0.048 | 0 | 0.025 | 0.031 | 0 |  | --> | C23 ex CREGG ROAD | Cregg Road [T41,T42] | BALLYDINE |  | 52.3792 | -7.3542
MV/LV Substation CU***4104 |  | 10 kV | _ | LV | 50 kVA :Pole Substation | 0.05 | --> | 0.05 | 0 | 0 | Constrained, otherwise capacity available =29 kVA | --> | 0.048 | 0 | 0.02 | 0.036 | 0 |  | --> | C11 ex DEERPARK | Deerpark [T41,T42] | BALLYDINE |  | 52.3177 | -7.3632
MV/LV Substation OW***4105 |  | 20 kV | _ | LV | 50 kVA :Pole Substation | 0.05 | --> | 0.05 | 0 | 0 | Constrained, otherwise capacity available =38 kVA | --> | 0.048 | 0 | 0.025 | 0.03 | 0 |  | --> | C18 ex DEERPARK | Deerpark [T41,T42] | BALLYDINE |  | 52.3856 | -7.3524
MV/LV Substation KI***4109 |  | 20 kV | _ | LV | 50 kVA :Pole Substation | 0.05 | --> | 0.05 | 0 | 0 | Constrained, otherwise capacity available =43 kVA | --> | 0.048 | 0 | 0 | 0.048 | 0 |  | --> | C18 ex DEERPARK | Deerpark [T41,T42] | BALLYDINE |  | 52.4329 | -7.4435
MV/LV Substation BA***4123 |  | 10 kV | _ | LV | 50 kVA :Pole Substation | 0.05 | --> | 0.05 | 0 | 0 | Constrained, otherwise capacity available =35 kVA | --> | 0.048 | 0 | 0 | 0.05 | 0 |  | --> | C11 ex DEERPARK | Deerpark [T41,T42] | BALLYDINE |  | 52.3103 | -7.4129
MV/LV Substation FE***4128 |  | 20 kV | _ | LV | 200 kVA :Pole Substation | 0.2 | --> | 0.2 | 0 | 0 | Constrained, otherwise capacity available =175 kVA | --> | 0.19 | 0 | 0.01 | 0.186 | 0 |  | --> | C18 ex DEERPARK | Deerpark [T41,T42] | BALLYDINE |  | 52.4517 | -7.5847
MV/LV Substation CO***4149 |  | 10 kV | _ | LV | 400 kVA :Building Structure | 0.4 | --> | 0.4 | 0 | 0 | Constrained, otherwise capacity available =365 kVA | --> | 0.38 | 0 | 0 | 0.385 | 0 |  | --> | C16 ex CREGG ROAD | Cregg Road [T41,T42] | BALLYDINE |  | 52.3524 | -7.3877
MV/LV Substation KN***4153 |  | 10 kV | _ | LV | 50 kVA :Pole Substation | 0.05 | --> | 0.05 | 0 | 0 | Constrained, otherwise capacity available =50 kVA | --> | 0.048 | 0 | 0 | 0.048 | 0 |  | --> | C11 ex DEERPARK | Deerpark [T41,T42] | BALLYDINE |  | 52.3075 | -7.512
MV/LV Substation BA***4165 |  | 10 kV | _ | LV | 50 kVA :Pole Substation | 0.05 | --> | 0.05 | 0 | 0 | Constrained, otherwise capacity available =39 kVA | --> | 0.048 | 0 | 0 | 0.049 | 0 |  | --> | C23 ex CREGG ROAD | Cregg Road [T41,T42] | BALLYDINE |  | 52.3715 | -7.3512
MV/LV Substation WO***4168 |  | 10 kV | _ | LV | 50 kVA :Pole Substation | 0.05 | --> | 0.05 | 0 | 0 | Constrained, otherwise capacity available =50 kVA | --> | 0.048 | 0 | 0 | 0.048 | 0 |  | --> | C11 ex DEERPARK | Deerpark [T41,T42] | BALLYDINE |  | 52.3297 | -7.4067
MV/LV Substation CL***4177 |  | 20 kV | _ | LV | 50 kVA :Pole Substation | 0.05 | --> | 0.05 | 0 | 0 | Constrained, otherwise capacity available =42 kVA | --> | 0.048 | 0 | 0.016 | 0.037 | 0 |  | --> | C18 ex DEERPARK | Deerpark [T41,T42] | BALLYDINE |  | 52.4604 | -7.5983
MV/LV Substation GU***4179 |  | 20 kV | _ | LV | 50 kVA :Pole Substation | 0.05 | --> | 0.05 | 0 | 0 | Constrained, otherwise capacity available =48 kVA | --> | 0.048 | 0 | 0 | 0.048 | 0 |  | --> | C18 ex DEERPARK | Deerpark [T41,T42] | BALLYDINE |  | 52.4792 | -7.5286
MV/LV Substation ST***417Y |  | 10 kV | _ | LV | 200 kVA :Kiosk Substation | 0.2 | --> | 0.2 | 0 | 0 | Constrained, otherwise capacity available =166 kVA | --> | 0.19 | 0 | 0.005 | 0.191 | 0 |  | --> | C16 ex CREGG ROAD | Cregg Road [T41,T42] | BALLYDINE |  | 52.3493 | -7.3275
MV/LV Substation CO***4198 |  | 10 kV | _ | LV | 50 kVA :Pole Substation | 0.05 | --> | 0.05 | 0.037 | 0.04 | Constrained, otherwise capacity available =45 kVA | --> | 0.048 | 0 | 0 | 0.048 | 0 |  | --> | C18 ex CALLAN | Callan [T41,T42] | KILKENNY |  | 52.5109 | -7.4478
MV/LV Substation LI***4206 |  | 10 kV | _ | LV | 50 kVA :Pole Substation | 0.05 | --> | 0.05 | 0 | 0 |  | --> | 0.048 | 0 | 0 | 0.062 | 0 |  | --> | C16 ex DEERPARK | Deerpark [T41,T42] | BALLYDINE |  | 52.3682 | -7.5164
MV/LV Substation BA***4211 |  | 20 kV | _ | LV | 50 kVA :Pole Substation | 0.05 | --> | 0.05 | 0 | 0 | Constrained, otherwise capacity available =41 kVA | --> | 0.048 | 0 | 0.006 | 0 | 0 | Constrained, otherwise capacity available =44 kW | --> | E17 ex KILMACTHOMAS | Kilmacthomas [T421,T422] | DUNGARVAN |  | 52.2533 | -7.4113
MV/LV Substation TH***4224 |  | 10 kV | _ | LV | 400 kVA :Kiosk Substation | 0.4 | --> | 0.4 | 0 | 0 | Constrained, otherwise capacity available =394 kVA | --> | 0.38 | 0 | 0 | 0.381 | 0 |  | --> | C16 ex CREGG ROAD | Cregg Road [T41,T42] | BALLYDINE |  | 52.3485 | -7.3871
MV/LV Substation KN***4236 |  | 10 kV | _ | LV | 50 kVA :Pole Substation | 0.05 | --> | 0.05 | 0 | 0 | Constrained, otherwise capacity available =50 kVA | --> | 0.048 | 0 | 0 | 0 | 0 | Constrained, otherwise capacity available =48 kW | --> | C12 ex PORTLAW | Portlaw [T41,T42] | BUTLERSTOWN |  | 52.2871 | -7.301
MV/LV Substation CA***4242 |  | 20 kV | _ | LV | 50 kVA :Pole Substation | 0.05 | --> | 0.05 | 0 | 0 | Constrained, otherwise capacity available =41 kVA | --> | 0.048 | 0 | 0 | 0.049 | 0 |  | --> | C18 ex DEERPARK | Deerpark [T41,T42] | BALLYDINE |  | 52.3976 | -7.3469
MV/LV Substation JO***4247 |  | 10 kV | _ | LV | 50 kVA :Pole Substation | 0.05 | --> | 0.05 | 0 | 0 | Constrained, otherwise capacity available =50 kVA | --> | 0.048 | 0 | 0 | 0.048 | 0 |  | --> | C11 ex DEERPARK | Deerpark [T41,T42] | BALLYDINE |  | 52.3286 | -7.4283
MV/LV Substation KI***4256 |  | 20 kV | _ | LV | 50 kVA :Pole Substation | 0.05 | --> | 0.05 | 0 | 0 | Constrained, otherwise capacity available =50 kVA | --> | 0.048 | 0 | 0 | 0 | 0 | Constrained, otherwise capacity available =48 kW | --> | E17 ex KILMACTHOMAS | Kilmacthomas [T421,T422] | DUNGARVAN |  | 52.2602 | -7.4292
MV/LV Substation BA***4286 |  | 20 kV | _ | LV | 50 kVA :Pole Substation | 0.05 | --> | 0.05 | 0 | 0 | Constrained, otherwise capacity available =47 kVA | --> | 0.048 | 0 | 0 | 0 | 0 | Constrained, otherwise capacity available =48 kW | --> | E17 ex KILMACTHOMAS | Kilmacthomas [T421,T422] | DUNGARVAN |  | 52.2497 | -7.4191
MV/LV Substation BA***4288 |  | 10 kV | _ | LV | 50 kVA :Pole Substation | 0.05 | --> | 0.05 | 0 | 0 | Constrained, otherwise capacity available =50 kVA | --> | 0.048 | 0 | 0 | 0.048 | 0 |  | --> | C16 ex DEERPARK | Deerpark [T41,T42] | BALLYDINE |  | 52.3697 | -7.5131
MV/LV Substation MU***4295 |  | 10 kV | _ | LV | 50 kVA :Pole Substation | 0.05 | --> | 0.05 | 0 | 0 | Constrained, otherwise capacity available =50 kVA | --> | 0.048 | 0 | 0 | 0.048 | 0 |  | --> | C23 ex CREGG ROAD | Cregg Road [T41,T42] | BALLYDINE |  | 52.402 | -7.2996
MV/LV Substation PI***4297 |  | 10 kV | _ | LV | 400 kVA :Kiosk Substation | 0.4 | --> | 0.4 | 0 | 0 | Constrained, otherwise capacity available =400 kVA | --> | 0.38 | 0 | 0 | 0.38 | 0 |  | --> | C23 ex CREGG ROAD | Cregg Road [T41,T42] | BALLYDINE |  | 52.3521 | -7.3317
MV/LV Substation CA***4305 |  | 20 kV | _ | LV | 100 kVA :Pole Substation | 0.1 | --> | 0.1 | 0 | 0 | Constrained, otherwise capacity available =100 kVA | --> | 0.095 | 0 | 0 | 0.095 | 0 |  | --> | C18 ex DEERPARK | Deerpark [T41,T42] | BALLYDINE |  | 52.3995 | -7.3516
MV/LV Substation KN***4307 |  | 10 kV | _ | LV | 50 kVA :Pole Substation | 0.05 | --> | 0.05 | 0 | 0 | Constrained, otherwise capacity available =50 kVA | --> | 0.048 | 0 | 0 | 0.048 | 0 |  | --> | C11 ex DEERPARK | Deerpark [T41,T42] | BALLYDINE |  | 52.3095 | -7.5055
MV/LV Substation KI***4312 |  | 10 kV | _ | LV | 50 kVA :Pole Substation | 0.05 | --> | 0.05 | 0.037 | 0.04 | Constrained, otherwise capacity available =48 kVA | --> | 0.048 | 0 | 0.015 | 0.037 | 0 |  | --> | C18 ex CALLAN | Callan [T41,T42] | KILKENNY |  | 52.5279 | -7.4129
MV/LV Substation CO***431Y |  | 10 kV | _ | LV | 400 kVA :Kiosk Substation | 0.4 | --> | 0.4 | 0 | 0 | Constrained, otherwise capacity available =288 kVA | --> | 0.38 | 0 | 0.02 | 0 | 0 | Constrained, otherwise capacity available =380 kW | --> | C16 ex PORTLAW | Portlaw [T41,T42] | BUTLERSTOWN |  | 52.2886 | -7.3133
MV/LV Substation KN***4329 |  | 20 kV | _ | LV | 50 kVA :Pole Substation | 0.05 | --> | 0.05 | 0 | 0 | Constrained, otherwise capacity available =42 kVA | --> | 0.048 | 0 | 0.028 | 0.028 | 0 |  | --> | C18 ex DEERPARK | Deerpark [T41,T42] | BALLYDINE |  | 52.422 | -7.3508
MV/LV Substation KI***433 |  | 10 kV | _ | LV | 200 kVA :Pole Substation | 0.2 | --> | 0.2 | 0 | 0 | Constrained, otherwise capacity available =157 kVA | --> | 0.19 | 0 | 0.02 | 0.181 | 0 |  | --> | C16 ex DEERPARK | Deerpark [T41,T42] | BALLYDINE |  | 52.4031 | -7.5391
MV/LV Substation CU***4330 |  | 10 kV | _ | LV | 50 kVA :Pole Substation | 0.05 | --> | 0.05 | 0 | 0 | Constrained, otherwise capacity available =50 kVA | --> | 0.048 | 0 | 0 | 0 | 0 | Constrained, otherwise capacity available =48 kW | --> | C11 ex PORTLAW | Portlaw [T41,T42] | BUTLERSTOWN |  | 52.2985 | -7.3466
MV/LV Substation KN***4335 |  | 10 kV | _ | LV | 50 kVA :Pole Substation | 0.05 | --> | 0.05 | 0 | 0 | Constrained, otherwise capacity available =50 kVA | --> | 0.048 | 0 | 0 | 0 | 0 | Constrained, otherwise capacity available =48 kW | --> | C12 ex PORTLAW | Portlaw [T41,T42] | BUTLERSTOWN |  | 52.2888 | -7.3085
MV/LV Substation KN***4337 |  | 10 kV | _ | LV | 400 kVA :Kiosk Substation | 0.4 | --> | 0.4 | 0 | 0 | Constrained, otherwise capacity available =269 kVA | --> | 0.38 | 0 | 0 | 0.398 | 0 |  | --> | C12 ex BALLYHALE | Ballyhale [T42,T421] | KILKENNY |  | 52.4865 | -7.2195
MV/LV Substation GI***4344 |  | 10 kV | _ | LV | 50 kVA :Pole Substation | 0.05 | --> | 0.05 | 0 | 0 | Constrained, otherwise capacity available =49 kVA | --> | 0.048 | 0 | 0 | 0.048 | 0 |  | --> | C16 ex DEERPARK | Deerpark [T41,T42] | BALLYDINE |  | 52.3916 | -7.5496
MV/LV Substation DE***4348 |  | 20 kV | _ | LV | 50 kVA :Pole Substation | 0.05 | --> | 0.05 | 0 | 0 | Constrained, otherwise capacity available =50 kVA | --> | 0.048 | 0 | 0 | 0.048 | 0 |  | --> | C18 ex DEERPARK | Deerpark [T41,T42] | BALLYDINE |  | 52.3547 | -7.4267
MV/LV Substation MA***435X |  | 20 kV | _ | LV | 50 kVA :Pole Substation | 0.05 | --> | 0.05 | 0 | 0 | Constrained, otherwise capacity available =33 kVA | --> | 0.048 | 0 | 0.006 | 0.045 | 0 |  | --> | C18 ex DEERPARK | Deerpark [T41,T42] | BALLYDINE |  | 52.4154 | -7.4983
MV/LV Substation BA***4364 |  | 10 kV | _ | LV | 50 kVA :Pole Substation | 0.05 | --> | 0.05 | 0 | 0 | Constrained, otherwise capacity available =50 kVA | --> | 0.048 | 0 | 0 | 0.048 | 0 |  | --> | C11 ex DEERPARK | Deerpark [T41,T42] | BALLYDINE |  | 52.3064 | -7.4004
MV/LV Substation CH***4371 |  | 10 kV | _ | LV | 400 kVA :Kiosk Substation | 0.4 | --> | 0.4 | 0 | 0 | Constrained, otherwise capacity available =400 kVA | --> | 0.38 | 0 | 0 | 0 | 0 | Constrained, otherwise capacity available =380 kW | --> | C11 ex PORTLAW | Portlaw [T41,T42] | BUTLERSTOWN |  | 52.2894 | -7.3182
MV/LV Substation BA***4374 |  | 10 kV | _ | LV | 50 kVA :Pole Substation | 0.05 | --> | 0.05 | 0.037 | 0.04 | Constrained, otherwise capacity available =50 kVA | --> | 0.048 | 0 | 0 | 0.048 | 0 |  | --> | C18 ex CALLAN | Callan [T41,T42] | KILKENNY |  | 52.5188 | -7.4978
MV/LV Substation KI***4378 |  | 20 kV | _ | LV | 50 kVA :Pole Substation | 0.05 | --> | 0.05 | 0 | 0 | Constrained, otherwise capacity available =50 kVA | --> | 0.048 | 0 | 0 | 0.048 | 0 |  | --> | C18 ex DEERPARK | Deerpark [T41,T42] | BALLYDINE |  | 52.4461 | -7.4105
MV/LV Substation IV***437Y |  | 10 kV | _ | LV | 100 kVA :Pole Substation | 0.1 | --> | 0.1 | 0 | 0 | Constrained, otherwise capacity available =98 kVA | --> | 0.095 | 0 | 0 | 0.095 | 0 |  | --> | C23 ex CREGG ROAD | Cregg Road [T41,T42] | BALLYDINE |  | 52.3605 | -7.331
MV/LV Substation BA***4386 |  | 10 kV | _ | LV | 50 kVA :Pole Substation | 0.05 | --> | 0.05 | 0 | 0 | Constrained, otherwise capacity available =28 kVA | --> | 0.048 | 0 | 0 | 0.05 | 0 |  | --> | C11 ex DEERPARK | Deerpark [T41,T42] | BALLYDINE |  | 52.3033 | -7.4089
MV/LV Substation MU***443 |  | 20 kV | _ | LV | 50 kVA :Pole Substation | 0.05 | --> | 0.05 | 0 | 0 | Constrained, otherwise capacity available =43 kVA | --> | 0.048 | 0 | 0 | 0 | 0 | Constrained, otherwise capacity available =48 kW | --> | E17 ex KILMACTHOMAS | Kilmacthomas [T421,T422] | DUNGARVAN |  | 52.2688 | -7.4337
MV/LV Substation CA***444 |  | 20 kV | _ | LV | 50 kVA :Pole Substation | 0.05 | --> | 0.05 | 0 | 0 | Constrained, otherwise capacity available =32 kVA | --> | 0.048 | 0 | 0.005 | 0.046 | 0 |  | --> | C18 ex DEERPARK | Deerpark [T41,T42] | BALLYDINE |  | 52.3862 | -7.3774
MV/LV Substation DE***447 |  | 10 kV | _ | LV | 50 kVA :Pole Substation | 0.05 | --> | 0.05 | 0 | 0 | Constrained, otherwise capacity available =43 kVA | --> | 0.048 | 0 | 0 | 0.048 | 0 |  | --> | C16 ex DEERPARK | Deerpark [T41,T42] | BALLYDINE |  | 52.353 | -7.4566
MV/LV Substation LA***466X |  | 10 kV | _ | LV | 50 kVA :Pole Substation | 0.05 | --> | 0.05 | 0 | 0 | Constrained, otherwise capacity available =36 kVA | --> | 0.048 | 0 | 0 | 0.049 | 0 |  | --> | C18 ex BALLYHALE | Ballyhale [T42,T421] | KILKENNY |  | 52.4989 | -7.3018
MV/LV Substation HU***469X |  | 10 kV | _ | LV | 50 kVA :Pole Substation | 0.05 | --> | 0.05 | 0 | 0 | Constrained, otherwise capacity available =4 kVA | --> | 0.048 | 0 | 0.005 | 0.05 | 0 |  | --> | C18 ex BALLYHALE | Ballyhale [T42,T421] | KILKENNY |  | 52.4524 | -7.2503
MV/LV Substation GR***484Y |  | 10 kV | _ | LV | 200 kVA :Kiosk Substation | 0.2 | --> | 0.2 | 0 | 0 | Constrained, otherwise capacity available =164 kVA | --> | 0.19 | 0 | 0.005 | 0.191 | 0 |  | --> | C23 ex CREGG ROAD | Cregg Road [T41,T42] | BALLYDINE |  | 52.3527 | -7.4058
MV/LV Substation DE***485X |  | 10 kV | _ | LV | 200 kVA :Pole Substation | 0.2 | --> | 0.2 | 0 | 0 | Constrained, otherwise capacity available =186 kVA | --> | 0.19 | 0 | 0.005 | 0.188 | 0 |  | --> | C16 ex DEERPARK | Deerpark [T41,T42] | BALLYDINE |  | 52.3504 | -7.4335
MV/LV Substation NE***492X |  | 20 kV | _ | LV | 50 kVA :Pole Substation | 0.05 | --> | 0.05 | 0 | 0 | Constrained, otherwise capacity available =49 kVA | --> | 0.048 | 0 | 0 | 0.048 | 0 |  | --> | C18 ex DEERPARK | Deerpark [T41,T42] | BALLYDINE |  | 52.3864 | -7.3951
MV/LV Substation DO***496X |  | 10 kV | _ | LV | 400 kVA :Kiosk Substation | 0.4 | --> | 0.4 | 0 | 0 | Constrained, otherwise capacity available =290 kVA | --> | 0.38 | 0 | 0 | 0.395 | 0 |  | --> | C18 ex BALLYHALE | Ballyhale [T42,T421] | KILKENNY |  | 52.4543 | -7.2514
MV/LV Substation OW***498 |  | 20 kV | _ | LV | 50 kVA :Pole Substation | 0.05 | --> | 0.05 | 0 | 0 | Constrained, otherwise capacity available =49 kVA | --> | 0.048 | 0 | 0 | 0.048 | 0 |  | --> | C18 ex DEERPARK | Deerpark [T41,T42] | BALLYDINE |  | 52.3873 | -7.3458
MV/LV Substation TY***498X |  | 10 kV | _ | LV | 50 kVA :Pole Substation | 0.05 | --> | 0.05 | 0 | 0 | Constrained, otherwise capacity available =31 kVA | --> | 0.048 | 0 | 0.011 | 0.042 | 0 |  | --> | C16 ex CREGG ROAD | Cregg Road [T41,T42] | BALLYDINE |  | 52.3453 | -7.3536
MV/LV Substation PI***501X |  | 10 kV | _ | LV | 400 kVA :Kiosk Substation | 0.4 | --> | 0.4 | 0 | 0 | Constrained, otherwise capacity available =323 kVA | --> | 0.38 | 0 | 0.01 | 0.383 | 0 |  | --> | C16 ex CREGG ROAD | Cregg Road [T41,T42] | BALLYDINE |  | 52.3498 | -7.3276
MV/LV Substation KI***502X |  | 10 kV | _ | LV | 400 kVA :Kiosk Substation | 0.4 | --> | 0.4 | 0 | 0 | Constrained, otherwise capacity available =298 kVA | --> | 0.38 | 0 | 0 | 0.394 | 0 |  | --> | C23 ex CREGG ROAD | Cregg Road [T41,T42] | BALLYDINE |  | 52.354 | -7.3127
MV/LV Substation CR***518 |  | 10 kV | _ | LV | 50 kVA :Pole Substation | 0.05 | --> | 0.05 | 0 | 0 | Constrained, otherwise capacity available =33 kVA | --> | 0.048 | 0 | 0 | 0.05 | 0 |  | --> | C23 ex CREGG ROAD | Cregg Road [T41,T42] | BALLYDINE |  | 52.3721 | -7.3637
MV/LV Substation GO***529 |  | 10 kV | _ | LV | 50 kVA :Pole Substation | 0.05 | --> | 0.05 | 0 | 0 | Constrained, otherwise capacity available =41 kVA | --> | 0.048 | 0 | 0.01 | 0.041 | 0 |  | --> | C12 ex GRANAGH | Granagh [T41,T42] | WATERFORD |  | 52.3419 | -7.3041
MV/LV Substation CO***532X |  | 10 kV | _ | LV | 50 kVA :Pole Substation | 0.05 | --> | 0.05 | 0 | 0 | Constrained, otherwise capacity available =28 kVA | --> | 0.048 | 0 | 0 | 0.05 | 0 |  | --> | C11 ex DEERPARK | Deerpark [T41,T42] | BALLYDINE |  | 52.3429 | -7.4331
MV/LV Substation BA***533Y |  | 10 kV | _ | LV | 400 kVA :Building Structure | 0.4 | --> | 0.4 | 0 | 0 | Constrained, otherwise capacity available =368 kVA | --> | 0.38 | 0 | 0 | 0.384 | 0 |  | --> | C16 ex CREGG ROAD | Cregg Road [T41,T42] | BALLYDINE |  | 52.3463 | -7.382
MV/LV Substation FI***537 |  | 10 kV | _ | LV | 400 kVA :Kiosk Substation | 0.4 | --> | 0.4 | 0 | 0 | Constrained, otherwise capacity available =336 kVA | --> | 0.38 | 0 | 0.011 | 0.38 | 0 |  | --> | C12 ex GRANAGH | Granagh [T41,T42] | WATERFORD |  | 52.3316 | -7.313
MV/LV Substation PI***547 |  | 10 kV | _ | LV | 100 kVA :Pole Substation | 0.1 | --> | 0.1 | 0 | 0 | Constrained, otherwise capacity available =84 kVA | --> | 0.095 | 0 | 0.004 | 0.094 | 0 |  | --> | C23 ex CREGG ROAD | Cregg Road [T41,T42] | BALLYDINE |  | 52.3558 | -7.3352
MV/LV Substation KN***548Y |  | 10 kV | _ | LV | 50 kVA :Pole Substation | 0.05 | --> | 0.05 | 0 | 0 | Constrained, otherwise capacity available =30 kVA | --> | 0.048 | 0 | 0 | 0.05 | 0 |  | --> | C12 ex GRANAGH | Granagh [T41,T42] | WATERFORD |  | 52.3613 | -7.2882
MV/LV Substation RO***550 |  | 10 kV | _ | LV | 100 kVA :Pole Substation | 0.1 | --> | 0.1 | 0 | 0 | Constrained, otherwise capacity available =99 kVA | --> | 0.095 | 0 | 0 | 0 | 0 | Constrained, otherwise capacity available =95 kW | --> | C18 ex PORTLAW | Portlaw [T41,T42] | BUTLERSTOWN |  | 52.3003 | -7.3015
MV/LV Substation KI***571Y |  | 20 kV | _ | LV | 50 kVA :Pole Substation | 0.05 | --> | 0.05 | 0 | 0 | Constrained, otherwise capacity available =43 kVA | --> | 0.048 | 0 | 0 | 0.048 | 0 |  | --> | C18 ex DEERPARK | Deerpark [T41,T42] | BALLYDINE |  | 52.5084 | -7.5103
MV/LV Substation DE***572Y |  | 10 kV | _ | LV | 50 kVA :Pole Substation | 0.05 | --> | 0.05 | 0 | 0 | Constrained, otherwise capacity available =50 kVA | --> | 0.048 | 0 | 0 | 0.048 | 0 |  | --> | C11 ex DEERPARK | Deerpark [T41,T42] | BALLYDINE |  | 52.3088 | -7.4825
MV/LV Substation GR***589 |  | 20 kV | _ | LV | 50 kVA :Pole Substation | 0.05 | --> | 0.05 | 0 | 0 | Constrained, otherwise capacity available =47 kVA | --> | 0.048 | 0 | 0 | 0.048 | 0 |  | --> | C18 ex DEERPARK | Deerpark [T41,T42] | BALLYDINE |  | 52.4427 | -7.4769
MV/LV Substation KI***590Y |  | 10 kV | _ | LV | 50 kVA :Pole Substation | 0.05 | --> | 0.05 | 0 | 0 | Constrained, otherwise capacity available =48 kVA | --> | 0.048 | 0 | 0 | 0.048 | 0 |  | --> | C23 ex CREGG ROAD | Cregg Road [T41,T42] | BALLYDINE |  | 52.3671 | -7.3332
MV/LV Substation GR***594 |  | 20 kV | _ | LV | 200 kVA :Kiosk Substation | 0.2 | --> | 0.2 | 0 | 0 | Constrained, otherwise capacity available =151 kVA | --> | 0.19 | 0 | 0.015 | 0.186 | 0 |  | --> | C18 ex DEERPARK | Deerpark [T41,T42] | BALLYDINE |  | 52.4448 | -7.4684
MV/LV Substation ST***603Y |  | 10 kV | _ | LV | 100 kVA :Pole Substation | 0.1 | --> | 0.1 | 0 | 0 | Constrained, otherwise capacity available =62 kVA | --> | 0.095 | 0 | 0 | 0 | 0 | Constrained, otherwise capacity available =100 kW | --> | C12 ex PORTLAW | Portlaw [T41,T42] | BUTLERSTOWN |  | 52.2714 | -7.2982
MV/LV Substation JA***605Y |  | 10 kV | _ | LV | 50 kVA :Pole Substation | 0.05 | --> | 0.05 | 0 | 0 | Constrained, otherwise capacity available =20 kVA | --> | 0.048 | 0 | 0 | 0.051 | 0 |  | --> | C23 ex CREGG ROAD | Cregg Road [T41,T42] | BALLYDINE |  | 52.3781 | -7.3091
MV/LV Substation CL***608Y |  | 10 kV | _ | LV | 400 kVA :Building Structure | 0.4 | --> | 0.4 | 0 | 0 | Constrained, otherwise capacity available =400 kVA | --> | 0.38 | 0 | 0 | 0.38 | 0 |  | --> | C16 ex CREGG ROAD | Cregg Road [T41,T42] | BALLYDINE |  | 52.3489 | -7.3894
MV/LV Substation NI***609 |  | 20 kV | _ | LV | 100 kVA :Pole Substation | 0.1 | --> | 0.1 | 0 | 0 | Constrained, otherwise capacity available =82 kVA | --> | 0.095 | 0 | 0.005 | 0.094 | 0 |  | --> | C18 ex DEERPARK | Deerpark [T41,T42] | BALLYDINE |  | 52.461 | -7.4652
MV/LV Substation KN***609Y |  | 10 kV | _ | LV | 630 kVA :Building Structure | 0.63 | --> | 0.63 | 0 | 0 | Constrained, otherwise capacity available =579 kVA | --> | 0.598 | 0 | 0 | 0.5 | 0 |  | --> | C15 ex DEERPARK | Deerpark [T41,T42] | BALLYDINE |  | 52.3452 | -7.4137
MV/LV Substation WI***624 |  | 10 kV | _ | LV | 50 kVA :Pole Substation | 0.05 | --> | 0.05 | 0 | 0 | Constrained, otherwise capacity available =23 kVA | --> | 0.048 | 0 | 0.015 | 0.04 | 0 |  | --> | C18 ex BALLYHALE | Ballyhale [T42,T421] | KILKENNY |  | 52.4608 | -7.3986
MV/LV Substation WI***625 |  | 10 kV | _ | LV | 100 kVA :Pole Substation | 0.1 | --> | 0.1 | 0 | 0 | Constrained, otherwise capacity available =81 kVA | --> | 0.095 | 0 | 0.022 | 0.081 | 0 |  | --> | C18 ex BALLYHALE | Ballyhale [T42,T421] | KILKENNY |  | 52.461 | -7.3947
MV/LV Substation RO***626 |  | 10 kV | _ | LV | 50 kVA :Pole Substation | 0.05 | --> | 0.05 | 0 | 0 | Constrained, otherwise capacity available =32 kVA | --> | 0.048 | 0 | 0 | 0.05 | 0 |  | --> | C18 ex BALLYHALE | Ballyhale [T42,T421] | KILKENNY |  | 52.4652 | -7.4033
MV/LV Substation KY***629Y |  | 10 kV | _ | LV | 200 kVA :Kiosk Substation | 0.2 | --> | 0.2 | 0 | 0 | Constrained, otherwise capacity available =171 kVA | --> | 0.19 | 0 | 0.019 | 0.18 | 0 |  | --> | C12 ex GRANAGH | Granagh [T41,T42] | WATERFORD |  | 52.3327 | -7.3145
MV/LV Substation KI***639Y |  | 10 kV | _ | LV | 400 kVA :Building Structure | 0.4 | --> | 0.4 | 0 | 0 | Constrained, otherwise capacity available =380 kVA | --> | 0.38 | 0 | 0 | 0.383 | 0 |  | --> | C18 ex BALLYHALE | Ballyhale [T42,T421] | KILKENNY |  | 52.473 | -7.2026
MV/LV Substation CL***644Y |  | 10 kV | _ | LV | 200 kVA :Kiosk Substation | 0.2 | --> | 0.2 | 0 | 0 | Constrained, otherwise capacity available =156 kVA | --> | 0.19 | 0 | 0.014 | 0.186 | 0 |  | --> | C23 ex CREGG ROAD | Cregg Road [T41,T42] | BALLYDINE |  | 52.3512 | -7.3357
MV/LV Substation CE***648Y |  | 10 kV | _ | LV | 200 kVA :Pole Substation | 0.2 | --> | 0.2 | 0 | 0 | Constrained, otherwise capacity available =200 kVA | --> | 0.19 | 0 | 0 | 0.19 | 0 |  | --> | C16 ex CREGG ROAD | Cregg Road [T41,T42] | BALLYDINE |  | 52.3467 | -7.3912
MV/LV Substation KI***652Y |  | 10 kV | _ | LV | 630 kVA :Kiosk Substation | 0.63 | --> | 0.63 | 0 | 0 | Constrained, otherwise capacity available =490 kVA | --> | 0.598 | 0 | 0.026 | 0.5 | 0 |  | --> | C15 ex DEERPARK | Deerpark [T41,T42] | BALLYDINE |  | 52.3473 | -7.4143
MV/LV Substation CO***656X |  | 10 kV | _ | LV | 50 kVA :Pole Substation | 0.05 | --> | 0.05 | 0 | 0 | Constrained, otherwise capacity available =36 kVA | --> | 0.048 | 0 | 0.005 | 0.046 | 0 |  | --> | C11 ex DEERPARK | Deerpark [T41,T42] | BALLYDINE |  | 52.3428 | -7.4398
MV/LV Substation MU***659 |  | 20 kV | _ | LV | 400 kVA :Building Structure | 0.4 | --> | 0.4 | 0 | 0 | Constrained, otherwise capacity available =269 kVA | --> | 0.38 | 0 | 0 | 0.398 | 0 |  | --> | C18 ex DEERPARK | Deerpark [T41,T42] | BALLYDINE |  | 52.4989 | -7.5082
MV/LV Substation MU***661 |  | 10 kV | _ | LV | 100 kVA :Pole Substation | 0.1 | --> | 0.1 | 0.033 | 0.04 |  | --> | 0.095 | 0 | 0.008 | 0.098 | 0 |  | --> | C18 ex CALLAN | Callan [T41,T42] | KILKENNY |  | 52.5114 | -7.5047
MV/LV Substation PI***668Y |  | 10 kV | _ | LV | 100 kVA :Pole Substation | 0.1 | --> | 0.1 | 0 | 0 | Constrained, otherwise capacity available =38 kVA | --> | 0.095 | 0 | 0 | 0.103 | 0 |  | --> | C12 ex GRANAGH | Granagh [T41,T42] | WATERFORD |  | 52.3345 | -7.3187
MV/LV Substation AH***688 |  | 10 kV | _ | LV | 50 kVA :Pole Substation | 0.05 | --> | 0.05 | 0.033 | 0.04 |  | --> | 0.048 | 0 | 0 | 0.05 | 0 |  | --> | C18 ex CALLAN | Callan [T41,T42] | KILKENNY |  | 52.525 | -7.432
MV/LV Substation TI***692Y |  | 10 kV | _ | LV | 630 kVA :Kiosk Substation | 0.63 | --> | 0.63 | 0 | 0 | Constrained, otherwise capacity available =629 kVA | --> | 0.598 | 0 | 0 | 0.5 | 0 |  | --> | C16 ex CREGG ROAD | Cregg Road [T41,T42] | BALLYDINE |  | 52.3524 | -7.3915
MV/LV Substation SE***694 |  | 10 kV | _ | LV | 50 kVA :Pole Substation | 0.05 | --> | 0.05 | 0 | 0 | Constrained, otherwise capacity available =38 kVA | --> | 0.048 | 0 | 0 | 0.049 | 0 |  | --> | C18 ex BALLYHALE | Ballyhale [T42,T421] | KILKENNY |  | 52.4806 | -7.3955
MV/LV Substation ER***706Y |  | 10 kV | _ | LV | 50 kVA :Pole Substation | 0.05 | --> | 0.05 | 0 | 0 | Constrained, otherwise capacity available =37 kVA | --> | 0.048 | 0 | 0 | 0.049 | 0 |  | --> | C16 ex DEERPARK | Deerpark [T41,T42] | BALLYDINE |  | 52.3898 | -7.5425
MV/LV Substation DE***716Y |  | 10 kV | _ | LV | 50 kVA :Pole Substation | 0.05 | --> | 0.05 | 0 | 0 | Constrained, otherwise capacity available =45 kVA | --> | 0.048 | 0 | 0.012 | 0.039 | 0 |  | --> | C14 ex BALLYHALE | Ballyhale [T42,T421] | KILKENNY |  | 52.4637 | -7.1984
MV/LV Substation CL***719Y |  | 10 kV | _ | LV | 50 kVA :Pole Substation | 0.05 | --> | 0.05 | 0 | 0 | Constrained, otherwise capacity available =28 kVA | --> | 0.048 | 0 | 0.01 | 0.043 | 0 |  | --> | C25 ex CREGG ROAD | Cregg Road [T41,T42] | BALLYDINE |  | 52.351 | -7.4061
MV/LV Substation HI***721Y |  | 10 kV | _ | LV | 630 kVA :Kiosk Substation | 0.63 | --> | 0.63 | 0 | 0 | Constrained, otherwise capacity available =549 kVA | --> | 0.598 | 0 | 0.011 | 0 | 0 | Constrained, otherwise capacity available =601 kW | --> | C18 ex PORTLAW | Portlaw [T41,T42] | BUTLERSTOWN |  | 52.3034 | -7.3105
MV/LV Substation RA***726Y |  | 10 kV | _ | LV | 200 kVA :Kiosk Substation | 0.2 | --> | 0.2 | 0 | 0 | Constrained, otherwise capacity available =152 kVA | --> | 0.19 | 0 | 0.003 | 0.194 | 0 |  | --> | C23 ex CREGG ROAD | Cregg Road [T41,T42] | BALLYDINE |  | 52.3536 | -7.4026
MV/LV Substation WH***727X |  | 20 kV | _ | LV | 200 kVA :Pole Substation | 0.2 | --> | 0.2 | 0 | 0 | Constrained, otherwise capacity available =199 kVA | --> | 0.19 | 0 | 0 | 0.19 | 0 |  | --> | C18 ex DEERPARK | Deerpark [T41,T42] | BALLYDINE |  | 52.3732 | -7.3805
MV/LV Substation TY***728X |  | 10 kV | _ | LV | 50 kVA :Pole Substation | 0.05 | --> | 0.05 | 0 | 0 | Constrained, otherwise capacity available =20 kVA | --> | 0.048 | 0 | 0.03 | 0.029 | 0 |  | --> | C16 ex CREGG ROAD | Cregg Road [T41,T42] | BALLYDINE |  | 52.3482 | -7.3484
MV/LV Substation RA***733X |  | 10 kV | _ | LV | 50 kVA :Pole Substation | 0.05 | --> | 0.05 | 0 | 0 | Constrained, otherwise capacity available =33 kVA | --> | 0.048 | 0 | 0 | 0.05 | 0 |  | --> | C11 ex DEERPARK | Deerpark [T41,T42] | BALLYDINE |  | 52.3102 | -7.5169
MV/LV Substation KI***734 |  | 10 kV | _ | LV | 100 kVA :Pole Substation | 0.1 | --> | 0.1 | 0 | 0 | Constrained, otherwise capacity available =55 kVA | --> | 0.095 | 0 | 0.006 | 0.096 | 0 |  | --> | C18 ex BALLYHALE | Ballyhale [T42,T421] | KILKENNY |  | 52.4626 | -7.3286
MV/LV Substation BA***734X |  | 10 kV | _ | LV | 50 kVA :Pole Substation | 0.05 | --> | 0.05 | 0 | 0 | Constrained, otherwise capacity available =46 kVA | --> | 0.048 | 0 | 0 | 0.048 | 0 |  | --> | C16 ex DEERPARK | Deerpark [T41,T42] | BALLYDINE |  | 52.3718 | -7.4684
MV/LV Substation TE***735X |  | 20 kV | _ | LV | 50 kVA :Pole Substation | 0.05 | --> | 0.05 | 0 | 0 | Constrained, otherwise capacity available =35 kVA | --> | 0.048 | 0 | 0.011 | 0.041 | 0 |  | --> | C18 ex DEERPARK | Deerpark [T41,T42] | BALLYDINE |  | 52.4342 | -7.4617
MV/LV Substation RE***737X |  | 10 kV | _ | LV | 200 kVA :Pole Substation | 0.2 | --> | 0.2 | 0 | 0 | Constrained, otherwise capacity available =131 kVA | --> | 0.19 | 0 | 0 | 0.199 | 0 |  | --> | C11 ex DEERPARK | Deerpark [T41,T42] | BALLYDINE |  | 52.3216 | -7.375
MV/LV Substation AU***742Y |  | 10 kV | _ | LV | 50 kVA :Pole Substation | 0.05 | --> | 0.05 | 0 | 0 | Constrained, otherwise capacity available =50 kVA | --> | 0.048 | 0 | 0 | 0.048 | 0 |  | --> | C23 ex CREGG ROAD | Cregg Road [T41,T42] | BALLYDINE |  | 52.3718 | -7.3397
MV/LV Substation B/***744 |  | 10 kV | _ | LV | 50 kVA :Pole Substation | 0.05 | --> | 0.05 | 0 | 0 | Constrained, otherwise capacity available =40 kVA | --> | 0.048 | 0 | 0 | 0.049 | 0 |  | --> | C18 ex BALLYHALE | Ballyhale [T42,T421] | KILKENNY |  | 52.4505 | -7.3013
MV/LV Substation CA***745 |  | 10 kV | _ | LV | 200 kVA :Pole Substation | 0.2 | --> | 0.2 | 0 | 0 | Constrained, otherwise capacity available =187 kVA | --> | 0.19 | 0 | 0 | 0.192 | 0 |  | --> | C18 ex BALLYHALE | Ballyhale [T42,T421] | KILKENNY |  | 52.4681 | -7.2959
MV/LV Substation GR***749Y |  | 10 kV | _ | LV | 400 kVA :Kiosk Substation | 0.4 | --> | 0.4 | 0 | 0 | Constrained, otherwise capacity available =344 kVA | --> | 0.38 | 0 | 0 | 0.388 | 0 |  | --> | C16 ex CREGG ROAD | Cregg Road [T41,T42] | BALLYDINE |  | 52.3524 | -7.4012
MV/LV Substation HU***750Y |  | 10 kV | _ | LV | 50 kVA :Pole Substation | 0.05 | --> | 0.05 | 0 | 0 | Constrained, otherwise capacity available =49 kVA | --> | 0.048 | 0 | 0.005 | 0.044 | 0 |  | --> | C18 ex BALLYHALE | Ballyhale [T42,T421] | KILKENNY |  | 52.47 | -7.2648
MV/LV Substation CO***751X |  | 10 kV | _ | LV | 200 kVA :Pole Substation | 0.2 | --> | 0.2 | 0 | 0 | Constrained, otherwise capacity available =166 kVA | --> | 0.19 | 0 | 0.005 | 0.191 | 0 |  | --> | C15 ex DEERPARK | Deerpark [T41,T42] | BALLYDINE |  | 52.3448 | -7.4198
MV/LV Substation JO***751Y |  | 20 kV | _ | LV | 50 kVA :Pole Substation | 0.05 | --> | 0.05 | 0 | 0 | Constrained, otherwise capacity available =44 kVA | --> | 0.048 | 0 | 0 | 0.048 | 0 |  | --> | C18 ex DEERPARK | Deerpark [T41,T42] | BALLYDINE |  | 52.3738 | -7.4104
MV/LV Substation SC***752Y |  | 10 kV | _ | LV | 100 kVA :Pole Substation | 0.1 | --> | 0.1 | 0 | 0 | Constrained, otherwise capacity available =93 kVA | --> | 0.095 | 0 | 0.008 | 0.09 | 0 |  | --> | C23 ex CREGG ROAD | Cregg Road [T41,T42] | BALLYDINE |  | 52.3526 | -7.3239
MV/LV Substation BL***753X |  | 20 kV | _ | LV | 50 kVA :Pole Substation | 0.05 | --> | 0.05 | 0 | 0 | Constrained, otherwise capacity available =41 kVA | --> | 0.048 | 0 | 0 | 0.049 | 0 |  | --> | C18 ex DEERPARK | Deerpark [T41,T42] | BALLYDINE |  | 52.4275 | -7.3242
MV/LV Substation SH***756 |  | 10 kV | _ | LV | 50 kVA :Pole Substation | 0.05 | --> | 0.05 | 0 | 0 | Constrained, otherwise capacity available =30 kVA | --> | 0.048 | 0 | 0 | 0.05 | 0 |  | --> | C18 ex BALLYHALE | Ballyhale [T42,T421] | KILKENNY |  | 52.4979 | -7.2752
MV/LV Substation DU***762X |  | 10 kV | _ | LV | 400 kVA :Kiosk Substation | 0.4 | --> | 0.4 | 0 | 0 | Constrained, otherwise capacity available =319 kVA | --> | 0.38 | 0 | 0.029 | 0.37 | 0 |  | --> | C15 ex DEERPARK | Deerpark [T41,T42] | BALLYDINE |  | 52.342 | -7.4054
MV/LV Substation BA***766X |  | 10 kV | _ | LV | 400 kVA :Kiosk Substation | 0.4 | --> | 0.4 | 0 | 0 | Constrained, otherwise capacity available =177 kVA | --> | 0.38 | 0 | 0.029 | 0.388 | 0 |  | --> | C23 ex CREGG ROAD | Cregg Road [T41,T42] | BALLYDINE |  | 52.3526 | -7.3329
MV/LV Substation BA***770X |  | 10 kV | _ | LV | 50 kVA :Pole Substation | 0.05 | --> | 0.05 | 0 | 0 | Constrained, otherwise capacity available =49 kVA | --> | 0.048 | 0 | 0 | 0.048 | 0 |  | --> | C16 ex DEERPARK | Deerpark [T41,T42] | BALLYDINE |  | 52.3659 | -7.507
MV/LV Substation GL***777Y |  | 10 kV | _ | LV | 400 kVA :Kiosk Substation | 0.4 | --> | 0.4 | 0 | 0 | Constrained, otherwise capacity available =387 kVA | --> | 0.38 | 0 | 0 | 0.382 | 0 |  | --> | C17 ex DEERPARK | Deerpark [T41,T42] | BALLYDINE |  | 52.3527 | -7.4177
MV/LV Substation KI***781Y |  | 10 kV | _ | LV | 50 kVA :Pole Substation | 0.05 | --> | 0.05 | 0 | 0 | Constrained, otherwise capacity available =50 kVA | --> | 0.048 | 0 | 0 | 0.048 | 0 |  | --> | C16 ex DEERPARK | Deerpark [T41,T42] | BALLYDINE |  | 52.4004 | -7.5416
MV/LV Substation PI***784X |  | 10 kV | _ | LV | 50 kVA :Pole Substation | 0.05 | --> | 0.05 | 0 | 0 | Constrained, otherwise capacity available =36 kVA | --> | 0.048 | 0 | 0.017 | 0.037 | 0 |  | --> | C23 ex CREGG ROAD | Cregg Road [T41,T42] | BALLYDINE |  | 52.3508 | -7.3241
MV/LV Substation KI***784Y |  | 20 kV | _ | LV | 400 kVA :Kiosk Substation | 0.4 | --> | 0.4 | 0 | 0 | Constrained, otherwise capacity available =365 kVA | --> | 0.38 | 0 | 0 | 0.385 | 0 |  | --> | C18 ex DEERPARK | Deerpark [T41,T42] | BALLYDINE |  | 52.5121 | -7.5094
MV/LV Substation BR***788Y |  | 10 kV | _ | LV | 200 kVA :Kiosk Substation | 0.2 | --> | 0.2 | 0 | 0 | Constrained, otherwise capacity available =177 kVA | --> | 0.19 | 0 | 0.005 | 0.189 | 0 |  | --> | C14 ex BALLYHALE | Ballyhale [T42,T421] | KILKENNY |  | 52.4695 | -7.2013
MV/LV Substation SC***796X |  | 10 kV | _ | LV | 50 kVA :Pole Substation | 0.05 | --> | 0.05 | 0 | 0 | Constrained, otherwise capacity available =41 kVA | --> | 0.048 | 0 | 0 | 0.049 | 0 |  | --> | C16 ex CREGG ROAD | Cregg Road [T41,T42] | BALLYDINE |  | 52.3437 | -7.3201
MV/LV Substation BA***797 |  | 10 kV | _ | LV | 50 kVA :Pole Substation | 0.05 | --> | 0.05 | 0 | 0 | Constrained, otherwise capacity available =39 kVA | --> | 0.048 | 0 | 0 | 0.049 | 0 |  | --> | C11 ex DEERPARK | Deerpark [T41,T42] | BALLYDINE |  | 52.3133 | -7.3787
MV/LV Substation CU***797Y |  | 10 kV | _ | LV | 200 kVA :Kiosk Substation | 0.2 | --> | 0.2 | 0 | 0 | Constrained, otherwise capacity available =171 kVA | --> | 0.19 | 0 | 0 | 0 | 0 | Constrained, otherwise capacity available =194 kW | --> | C11 ex PORTLAW | Portlaw [T41,T42] | BUTLERSTOWN |  | 52.2921 | -7.3155
MV/LV Substation BA***799 |  | 10 kV | _ | LV | 50 kVA :Pole Substation | 0.05 | --> | 0.05 | 0 | 0 | Constrained, otherwise capacity available =32 kVA | --> | 0.048 | 0 | 0.028 | 0.029 | 0 |  | --> | C11 ex DEERPARK | Deerpark [T41,T42] | BALLYDINE |  | 52.3125 | -7.3889
MV/LV Substation BA***801 |  | 10 kV | _ | LV | 50 kVA :Pole Substation | 0.05 | --> | 0.05 | 0 | 0 | Constrained, otherwise capacity available =43 kVA | --> | 0.048 | 0 | 0.006 | 0.044 | 0 |  | --> | C11 ex DEERPARK | Deerpark [T41,T42] | BALLYDINE |  | 52.3069 | -7.4065
MV/LV Substation DE***812Y |  | 20 kV | _ | LV | 400 kVA :Kiosk Substation | 0.4 | --> | 0.4 | 0 | 0 | Constrained, otherwise capacity available =373 kVA | --> | 0.38 | 0 | 0 | 0 | 0 | Constrained, otherwise capacity available =384 kW | --> | E17 ex KILMACTHOMAS | Kilmacthomas [T421,T422] | DUNGARVAN |  | 52.2814 | -7.4464
MV/LV Substation FE***814X |  | 20 kV | _ | LV | 50 kVA :Pole Substation | 0.05 | --> | 0.05 | 0 | 0 | Constrained, otherwise capacity available =40 kVA | --> | 0.048 | 0 | 0 | 0 | 0 | Constrained, otherwise capacity available =49 kW | --> | E17 ex KILMACTHOMAS | Kilmacthomas [T421,T422] | DUNGARVAN |  | 52.2962 | -7.4688
MV/LV Substation BA***817 |  | 10 kV | _ | LV | 50 kVA :Pole Substation | 0.05 | --> | 0.05 | 0 | 0 | Constrained, otherwise capacity available =36 kVA | --> | 0.048 | 0 | 0 | 0.049 | 0 |  | --> | C11 ex DEERPARK | Deerpark [T41,T42] | BALLYDINE |  | 52.3216 | -7.4509
MV/LV Substation AS***819X |  | 10 kV | _ | LV | 200 kVA :Kiosk Substation | 0.2 | --> | 0.2 | 0 | 0 | Constrained, otherwise capacity available =182 kVA | --> | 0.19 | 0 | 0.024 | 0.175 | 0 |  | --> | C25 ex CREGG ROAD | Cregg Road [T41,T42] | BALLYDINE |  | 52.348 | -7.405
MV/LV Substation KI***821X |  | 10 kV | _ | LV | 200 kVA :Kiosk Substation | 0.2 | --> | 0.2 | 0 | 0 | Constrained, otherwise capacity available =164 kVA | --> | 0.19 | 0 | 0.01 | 0.187 | 0 |  | --> | C23 ex CREGG ROAD | Cregg Road [T41,T42] | BALLYDINE |  | 52.3551 | -7.3295
MV/LV Substation KI***822X |  | 10 kV | _ | LV | 200 kVA :Pole Substation | 0.2 | --> | 0.2 | 0 | 0 | Constrained, otherwise capacity available =144 kVA | --> | 0.19 | 0 | 0.011 | 0 | 0 | Constrained, otherwise capacity available =182 kW | --> | C18 ex PORTLAW | Portlaw [T41,T42] | BUTLERSTOWN |  | 52.3057 | -7.3083
MV/LV Substation GO***822Y |  | 10 kV | _ | LV | 50 kVA :Pole Substation | 0.05 | --> | 0.05 | 0 | 0 | Constrained, otherwise capacity available =50 kVA | --> | 0.048 | 0 | 0 | 0.048 | 0 |  | --> | C12 ex GRANAGH | Granagh [T41,T42] | WATERFORD |  | 52.3434 | -7.2991
MV/LV Substation CO***824X |  | 10 kV | _ | LV | 100 kVA :Pole Substation | 0.1 | --> | 0.1 | 0 | 0 | Constrained, otherwise capacity available =62 kVA | --> | 0.095 | 0 | 0 | 0.1 | 0 |  | --> | C11 ex DEERPARK | Deerpark [T41,T42] | BALLYDINE |  | 52.3434 | -7.4275
MV/LV Substation PI***825X |  | 10 kV | _ | LV | 200 kVA :Pole Substation | 0.2 | --> | 0.2 | 0 | 0 | Constrained, otherwise capacity available =200 kVA | --> | 0.19 | 0 | 0 | 0.19 | 0 |  | --> | C16 ex CREGG ROAD | Cregg Road [T41,T42] | BALLYDINE |  | 52.3434 | -7.3213
MV/LV Substation GR***827X |  | 10 kV | _ | LV | 200 kVA :Pole Substation | 0.2 | --> | 0.2 | 0 | 0 | Constrained, otherwise capacity available =153 kVA | --> | 0.19 | 0 | 0 | 0.196 | 0 |  | --> | C16 ex CREGG ROAD | Cregg Road [T41,T42] | BALLYDINE |  | 52.3507 | -7.3987
MV/LV Substation BA***833 |  | 10 kV | _ | LV | 100 kVA :Pole Substation | 0.1 | --> | 0.1 | 0 | 0 | Constrained, otherwise capacity available =94 kVA | --> | 0.095 | 0 | 0 | 0.096 | 0 |  | --> | C11 ex DEERPARK | Deerpark [T41,T42] | BALLYDINE |  | 52.3102 | -7.4822
MV/LV Substation KI***836X |  | 20 kV | _ | LV | 50 kVA :Pole Substation | 0.05 | --> | 0.05 | 0 | 0 | Constrained, otherwise capacity available =47 kVA | --> | 0.048 | 0 | 0 | 0.048 | 0 |  | --> | C18 ex DEERPARK | Deerpark [T41,T42] | BALLYDINE |  | 52.4876 | -7.4984
MV/LV Substation IR***837X |  | 10 kV | _ | LV | 50 kVA :Pole Substation | 0.05 | --> | 0.05 | 0 | 0 | Constrained, otherwise capacity available =46 kVA | --> | 0.048 | 0 | 0 | 0.048 | 0 |  | --> | C25 ex CREGG ROAD | Cregg Road [T41,T42] | BALLYDINE |  | 52.3498 | -7.4054
MV/LV Substation BL***845X |  | 20 kV | _ | LV | 50 kVA :Pole Substation | 0.05 | --> | 0.05 | 0 | 0 | Constrained, otherwise capacity available =49 kVA | --> | 0.048 | 0 | 0 | 0.048 | 0 |  | --> | C18 ex DEERPARK | Deerpark [T41,T42] | BALLYDINE |  | 52.4414 | -7.4693
MV/LV Substation RA***846 |  | 10 kV | _ | LV | 100 kVA :Pole Substation | 0.1 | --> | 0.1 | 0 | 0 | Constrained, otherwise capacity available =54 kVA | --> | 0.095 | 0 | 0 | 0.101 | 0 |  | --> | C11 ex DEERPARK | Deerpark [T41,T42] | BALLYDINE |  | 52.3048 | -7.4945
MV/LV Substation SE***850X |  | 10 kV | _ | LV | 200 kVA :Kiosk Substation | 0.2 | --> | 0.2 | 0 | 0 | Constrained, otherwise capacity available =130 kVA | --> | 0.19 | 0 | 0 | 0.199 | 0 |  | --> | C16 ex CREGG ROAD | Cregg Road [T41,T42] | BALLYDINE |  | 52.3511 | -7.3931
MV/LV Substation CA***851X |  | 20 kV | _ | LV | 200 kVA :Pole Substation | 0.2 | --> | 0.2 | 0 | 0 | Constrained, otherwise capacity available =121 kVA | --> | 0.19 | 0 | 0 | 0.2 | 0 |  | --> | C18 ex DEERPARK | Deerpark [T41,T42] | BALLYDINE |  | 52.3968 | -7.3414
MV/LV Substation FA***857Y |  | 20 kV | _ | LV | 50 kVA :Pole Substation | 0.05 | --> | 0.05 | 0 | 0 | Constrained, otherwise capacity available =39 kVA | --> | 0.048 | 0 | 0.01 | 0.042 | 0 |  | --> | C18 ex DEERPARK | Deerpark [T41,T42] | BALLYDINE |  | 52.4178 | -7.5018
MV/LV Substation BA***862Y |  | 10 kV | _ | LV | 200 kVA :Pole Substation | 0.2 | --> | 0.2 | 0 | 0 | Constrained, otherwise capacity available =102 kVA | --> | 0.19 | 0 | 0.01 | 0.196 | 0 |  | --> | C16 ex CREGG ROAD | Cregg Road [T41,T42] | BALLYDINE |  | 52.3484 | -7.3902
MV/LV Substation KI***868Y |  | 20 kV | _ | LV | 100 kVA :Pole Substation | 0.1 | --> | 0.1 | 0 | 0 | Constrained, otherwise capacity available =77 kVA | --> | 0.095 | 0 | 0 | 0.098 | 0 |  | --> | C18 ex DEERPARK | Deerpark [T41,T42] | BALLYDINE |  | 52.5142 | -7.5075
MV/LV Substation BA***870X |  | 10 kV | _ | LV | 100 kVA :Pole Substation | 0.1 | --> | 0.1 | 0 | 0 | Constrained, otherwise capacity available =37 kVA | --> | 0.095 | 0 | 0.011 | 0.095 | 0 |  | --> | C23 ex CREGG ROAD | Cregg Road [T41,T42] | BALLYDINE |  | 52.3801 | -7.3559
MV/LV Substation BA***879X |  | 10 kV | _ | LV | 100 kVA :Pole Substation | 0.1 | --> | 0.1 | 0 | 0 | Constrained, otherwise capacity available =96 kVA | --> | 0.095 | 0 | 0 | 0.096 | 0 |  | --> | C16 ex CREGG ROAD | Cregg Road [T41,T42] | BALLYDINE |  | 52.3464 | -7.3901
MV/LV Substation MU***881X |  | 10 kV | _ | LV | 200 kVA :Pole Substation | 0.2 | --> | 0.2 | 0.037 | 0.04 | Constrained, otherwise capacity available =156 kVA | --> | 0.19 | 0 | 0.005 | 0.192 | 0 |  | --> | C18 ex CALLAN | Callan [T41,T42] | KILKENNY |  | 52.5133 | -7.501
MV/LV Substation MU***882X |  | 20 kV | _ | LV | 50 kVA :Pole Substation | 0.05 | --> | 0.05 | 0 | 0 | Constrained, otherwise capacity available =29 kVA | --> | 0.048 | 0 | 0.003 | 0.048 | 0 |  | --> | C18 ex DEERPARK | Deerpark [T41,T42] | BALLYDINE |  | 52.5103 | -7.5066
MV/LV Substation FE***886 |  | 20 kV | _ | LV | 50 kVA :Pole Substation | 0.05 | --> | 0.05 | 0 | 0 | Constrained, otherwise capacity available =38 kVA | --> | 0.048 | 0 | 0.025 | 0 | 0 | Constrained, otherwise capacity available =31 kW | --> | E17 ex KILMACTHOMAS | Kilmacthomas [T421,T422] | DUNGARVAN |  | 52.3029 | -7.4583
MV/LV Substation MU***907X |  | 20 kV | _ | LV | 50 kVA :Pole Substation | 0.05 | --> | 0.05 | 0 | 0 | Constrained, otherwise capacity available =50 kVA | --> | 0.048 | 0 | 0 | 0.048 | 0 |  | --> | C18 ex DEERPARK | Deerpark [T41,T42] | BALLYDINE |  | 52.5005 | -7.5038
MV/LV Substation HO***911X |  | 10 kV | _ | LV | 400 kVA :Kiosk Substation | 0.4 | --> | 0.4 | 0 | 0 | Constrained, otherwise capacity available =205 kVA | --> | 0.38 | 0 | 0.045 | 0.372 | 0 |  | --> | C15 ex DEERPARK | Deerpark [T41,T42] | BALLYDINE |  | 52.3453 | -7.4123
MV/LV Substation CL***916 |  | 20 kV | _ | LV | 50 kVA :Pole Substation | 0.05 | --> | 0.05 | 0 | 0 | Constrained, otherwise capacity available =45 kVA | --> | 0.048 | 0 | 0 | 0 | 0 | Constrained, otherwise capacity available =48 kW | --> | E17 ex KILMACTHOMAS | Kilmacthomas [T421,T422] | DUNGARVAN |  | 52.279 | -7.4373
MV/LV Substation GO***923X |  | 10 kV | _ | LV | 100 kVA :Pole Substation | 0.1 | --> | 0.1 | 0 | 0 | Constrained, otherwise capacity available =98 kVA | --> | 0.095 | 0 | 0 | 0.095 | 0 |  | --> | C11 ex DEERPARK | Deerpark [T41,T42] | BALLYDINE |  | 52.3335 | -7.4087
MV/LV Substation BA***924 |  | 20 kV | _ | LV | 50 kVA :Pole Substation | 0.05 | --> | 0.05 | 0 | 0 | Constrained, otherwise capacity available =42 kVA | --> | 0.048 | 0 | 0 | 0 | 0 | Constrained, otherwise capacity available =48 kW | --> | E17 ex KILMACTHOMAS | Kilmacthomas [T421,T422] | DUNGARVAN |  | 52.2586 | -7.4018
MV/LV Substation TA***934X |  | 10 kV | _ | LV | 200 kVA :Kiosk Substation | 0.2 | --> | 0.2 | 0 | 0 | Constrained, otherwise capacity available =169 kVA | --> | 0.19 | 0 | 0.01 | 0.187 | 0 |  | --> | C15 ex DEERPARK | Deerpark [T41,T42] | BALLYDINE |  | 52.3502 | -7.4233
MV/LV Substation EN***935X |  | 10 kV | _ | LV | 200 kVA :Pole Substation | 0.2 | --> | 0.2 | 0 | 0 | Constrained, otherwise capacity available =189 kVA | --> | 0.19 | 0 | 0 | 0.192 | 0 |  | --> | C12 ex GRANAGH | Granagh [T41,T42] | WATERFORD |  | 52.3303 | -7.3133
MV/LV Substation TI***941 |  | 10 kV | _ | LV | 50 kVA :Pole Substation | 0.05 | --> | 0.05 | 0 | 0 | Constrained, otherwise capacity available =39 kVA | --> | 0.048 | 0 | 0.01 | 0.042 | 0 |  | --> | C15 ex DEERPARK | Deerpark [T41,T42] | BALLYDINE |  | 52.3365 | -7.3761
MV/LV Substation PO***942X |  | 10 kV | _ | LV | 50 kVA :Pole Substation | 0.05 | --> | 0.05 | 0 | 0 | Constrained, otherwise capacity available =32 kVA | --> | 0.048 | 0 | 0 | 0 | 0 | Constrained, otherwise capacity available =50 kW | --> | C16 ex PORTLAW | Portlaw [T41,T42] | BUTLERSTOWN |  | 52.286 | -7.3102
MV/LV Substation CO***943X |  | 10 kV | _ | LV | 100 kVA :Pole Substation | 0.1 | --> | 0.1 | 0 | 0 | Constrained, otherwise capacity available =35 kVA | --> | 0.095 | 0 | 0.01 | 0 | 0 | Constrained, otherwise capacity available =96 kW | --> | C12 ex PORTLAW | Portlaw [T41,T42] | BUTLERSTOWN |  | 52.2826 | -7.3114
MV/LV Substation AH***944X |  | 10 kV | _ | LV | 50 kVA :Pole Substation | 0.05 | --> | 0.05 | 0.037 | 0.04 | Constrained, otherwise capacity available =47 kVA | --> | 0.048 | 0 | 0 | 0.048 | 0 |  | --> | C18 ex CALLAN | Callan [T41,T42] | KILKENNY |  | 52.5249 | -7.4286
MV/LV Substation BA***952 |  | 10 kV | _ | LV | 100 kVA :Pole Substation | 0.1 | --> | 0.1 | 0 | 0 | Constrained, otherwise capacity available =84 kVA | --> | 0.095 | 0 | 0.01 | 0.09 | 0 |  | --> | C16 ex DEERPARK | Deerpark [T41,T42] | BALLYDINE |  | 52.3931 | -7.5487
MV/LV Substation AR***953 |  | 10 kV | _ | LV | 50 kVA :Pole Substation | 0.05 | --> | 0.05 | 0 | 0 | Constrained, otherwise capacity available =30 kVA | --> | 0.048 | 0 | 0.013 | 0.04 | 0 |  | --> | C23 ex CREGG ROAD | Cregg Road [T41,T42] | BALLYDINE |  | 52.3462 | -7.325
MV/LV Substation CA***953X |  | 20 kV | _ | LV | 50 kVA :Pole Substation | 0.05 | --> | 0.05 | 0 | 0 | Constrained, otherwise capacity available =50 kVA | --> | 0.048 | 0 | 0 | 0.048 | 0 |  | --> | C18 ex DEERPARK | Deerpark [T41,T42] | BALLYDINE |  | 52.5096 | -7.5037
MV/LV Substation PI***954 |  | 10 kV | _ | LV | 200 kVA :Pole Substation | 0.2 | --> | 0.2 | 0 | 0 | Constrained, otherwise capacity available =178 kVA | --> | 0.19 | 0 | 0.005 | 0.189 | 0 |  | --> | C23 ex CREGG ROAD | Cregg Road [T41,T42] | BALLYDINE |  | 52.3471 | -7.3229
MV/LV Substation TR***962X |  | 20 kV | _ | LV | 50 kVA :Pole Substation | 0.05 | --> | 0.05 | 0 | 0 | Constrained, otherwise capacity available =38 kVA | --> | 0.048 | 0 | 0 | 0.049 | 0 |  | --> | C18 ex DEERPARK | Deerpark [T41,T42] | BALLYDINE |  | 52.5078 | -7.5054
MV/LV Substation CU***977 |  | 10 kV | _ | LV | 50 kVA :Pole Substation | 0.05 | --> | 0.05 | 0 | 0 | Constrained, otherwise capacity available =48 kVA | --> | 0.048 | 0 | 0 | 0 | 0 | Constrained, otherwise capacity available =48 kW | --> | C11 ex PORTLAW | Portlaw [T41,T42] | BUTLERSTOWN |  | 52.2988 | -7.3607
MV/LV Substation FE***979X |  | 20 kV | _ | LV | 50 kVA :Pole Substation | 0.05 | --> | 0.05 | 0 | 0 | Constrained, otherwise capacity available =49 kVA | --> | 0.048 | 0 | 0 | 0 | 0 | Constrained, otherwise capacity available =48 kW | --> | E17 ex KILMACTHOMAS | Kilmacthomas [T421,T422] | DUNGARVAN |  | 52.3019 | -7.4651
MV/LV Substation TH***984X |  | 10 kV | _ | LV | 100 kVA :Pole Substation | 0.1 | --> | 0.1 | 0 | 0 | Constrained, otherwise capacity available =52 kVA | --> | 0.095 | 0 | 0 | 0 | 0 | Constrained, otherwise capacity available =101 kW | --> | C16 ex PORTLAW | Portlaw [T41,T42] | BUTLERSTOWN |  | 52.2838 | -7.3147
MV/LV Substation CA***985X |  | 20 kV | _ | LV | 400 kVA :Kiosk Substation | 0.4 | --> | 0.4 | 0 | 0 | Constrained, otherwise capacity available =374 kVA | --> | 0.38 | 0 | 0 | 0.384 | 0 |  | --> | C18 ex DEERPARK | Deerpark [T41,T42] | BALLYDINE |  | 52.3843 | -7.3713
MV/LV Substation KI***992X |  | 10 kV | _ | LV | 100 kVA :Pole Substation | 0.1 | --> | 0.1 | 0 | 0 | Constrained, otherwise capacity available =42 kVA | --> | 0.095 | 0 | 0.009 | 0.096 | 0 |  | --> | C18 ex BALLYHALE | Ballyhale [T42,T421] | KILKENNY |  | 52.4612 | -7.3298
MV/LV Substation MO***995 |  | 10 kV | _ | LV | 50 kVA :Pole Substation | 0.05 | --> | 0.05 | 0 | 0 | Constrained, otherwise capacity available =47 kVA | --> | 0.048 | 0 | 0 | 0.048 | 0 |  | --> | C12 ex GRANAGH | Granagh [T41,T42] | WATERFORD |  | 52.3267 | -7.3134
MV/LV Substation CA***997 |  | 20 kV | _ | LV | 50 kVA :Pole Substation | 0.05 | --> | 0.05 | 0 | 0 | Constrained, otherwise capacity available =36 kVA | --> | 0.048 | 0 | 0 | 0.049 | 0 |  | --> | C18 ex DEERPARK | Deerpark [T41,T42] | BALLYDINE |  | 52.3976 | -7.3388
MV/LV Substation OW***998 |  | 20 kV | _ | LV | 50 kVA :Pole Substation | 0.05 | --> | 0.05 | 0 | 0 | Constrained, otherwise capacity available =28 kVA | --> | 0.048 | 0 | 0.02 | 0.036 | 0 |  | --> | C18 ex DEERPARK | Deerpark [T41,T42] | BALLYDINE |  | 52.388 | -7.3425
MV/LV Substation BA***001 |  | 20 kV | _ | LV | 400 kVA :Kiosk Substation | 0.4 | --> | 0.4 | 0.079 | 0.57 |  | --> | 0.38 | 0 | 0.032 | 0 | 0 | Constrained, otherwise capacity available =398 kW | --> | E19 ex LAWLESSTOWN | Lawlesstown [T42,T421] | DOON |  | 52.4668 | -7.6941
MV/LV Substation WA***002 |  | 10 kV | _ | LV | 200 kVA :Kiosk Substation | 0.2 | --> | 0.2 | 0.068 | 0.95 |  | --> | 0.19 | 0 | 0 | 0 | 0 | Constrained, otherwise capacity available =207 kW | --> | C17 ex SPA ROAD | Spa Road [T41,T42] | DOON |  | 52.3537 | -7.6943
MV/LV Substation UP***003 |  | 10 kV | _ | LV | 630 kVA :Kiosk Substation | 0.63 | --> | 0.63 | 0.449 | 0.95 |  | --> | 0.598 | 0 | 0.007 | 0 | 0 | Constrained, otherwise capacity available =618 kW | --> | C16 ex SPA ROAD | Spa Road [T41,T42] | DOON |  | 52.3558 | -7.7026
MV/LV Substation ST***004 |  | 10 kV | _ | LV | 400 kVA :Kiosk Substation | 0.4 | --> | 0.4 | 0.166 | 5.88 |  | --> | 0.38 | 0 | 0.004 | 0 | 0 | Constrained, otherwise capacity available =408 kW | --> | C11 ex ARDGEEHA | Ardgeeha [T41,T42] | DOON |  | 52.3525 | -7.7092
MV/LV Substation CA***005 |  | 10 kV | _ | LV | 630 kVA :Kiosk Substation | 0.63 | --> | 0.63 | 0.397 | 0.57 |  | --> | 0.598 | 0 | 0.035 | 0 | 0 | Constrained, otherwise capacity available =604 kW | --> | C16 ex LAWLESSTOWN | Lawlesstown [T42,T421] | DOON |  | 52.3527 | -7.7148
MV/LV Substation SP***006X |  | 10 kV | _ | LV | 200 kVA :Kiosk Substation | 0.2 | --> | 0.2 | 0.143 | 5.88 |  | --> | 0.19 | 0 | 0.028 | 0 | 0 | Constrained, otherwise capacity available =177 kW | --> | C13 ex ARDGEEHA | Ardgeeha [T41,T42] | DOON |  | 52.3598 | -7.6838
MV/LV Substation WI***007 |  | 10 kV | _ | LV | 400 kVA :Kiosk Substation | 0.4 | --> | 0.4 | 0.276 | 5.88 |  | --> | 0.38 | 0 | 0.034 | 0 | 0 | Constrained, otherwise capacity available =371 kW | --> | C12 ex ARDGEEHA | Ardgeeha [T41,T42] | DOON |  | 52.3664 | -7.6979
MV/LV Substation WE***012 |  | 10 kV | _ | LV | 630 kVA :Building Structure | 0.63 | --> | 0.63 | 0.276 | 0.95 |  | --> | 0.598 | 0 | 0.025 | 0 | 0 | Constrained, otherwise capacity available =627 kW | --> | C16 ex SPA ROAD | Spa Road [T41,T42] | DOON |  | 52.3528 | -7.6978
MV/LV Substation MO***012X |  | 10 kV | _ | LV | 50 kVA :Pole Substation | 0.05 | --> | 0.05 | 0.033 | 0.95 |  | --> | 0.048 | 0 | 0.015 | 0 | 0 | Constrained, otherwise capacity available =39 kW | --> | C18 ex SPA ROAD | Spa Road [T41,T42] | DOON |  | 52.3626 | -7.6631
MV/LV Substation RO***013 |  | 10 kV | _ | LV | 630 kVA :Building Structure | 0.63 | --> | 0.63 | 0.5 | 0.95 |  | --> | 0.598 | 0 | 0 | 0 | 0 | Constrained, otherwise capacity available =598 kW | --> | C18 ex SPA ROAD | Spa Road [T41,T42] | DOON |  | 52.3551 | -7.6763
MV/LV Substation TH***015 |  | 10 kV | _ | LV | 400 kVA :Kiosk Substation | 0.4 | --> | 0.4 | 0.229 | 5.88 |  | --> | 0.38 | 0 | 0.007 | 0 | 0 | Constrained, otherwise capacity available =398 kW | --> | C12 ex ARDGEEHA | Ardgeeha [T41,T42] | DOON |  | 52.3606 | -7.6988
MV/LV Substation AB***016 |  | 10 kV | _ | LV | 200 kVA :Kiosk Substation | 0.2 | --> | 0.2 | 0.191 | 0.57 |  | --> | 0.19 | 0 | 0 | 0 | 0 | Constrained, otherwise capacity available =191 kW | --> | C16 ex LAWLESSTOWN | Lawlesstown [T42,T421] | DOON |  | 52.3513 | -7.7173
MV/LV Substation RI***017X |  | 10 kV | _ | LV | 200 kVA :Pole Substation | 0.2 | --> | 0.2 | 0.136 | 5.88 |  | --> | 0.19 | 0 | 0.015 | 0 | 0 | Constrained, otherwise capacity available =187 kW | --> | C11 ex ARDGEEHA | Ardgeeha [T41,T42] | DOON |  | 52.3669 | -7.7025
MV/LV Substation CR***018 |  | 10 kV | _ | LV | 50 kVA :Pole Substation | 0.05 | --> | 0.05 | 0.033 | 0.95 |  | --> | 0.048 | 0 | 0.006 | 0 | 0 | Constrained, otherwise capacity available =45 kW | --> | C18 ex SPA ROAD | Spa Road [T41,T42] | DOON |  | 52.3531 | -7.6806
MV/LV Substation KI***019X |  | 10 kV | _ | LV | 400 kVA :Kiosk Substation | 0.4 | --> | 0.4 | 0.296 | 5.88 |  | --> | 0.38 | 0 | 0.016 | 0 | 0 | Constrained, otherwise capacity available =382 kW | --> | C12 ex ARDGEEHA | Ardgeeha [T41,T42] | DOON |  | 52.357 | -7.6973
MV/LV Substation MU***020 |  | 20 kV | _ | LV | 50 kVA :Pole Substation | 0.05 | --> | 0.05 | 0.043 | 0.57 |  | --> | 0.048 | 0 | 0 | 0 | 0 | Constrained, otherwise capacity available =48 kW | --> | E23 ex LAWLESSTOWN | Lawlesstown [T42,T421] | DOON |  | 52.2919 | -7.7695
MV/LV Substation GU***021X |  | 20 kV | _ | LV | 50 kVA :Pole Substation | 0.05 | --> | 0.05 | 0.043 | 0.57 |  | --> | 0.048 | 0 | 0 | 0 | 0 | Constrained, otherwise capacity available =48 kW | --> | E23 ex LAWLESSTOWN | Lawlesstown [T42,T421] | DOON |  | 52.2562 | -7.7157
MV/LV Substation TI***023 |  | 10 kV | _ | LV | 400 kVA :Kiosk Substation | 0.4 | --> | 0.4 | 0.345 | 5.88 |  | --> | 0.38 | 0 | 0 | 0 | 0 | Constrained, otherwise capacity available =387 kW | --> | C13 ex ARDGEEHA | Ardgeeha [T41,T42] | DOON |  | 52.3609 | -7.6879
MV/LV Substation NE***026Y |  | 10 kV | _ | LV | 100 kVA :Pole Substation | 0.1 | --> | 0.1 | 0.095 | 0.95 |  | --> | 0.095 | 0 | 0 | 0 | 0 | Constrained, otherwise capacity available =96 kW | --> | C18 ex SPA ROAD | Spa Road [T41,T42] | DOON |  | 52.3734 | -7.6378
MV/LV Substation AB***029X |  | 20 kV | _ | LV | 50 kVA :Pole Substation | 0.05 | --> | 0.05 | 0.047 | 0.57 |  | --> | 0.048 | 0 | 0 | 0 | 0 | Constrained, otherwise capacity available =48 kW | --> | E23 ex LAWLESSTOWN | Lawlesstown [T42,T421] | DOON |  | 52.3547 | -7.7433
MV/LV Substation BA***029Y |  | 10 kV | _ | LV | 400 kVA :Kiosk Substation | 0.4 | --> | 0.4 | 0.306 | 0.95 |  | --> | 0.38 | 0 | 0 | 0 | 0 | Constrained, otherwise capacity available =393 kW | --> | C15 ex SPA ROAD | Spa Road [T41,T42] | DOON |  | 52.3558 | -7.7364
MV/LV Substation SI***030 |  | 10 kV | _ | LV | 200 kVA :Pole Substation | 0.2 | --> | 0.2 | 0.132 | 0.95 |  | --> | 0.19 | 0 | 0.024 | 0 | 0 | Constrained, otherwise capacity available =181 kW | --> | C18 ex SPA ROAD | Spa Road [T41,T42] | DOON |  | 52.3576 | -7.6807
MV/LV Substation MO***030X |  | 20 kV | _ | LV | 50 kVA :Pole Substation | 0.05 | --> | 0.05 | 0.043 | 0.57 |  | --> | 0.048 | 0 | 0.005 | 0 | 0 | Constrained, otherwise capacity available =45 kW | --> | E25 ex LAWLESSTOWN | Lawlesstown [T42,T421] | DOON |  | 52.3771 | -7.6776
MV/LV Substation GE***031 |  | 10 kV | _ | LV | 630 kVA :Building Structure | 0.63 | --> | 0.63 | 0.369 | 5.88 |  | --> | 0.598 | 0 | 0.011 | 0 | 0 | Constrained, otherwise capacity available =625 kW | --> | C11 ex ARDGEEHA | Ardgeeha [T41,T42] | DOON |  | 52.3536 | -7.7049
MV/LV Substation KI***032Y |  | 20 kV | _ | LV | 50 kVA :Pole Substation | 0.05 | --> | 0.05 | 0.044 | 0.57 |  | --> | 0.048 | 0 | 0 | 0 | 0 | Constrained, otherwise capacity available =48 kW | --> | E23 ex LAWLESSTOWN | Lawlesstown [T42,T421] | DOON |  | 52.3796 | -7.7908
MV/LV Substation FE***034 |  | 20 kV | _ | LV | 200 kVA :Pole Substation | 0.2 | --> | 0.2 | 0.072 | 0.57 |  | --> | 0.19 | 0 | 0.015 | 0 | 0 | Constrained, otherwise capacity available =196 kW | --> | E19 ex LAWLESSTOWN | Lawlesstown [T42,T421] | DOON |  | 52.4648 | -7.6972
MV/LV Substation OL***036 |  | 10 kV | _ | LV | 400 kVA :Kiosk Substation | 0.4 | --> | 0.4 | 0.238 | 0.95 |  | --> | 0.38 | 0 | 0.024 | 0 | 0 | Constrained, otherwise capacity available =384 kW | --> | C15 ex SPA ROAD | Spa Road [T41,T42] | DOON |  | 52.3491 | -7.7041
MV/LV Substation MA***037 |  | 10 kV | _ | LV | 400 kVA :Kiosk Substation | 0.4 | --> | 0.4 | 0.342 | 0.95 |  | --> | 0.38 | 0 | 0 | 0 | 0 | Constrained, otherwise capacity available =388 kW | --> | C17 ex SPA ROAD | Spa Road [T41,T42] | DOON |  | 52.3546 | -7.693
MV/LV Substation EA***038 |  | 10 kV | _ | LV | 630 kVA :Kiosk Substation | 0.63 | --> | 0.63 | 0.442 | 0.95 |  | --> | 0.598 | 0 | 0 | 0 | 0 | Constrained, otherwise capacity available =624 kW | --> | C16 ex SPA ROAD | Spa Road [T41,T42] | DOON |  | 52.3534 | -7.7012
MV/LV Substation JA***039 |  | 10 kV | _ | LV | 200 kVA :Pole Substation | 0.2 | --> | 0.2 | 0.124 | 0.57 |  | --> | 0.19 | 0 | 0.023 | 0 | 0 | Constrained, otherwise capacity available =183 kW | --> | C16 ex LAWLESSTOWN | Lawlesstown [T42,T421] | DOON |  | 52.3566 | -7.729
MV/LV Substation RO***039X |  | 20 kV | _ | LV | 50 kVA :Pole Substation | 0.05 | --> | 0.05 | 0.043 | 0.57 |  | --> | 0.048 | 0 | 0 | 0 | 0 | Constrained, otherwise capacity available =48 kW | --> | E19 ex LAWLESSTOWN | Lawlesstown [T42,T421] | DOON |  | 52.4712 | -7.7014
MV/LV Substation GA***039Y |  | 10 kV | _ | LV | 630 kVA :Kiosk Substation | 0.63 | --> | 0.63 | 0.5 | 0.57 |  | --> | 0.598 | 0 | 0 | 0 | 0 | Constrained, otherwise capacity available =609 kW | --> | C16 ex LAWLESSTOWN | Lawlesstown [T42,T421] | DOON |  | 52.3583 | -7.7303
MV/LV Substation AR***040 |  | 10 kV | _ | LV | 400 kVA :Kiosk Substation | 0.4 | --> | 0.4 | 0.276 | 5.88 |  | --> | 0.38 | 0 | 0.013 | 0 | 0 | Constrained, otherwise capacity available =387 kW | --> | C13 ex ARDGEEHA | Ardgeeha [T41,T42] | DOON |  | 52.3608 | -7.6908
MV/LV Substation WE***041 |  | 10 kV | _ | LV | 400 kVA :Kiosk Substation | 0.4 | --> | 0.4 | 0.27 | 0.57 |  | --> | 0.38 | 0 | 0.008 | 0 | 0 | Constrained, otherwise capacity available =392 kW | --> | C16 ex LAWLESSTOWN | Lawlesstown [T42,T421] | DOON |  | 52.3543 | -7.7113
MV/LV Substation FE***042 |  | 20 kV | _ | LV | 50 kVA :Pole Substation | 0.05 | --> | 0.05 | 0.037 | 0.57 |  | --> | 0.048 | 0 | 0.01 | 0 | 0 | Constrained, otherwise capacity available =42 kW | --> | E19 ex LAWLESSTOWN | Lawlesstown [T42,T421] | DOON |  | 52.4718 | -7.6907
MV/LV Substation SH***043 |  | 10 kV | _ | LV | 200 kVA :Kiosk Substation | 0.2 | --> | 0.2 | 0.121 | 5.88 |  | --> | 0.19 | 0 | 0.018 | 0 | 0 | Constrained, otherwise capacity available =187 kW | --> | C12 ex ARDGEEHA | Ardgeeha [T41,T42] | DOON |  | 52.3581 | -7.6987
MV/LV Substation ST***045 |  | 10 kV | _ | LV | 400 kVA :Building Structure | 0.4 | --> | 0.4 | 0.308 | 0.57 |  | --> | 0.38 | 0 | 0 | 0 | 0 | Constrained, otherwise capacity available =392 kW | --> | C16 ex LAWLESSTOWN | Lawlesstown [T42,T421] | DOON |  | 52.3548 | -7.7172
MV/LV Substation AR***045Y |  | 10 kV | _ | LV | 200 kVA :Kiosk Substation | 0.2 | --> | 0.2 | 0.048 | 0.57 |  | --> | 0.19 | 0 | 0.035 | 0 | 0 | Constrained, otherwise capacity available =184 kW | --> | C16 ex LAWLESSTOWN | Lawlesstown [T42,T421] | DOON |  | 52.3669 | -7.7141
MV/LV Substation CA***046 |  | 10 kV | _ | LV | 200 kVA :Kiosk Substation | 0.2 | --> | 0.2 | 0.08 | 5.88 |  | --> | 0.19 | 0 | 0.016 | 0 | 0 | Constrained, otherwise capacity available =194 kW | --> | C11 ex ARDGEEHA | Ardgeeha [T41,T42] | DOON |  | 52.36 | -7.708
MV/LV Substation FE***048 |  | 20 kV | _ | LV | 100 kVA :Pole Substation | 0.1 | --> | 0.1 | 0.064 | 0.57 |  | --> | 0.095 | 0 | 0.022 | 0 | 0 | Constrained, otherwise capacity available =84 kW | --> | E19 ex LAWLESSTOWN | Lawlesstown [T42,T421] | DOON |  | 52.465 | -7.691
MV/LV Substation HO***049 |  | 10 kV | _ | LV | 100 kVA :Pole Substation | 0.1 | --> | 0.1 | 0.069 | 5.88 |  | --> | 0.095 | 0 | 0 | 0 | 0 | Constrained, otherwise capacity available =99 kW | --> | C12 ex ARDGEEHA | Ardgeeha [T41,T42] | DOON |  | 52.3646 | -7.6984
MV/LV Substation CL***050 |  | 10 kV | _ | LV | 400 kVA :Building Structure | 0.4 | --> | 0.4 | 0.33 | 0.95 |  | --> | 0.38 | 0 | 0 | 0 | 0 | Constrained, otherwise capacity available =389 kW | --> | C15 ex SPA ROAD | Spa Road [T41,T42] | DOON |  | 52.3515 | -7.7038
MV/LV Substation ST***050X |  | 20 kV | _ | LV | 100 kVA :Building Structure | 0.1 | --> | 0.1 | 0.055 | 0.57 |  | --> | 0.095 | 0 | 0.012 | 0 | 0 | Constrained, otherwise capacity available =92 kW | --> | E19 ex LAWLESSTOWN | Lawlesstown [T42,T421] | DOON |  | 52.4734 | -7.6896
MV/LV Substation FR***051 |  | 10 kV | _ | LV | 400 kVA :Kiosk Substation | 0.4 | --> | 0.4 | 0.296 | 5.88 |  | --> | 0.38 | 0 | 0.01 | 0 | 0 | Constrained, otherwise capacity available =386 kW | --> | C12 ex ARDGEEHA | Ardgeeha [T41,T42] | DOON |  | 52.3582 | -7.6928
MV/LV Substation SH***052 |  | 10 kV | _ | LV | 400 kVA :Building Structure | 0.4 | --> | 0.4 | 0.357 | 0.95 |  | --> | 0.38 | 0 | 0 | 0 | 0 | Constrained, otherwise capacity available =382 kW | --> | C18 ex SPA ROAD | Spa Road [T41,T42] | DOON |  | 52.3605 | -7.6595
MV/LV Substation MA***054 |  | 20 kV | _ | LV | 630 kVA :Kiosk Substation | 0.63 | --> | 0.63 | 0.5 | 0.57 |  | --> | 0.598 | 0 | 0 | 0 | 0 | Constrained, otherwise capacity available =612 kW | --> | E19 ex LAWLESSTOWN | Lawlesstown [T42,T421] | DOON |  | 52.4656 | -7.6986
MV/LV Substation GO***055 |  | 10 kV | _ | LV | 200 kVA :Kiosk Substation | 0.2 | --> | 0.2 | 0.138 | 0.57 |  | --> | 0.19 | 0 | 0.014 | 0 | 0 | Constrained, otherwise capacity available =188 kW | --> | C16 ex LAWLESSTOWN | Lawlesstown [T42,T421] | DOON |  | 52.3573 | -7.7202
MV/LV Substation CL***055Y |  | 10 kV | _ | LV | 200 kVA :Kiosk Substation | 0.2 | --> | 0.2 | 0.166 | 5.88 |  | --> | 0.19 | 0 | 0 | 0 | 0 | Constrained, otherwise capacity available =195 kW | --> | C12 ex ARDGEEHA | Ardgeeha [T41,T42] | DOON |  | 52.3588 | -7.6945
MV/LV Substation JA***057 |  | 10 kV | _ | LV | 200 kVA :Kiosk Substation | 0.2 | --> | 0.2 | 0.146 | 0.57 |  | --> | 0.19 | 0 | 0.014 | 0 | 0 | Constrained, otherwise capacity available =187 kW | --> | C16 ex LAWLESSTOWN | Lawlesstown [T42,T421] | DOON |  | 52.3552 | -7.7273
MV/LV Substation CO***058 |  | 10 kV | _ | LV | 200 kVA :Pole Substation | 0.2 | --> | 0.2 | 0.16 | 0.95 |  | --> | 0.19 | 0 | 0.029 | 0 | 0 | Constrained, otherwise capacity available =174 kW | --> | C18 ex SPA ROAD | Spa Road [T41,T42] | DOON |  | 52.351 | -7.6859
MV/LV Substation CO***059 |  | 10 kV | _ | LV | 100 kVA :Pole Substation | 0.1 | --> | 0.1 | 0.065 | 0.95 |  | --> | 0.095 | 0 | 0.011 | 0 | 0 | Constrained, otherwise capacity available =92 kW | --> | C15 ex SPA ROAD | Spa Road [T41,T42] | DOON |  | 52.3479 | -7.7182
MV/LV Substation PE***060 |  | 10 kV | _ | LV | 400 kVA :Building Structure | 0.4 | --> | 0.4 | 0.216 | 5.88 |  | --> | 0.38 | 0 | 0.013 | 0 | 0 | Constrained, otherwise capacity available =395 kW | --> | C11 ex ARDGEEHA | Ardgeeha [T41,T42] | DOON |  | 52.3576 | -7.7068
MV/LV Substation BR***061 |  | 10 kV | _ | LV | 400 kVA :Building Structure | 0.4 | --> | 0.4 | 0.31 | 5.88 |  | --> | 0.38 | 0 | 0 | 0 | 0 | Constrained, otherwise capacity available =392 kW | --> | C11 ex ARDGEEHA | Ardgeeha [T41,T42] | DOON |  | 52.3522 | -7.7043
MV/LV Substation DA***062 |  | 10 kV | _ | LV | 400 kVA :Kiosk Substation | 0.4 | --> | 0.4 | 0.276 | 5.88 |  | --> | 0.38 | 0 | 0.015 | 0 | 0 | Constrained, otherwise capacity available =385 kW | --> | C12 ex ARDGEEHA | Ardgeeha [T41,T42] | DOON |  | 52.3559 | -7.6891
MV/LV Substation PR***063 |  | 20 kV | _ | LV | 200 kVA :Pole Substation | 0.2 | --> | 0.2 | 0.144 | 0.57 |  | --> | 0.19 | 0 | 0.018 | 0 | 0 | Constrained, otherwise capacity available =184 kW | --> | E19 ex LAWLESSTOWN | Lawlesstown [T42,T421] | DOON |  | 52.4687 | -7.7001
MV/LV Substation CA***065Y |  | 20 kV | _ | LV | 200 kVA :Pole Substation | 0.2 | --> | 0.2 | 0.187 | 5.88 |  | --> | 0.19 | 0 | 0 | 0 | 0 | Constrained, otherwise capacity available =192 kW | --> | C14 ex ARDGEEHA | Ardgeeha [T41,T42] | DOON |  | 52.3997 | -7.6904
MV/LV Substation CR***068Y |  | 10 kV | _ | LV | 200 kVA :Kiosk Substation | 0.2 | --> | 0.2 | 0.114 | 5.88 |  | --> | 0.19 | 0 | 0.003 | 0 | 0 | Constrained, otherwise capacity available =199 kW | --> | C11 ex ARDGEEHA | Ardgeeha [T41,T42] | DOON |  | 52.3707 | -7.7013
MV/LV Substation GA***071 |  | 10 kV | _ | LV | 400 kVA :Building Structure | 0.4 | --> | 0.4 | 0.294 | 0.95 |  | --> | 0.38 | 0 | 0 | 0 | 0 | Constrained, otherwise capacity available =394 kW | --> | C16 ex SPA ROAD | Spa Road [T41,T42] | DOON |  | 52.3524 | -7.6943
MV/LV Substation BA***072Y |  | 10 kV | _ | LV | 50 kVA :Pole Substation | 0.05 | --> | 0.05 | 0.05 | 0.95 |  | --> | 0.048 | 0 | 0 | 0 | 0 | Constrained, otherwise capacity available =48 kW | --> | C18 ex SPA ROAD | Spa Road [T41,T42] | DOON |  | 52.3599 | -7.6189
MV/LV Substation AR***075 |  | 10 kV | _ | LV | 200 kVA :Kiosk Substation | 0.2 | --> | 0.2 | 0.158 | 0.57 |  | --> | 0.19 | 0 | 0.024 | 0 | 0 | Constrained, otherwise capacity available =178 kW | --> | C16 ex LAWLESSTOWN | Lawlesstown [T42,T421] | DOON |  | 52.3649 | -7.7126
MV/LV Substation OR***076 |  | 10 kV | _ | LV | 400 kVA :Kiosk Substation | 0.4 | --> | 0.4 | 0.334 | 5.88 |  | --> | 0.38 | 0 | 0.028 | 0 | 0 | Constrained, otherwise capacity available =368 kW | --> | C11 ex ARDGEEHA | Ardgeeha [T41,T42] | DOON |  | 52.3654 | -7.7092
MV/LV Substation FO***076Y |  | 20 kV | _ | LV | 50 kVA :Pole Substation | 0.05 | --> | 0.05 | 0.03 | 0.57 |  | --> | 0.048 | 0 | 0.003 | 0 | 0 | Constrained, otherwise capacity available =48 kW | --> | E19 ex LAWLESSTOWN | Lawlesstown [T42,T421] | DOON |  | 52.5369 | -7.7694
MV/LV Substation TU***077 |  | 20 kV | _ | LV | 50 kVA :Pole Substation | 0.05 | --> | 0.05 | 0.045 | 5.88 |  | --> | 0.048 | 0 | 0 | 0 | 0 | Constrained, otherwise capacity available =48 kW | --> | C14 ex ARDGEEHA | Ardgeeha [T41,T42] | DOON |  | 52.4542 | -7.6504
MV/LV Substation PR***081 |  | 10 kV | _ | LV | 200 kVA :Kiosk Substation | 0.2 | --> | 0.2 | 0.122 | 5.88 |  | --> | 0.19 | 0 | 0.009 | 0 | 0 | Constrained, otherwise capacity available =194 kW | --> | C11 ex ARDGEEHA | Ardgeeha [T41,T42] | DOON |  | 52.3603 | -7.7039
MV/LV Substation LO***081Y |  | 10 kV | _ | LV | 200 kVA :Kiosk Substation | 0.2 | --> | 0.2 | 0.184 | 0.95 |  | --> | 0.19 | 0 | 0 | 0 | 0 | Constrained, otherwise capacity available =192 kW | --> | C16 ex SPA ROAD | Spa Road [T41,T42] | DOON |  | 52.3502 | -7.6946
MV/LV Substation HI***082 |  | 10 kV | _ | LV | 200 kVA :Pole Substation | 0.2 | --> | 0.2 | 0.139 | 0.57 |  | --> | 0.19 | 0 | 0.004 | 0 | 0 | Constrained, otherwise capacity available =195 kW | --> | C16 ex LAWLESSTOWN | Lawlesstown [T42,T421] | DOON |  | 52.3631 | -7.7145
MV/LV Substation EL***086 |  | 10 kV | _ | LV | 400 kVA :Kiosk Substation | 0.4 | --> | 0.4 | 0.256 | 0.57 |  | --> | 0.38 | 0 | 0.011 | 0 | 0 | Constrained, otherwise capacity available =391 kW | --> | C16 ex LAWLESSTOWN | Lawlesstown [T42,T421] | DOON |  | 52.3591 | -7.7177
MV/LV Substation K***089 |  | 10 kV | _ | LV | 200 kVA :Pole Substation | 0.2 | --> | 0.2 | 0.2 | 0.57 |  | --> | 0.19 | 0 | 0 | 0 | 0 | Constrained, otherwise capacity available =190 kW | --> | E25 ex LAWLESSTOWN | Lawlesstown [T42,T421] | DOON |  | 52.3634 | -7.6704
MV/LV Substation MO***091 |  | 20 kV | _ | LV | 100 kVA :Pole Substation | 0.1 | --> | 0.1 | 0.074 | 0.57 |  | --> | 0.095 | 0 | 0.012 | 0 | 0 | Constrained, otherwise capacity available =90 kW | --> | E23 ex LAWLESSTOWN | Lawlesstown [T42,T421] | DOON |  | 52.3493 | -7.744
MV/LV Substation EL***092 |  | 10 kV | _ | LV | 400 kVA :Kiosk Substation | 0.4 | --> | 0.4 | 0.185 | 0.57 |  | --> | 0.38 | 0 | 0.03 | 0 | 0 | Constrained, otherwise capacity available =386 kW | --> | C16 ex LAWLESSTOWN | Lawlesstown [T42,T421] | DOON |  | 52.359 | -7.7131
MV/LV Substation PO***092Y |  | 10 kV | _ | LV | 630 kVA :Kiosk Substation | 0.63 | --> | 0.63 | 0.481 | 0.95 |  | --> | 0.598 | 0 | 0 | 0 | 0 | Constrained, otherwise capacity available =618 kW | --> | C15 ex SPA ROAD | Spa Road [T41,T42] | DOON |  | 52.3572 | -7.7372
MV/LV Substation PO***093Y |  | 10 kV | _ | LV | 400 kVA :Kiosk Substation | 0.4 | --> | 0.4 | 0.156 | 0.95 |  | --> | 0.38 | 0 | 0 | 0 | 0 | Constrained, otherwise capacity available =397 kW | --> | C15 ex SPA ROAD | Spa Road [T41,T42] | DOON |  | 52.3566 | -7.7383
MV/LV Substation TO***096 |  | 10 kV | _ | LV | 400 kVA :Kiosk Substation | 0.4 | --> | 0.4 | 0.264 | 0.57 |  | --> | 0.38 | 0 | 0.068 | 0 | 0 | Constrained, otherwise capacity available =348 kW | --> | C16 ex LAWLESSTOWN | Lawlesstown [T42,T421] | DOON |  | 52.352 | -7.7288
MV/LV Substation GL***098Y |  | 10 kV | _ | LV | 400 kVA :Kiosk Substation | 0.4 | --> | 0.4 | 0.333 | 0.57 |  | --> | 0.38 | 0 | 0 | 0 | 0 | Constrained, otherwise capacity available =389 kW | --> | C16 ex LAWLESSTOWN | Lawlesstown [T42,T421] | DOON |  | 52.3558 | -7.72
MV/LV Substation HO***099 |  | 10 kV | _ | LV | 100 kVA :Pole Substation | 0.1 | --> | 0.1 | 0.046 | 0.57 |  | --> | 0.095 | 0 | 0.004 | 0 | 0 | Constrained, otherwise capacity available =99 kW | --> | C16 ex LAWLESSTOWN | Lawlesstown [T42,T421] | DOON |  | 52.3627 | -7.7165
MV/LV Substation OA***100 |  | 10 kV | _ | LV | 400 kVA :Building Structure | 0.4 | --> | 0.4 | 0.394 | 5.88 |  | --> | 0.38 | 0 | 0 | 0 | 0 | Constrained, otherwise capacity available =381 kW | --> | C12 ex ARDGEEHA | Ardgeeha [T41,T42] | DOON |  | 52.3572 | -7.7022
MV/LV Substation MI***101 |  | 20 kV | _ | LV | 33 kVA :Pole Substation | 0.033 | --> | 0.033 | 0.033 | 0.57 |  | --> | 0.031 | 0 | 0 | 0 | 0 | Constrained, otherwise capacity available =31 kW | --> | E23 ex LAWLESSTOWN | Lawlesstown [T42,T421] | DOON |  | 52.4521 | -7.7704
MV/LV Substation OL***103Y |  | 20 kV | _ | LV | 50 kVA :Pole Substation | 0.05 | --> | 0.05 | 0.05 | 5.88 |  | --> | 0.048 | 0 | 0 | 0 | 0 | Constrained, otherwise capacity available =48 kW | --> | C14 ex ARDGEEHA | Ardgeeha [T41,T42] | DOON |  | 52.4096 | -7.7013
MV/LV Substation M ***109 |  | 10 kV | _ | LV | 50 kVA :Pole Substation | 0.05 | --> | 0.05 | 0.027 | 0.95 |  | --> | 0.048 | 0 | 0.01 | 0 | 0 | Constrained, otherwise capacity available =43 kW | --> | C18 ex SPA ROAD | Spa Road [T41,T42] | DOON |  | 52.3594 | -7.5744
MV/LV Substation CA***116Y |  | 10 kV | _ | LV | 400 kVA :Kiosk Substation | 0.4 | --> | 0.4 | 0.258 | 5.88 |  | --> | 0.38 | 0 | 0.026 | 0 | 0 | Constrained, otherwise capacity available =380 kW | --> | C13 ex ARDGEEHA | Ardgeeha [T41,T42] | DOON |  | 52.3653 | -7.6904
MV/LV Substation DU***117 |  | 10 kV | _ | LV | 200 kVA :Building Structure | 0.2 | --> | 0.2 | 0.199 | 0.95 |  | --> | 0.19 | 0 | 0 | 0 | 0 | Constrained, otherwise capacity available =190 kW | --> | C18 ex SPA ROAD | Spa Road [T41,T42] | DOON |  | 52.3549 | -7.6841
MV/LV Substation CL***120Y |  | 20 kV | _ | LV | 50 kVA :Pole Substation | 0.05 | --> | 0.05 | 0.047 | 0.57 |  | --> | 0.048 | 0 | 0 | 0 | 0 | Constrained, otherwise capacity available =48 kW | --> | E23 ex LAWLESSTOWN | Lawlesstown [T42,T421] | DOON |  | 52.2799 | -7.732
MV/LV Substation HI***124Y |  | 20 kV | _ | LV | 100 kVA :Pole Substation | 0.1 | --> | 0.1 | 0.077 | 0.57 |  | --> | 0.095 | 0 | 0.003 | 0 | 0 | Constrained, otherwise capacity available =96 kW | --> | E23 ex LAWLESSTOWN | Lawlesstown [T42,T421] | DOON |  | 52.4111 | -7.7616
MV/LV Substation MA***131Y |  | 10 kV | _ | LV | 630 kVA :Kiosk Substation | 0.63 | --> | 0.63 | 0.476 | 5.88 |  | --> | 0.598 | 0 | 0 | 0 | 0 | Constrained, otherwise capacity available =619 kW | --> | C11 ex ARDGEEHA | Ardgeeha [T41,T42] | DOON |  | 52.3531 | -7.7033
MV/LV Substation WH***142 |  | 10 kV | _ | LV | 100 kVA :Pole Substation | 0.1 | --> | 0.1 | 0.059 | 0.57 |  | --> | 0.095 | 0 | 0.015 | 0 | 0 | Constrained, otherwise capacity available =89 kW | --> | C16 ex LAWLESSTOWN | Lawlesstown [T42,T421] | DOON |  | 52.3578 | -7.7315
MV/LV Substation BA***143 |  | 20 kV | _ | LV | 50 kVA :Pole Substation | 0.05 | --> | 0.05 | 0.042 | 0.57 |  | --> | 0.048 | 0 | 0 | 0 | 0 | Constrained, otherwise capacity available =49 kW | --> | E23 ex LAWLESSTOWN | Lawlesstown [T42,T421] | DOON |  | 52.4108 | -7.7518
MV/LV Substation FA***150 |  | 10 kV | _ | LV | 200 kVA :Kiosk Substation | 0.2 | --> | 0.2 | 0.143 | 5.88 |  | --> | 0.19 | 0 | 0.021 | 0 | 0 | Constrained, otherwise capacity available =182 kW | --> | C11 ex ARDGEEHA | Ardgeeha [T41,T42] | DOON |  | 52.3627 | -7.702
MV/LV Substation BR***153Y |  | 20 kV | _ | LV | 50 kVA :Pole Substation | 0.05 | --> | 0.05 | 0.047 | 0.57 |  | --> | 0.048 | 0 | 0 | 0 | 0 | Constrained, otherwise capacity available =48 kW | --> | E19 ex LAWLESSTOWN | Lawlesstown [T42,T421] | DOON |  | 52.4668 | -7.7021
MV/LV Substation LA***154Y |  | 20 kV | _ | LV | 50 kVA :Pole Substation | 0.05 | --> | 0.05 | 0.039 | 0.57 |  | --> | 0.048 | 0 | 0.011 | 0 | 0 | Constrained, otherwise capacity available =41 kW | --> | E19 ex LAWLESSTOWN | Lawlesstown [T42,T421] | DOON |  | 52.3792 | -7.7306
MV/LV Substation KI***156Y |  | 20 kV | _ | LV | 50 kVA :Pole Substation | 0.05 | --> | 0.05 | 0.031 | 0.57 |  | --> | 0.048 | 0 | 0 | 0 | 0 | Constrained, otherwise capacity available =50 kW | --> | E23 ex LAWLESSTOWN | Lawlesstown [T42,T421] | DOON |  | 52.378 | -7.7904
MV/LV Substation CL***158 |  | 10 kV | _ | LV | 200 kVA :Kiosk Substation | 0.2 | --> | 0.2 | 0.168 | 0.95 |  | --> | 0.19 | 0 | 0 | 0 | 0 | Constrained, otherwise capacity available =194 kW | --> | C18 ex SPA ROAD | Spa Road [T41,T42] | DOON |  | 52.3601 | -7.6588
MV/LV Substation TH***163 |  | 20 kV | _ | LV | 100 kVA :Pole Substation | 0.1 | --> | 0.1 | 0.056 | 0.57 |  | --> | 0.095 | 0 | 0 | 0 | 0 | Constrained, otherwise capacity available =101 kW | --> | E19 ex LAWLESSTOWN | Lawlesstown [T42,T421] | DOON |  | 52.4688 | -7.6905
MV/LV Substation MA***183 |  | 10 kV | _ | LV | 400 kVA :Building Structure | 0.4 | --> | 0.4 | 0.295 | 5.88 |  | --> | 0.38 | 0 | 0 | 0 | 0 | Constrained, otherwise capacity available =394 kW | --> | C12 ex ARDGEEHA | Ardgeeha [T41,T42] | DOON |  | 52.3633 | -7.6975
MV/LV Substation GO***184Y |  | 10 kV | _ | LV | 200 kVA :Kiosk Substation | 0.2 | --> | 0.2 | 0.171 | 0.57 |  | --> | 0.19 | 0 | 0.012 | 0 | 0 | Constrained, otherwise capacity available =185 kW | --> | C16 ex LAWLESSTOWN | Lawlesstown [T42,T421] | DOON |  | 52.3688 | -7.7181
MV/LV Substation LA***185Y |  | 20 kV | _ | LV | 400 kVA :Kiosk Substation | 0.4 | --> | 0.4 | 0.373 | 0.57 |  | --> | 0.38 | 0 | 0 | 0 | 0 | Constrained, otherwise capacity available =384 kW | --> | E19 ex LAWLESSTOWN | Lawlesstown [T42,T421] | DOON |  | 52.3741 | -7.7281
MV/LV Substation AR***187Y |  | 20 kV | _ | LV | 100 kVA :Pole Substation | 0.1 | --> | 0.1 | 0.078 | 0.57 |  | --> | 0.095 | 0 | 0 | 0 | 0 | Constrained, otherwise capacity available =98 kW | --> | E19 ex LAWLESSTOWN | Lawlesstown [T42,T421] | DOON |  | 52.4723 | -7.6896
MV/LV Substation KN***188Y |  | 20 kV | _ | LV | 50 kVA :Pole Substation | 0.05 | --> | 0.05 | 0.041 | 0.57 |  | --> | 0.048 | 0 | 0 | 0 | 0 | Constrained, otherwise capacity available =49 kW | --> | E19 ex LAWLESSTOWN | Lawlesstown [T42,T421] | DOON |  | 52.5001 | -7.7587
MV/LV Substation SW***191Y |  | 10 kV | _ | LV | 200 kVA :Kiosk Substation | 0.2 | --> | 0.2 | 0.166 | 5.88 |  | --> | 0.19 | 0 | 0.009 | 0 | 0 | Constrained, otherwise capacity available =188 kW | --> | C12 ex ARDGEEHA | Ardgeeha [T41,T42] | DOON |  | 52.3583 | -7.6966
MV/LV Substation IV***193Y |  | 10 kV | _ | LV | 200 kVA :Kiosk Substation | 0.2 | --> | 0.2 | 0.141 | 0.95 |  | --> | 0.19 | 0 | 0.005 | 0 | 0 | Constrained, otherwise capacity available =194 kW | --> | C18 ex SPA ROAD | Spa Road [T41,T42] | DOON |  | 52.3631 | -7.5748
MV/LV Substation KI***194 |  | 20 kV | _ | LV | 100 kVA :Pole Substation | 0.1 | --> | 0.1 | 0.098 | 0.57 |  | --> | 0.095 | 0 | 0 | 0 | 0 | Constrained, otherwise capacity available =95 kW | --> | E19 ex LAWLESSTOWN | Lawlesstown [T42,T421] | DOON |  | 52.4753 | -7.6924
MV/LV Substation PO***195Y |  | 20 kV | _ | LV | 50 kVA :Pole Substation | 0.05 | --> | 0.05 | 0.041 | 0.57 |  | --> | 0.048 | 0 | 0.01 | 0 | 0 | Constrained, otherwise capacity available =41 kW | --> | E25 ex LAWLESSTOWN | Lawlesstown [T42,T421] | DOON |  | 52.3724 | -7.6628
MV/LV Substation CO***210 |  | 20 kV | _ | LV | 200 kVA :Pole Substation | 0.2 | --> | 0.2 | 0.176 | 0.57 |  | --> | 0.19 | 0 | 0 | 0 | 0 | Constrained, otherwise capacity available =193 kW | --> | E19 ex LAWLESSTOWN | Lawlesstown [T42,T421] | DOON |  | 52.5012 | -7.6878
MV/LV Substation CO***213Y |  | 20 kV | _ | LV | 100 kVA :Pole Substation | 0.1 | --> | 0.1 | 0.1 | 0.57 |  | --> | 0.095 | 0 | 0 | 0 | 0 | Constrained, otherwise capacity available =95 kW | --> | E19 ex LAWLESSTOWN | Lawlesstown [T42,T421] | DOON |  | 52.5041 | -7.6688
MV/LV Substation CO***215 |  | 20 kV | _ | LV | 100 kVA :Pole Substation | 0.1 | --> | 0.1 | 0.07 | 0.57 |  | --> | 0.095 | 0 | 0 | 0 | 0 | Constrained, otherwise capacity available =99 kW | --> | E19 ex LAWLESSTOWN | Lawlesstown [T42,T421] | DOON |  | 52.5087 | -7.6855
MV/LV Substation MO***217Y |  | 20 kV | _ | LV | 50 kVA :Pole Substation | 0.05 | --> | 0.05 | 0.041 | 0.57 |  | --> | 0.048 | 0 | 0 | 0 | 0 | Constrained, otherwise capacity available =49 kW | --> | E19 ex LAWLESSTOWN | Lawlesstown [T42,T421] | DOON |  | 52.5245 | -7.7553
MV/LV Substation AR***224Y |  | 10 kV | _ | LV | 200 kVA :Kiosk Substation | 0.2 | --> | 0.2 | 0.184 | 5.88 |  | --> | 0.19 | 0 | 0 | 0 | 0 | Constrained, otherwise capacity available =192 kW | --> | C11 ex ARDGEEHA | Ardgeeha [T41,T42] | DOON |  | 52.3722 | -7.7007
MV/LV Substation CR***225Y |  | 10 kV | _ | LV | 400 kVA :Kiosk Substation | 0.4 | --> | 0.4 | 0.332 | 5.88 |  | --> | 0.38 | 0 | 0.034 | 0 | 0 | Constrained, otherwise capacity available =364 kW | --> | C11 ex ARDGEEHA | Ardgeeha [T41,T42] | DOON |  | 52.3714 | -7.7048
MV/LV Substation CO***236 |  | 20 kV | _ | LV | 50 kVA :Pole Substation | 0.05 | --> | 0.05 | 0.021 | 0.57 |  | --> | 0.048 | 0 | 0 | 0 | 0 | Constrained, otherwise capacity available =51 kW | --> | E19 ex LAWLESSTOWN | Lawlesstown [T42,T421] | DOON |  | 52.5257 | -7.6825
MV/LV Substation CO***243Y |  | 20 kV | _ | LV | 200 kVA :Pole Substation | 0.2 | --> | 0.2 | 0.2 | 0.57 |  | --> | 0.19 | 0 | 0 | 0 | 0 | Constrained, otherwise capacity available =190 kW | --> | E19 ex LAWLESSTOWN | Lawlesstown [T42,T421] | DOON |  | 52.4994 | -7.686
MV/LV Substation KI***250Y |  | 20 kV | _ | LV | 100 kVA :Pole Substation | 0.1 | --> | 0.1 | 0.052 | 0.57 |  | --> | 0.095 | 0 | 0 | 0 | 0 | Constrained, otherwise capacity available =101 kW | --> | E19 ex LAWLESSTOWN | Lawlesstown [T42,T421] | DOON |  | 52.4769 | -7.6936
MV/LV Substation RE***251Y |  | 10 kV | _ | LV | 100 kVA :Pole Substation | 0.1 | --> | 0.1 | 0.093 | 0.95 |  | --> | 0.095 | 0 | 0 | 0 | 0 | Constrained, otherwise capacity available =96 kW | --> | C18 ex SPA ROAD | Spa Road [T41,T42] | DOON |  | 52.3648 | -7.6436
MV/LV Substation BE***253 |  | 20 kV | _ | LV | 100 kVA :Pole Substation | 0.1 | --> | 0.1 | 0.1 | 0.57 |  | --> | 0.095 | 0 | 0 | 0 | 0 | Constrained, otherwise capacity available =95 kW | --> | E19 ex LAWLESSTOWN | Lawlesstown [T42,T421] | DOON |  | 52.5303 | -7.7535
MV/LV Substation LI***258Y |  | 20 kV | _ | LV | 100 kVA :Pole Substation | 0.1 | --> | 0.1 | 0.087 | 5.88 |  | --> | 0.095 | 0 | 0.009 | 0 | 0 | Constrained, otherwise capacity available =90 kW | --> | C14 ex ARDGEEHA | Ardgeeha [T41,T42] | DOON |  | 52.4172 | -7.7045
MV/LV Substation TU***274Y |  | 20 kV | _ | LV | 50 kVA :Pole Substation | 0.05 | --> | 0.05 | 0.034 | 5.88 |  | --> | 0.048 | 0 | 0 | 0 | 0 | Constrained, otherwise capacity available =50 kW | --> | C14 ex ARDGEEHA | Ardgeeha [T41,T42] | DOON |  | 52.5005 | -7.5943
MV/LV Substation WO***275 |  | 20 kV | _ | LV | 100 kVA :Pole Substation | 0.1 | --> | 0.1 | 0.098 | 0.57 |  | --> | 0.095 | 0 | 0 | 0 | 0 | Constrained, otherwise capacity available =95 kW | --> | E19 ex LAWLESSTOWN | Lawlesstown [T42,T421] | DOON |  | 52.5232 | -7.7552
MV/LV Substation KI***279Y |  | 20 kV | _ | LV | 50 kVA :Pole Substation | 0.05 | --> | 0.05 | 0.04 | 0.57 |  | --> | 0.048 | 0 | 0 | 0 | 0 | Constrained, otherwise capacity available =49 kW | --> | E23 ex LAWLESSTOWN | Lawlesstown [T42,T421] | DOON |  | 52.3303 | -7.7776
MV/LV Substation ST***280 |  | 20 kV | _ | LV | 50 kVA :Pole Substation | 0.05 | --> | 0.05 | 0.05 | 0.57 |  | --> | 0.048 | 0 | 0 | 0 | 0 | Constrained, otherwise capacity available =48 kW | --> | E19 ex LAWLESSTOWN | Lawlesstown [T42,T421] | DOON |  | 52.5232 | -7.6612
MV/LV Substation CN***280Y |  | 20 kV | _ | LV | 400 kVA :Kiosk Substation | 0.4 | --> | 0.4 | 0.332 | 0.57 |  | --> | 0.38 | 0 | 0.005 | 0 | 0 | Constrained, otherwise capacity available =386 kW | --> | E23 ex LAWLESSTOWN | Lawlesstown [T42,T421] | DOON |  | 52.4101 | -7.7521
MV/LV Substation LO***284Y |  | 20 kV | _ | LV | 50 kVA :Pole Substation | 0.05 | --> | 0.05 | 0.046 | 0.57 |  | --> | 0.048 | 0 | 0 | 0 | 0 | Constrained, otherwise capacity available =48 kW | --> | E23 ex LAWLESSTOWN | Lawlesstown [T42,T421] | DOON |  | 52.354 | -7.7622
MV/LV Substation RA***287Y |  | 20 kV | _ | LV | 50 kVA :Pole Substation | 0.05 | --> | 0.05 | 0.044 | 5.88 |  | --> | 0.048 | 0 | 0 | 0 | 0 | Constrained, otherwise capacity available =48 kW | --> | C14 ex ARDGEEHA | Ardgeeha [T41,T42] | DOON |  | 52.3818 | -7.7035
MV/LV Substation AR***288Y |  | 20 kV | _ | LV | 630 kVA :Building Structure | 0.63 | --> | 0.63 | 0.5 | 0.57 | Constrained, otherwise capacity available =575 kVA | --> | 0.598 | 0 | 0 | 0 | 0 | Constrained, otherwise capacity available =606 kW | --> | E19 ex LAWLESSTOWN | Lawlesstown [T42,T421] | DOON |  | 52.374 | -7.7211
MV/LV Substation BA***289Y |  | 20 kV | _ | LV | 50 kVA :Pole Substation | 0.05 | --> | 0.05 | 0.033 | 0.57 |  | --> | 0.048 | 0 | 0.005 | 0 | 0 | Constrained, otherwise capacity available =46 kW | --> | E23 ex LAWLESSTOWN | Lawlesstown [T42,T421] | DOON |  | 52.2666 | -7.7163
MV/LV Substation AR***290Y |  | 20 kV | _ | LV | 400 kVA :Building Structure | 0.4 | --> | 0.4 | 0.342 | 0.57 |  | --> | 0.38 | 0 | 0.011 | 0 | 0 | Constrained, otherwise capacity available =380 kW | --> | E19 ex LAWLESSTOWN | Lawlesstown [T42,T421] | DOON |  | 52.374 | -7.723
MV/LV Substation KN***291Y |  | 20 kV | _ | LV | 100 kVA :Pole Substation | 0.1 | --> | 0.1 | 0.096 | 0.57 |  | --> | 0.095 | 0 | 0 | 0 | 0 | Constrained, otherwise capacity available =96 kW | --> | E23 ex LAWLESSTOWN | Lawlesstown [T42,T421] | DOON |  | 52.4072 | -7.7499
MV/LV Substation BO***294Y |  | 20 kV | _ | LV | 50 kVA :Pole Substation | 0.05 | --> | 0.05 | 0.049 | 0.57 |  | --> | 0.048 | 0 | 0 | 0 | 0 | Constrained, otherwise capacity available =48 kW | --> | E25 ex LAWLESSTOWN | Lawlesstown [T42,T421] | DOON |  | 52.3776 | -7.6978
MV/LV Substation BU***296Y |  | 10 kV | _ | LV | 100 kVA :Pole Substation | 0.1 | --> | 0.1 | 0.085 | 0.95 |  | --> | 0.095 | 0 | 0 | 0 | 0 | Constrained, otherwise capacity available =97 kW | --> | C18 ex SPA ROAD | Spa Road [T41,T42] | DOON |  | 52.3748 | -7.6509
MV/LV Substation CO***299Y |  | 20 kV | _ | LV | 200 kVA :Pole Substation | 0.2 | --> | 0.2 | 0.157 | 5.88 |  | --> | 0.19 | 0 | 0 | 0 | 0 | Constrained, otherwise capacity available =196 kW | --> | C14 ex ARDGEEHA | Ardgeeha [T41,T42] | DOON |  | 52.399 | -7.7005
MV/LV Substation KI***300Y |  | 20 kV | _ | LV | 50 kVA :Pole Substation | 0.05 | --> | 0.05 | 0.05 | 0.57 |  | --> | 0.048 | 0 | 0 | 0 | 0 | Constrained, otherwise capacity available =48 kW | --> | E19 ex LAWLESSTOWN | Lawlesstown [T42,T421] | DOON |  | 52.4511 | -7.7256
MV/LV Substation LI***304Y |  | 20 kV | _ | LV | 50 kVA :Pole Substation | 0.05 | --> | 0.05 | 0.047 | 5.88 |  | --> | 0.048 | 0 | 0 | 0 | 0 | Constrained, otherwise capacity available =48 kW | --> | C14 ex ARDGEEHA | Ardgeeha [T41,T42] | DOON |  | 52.405 | -7.7004
MV/LV Substation AR***305Y |  | 20 kV | _ | LV | 400 kVA :Building Structure | 0.4 | --> | 0.4 | 0.262 | 0.57 |  | --> | 0.38 | 0 | 0 | 0 | 0 | Constrained, otherwise capacity available =398 kW | --> | E19 ex LAWLESSTOWN | Lawlesstown [T42,T421] | DOON |  | 52.3752 | -7.7238
MV/LV Substation CO***306Y |  | 20 kV | _ | LV | 50 kVA :Pole Substation | 0.05 | --> | 0.05 | 0.039 | 5.88 |  | --> | 0.048 | 0 | 0.015 | 0 | 0 | Constrained, otherwise capacity available =38 kW | --> | C14 ex ARDGEEHA | Ardgeeha [T41,T42] | DOON |  | 52.5153 | -7.5978
MV/LV Substation CL***312Y |  | 20 kV | _ | LV | 100 kVA :Pole Substation | 0.1 | --> | 0.1 | 0.077 | 0.57 |  | --> | 0.095 | 0 | 0 | 0 | 0 | Constrained, otherwise capacity available =98 kW | --> | E23 ex LAWLESSTOWN | Lawlesstown [T42,T421] | DOON |  | 52.4093 | -7.7552
MV/LV Substation CL***315 |  | 20 kV | _ | LV | 50 kVA :Pole Substation | 0.05 | --> | 0.05 | 0.026 | 0.57 |  | --> | 0.048 | 0 | 0 | 0 | 0 | Constrained, otherwise capacity available =51 kW | --> | E23 ex LAWLESSTOWN | Lawlesstown [T42,T421] | DOON |  | 52.3689 | -7.7206
MV/LV Substation TE***315Y |  | 10 kV | _ | LV | 200 kVA :Pole Substation | 0.2 | --> | 0.2 | 0.103 | 0.95 |  | --> | 0.19 | 0 | 0 | 0 | 0 | Constrained, otherwise capacity available =203 kW | --> | C18 ex SPA ROAD | Spa Road [T41,T42] | DOON |  | 52.395 | -7.6167
MV/LV Substation FE***316 |  | 20 kV | _ | LV | 400 kVA :Building Structure | 0.4 | --> | 0.4 | 0.352 | 0.57 |  | --> | 0.38 | 0 | 0 | 0 | 0 | Constrained, otherwise capacity available =386 kW | --> | E19 ex LAWLESSTOWN | Lawlesstown [T42,T421] | DOON |  | 52.464 | -7.6837
MV/LV Substation DO***320 |  | 20 kV | _ | LV | 50 kVA :Pole Substation | 0.05 | --> | 0.05 | 0.038 | 5.88 |  | --> | 0.048 | 0 | 0 | 0 | 0 | Constrained, otherwise capacity available =49 kW | --> | C14 ex ARDGEEHA | Ardgeeha [T41,T42] | DOON |  | 52.417 | -7.7176
MV/LV Substation AU***322 |  | 10 kV | _ | LV | 200 kVA :Kiosk Substation | 0.2 | --> | 0.2 | 0.099 | 0.57 |  | --> | 0.19 | 0 | 0.052 | 0 | 0 | Constrained, otherwise capacity available =165 kW | --> | C16 ex LAWLESSTOWN | Lawlesstown [T42,T421] | DOON |  | 52.3657 | -7.7131
MV/LV Substation KN***324 |  | 20 kV | _ | LV | 100 kVA :Pole Substation | 0.1 | --> | 0.1 | 0.088 | 0.57 |  | --> | 0.095 | 0 | 0.01 | 0 | 0 | Constrained, otherwise capacity available =89 kW | --> | E19 ex LAWLESSTOWN | Lawlesstown [T42,T421] | DOON |  | 52.5251 | -7.7215
MV/LV Substation RA***324Y |  | 20 kV | _ | LV | 200 kVA :Pole Substation | 0.2 | --> | 0.2 | 0.15 | 0.57 |  | --> | 0.19 | 0 | 0.009 | 0 | 0 | Constrained, otherwise capacity available =190 kW | --> | E19 ex LAWLESSTOWN | Lawlesstown [T42,T421] | DOON |  | 52.4647 | -7.7028
MV/LV Substation CL***327 |  | 20 kV | _ | LV | 100 kVA :Pole Substation | 0.1 | --> | 0.1 | 0.099 | 0.57 |  | --> | 0.095 | 0 | 0 | 0 | 0 | Constrained, otherwise capacity available =95 kW | --> | E23 ex LAWLESSTOWN | Lawlesstown [T42,T421] | DOON |  | 52.3711 | -7.7884
MV/LV Substation MA***327Y |  | 20 kV | _ | LV | 200 kVA :Kiosk Substation | 0.2 | --> | 0.2 | 0.2 | 0.57 |  | --> | 0.19 | 0 | 0 | 0 | 0 | Constrained, otherwise capacity available =190 kW | --> | E23 ex LAWLESSTOWN | Lawlesstown [T42,T421] | DOON |  | 52.3457 | -7.7639
MV/LV Substation PU***328Y |  | 10 kV | _ | LV | 50 kVA :Pole Substation | 0.05 | --> | 0.05 | 0.037 | 0.95 |  | --> | 0.048 | 0 | 0 | 0 | 0 | Constrained, otherwise capacity available =49 kW | --> | C15 ex SPA ROAD | Spa Road [T41,T42] | DOON |  | 52.3485 | -7.7333
MV/LV Substation HO***330 |  | 10 kV | _ | LV | 400 kVA :Building Structure | 0.4 | --> | 0.4 | 0.255 | 0.95 |  | --> | 0.38 | 0 | 0 | 0 | 0 | Constrained, otherwise capacity available =398 kW | --> | C18 ex SPA ROAD | Spa Road [T41,T42] | DOON |  | 52.3532 | -7.6835
MV/LV Substation KI***333 |  | 10 kV | _ | LV | 200 kVA :Pole Substation | 0.2 | --> | 0.2 | 0.2 | 0.95 |  | --> | 0.19 | 0 | 0 | 0 | 0 | Constrained, otherwise capacity available =190 kW | --> | C18 ex SPA ROAD | Spa Road [T41,T42] | DOON |  | 52.3744 | -7.5873
MV/LV Substation MA***337 |  | 10 kV | _ | LV | 630 kVA :Kiosk Substation | 0.63 | --> | 0.63 | 0.436 | 0.95 |  | --> | 0.598 | 0 | 0 | 0 | 0 | Constrained, otherwise capacity available =620 kW | --> | C16 ex SPA ROAD | Spa Road [T41,T42] | DOON |  | 52.3535 | -7.7022
MV/LV Substation PU***337Y |  | 20 kV | _ | LV | 50 kVA :Pole Substation | 0.05 | --> | 0.05 | 0.05 | 0.57 |  | --> | 0.048 | 0 | 0 | 0 | 0 | Constrained, otherwise capacity available =48 kW | --> | E23 ex LAWLESSTOWN | Lawlesstown [T42,T421] | DOON |  | 52.3436 | -7.7541
MV/LV Substation GR***338 |  | 20 kV | _ | LV | 50 kVA :Pole Substation | 0.05 | --> | 0.05 | 0.043 | 0.57 |  | --> | 0.048 | 0 | 0 | 0 | 0 | Constrained, otherwise capacity available =48 kW | --> | E23 ex LAWLESSTOWN | Lawlesstown [T42,T421] | DOON |  | 52.2702 | -7.7651
MV/LV Substation FR***340Y |  | 20 kV | _ | LV | 50 kVA :Pole Substation | 0.05 | --> | 0.05 | 0.05 | 5.88 |  | --> | 0.048 | 0 | 0 | 0 | 0 | Constrained, otherwise capacity available =48 kW | --> | C14 ex ARDGEEHA | Ardgeeha [T41,T42] | DOON |  | 52.4734 | -7.6351
MV/LV Substation AB***343 |  | 10 kV | _ | LV | 200 kVA :Kiosk Substation | 0.2 | --> | 0.2 | 0.2 | 0.95 |  | --> | 0.19 | 0 | 0 | 0 | 0 | Constrained, otherwise capacity available =190 kW | --> | C15 ex SPA ROAD | Spa Road [T41,T42] | DOON |  | 52.354 | -7.7324
MV/LV Substation MA***343Y |  | 10 kV | _ | LV | 400 kVA :Building Structure | 0.4 | --> | 0.4 | 0.33 | 0.95 |  | --> | 0.38 | 0 | 0 | 0 | 0 | Constrained, otherwise capacity available =390 kW | --> | C17 ex SPA ROAD | Spa Road [T41,T42] | DOON |  | 52.3548 | -7.6929
MV/LV Substation SP***344Y |  | 10 kV | _ | LV | 630 kVA :Building Structure | 0.63 | --> | 0.63 | 0.5 | 5.88 |  | --> | 0.598 | 0 | 0 | 0 | 0 | Constrained, otherwise capacity available =608 kW | --> | C12 ex ARDGEEHA | Ardgeeha [T41,T42] | DOON |  | 52.3551 | -7.6905
MV/LV Substation SH***345Y |  | 10 kV | _ | LV | 630 kVA :Building Structure | 0.63 | --> | 0.63 | 0.5 | 0.95 |  | --> | 0.598 | 0 | 0 | 0 | 0 | Constrained, otherwise capacity available =609 kW | --> | C17 ex SPA ROAD | Spa Road [T41,T42] | DOON |  | 52.3542 | -7.6908
MV/LV Substation LO***346Y |  | 20 kV | _ | LV | 50 kVA :Pole Substation | 0.05 | --> | 0.05 | 0.048 | 0.57 |  | --> | 0.048 | 0 | 0.011 | 0 | 0 | Constrained, otherwise capacity available =40 kW | --> | E23 ex LAWLESSTOWN | Lawlesstown [T42,T421] | DOON |  | 52.3433 | -7.7899
MV/LV Substation CI***348 |  | 10 kV | _ | LV | 400 kVA :Building Structure | 0.4 | --> | 0.4 | 0.328 | 0.95 |  | --> | 0.38 | 0 | 0 | 0 | 0 | Constrained, otherwise capacity available =390 kW | --> | C16 ex SPA ROAD | Spa Road [T41,T42] | DOON |  | 52.3544 | -7.6998
MV/LV Substation BO***358 |  | 20 kV | _ | LV | 50 kVA :Pole Substation | 0.05 | --> | 0.05 | 0.05 | 0.57 |  | --> | 0.048 | 0 | 0 | 0 | 0 | Constrained, otherwise capacity available =48 kW | --> | E23 ex LAWLESSTOWN | Lawlesstown [T42,T421] | DOON |  | 52.2871 | -7.7133
MV/LV Substation DR***359 |  | 20 kV | _ | LV | 50 kVA :Pole Substation | 0.05 | --> | 0.05 | 0.024 | 5.88 |  | --> | 0.048 | 0 | 0 | 0 | 0 | Constrained, otherwise capacity available =51 kW | --> | C14 ex ARDGEEHA | Ardgeeha [T41,T42] | DOON |  | 52.5179 | -7.5836
MV/LV Substation DO***363 |  | 10 kV | _ | LV | 400 kVA :Kiosk Substation | 0.4 | --> | 0.4 | 0.309 | 0.95 |  | --> | 0.38 | 0 | 0 | 0 | 0 | Constrained, otherwise capacity available =392 kW | --> | C16 ex SPA ROAD | Spa Road [T41,T42] | DOON |  | 52.353 | -7.6998
MV/LV Substation SE***363Y |  | 10 kV | _ | LV | 50 kVA :Pole Substation | 0.05 | --> | 0.05 | 0.05 | 0.95 |  | --> | 0.048 | 0 | 0 | 0 | 0 | Constrained, otherwise capacity available =48 kW | --> | C18 ex SPA ROAD | Spa Road [T41,T42] | DOON |  | 52.381 | -7.5784
MV/LV Substation MI***365Y |  | 20 kV | _ | LV | 200 kVA :Pole Substation | 0.2 | --> | 0.2 | 0.064 | 0.57 |  | --> | 0.19 | 0 | 0.18 | 0 | 0 | Constrained, otherwise capacity available =73 kW | --> | E23 ex LAWLESSTOWN | Lawlesstown [T42,T421] | DOON |  | 52.4521 | -7.7693
MV/LV Substation KI***366 |  | 10 kV | _ | LV | 400 kVA :Kiosk Substation | 0.4 | --> | 0.4 | 0.346 | 0.95 |  | --> | 0.38 | 0 | 0.01 | 0 | 0 | Constrained, otherwise capacity available =380 kW | --> | C17 ex SPA ROAD | Spa Road [T41,T42] | DOON |  | 52.3552 | -7.6946
MV/LV Substation RO***368 |  | 10 kV | _ | LV | 630 kVA :Building Structure | 0.63 | --> | 0.63 | 0.5 | 0.95 |  | --> | 0.598 | 0 | 0 | 0 | 0 | Constrained, otherwise capacity available =600 kW | --> | C18 ex SPA ROAD | Spa Road [T41,T42] | DOON |  | 52.3551 | -7.679
MV/LV Substation KN***378 |  | 20 kV | _ | LV | 50 kVA :Pole Substation | 0.05 | --> | 0.05 | 0.041 | 0.57 |  | --> | 0.048 | 0 | 0 | 0 | 0 | Constrained, otherwise capacity available =49 kW | --> | E23 ex LAWLESSTOWN | Lawlesstown [T42,T421] | DOON |  | 52.3307 | -7.7814
MV/LV Substation SU***382 |  | 10 kV | _ | LV | 630 kVA :Building Structure | 0.63 | --> | 0.63 | 0.5 | 0.95 |  | --> | 0.598 | 0 | 0.01 | 0 | 0 | Constrained, otherwise capacity available =599 kW | --> | C16 ex SPA ROAD | Spa Road [T41,T42] | DOON |  | 52.3551 | -7.7001
MV/LV Substation CA***389 |  | 10 kV | _ | LV | 400 kVA :Kiosk Substation | 0.4 | --> | 0.4 | 0.349 | 0.95 |  | --> | 0.38 | 0 | 0.003 | 0 | 0 | Constrained, otherwise capacity available =385 kW | --> | C15 ex SPA ROAD | Spa Road [T41,T42] | DOON |  | 52.3476 | -7.7094
MV/LV Substation RE***399 |  | 20 kV | _ | LV | 50 kVA :Pole Substation | 0.05 | --> | 0.05 | 0.046 | 0.57 |  | --> | 0.048 | 0 | 0 | 0 | 0 | Constrained, otherwise capacity available =48 kW | --> | E19 ex LAWLESSTOWN | Lawlesstown [T42,T421] | DOON |  | 52.4551 | -7.7181
MV/LV Substation SM***4001 |  | 20 kV | _ | LV | 50 kVA :Pole Substation | 0.05 | --> | 0.05 | 0.043 | 0.57 |  | --> | 0.048 | 0 | 0.02 | 0 | 0 | Constrained, otherwise capacity available =34 kW | --> | E23 ex LAWLESSTOWN | Lawlesstown [T42,T421] | DOON |  | 52.2762 | -7.7581
MV/LV Substation FO***4012 |  | 20 kV | _ | LV | 100 kVA :Pole Substation | 0.1 | --> | 0.1 | 0 | 0.57 |  | --> | 0.095 | 0 | 0.156 | 0 | 0 |  | --> | E19 ex LAWLESSTOWN | Lawlesstown [T42,T421] | DOON |  | 52.5315 | -7.7556
MV/LV Substation AN***4033 |  | 20 kV | _ | LV | 100 kVA :Pole Substation | 0.1 | --> | 0.1 | 0.055 | 5.88 |  | --> | 0.095 | 0 | 0 | 0 | 0 | Constrained, otherwise capacity available =101 kW | --> | C14 ex ARDGEEHA | Ardgeeha [T41,T42] | DOON |  | 52.3979 | -7.6584
MV/LV Substation KI***4039 |  | 10 kV | _ | LV | 50 kVA :Pole Substation | 0.05 | --> | 0.05 | 0.05 | 0.95 |  | --> | 0.048 | 0 | 0 | 0 | 0 | Constrained, otherwise capacity available =48 kW | --> | C18 ex SPA ROAD | Spa Road [T41,T42] | DOON |  | 52.3563 | -7.6644
MV/LV Substation GL***403X |  | 10 kV | _ | LV | 50 kVA :Pole Substation | 0.05 | --> | 0.05 | 0.023 | 0.95 |  | --> | 0.048 | 0 | 0 | 0 | 0 | Constrained, otherwise capacity available =51 kW | --> | C15 ex SPA ROAD | Spa Road [T41,T42] | DOON |  | 52.3248 | -7.73
MV/LV Substation SH***4045 |  | 20 kV | _ | LV | 50 kVA :Pole Substation | 0.05 | --> | 0.05 | 0.05 | 5.88 |  | --> | 0.048 | 0 | 0 | 0 | 0 | Constrained, otherwise capacity available =48 kW | --> | C14 ex ARDGEEHA | Ardgeeha [T41,T42] | DOON |  | 52.4082 | -7.6838
MV/LV Substation CO***4046 |  | 10 kV | _ | LV | 100 kVA :Pole Substation | 0.1 | --> | 0.1 | 0.076 | 0.57 |  | --> | 0.095 | 0 | 0 | 0 | 0 | Constrained, otherwise capacity available =98 kW | --> | C16 ex LAWLESSTOWN | Lawlesstown [T42,T421] | DOON |  | 52.3571 | -7.7151
MV/LV Substation FL***4056 |  | 10 kV | _ | LV | 200 kVA :Pole Substation | 0.2 | --> | 0.2 | 0.191 | 0.95 |  | --> | 0.19 | 0 | 0 | 0 | 0 | Constrained, otherwise capacity available =191 kW | --> | C17 ex SPA ROAD | Spa Road [T41,T42] | DOON |  | 52.3545 | -7.6854
MV/LV Substation BA***4064 |  | 10 kV | _ | LV | 50 kVA :Pole Substation | 0.05 | --> | 0.05 | 0.045 | 0.95 |  | --> | 0.048 | 0 | 0.025 | 0 | 0 | Constrained, otherwise capacity available =30 kW | --> | C18 ex SPA ROAD | Spa Road [T41,T42] | DOON |  | 52.3799 | -7.6416
MV/LV Substation BA***406X |  | 20 kV | _ | LV | 50 kVA :Pole Substation | 0.05 | --> | 0.05 | 0.042 | 0.57 |  | --> | 0.048 | 0 | 0 | 0 | 0 | Constrained, otherwise capacity available =49 kW | --> | E23 ex LAWLESSTOWN | Lawlesstown [T42,T421] | DOON |  | 52.3644 | -7.7452
MV/LV Substation GA***4070 |  | 10 kV | _ | LV | 50 kVA :Pole Substation | 0.05 | --> | 0.05 | 0.043 | 0.57 |  | --> | 0.048 | 0 | 0.005 | 0 | 0 | Constrained, otherwise capacity available =45 kW | --> | C16 ex LAWLESSTOWN | Lawlesstown [T42,T421] | DOON |  | 52.3602 | -7.7245
MV/LV Substation BI***4076 |  | 10 kV | _ | LV | 400 kVA :Kiosk Substation | 0.4 | --> | 0.4 | 0.296 | 0.57 |  | --> | 0.38 | 0 | 0.018 | 0 | 0 | Constrained, otherwise capacity available =381 kW | --> | C16 ex LAWLESSTOWN | Lawlesstown [T42,T421] | DOON |  | 52.361 | -7.7148
MV/LV Substation MO***4078 |  | 20 kV | _ | LV | 50 kVA :Pole Substation | 0.05 | --> | 0.05 | 0.033 | 0.57 |  | --> | 0.048 | 0 | 0 | 0 | 0 | Constrained, otherwise capacity available =50 kW | --> | E23 ex LAWLESSTOWN | Lawlesstown [T42,T421] | DOON |  | 52.4451 | -7.7755
MV/LV Substation TE***4110 |  | 20 kV | _ | LV | 100 kVA :Pole Substation | 0.1 | --> | 0.1 | 0.08 | 0.57 |  | --> | 0.095 | 0 | 0 | 0 | 0 | Constrained, otherwise capacity available =98 kW | --> | E23 ex LAWLESSTOWN | Lawlesstown [T42,T421] | DOON |  | 52.3573 | -7.7408
MV/LV Substation BA***411X |  | 20 kV | _ | LV | 100 kVA :Pole Substation | 0.1 | --> | 0.1 | 0.094 | 0.57 |  | --> | 0.095 | 0 | 0 | 0 | 0 | Constrained, otherwise capacity available =96 kW | --> | E23 ex LAWLESSTOWN | Lawlesstown [T42,T421] | DOON |  | 52.3729 | -7.772
MV/LV Substation BA***412 |  | 10 kV | _ | LV | 200 kVA :Pole Substation | 0.2 | --> | 0.2 | 0.16 | 0.95 |  | --> | 0.19 | 0 | 0 | 0 | 0 | Constrained, otherwise capacity available =196 kW | --> | C18 ex SPA ROAD | Spa Road [T41,T42] | DOON |  | 52.3863 | -7.6132
MV/LV Substation AN***4124 |  | 20 kV | _ | LV | 400 kVA :Building Structure | 0.4 | --> | 0.4 | 0.295 | 5.88 |  | --> | 0.38 | 0 | 0 | 0 | 0 | Constrained, otherwise capacity available =394 kW | --> | C14 ex ARDGEEHA | Ardgeeha [T41,T42] | DOON |  | 52.4514 | -7.6265
MV/LV Substation GL***4131 |  | 20 kV | _ | LV | 200 kVA :Pole Substation | 0.2 | --> | 0.2 | 0.104 | 0.57 |  | --> | 0.19 | 0 | 0 | 0 | 0 | Constrained, otherwise capacity available =203 kW | --> | E19 ex LAWLESSTOWN | Lawlesstown [T42,T421] | DOON |  | 52.5228 | -7.7229
MV/LV Substation ME***4133 |  | 10 kV | _ | LV | 630 kVA :Building Structure | 0.63 | --> | 0.63 | 0.3 | 5.88 |  | --> | 0.598 | 0 | 0.036 | 0 | 0 | Constrained, otherwise capacity available =615 kW | --> | C11 ex ARDGEEHA | Ardgeeha [T41,T42] | DOON |  | 52.3621 | -7.7087
MV/LV Substation O ***4135 |  | 20 kV | _ | LV | 50 kVA :Pole Substation | 0.05 | --> | 0.05 | 0.044 | 0.57 |  | --> | 0.048 | 0 | 0.02 | 0 | 0 | Constrained, otherwise capacity available =34 kW | --> | E23 ex LAWLESSTOWN | Lawlesstown [T42,T421] | DOON |  | 52.2765 | -7.7612
MV/LV Substation MI***4136 |  | 20 kV | _ | LV | 50 kVA :Pole Substation | 0.05 | --> | 0.05 | 0.05 | 0.57 |  | --> | 0.048 | 0 | 0 | 0 | 0 | Constrained, otherwise capacity available =48 kW | --> | E23 ex LAWLESSTOWN | Lawlesstown [T42,T421] | DOON |  | 52.4467 | -7.7661
MV/LV Substation LI***4142 |  | 20 kV | _ | LV | 400 kVA :Building Structure | 0.4 | --> | 0.4 | 0.399 | 5.88 |  | --> | 0.38 | 0 | 0 | 0 | 0 | Constrained, otherwise capacity available =380 kW | --> | C14 ex ARDGEEHA | Ardgeeha [T41,T42] | DOON |  | 52.4049 | -7.7079
MV/LV Substation MU***4148 |  | 20 kV | _ | LV | 50 kVA :Pole Substation | 0.05 | --> | 0.05 | 0.05 | 5.88 |  | --> | 0.048 | 0 | 0 | 0 | 0 | Constrained, otherwise capacity available =48 kW | --> | C14 ex ARDGEEHA | Ardgeeha [T41,T42] | DOON |  | 52.3923 | -7.6463
MV/LV Substation TR***4153 |  | 20 kV | _ | LV | 100 kVA :Pole Substation | 0.1 | --> | 0.1 | 0.082 | 0.57 |  | --> | 0.095 | 0 | 0 | 0 | 0 | Constrained, otherwise capacity available =97 kW | --> | E19 ex LAWLESSTOWN | Lawlesstown [T42,T421] | DOON |  | 52.4925 | -7.68
MV/LV Substation RE***4158 |  | 20 kV | _ | LV | 50 kVA :Pole Substation | 0.05 | --> | 0.05 | 0.049 | 0.57 |  | --> | 0.048 | 0 | 0 | 0 | 0 | Constrained, otherwise capacity available =48 kW | --> | E19 ex LAWLESSTOWN | Lawlesstown [T42,T421] | DOON |  | 52.465 | -7.709
MV/LV Substation TH***416 |  | 20 kV | _ | LV | 50 kVA :Pole Substation | 0.05 | --> | 0.05 | 0.037 | 5.88 |  | --> | 0.048 | 0 | 0.009 | 0 | 0 | Constrained, otherwise capacity available =42 kW | --> | C14 ex ARDGEEHA | Ardgeeha [T41,T42] | DOON |  | 52.3832 | -7.6973
MV/LV Substation GI***4162 |  | 20 kV | _ | LV | 100 kVA :Pole Substation | 0.1 | --> | 0.1 | 0.099 | 0.57 |  | --> | 0.095 | 0 | 0 | 0 | 0 | Constrained, otherwise capacity available =95 kW | --> | E19 ex LAWLESSTOWN | Lawlesstown [T42,T421] | DOON |  | 52.3855 | -7.7347
MV/LV Substation NU***4163 |  | 10 kV | _ | LV | 50 kVA :Pole Substation | 0.05 | --> | 0.05 | 0.05 | 0.95 |  | --> | 0.048 | 0 | 0 | 0 | 0 | Constrained, otherwise capacity available =48 kW | --> | C15 ex SPA ROAD | Spa Road [T41,T42] | DOON |  | 52.347 | -7.7154
MV/LV Substation GL***4164 |  | 10 kV | _ | LV | 100 kVA :Pole Substation | 0.1 | --> | 0.1 | 0.091 | 5.88 |  | --> | 0.095 | 0 | 0 | 0 | 0 | Constrained, otherwise capacity available =96 kW | --> | C13 ex ARDGEEHA | Ardgeeha [T41,T42] | DOON |  | 52.3702 | -7.6833
MV/LV Substation WA***4166 |  | 20 kV | _ | LV | 50 kVA :Pole Substation | 0.05 | --> | 0.05 | 0.05 | 0.57 |  | --> | 0.048 | 0 | 0 | 0 | 0 | Constrained, otherwise capacity available =48 kW | --> | E23 ex LAWLESSTOWN | Lawlesstown [T42,T421] | DOON |  | 52.2809 | -7.7375
MV/LV Substation AR***417 |  | 10 kV | _ | LV | 400 kVA :Kiosk Substation | 0.4 | --> | 0.4 | 0.298 | 5.88 |  | --> | 0.38 | 0 | 0.029 | 0 | 0 | Constrained, otherwise capacity available =372 kW | --> | C11 ex ARDGEEHA | Ardgeeha [T41,T42] | DOON |  | 52.3678 | -7.7102
MV/LV Substation MA***417X |  | 20 kV | _ | LV | 200 kVA :Pole Substation | 0.2 | --> | 0.2 | 0.167 | 0.57 |  | --> | 0.19 | 0 | 0.014 | 0 | 0 | Constrained, otherwise capacity available =184 kW | --> | E23 ex LAWLESSTOWN | Lawlesstown [T42,T421] | DOON |  | 52.3483 | -7.7463
MV/LV Substation BR***4180 |  | 20 kV | _ | LV | 50 kVA :Pole Substation | 0.05 | --> | 0.05 | 0.048 | 5.88 |  | --> | 0.048 | 0 | 0 | 0 | 0 | Constrained, otherwise capacity available =48 kW | --> | C14 ex ARDGEEHA | Ardgeeha [T41,T42] | DOON |  | 52.4761 | -7.599
MV/LV Substation KN***4188 |  | 20 kV | _ | LV | 50 kVA :Pole Substation | 0.05 | --> | 0.05 | 0.048 | 0.57 |  | --> | 0.048 | 0 | 0 | 0 | 0 | Constrained, otherwise capacity available =48 kW | --> | E23 ex LAWLESSTOWN | Lawlesstown [T42,T421] | DOON |  | 52.2733 | -7.6867
MV/LV Substation CA***4193 |  | 20 kV | _ | LV | 50 kVA :Pole Substation | 0.05 | --> | 0.05 | 0.05 | 0.49 |  | --> | 0.048 | 0 | 0 | 0 | 0 | Constrained, otherwise capacity available =48 kW | --> | E15 ex ARDFINNAN | Ardfinnan [T421] | CAHIR |  | 52.3569 | -7.8111
MV/LV Substation CO***419X |  | 20 kV | _ | LV | 200 kVA :Pole Substation | 0.2 | --> | 0.2 | 0.2 | 0.57 |  | --> | 0.19 | 0 | 0 | 0 | 0 | Constrained, otherwise capacity available =190 kW | --> | E23 ex LAWLESSTOWN | Lawlesstown [T42,T421] | DOON |  | 52.3467 | -7.7968
MV/LV Substation LA***4203 |  | 10 kV | _ | LV | 50 kVA :Pole Substation | 0.05 | --> | 0.05 | 0.05 | 0.95 |  | --> | 0.048 | 0 | 0 | 0 | 0 | Constrained, otherwise capacity available =48 kW | --> | C18 ex SPA ROAD | Spa Road [T41,T42] | DOON |  | 52.3611 | -7.6576
MV/LV Substation CN***4207 |  | 10 kV | _ | LV | 630 kVA :Building Structure | 0.63 | --> | 0.63 | 0.416 | 0.57 |  | --> | 0.598 | 0 | 0.03 | 0 | 0 | Constrained, otherwise capacity available =605 kW | --> | C16 ex LAWLESSTOWN | Lawlesstown [T42,T421] | DOON |  | 52.3537 | -7.7224
MV/LV Substation LA***4208 |  | 20 kV | _ | LV | 100 kVA :Pole Substation | 0.1 | --> | 0.1 | 0.089 | 0.57 |  | --> | 0.095 | 0 | 0 | 0 | 0 | Constrained, otherwise capacity available =96 kW | --> | E19 ex LAWLESSTOWN | Lawlesstown [T42,T421] | DOON |  | 52.3778 | -7.7289
MV/LV Substation ME***4211 |  | 10 kV | _ | LV | 630 kVA :Kiosk Substation | 0.63 | --> | 0.63 | 0.5 | 5.88 |  | --> | 0.598 | 0 | 0.005 | 0 | 0 | Constrained, otherwise capacity available =600 kW | --> | C11 ex ARDGEEHA | Ardgeeha [T41,T42] | DOON |  | 52.359 | -7.7065
MV/LV Substation BA***4220 |  | 20 kV | _ | LV | 50 kVA :Pole Substation | 0.05 | --> | 0.05 | 0.05 | 0.57 |  | --> | 0.048 | 0 | 0 | 0 | 0 | Constrained, otherwise capacity available =48 kW | --> | E19 ex LAWLESSTOWN | Lawlesstown [T42,T421] | DOON |  | 52.4226 | -7.7287
MV/LV Substation GL***4230 |  | 10 kV | _ | LV | 50 kVA :Pole Substation | 0.05 | --> | 0.05 | 0.05 | 0.95 |  | --> | 0.048 | 0 | 0 | 0 | 0 | Constrained, otherwise capacity available =48 kW | --> | C15 ex SPA ROAD | Spa Road [T41,T42] | DOON |  | 52.3256 | -7.7313
MV/LV Substation GL***4232 |  | 10 kV | _ | LV | 630 kVA :Kiosk Substation | 0.63 | --> | 0.63 | 0.5 | 0.57 | Constrained, otherwise capacity available =594 kVA | --> | 0.598 | 0 | 0.01 | 0 | 0 | Constrained, otherwise capacity available =596 kW | --> | C16 ex LAWLESSTOWN | Lawlesstown [T42,T421] | DOON |  | 52.3583 | -7.7254
MV/LV Substation LI***4240 |  | 10 kV | _ | LV | 630 kVA :Building Structure | 0.63 | --> | 0.63 | 0.5 | 5.88 |  | --> | 0.598 | 0 | 0 | 0 | 0 | Constrained, otherwise capacity available =614 kW | --> | C11 ex ARDGEEHA | Ardgeeha [T41,T42] | DOON |  | 52.356 | -7.7074
MV/LV Substation BA***4247 |  | 10 kV | _ | LV | 50 kVA :Pole Substation | 0.05 | --> | 0.05 | 0.05 | 0.95 |  | --> | 0.048 | 0 | 0 | 0 | 0 | Constrained, otherwise capacity available =48 kW | --> | C18 ex SPA ROAD | Spa Road [T41,T42] | DOON |  | 52.3673 | -7.5603
MV/LV Substation SP***4257 |  | 20 kV | _ | LV | 50 kVA :Pole Substation | 0.05 | --> | 0.05 | 0.05 | 0.57 |  | --> | 0.048 | 0 | 0 | 0 | 0 | Constrained, otherwise capacity available =48 kW | --> | E23 ex LAWLESSTOWN | Lawlesstown [T42,T421] | DOON |  | 52.3292 | -7.7385
MV/LV Substation RA***4259 |  | 20 kV | _ | LV | 50 kVA :Pole Substation | 0.05 | --> | 0.05 | 0.044 | 5.88 |  | --> | 0.048 | 0 | 0 | 0 | 0 | Constrained, otherwise capacity available =48 kW | --> | C14 ex ARDGEEHA | Ardgeeha [T41,T42] | DOON |  | 52.3843 | -7.6935
MV/LV Substation MO***4260 |  | 10 kV | _ | LV | 400 kVA :Kiosk Substation | 0.4 | --> | 0.4 | 0.398 | 0.57 |  | --> | 0.38 | 0 | 0.007 | 0 | 0 | Constrained, otherwise capacity available =375 kW | --> | E25 ex LAWLESSTOWN | Lawlesstown [T42,T421] | DOON |  | 52.362 | -7.6655
MV/LV Substation AB***4269 |  | 10 kV | _ | LV | 400 kVA :Kiosk Substation | 0.4 | --> | 0.4 | 0.362 | 0.57 |  | --> | 0.38 | 0 | 0.002 | 0 | 0 | Constrained, otherwise capacity available =384 kW | --> | C16 ex LAWLESSTOWN | Lawlesstown [T42,T421] | DOON |  | 52.3519 | -7.7197
MV/LV Substation MA***427 |  | 20 kV | _ | LV | 50 kVA :Pole Substation | 0.05 | --> | 0.05 | 0.045 | 0.57 |  | --> | 0.048 | 0 | 0 | 0 | 0 | Constrained, otherwise capacity available =48 kW | --> | E19 ex LAWLESSTOWN | Lawlesstown [T42,T421] | DOON |  | 52.4688 | -7.7043
MV/LV Substation PR***4270 |  | 10 kV | _ | LV | 400 kVA :Kiosk Substation | 0.4 | --> | 0.4 | 0.4 | 5.88 |  | --> | 0.38 | 0 | 0 | 0 | 0 | Constrained, otherwise capacity available =380 kW | --> | C12 ex ARDGEEHA | Ardgeeha [T41,T42] | DOON |  | 52.3611 | -7.7025
MV/LV Substation HE***4284 |  | 10 kV | _ | LV | 400 kVA :Kiosk Substation | 0.4 | --> | 0.4 | 0.38 | 0.57 |  | --> | 0.38 | 0 | 0 | 0 | 0 | Constrained, otherwise capacity available =383 kW | --> | C16 ex LAWLESSTOWN | Lawlesstown [T42,T421] | DOON |  | 52.3659 | -7.7202
MV/LV Substation DR***4290 |  | 10 kV | _ | LV | 630 kVA :Kiosk Substation | 0.63 | --> | 0.63 | 0.5 | 0.95 |  | --> | 0.598 | 0 | 0 | 0 | 0 | Constrained, otherwise capacity available =598 kW | --> | C18 ex SPA ROAD | Spa Road [T41,T42] | DOON |  | 52.3582 | -7.682
MV/LV Substation MO***442 |  | 20 kV | _ | LV | 50 kVA :Pole Substation | 0.05 | --> | 0.05 | 0.049 | 0.57 |  | --> | 0.048 | 0 | 0 | 0 | 0 | Constrained, otherwise capacity available =48 kW | --> | E23 ex LAWLESSTOWN | Lawlesstown [T42,T421] | DOON |  | 52.4344 | -7.7701
MV/LV Substation CA***456 |  | 20 kV | _ | LV | 50 kVA :Pole Substation | 0.05 | --> | 0.05 | 0.029 | 5.88 |  | --> | 0.048 | 0 | 0.005 | 0 | 0 | Constrained, otherwise capacity available =47 kW | --> | C14 ex ARDGEEHA | Ardgeeha [T41,T42] | DOON |  | 52.3994 | -7.6945
MV/LV Substation RA***457 |  | 20 kV | _ | LV | 50 kVA :Pole Substation | 0.05 | --> | 0.05 | 0.043 | 5.88 |  | --> | 0.048 | 0 | 0.007 | 0 | 0 | Constrained, otherwise capacity available =43 kW | --> | C14 ex ARDGEEHA | Ardgeeha [T41,T42] | DOON |  | 52.3899 | -7.7024
MV/LV Substation IN***472 |  | 10 kV | _ | LV | 200 kVA :Kiosk Substation | 0.2 | --> | 0.2 | 0.138 | 5.88 |  | --> | 0.19 | 0 | 0.006 | 0 | 0 | Constrained, otherwise capacity available =194 kW | --> | C11 ex ARDGEEHA | Ardgeeha [T41,T42] | DOON |  | 52.3634 | -7.7119
MV/LV Substation NE***479X |  | 10 kV | _ | LV | 50 kVA :Pole Substation | 0.05 | --> | 0.05 | 0.039 | 0.95 |  | --> | 0.048 | 0 | 0 | 0 | 0 | Constrained, otherwise capacity available =49 kW | --> | C18 ex SPA ROAD | Spa Road [T41,T42] | DOON |  | 52.373 | -7.6412
MV/LV Substation NE***480X |  | 10 kV | _ | LV | 50 kVA :Pole Substation | 0.05 | --> | 0.05 | 0.041 | 0.95 |  | --> | 0.048 | 0 | 0 | 0 | 0 | Constrained, otherwise capacity available =49 kW | --> | C18 ex SPA ROAD | Spa Road [T41,T42] | DOON |  | 52.3748 | -7.636
MV/LV Substation CL***503X |  | 20 kV | _ | LV | 50 kVA :Pole Substation | 0.05 | --> | 0.05 | 0.041 | 5.88 |  | --> | 0.048 | 0 | 0 | 0 | 0 | Constrained, otherwise capacity available =49 kW | --> | C14 ex ARDGEEHA | Ardgeeha [T41,T42] | DOON |  | 52.4358 | -7.7054
MV/LV Substation CL***506 |  | 20 kV | _ | LV | 100 kVA :Pole Substation | 0.1 | --> | 0.1 | 0.069 | 0.57 |  | --> | 0.095 | 0 | 0 | 0 | 0 | Constrained, otherwise capacity available =99 kW | --> | E23 ex LAWLESSTOWN | Lawlesstown [T42,T421] | DOON |  | 52.4129 | -7.7552
MV/LV Substation LA***508X |  | 20 kV | _ | LV | 100 kVA :Pole Substation | 0.1 | --> | 0.1 | 0.096 | 5.88 |  | --> | 0.095 | 0 | 0 | 0 | 0 | Constrained, otherwise capacity available =96 kW | --> | C14 ex ARDGEEHA | Ardgeeha [T41,T42] | DOON |  | 52.4417 | -7.6929
MV/LV Substation MU***510X |  | 20 kV | _ | LV | 50 kVA :Pole Substation | 0.05 | --> | 0.05 | 0.041 | 0.57 |  | --> | 0.048 | 0 | 0 | 0 | 0 | Constrained, otherwise capacity available =49 kW | --> | E19 ex LAWLESSTOWN | Lawlesstown [T42,T421] | DOON |  | 52.4632 | -7.7041
MV/LV Substation CL***512 |  | 20 kV | _ | LV | 50 kVA :Pole Substation | 0.05 | --> | 0.05 | 0.036 | 0.57 |  | --> | 0.048 | 0 | 0 | 0 | 0 | Constrained, otherwise capacity available =49 kW | --> | E23 ex LAWLESSTOWN | Lawlesstown [T42,T421] | DOON |  | 52.411 | -7.7637
MV/LV Substation MI***512X |  | 20 kV | _ | LV | 50 kVA :Pole Substation | 0.05 | --> | 0.05 | 0.032 | 0.57 |  | --> | 0.048 | 0 | 0 | 0 | 0 | Constrained, otherwise capacity available =50 kW | --> | E23 ex LAWLESSTOWN | Lawlesstown [T42,T421] | DOON |  | 52.4538 | -7.7771
MV/LV Substation AR***515X |  | 20 kV | _ | LV | 50 kVA :Pole Substation | 0.05 | --> | 0.05 | 0.044 | 0.57 |  | --> | 0.048 | 0 | 0.01 | 0 | 0 | Constrained, otherwise capacity available =41 kW | --> | E19 ex LAWLESSTOWN | Lawlesstown [T42,T421] | DOON |  | 52.4929 | -7.7549
MV/LV Substation CL***518X |  | 20 kV | _ | LV | 100 kVA :Pole Substation | 0.1 | --> | 0.1 | 0.039 | 5.88 |  | --> | 0.095 | 0 | 0 | 0 | 0 | Constrained, otherwise capacity available =103 kW | --> | C14 ex ARDGEEHA | Ardgeeha [T41,T42] | DOON |  | 52.4736 | -7.6243
MV/LV Substation MO***520 |  | 20 kV | _ | LV | 50 kVA :Pole Substation | 0.05 | --> | 0.05 | 0.043 | 0.57 |  | --> | 0.048 | 0 | 0 | 0 | 0 | Constrained, otherwise capacity available =48 kW | --> | E23 ex LAWLESSTOWN | Lawlesstown [T42,T421] | DOON |  | 52.4321 | -7.7662
MV/LV Substation CL***530 |  | 20 kV | _ | LV | 100 kVA :Pole Substation | 0.1 | --> | 0.1 | 0.076 | 5.88 |  | --> | 0.095 | 0 | 0.04 | 0 | 0 | Constrained, otherwise capacity available =69 kW | --> | C14 ex ARDGEEHA | Ardgeeha [T41,T42] | DOON |  | 52.3837 | -7.709
MV/LV Substation OR***534 |  | 20 kV | _ | LV | 100 kVA :Pole Substation | 0.1 | --> | 0.1 | 0.09 | 0.57 |  | --> | 0.095 | 0 | 0.015 | 0 | 0 | Constrained, otherwise capacity available =85 kW | --> | E19 ex LAWLESSTOWN | Lawlesstown [T42,T421] | DOON |  | 52.3895 | -7.7193
MV/LV Substation GR***534X |  | 20 kV | _ | LV | 50 kVA :Pole Substation | 0.05 | --> | 0.05 | 0.042 | 5.88 |  | --> | 0.048 | 0 | 0 | 0 | 0 | Constrained, otherwise capacity available =49 kW | --> | C14 ex ARDGEEHA | Ardgeeha [T41,T42] | DOON |  | 52.4563 | -7.6624
MV/LV Substation RO***537X |  | 10 kV | _ | LV | 100 kVA :Pole Substation | 0.1 | --> | 0.1 | 0.038 | 0.57 |  | --> | 0.095 | 0 | 0.01 | 0 | 0 | Constrained, otherwise capacity available =96 kW | --> | E25 ex LAWLESSTOWN | Lawlesstown [T42,T421] | DOON |  | 52.3644 | -7.674
MV/LV Substation DE***538X |  | 10 kV | _ | LV | 50 kVA :Pole Substation | 0.05 | --> | 0.05 | 0.047 | 0.95 |  | --> | 0.048 | 0 | 0 | 0 | 0 | Constrained, otherwise capacity available =48 kW | --> | C18 ex SPA ROAD | Spa Road [T41,T42] | DOON |  | 52.3532 | -7.6496
MV/LV Substation BR***539X |  | 20 kV | _ | LV | 400 kVA :Building Structure | 0.4 | --> | 0.4 | 0.4 | 5.88 |  | --> | 0.38 | 0 | 0 | 0 | 0 | Constrained, otherwise capacity available =380 kW | --> | C14 ex ARDGEEHA | Ardgeeha [T41,T42] | DOON |  | 52.5122 | -7.5282
MV/LV Substation BA***555 |  | 20 kV | _ | LV | 50 kVA :Pole Substation | 0.05 | --> | 0.05 | 0.026 | 0.57 |  | --> | 0.048 | 0 | 0 | 0 | 0 | Constrained, otherwise capacity available =51 kW | --> | E23 ex LAWLESSTOWN | Lawlesstown [T42,T421] | DOON |  | 52.3725 | -7.778
MV/LV Substation PO***555X |  | 10 kV | _ | LV | 50 kVA :Pole Substation | 0.05 | --> | 0.05 | 0.025 | 0.95 |  | --> | 0.048 | 0 | 0.01 | 0 | 0 | Constrained, otherwise capacity available =43 kW | --> | C18 ex SPA ROAD | Spa Road [T41,T42] | DOON |  | 52.3613 | -7.5759
MV/LV Substation SP***558 |  | 20 kV | _ | LV | 400 kVA :Building Structure | 0.4 | --> | 0.4 | 0.397 | 0.57 |  | --> | 0.38 | 0 | 0 | 0 | 0 | Constrained, otherwise capacity available =380 kW | --> | E23 ex LAWLESSTOWN | Lawlesstown [T42,T421] | DOON |  | 52.3838 | -7.7955
MV/LV Substation BA***561 |  | 20 kV | _ | LV | 50 kVA :Pole Substation | 0.05 | --> | 0.05 | 0.042 | 0.57 |  | --> | 0.048 | 0 | 0.028 | 0 | 0 | Constrained, otherwise capacity available =28 kW | --> | E23 ex LAWLESSTOWN | Lawlesstown [T42,T421] | DOON |  | 52.3926 | -7.8119
MV/LV Substation LA***577X |  | 10 kV | _ | LV | 50 kVA :Pole Substation | 0.05 | --> | 0.05 | 0.045 | 0.95 |  | --> | 0.048 | 0 | 0 | 0 | 0 | Constrained, otherwise capacity available =48 kW | --> | C18 ex SPA ROAD | Spa Road [T41,T42] | DOON |  | 52.3607 | -7.6614
MV/LV Substation KI***583X |  | 20 kV | _ | LV | 50 kVA :Pole Substation | 0.05 | --> | 0.05 | 0.037 | 0.57 |  | --> | 0.048 | 0 | 0.006 | 0 | 0 | Constrained, otherwise capacity available =45 kW | --> | E23 ex LAWLESSTOWN | Lawlesstown [T42,T421] | DOON |  | 52.3204 | -7.7806
MV/LV Substation GU***584 |  | 10 kV | _ | LV | 50 kVA :Pole Substation | 0.05 | --> | 0.05 | 0.026 | 0.95 |  | --> | 0.048 | 0 | 0 | 0 | 0 | Constrained, otherwise capacity available =51 kW | --> | C18 ex SPA ROAD | Spa Road [T41,T42] | DOON |  | 52.3598 | -7.5959
MV/LV Substation BE***584X |  | 20 kV | _ | LV | 50 kVA :Pole Substation | 0.05 | --> | 0.05 | 0 | 0 | Constrained, otherwise capacity available =44 kVA | --> | 0.048 | 0 | 0 | 0.048 | 0 |  | --> | C18 ex DEERPARK | Deerpark [T41,T42] | BALLYDINE |  | 52.5086 | -7.5125
MV/LV Substation KI***586 |  | 10 kV | _ | LV | 630 kVA :Kiosk Substation | 0.63 | --> | 0.63 | 0.441 | 0.95 |  | --> | 0.598 | 0 | 0.042 | 0 | 0 | Constrained, otherwise capacity available =593 kW | --> | C18 ex SPA ROAD | Spa Road [T41,T42] | DOON |  | 52.3626 | -7.5795
MV/LV Substation SE***591 |  | 10 kV | _ | LV | 100 kVA :Pole Substation | 0.1 | --> | 0.1 | 0.07 | 0.95 |  | --> | 0.095 | 0 | 0 | 0 | 0 | Constrained, otherwise capacity available =99 kW | --> | C18 ex SPA ROAD | Spa Road [T41,T42] | DOON |  | 52.3712 | -7.5725
MV/LV Substation CL***595 |  | 20 kV | _ | LV | 50 kVA :Pole Substation | 0.05 | --> | 0.05 | 0.048 | 0.57 |  | --> | 0.048 | 0 | 0 | 0 | 0 | Constrained, otherwise capacity available =48 kW | --> | E25 ex LAWLESSTOWN | Lawlesstown [T42,T421] | DOON |  | 52.3752 | -7.7157
MV/LV Substation FE***618 |  | 20 kV | _ | LV | 50 kVA :Pole Substation | 0.05 | --> | 0.05 | 0.05 | 5.88 |  | --> | 0.048 | 0 | 0 | 0 | 0 | Constrained, otherwise capacity available =48 kW | --> | C14 ex ARDGEEHA | Ardgeeha [T41,T42] | DOON |  | 52.4697 | -7.652
MV/LV Substation MU***621X |  | 20 kV | _ | LV | 100 kVA :Pole Substation | 0.1 | --> | 0.1 | 0.071 | 5.88 |  | --> | 0.095 | 0 | 0 | 0 | 0 | Constrained, otherwise capacity available =99 kW | --> | C14 ex ARDGEEHA | Ardgeeha [T41,T42] | DOON |  | 52.4612 | -7.6699
MV/LV Substation AN***630 |  | 20 kV | _ | LV | 50 kVA :Pole Substation | 0.05 | --> | 0.05 | 0.042 | 0.57 |  | --> | 0.048 | 0 | 0 | 0 | 0 | Constrained, otherwise capacity available =49 kW | --> | E19 ex LAWLESSTOWN | Lawlesstown [T42,T421] | DOON |  | 52.489 | -7.7367
MV/LV Substation FE***658X |  | 20 kV | _ | LV | 50 kVA :Pole Substation | 0.05 | --> | 0.05 | 0.042 | 0.57 |  | --> | 0.048 | 0 | 0 | 0 | 0 | Constrained, otherwise capacity available =49 kW | --> | E19 ex LAWLESSTOWN | Lawlesstown [T42,T421] | DOON |  | 52.4696 | -7.7034
MV/LV Substation FR***660 |  | 20 kV | _ | LV | 100 kVA :Pole Substation | 0.1 | --> | 0.1 | 0.093 | 5.88 |  | --> | 0.095 | 0 | 0.004 | 0 | 0 | Constrained, otherwise capacity available =93 kW | --> | C14 ex ARDGEEHA | Ardgeeha [T41,T42] | DOON |  | 52.4755 | -7.6066
MV/LV Substation CL***661 |  | 20 kV | _ | LV | 50 kVA :Pole Substation | 0.05 | --> | 0.05 | 0.015 | 5.88 |  | --> | 0.048 | 0 | 0.01 | 0 | 0 | Constrained, otherwise capacity available =45 kW | --> | C14 ex ARDGEEHA | Ardgeeha [T41,T42] | DOON |  | 52.4752 | -7.5982
MV/LV Substation BA***667X |  | 10 kV | _ | LV | 200 kVA :Kiosk Substation | 0.2 | --> | 0.2 | 0.141 | 0.95 |  | --> | 0.19 | 0 | 0.003 | 0 | 0 | Constrained, otherwise capacity available =196 kW | --> | C15 ex SPA ROAD | Spa Road [T41,T42] | DOON |  | 52.3565 | -7.7313
MV/LV Substation AB***679X |  | 10 kV | _ | LV | 200 kVA :Kiosk Substation | 0.2 | --> | 0.2 | 0.096 | 0.95 |  | --> | 0.19 | 0 | 0.093 | 0 | 0 | Constrained, otherwise capacity available =135 kW | --> | C15 ex SPA ROAD | Spa Road [T41,T42] | DOON |  | 52.354 | -7.7333
MV/LV Substation PO***682X |  | 10 kV | _ | LV | 50 kVA :Pole Substation | 0.05 | --> | 0.05 | 0.05 | 0.95 |  | --> | 0.048 | 0 | 0 | 0 | 0 | Constrained, otherwise capacity available =48 kW | --> | C18 ex SPA ROAD | Spa Road [T41,T42] | DOON |  | 52.3634 | -7.5692
MV/LV Substation AR***686 |  | 10 kV | _ | LV | 200 kVA :Kiosk Substation | 0.2 | --> | 0.2 | 0.164 | 0.57 |  | --> | 0.19 | 0 | 0.009 | 0 | 0 | Constrained, otherwise capacity available =188 kW | --> | C16 ex LAWLESSTOWN | Lawlesstown [T42,T421] | DOON |  | 52.3621 | -7.7262
MV/LV Substation LO***688 |  | 10 kV | _ | LV | 400 kVA :Kiosk Substation | 0.4 | --> | 0.4 | 0.308 | 5.88 |  | --> | 0.38 | 0 | 0.034 | 0 | 0 | Constrained, otherwise capacity available =367 kW | --> | C11 ex ARDGEEHA | Ardgeeha [T41,T42] | DOON |  | 52.369 | -7.7098
MV/LV Substation ST***690 |  | 10 kV | _ | LV | 200 kVA :Pole Substation | 0.2 | --> | 0.2 | 0.185 | 0.57 |  | --> | 0.19 | 0 | 0.005 | 0 | 0 | Constrained, otherwise capacity available =188 kW | --> | E25 ex LAWLESSTOWN | Lawlesstown [T42,T421] | DOON |  | 52.3605 | -7.6724
MV/LV Substation MO***691 |  | 10 kV | _ | LV | 100 kVA :Pole Substation | 0.1 | --> | 0.1 | 0.035 | 0.95 |  | --> | 0.095 | 0 | 0.005 | 0 | 0 | Constrained, otherwise capacity available =100 kW | --> | C18 ex SPA ROAD | Spa Road [T41,T42] | DOON |  | 52.3609 | -7.6646
MV/LV Substation DE***693 |  | 20 kV | _ | LV | 50 kVA :Pole Substation | 0.05 | --> | 0.05 | 0.047 | 0.57 |  | --> | 0.048 | 0 | 0 | 0 | 0 | Constrained, otherwise capacity available =48 kW | --> | E19 ex LAWLESSTOWN | Lawlesstown [T42,T421] | DOON |  | 52.4789 | -7.7291
MV/LV Substation AR***694 |  | 10 kV | _ | LV | 50 kVA :Pole Substation | 0.05 | --> | 0.05 | 0.021 | 0.57 |  | --> | 0.048 | 0 | 0.009 | 0 | 0 | Constrained, otherwise capacity available =45 kW | --> | C16 ex LAWLESSTOWN | Lawlesstown [T42,T421] | DOON |  | 52.3609 | -7.7209
MV/LV Substation CL***694X |  | 20 kV | _ | LV | 100 kVA :Pole Substation | 0.1 | --> | 0.1 | 0.083 | 0.57 |  | --> | 0.095 | 0 | 0 | 0 | 0 | Constrained, otherwise capacity available =97 kW | --> | E23 ex LAWLESSTOWN | Lawlesstown [T42,T421] | DOON |  | 52.4068 | -7.7593
MV/LV Substation BA***697X |  | 10 kV | _ | LV | 200 kVA :Pole Substation | 0.2 | --> | 0.2 | 0.2 | 0.57 |  | --> | 0.19 | 0 | 0.011 | 0 | 0 | Constrained, otherwise capacity available =182 kW | --> | E25 ex LAWLESSTOWN | Lawlesstown [T42,T421] | DOON |  | 52.3622 | -7.6686
MV/LV Substation FE***699X |  | 20 kV | _ | LV | 200 kVA :Pole Substation | 0.2 | --> | 0.2 | 0.174 | 0.57 |  | --> | 0.19 | 0 | 0 | 0 | 0 | Constrained, otherwise capacity available =194 kW | --> | E19 ex LAWLESSTOWN | Lawlesstown [T42,T421] | DOON |  | 52.4679 | -7.6868
MV/LV Substation AU***700 |  | 10 kV | _ | LV | 1000 kVA :Kiosk Substation | 1 | --> | 1 | 0.5 | 0.95 |  | --> | 0.95 | 0 | 0 | 0 | 0 | Constrained, otherwise capacity available =971 kW | --> | C16 ex SPA ROAD | Spa Road [T41,T42] | DOON |  | 52.3545 | -7.7016
MV/LV Substation KI***700X |  | 10 kV | _ | LV | 50 kVA :Pole Substation | 0.05 | --> | 0.05 | 0.024 | 0.95 |  | --> | 0.048 | 0 | 0.03 | 0 | 0 | Constrained, otherwise capacity available =29 kW | --> | C18 ex SPA ROAD | Spa Road [T41,T42] | DOON |  | 52.3645 | -7.587
MV/LV Substation LA***701X |  | 20 kV | _ | LV | 50 kVA :Pole Substation | 0.05 | --> | 0.05 | 0.044 | 0.57 |  | --> | 0.048 | 0 | 0.005 | 0 | 0 | Constrained, otherwise capacity available =44 kW | --> | E23 ex LAWLESSTOWN | Lawlesstown [T42,T421] | DOON |  | 52.392 | -7.8036
MV/LV Substation CL***702 |  | 10 kV | _ | LV | 100 kVA :Pole Substation | 0.1 | --> | 0.1 | 0.094 | 5.88 |  | --> | 0.095 | 0 | 0 | 0 | 0 | Constrained, otherwise capacity available =96 kW | --> | C11 ex ARDGEEHA | Ardgeeha [T41,T42] | DOON |  | 52.3633 | -7.7069
MV/LV Substation FE***705 |  | 20 kV | _ | LV | 100 kVA :Pole Substation | 0.1 | --> | 0.1 | 0.033 | 0.57 |  | --> | 0.095 | 0 | 0.005 | 0 | 0 | Constrained, otherwise capacity available =100 kW | --> | E19 ex LAWLESSTOWN | Lawlesstown [T42,T421] | DOON |  | 52.4741 | -7.693
MV/LV Substation BA***710 |  | 20 kV | _ | LV | 50 kVA :Pole Substation | 0.05 | --> | 0.05 | 0.046 | 5.88 |  | --> | 0.048 | 0 | 0 | 0 | 0 | Constrained, otherwise capacity available =48 kW | --> | C14 ex ARDGEEHA | Ardgeeha [T41,T42] | DOON |  | 52.4832 | -7.5685
MV/LV Substation RE***712X |  | 20 kV | _ | LV | 50 kVA :Pole Substation | 0.05 | --> | 0.05 | 0.047 | 5.88 |  | --> | 0.048 | 0 | 0 | 0 | 0 | Constrained, otherwise capacity available =48 kW | --> | C14 ex ARDGEEHA | Ardgeeha [T41,T42] | DOON |  | 52.3842 | -7.7185
MV/LV Substation HI***717X |  | 10 kV | _ | LV | 200 kVA :Kiosk Substation | 0.2 | --> | 0.2 | 0.184 | 0.95 |  | --> | 0.19 | 0 | 0.01 | 0 | 0 | Constrained, otherwise capacity available =185 kW | --> | C16 ex SPA ROAD | Spa Road [T41,T42] | DOON |  | 52.3503 | -7.6974
MV/LV Substation CU***724X |  | 10 kV | _ | LV | 400 kVA :Building Structure | 0.4 | --> | 0.4 | 0.254 | 5.88 |  | --> | 0.38 | 0 | 0 | 0 | 0 | Constrained, otherwise capacity available =395 kW | --> | C12 ex ARDGEEHA | Ardgeeha [T41,T42] | DOON |  | 52.3632 | -7.6946
MV/LV Substation GL***725X |  | 10 kV | _ | LV | 50 kVA :Pole Substation | 0.05 | --> | 0.05 | 0.05 | 0.95 |  | --> | 0.048 | 0 | 0 | 0 | 0 | Constrained, otherwise capacity available =48 kW | --> | C15 ex SPA ROAD | Spa Road [T41,T42] | DOON |  | 52.3221 | -7.7226
MV/LV Substation LA***732X |  | 20 kV | _ | LV | 50 kVA :Pole Substation | 0.05 | --> | 0.05 | 0.016 | 0.57 |  | --> | 0.048 | 0 | 0 | 0 | 0 | Constrained, otherwise capacity available =52 kW | --> | E19 ex LAWLESSTOWN | Lawlesstown [T42,T421] | DOON |  | 52.3779 | -7.7261
MV/LV Substation TH***735X |  | 10 kV | _ | LV | 200 kVA :Kiosk Substation | 0.2 | --> | 0.2 | 0.106 | 5.88 |  | --> | 0.19 | 0 | 0.004 | 0 | 0 | Constrained, otherwise capacity available =200 kW | --> | C13 ex ARDGEEHA | Ardgeeha [T41,T42] | DOON |  | 52.3666 | -7.6964
MV/LV Substation TH***736X |  | 10 kV | _ | LV | 630 kVA :Kiosk Substation | 0.63 | --> | 0.63 | 0.43 | 5.88 |  | --> | 0.598 | 0 | 0 | 0 | 0 | Constrained, otherwise capacity available =625 kW | --> | C11 ex ARDGEEHA | Ardgeeha [T41,T42] | DOON |  | 52.3522 | -7.7028
MV/LV Substation BA***738X |  | 20 kV | _ | LV | 50 kVA :Pole Substation | 0.05 | --> | 0.05 | 0.044 | 0.57 |  | --> | 0.048 | 0 | 0 | 0 | 0 | Constrained, otherwise capacity available =48 kW | --> | E23 ex LAWLESSTOWN | Lawlesstown [T42,T421] | DOON |  | 52.413 | -7.7716
MV/LV Substation KN***742X |  | 10 kV | _ | LV | 200 kVA :Kiosk Substation | 0.2 | --> | 0.2 | 0.12 | 0.57 |  | --> | 0.19 | 0 | 0.061 | 0 | 0 | Constrained, otherwise capacity available =155 kW | --> | E25 ex LAWLESSTOWN | Lawlesstown [T42,T421] | DOON |  | 52.3611 | -7.6787
MV/LV Substation DR***743 |  | 20 kV | _ | LV | 100 kVA :Pole Substation | 0.1 | --> | 0.1 | 0.061 | 5.88 |  | --> | 0.095 | 0 | 0.005 | 0 | 0 | Constrained, otherwise capacity available =96 kW | --> | C14 ex ARDGEEHA | Ardgeeha [T41,T42] | DOON |  | 52.517 | -7.5863
MV/LV Substation BA***745X |  | 20 kV | _ | LV | 100 kVA :Pole Substation | 0.1 | --> | 0.1 | 0.081 | 5.88 |  | --> | 0.095 | 0 | 0.036 | 0 | 0 | Constrained, otherwise capacity available =71 kW | --> | C14 ex ARDGEEHA | Ardgeeha [T41,T42] | DOON |  | 52.5369 | -7.6272
MV/LV Substation TE***751X |  | 10 kV | _ | LV | 200 kVA :Kiosk Substation | 0.2 | --> | 0.2 | 0.2 | 5.88 |  | --> | 0.19 | 0 | 0 | 0 | 0 | Constrained, otherwise capacity available =190 kW | --> | C13 ex ARDGEEHA | Ardgeeha [T41,T42] | DOON |  | 52.3601 | -7.6968
MV/LV Substation GR***752X |  | 10 kV | _ | LV | 400 kVA :Building Structure | 0.4 | --> | 0.4 | 0.4 | 0.95 |  | --> | 0.38 | 0 | 0 | 0 | 0 | Constrained, otherwise capacity available =380 kW | --> | C18 ex SPA ROAD | Spa Road [T41,T42] | DOON |  | 52.361 | -7.6442
MV/LV Substation FE***755X |  | 20 kV | _ | LV | 100 kVA :Pole Substation | 0.1 | --> | 0.1 | 0.097 | 0.57 |  | --> | 0.095 | 0 | 0 | 0 | 0 | Constrained, otherwise capacity available =95 kW | --> | E19 ex LAWLESSTOWN | Lawlesstown [T42,T421] | DOON |  | 52.4742 | -7.6918
MV/LV Substation DR***760X |  | 20 kV | _ | LV | 50 kVA :Pole Substation | 0.05 | --> | 0.05 | 0.047 | 5.88 |  | --> | 0.048 | 0 | 0 | 0 | 0 | Constrained, otherwise capacity available =48 kW | --> | C14 ex ARDGEEHA | Ardgeeha [T41,T42] | DOON |  | 52.5176 | -7.586
MV/LV Substation CA***767X |  | 10 kV | _ | LV | 200 kVA :Kiosk Substation | 0.2 | --> | 0.2 | 0.16 | 5.88 |  | --> | 0.19 | 0 | 0 | 0 | 0 | Constrained, otherwise capacity available =196 kW | --> | C13 ex ARDGEEHA | Ardgeeha [T41,T42] | DOON |  | 52.3672 | -7.693
MV/LV Substation BA***774 |  | 20 kV | _ | LV | 200 kVA :Pole Substation | 0.2 | --> | 0.2 | 0.2 | 5.88 |  | --> | 0.19 | 0 | 0 | 0 | 0 | Constrained, otherwise capacity available =190 kW | --> | C14 ex ARDGEEHA | Ardgeeha [T41,T42] | DOON |  | 52.5166 | -7.5537
MV/LV Substation PO***776X |  | 10 kV | _ | LV | 400 kVA :Kiosk Substation | 0.4 | --> | 0.4 | 0.304 | 5.88 |  | --> | 0.38 | 0 | 0 | 0 | 0 | Constrained, otherwise capacity available =393 kW | --> | C13 ex ARDGEEHA | Ardgeeha [T41,T42] | DOON |  | 52.3613 | -7.6972
MV/LV Substation TI***781X |  | 10 kV | _ | LV | 200 kVA :Kiosk Substation | 0.2 | --> | 0.2 | 0.154 | 5.88 |  | --> | 0.19 | 0 | 0.018 | 0 | 0 | Constrained, otherwise capacity available =183 kW | --> | C13 ex ARDGEEHA | Ardgeeha [T41,T42] | DOON |  | 52.361 | -7.6841
MV/LV Substation AS***796X |  | 10 kV | _ | LV | 400 kVA :Kiosk Substation | 0.4 | --> | 0.4 | 0.317 | 0.95 |  | --> | 0.38 | 0 | 0.019 | 0 | 0 | Constrained, otherwise capacity available =377 kW | --> | C15 ex SPA ROAD | Spa Road [T41,T42] | DOON |  | 52.3586 | -7.7343
MV/LV Substation GO***805X |  | 10 kV | _ | LV | 400 kVA :Kiosk Substation | 0.4 | --> | 0.4 | 0.239 | 5.88 |  | --> | 0.38 | 0 | 0.002 | 0 | 0 | Constrained, otherwise capacity available =400 kW | --> | C11 ex ARDGEEHA | Ardgeeha [T41,T42] | DOON |  | 52.353 | -7.7068
MV/LV Substation BO***806X |  | 10 kV | _ | LV | 100 kVA :Kiosk Substation | 0.1 | --> | 0.1 | 0.084 | 0.57 |  | --> | 0.095 | 0 | 0 | 0 | 0 | Constrained, otherwise capacity available =97 kW | --> | E25 ex LAWLESSTOWN | Lawlesstown [T42,T421] | DOON |  | 52.3626 | -7.6803
MV/LV Substation BE***812X |  | 10 kV | _ | LV | 200 kVA :Kiosk Substation | 0.2 | --> | 0.2 | 0.167 | 0.57 |  | --> | 0.19 | 0 | 0.005 | 0 | 0 | Constrained, otherwise capacity available =191 kW | --> | E25 ex LAWLESSTOWN | Lawlesstown [T42,T421] | DOON |  | 52.3621 | -7.6754
MV/LV Substation HA***825X |  | 10 kV | _ | LV | 400 kVA :Kiosk Substation | 0.4 | --> | 0.4 | 0.245 | 0.95 |  | --> | 0.38 | 0 | 0 | 0 | 0 | Constrained, otherwise capacity available =401 kW | --> | C16 ex SPA ROAD | Spa Road [T41,T42] | DOON |  | 52.3523 | -7.699
MV/LV Substation CL***835X |  | 20 kV | _ | LV | 50 kVA :Pole Substation | 0.05 | --> | 0.05 | 0.024 | 5.88 |  | --> | 0.048 | 0 | 0 | 0 | 0 | Constrained, otherwise capacity available =51 kW | --> | C14 ex ARDGEEHA | Ardgeeha [T41,T42] | DOON |  | 52.4762 | -7.5966
MV/LV Substation CO***840X |  | 20 kV | _ | LV | 50 kVA :Pole Substation | 0.05 | --> | 0.05 | 0.05 | 5.88 |  | --> | 0.048 | 0 | 0 | 0 | 0 | Constrained, otherwise capacity available =48 kW | --> | C14 ex ARDGEEHA | Ardgeeha [T41,T42] | DOON |  | 52.5156 | -7.545
MV/LV Substation MO***843X |  | 20 kV | _ | LV | 200 kVA :Kiosk Substation | 0.2 | --> | 0.2 | 0.189 | 0.57 |  | --> | 0.19 | 0 | 0 | 0 | 0 | Constrained, otherwise capacity available =192 kW | --> | E19 ex LAWLESSTOWN | Lawlesstown [T42,T421] | DOON |  | 52.5218 | -7.72
MV/LV Substation GO***847X |  | 10 kV | _ | LV | 630 kVA :Kiosk Substation | 0.63 | --> | 0.63 | 0.495 | 0.57 |  | --> | 0.598 | 0 | 0 | 0 | 0 | Constrained, otherwise capacity available =617 kW | --> | E25 ex LAWLESSTOWN | Lawlesstown [T42,T421] | DOON |  | 52.3625 | -7.6725
MV/LV Substation CA***852X |  | 10 kV | _ | LV | 400 kVA :Kiosk Substation | 0.4 | --> | 0.4 | 0.262 | 5.88 |  | --> | 0.38 | 0 | 0.111 | 0 | 0 | Constrained, otherwise capacity available =316 kW | --> | C13 ex ARDGEEHA | Ardgeeha [T41,T42] | DOON |  | 52.3641 | -7.6881
MV/LV Substation PR***863X |  | 10 kV | _ | LV | 400 kVA :Kiosk Substation | 0.4 | --> | 0.4 | 0.368 | 0.95 |  | --> | 0.38 | 0 | 0 | 0 | 0 | Constrained, otherwise capacity available =384 kW | --> | C16 ex SPA ROAD | Spa Road [T41,T42] | DOON |  | 52.3543 | -7.7009
MV/LV Substation KI***868X |  | 10 kV | _ | LV | 100 kVA :Pole Substation | 0.1 | --> | 0.1 | 0.076 | 0.95 |  | --> | 0.095 | 0 | 0.003 | 0 | 0 | Constrained, otherwise capacity available =96 kW | --> | C18 ex SPA ROAD | Spa Road [T41,T42] | DOON |  | 52.3604 | -7.5722
MV/LV Substation MO***874X |  | 10 kV | _ | LV | 200 kVA :Kiosk Substation | 0.2 | --> | 0.2 | 0.162 | 0.57 |  | --> | 0.19 | 0 | 0.018 | 0 | 0 | Constrained, otherwise capacity available =182 kW | --> | E25 ex LAWLESSTOWN | Lawlesstown [T42,T421] | DOON |  | 52.3632 | -7.6637
MV/LV Substation ST***882X |  | 10 kV | _ | LV | 400 kVA :Building Structure | 0.4 | --> | 0.4 | 0 | 0.57 |  | --> | 0.38 | 0 | 0.011 | 0 | 0 | Constrained, otherwise capacity available =424 kW | --> | C16 ex LAWLESSTOWN | Lawlesstown [T42,T421] | DOON |  | 52.3561 | -7.7146
MV/LV Substation TR***891X |  | 10 kV | _ | LV | 400 kVA :Building Structure | 0.4 | --> | 0.4 | 0.358 | 5.88 |  | --> | 0.38 | 0 | 0 | 0 | 0 | Constrained, otherwise capacity available =386 kW | --> | C11 ex ARDGEEHA | Ardgeeha [T41,T42] | DOON |  | 52.3639 | -7.7045
MV/LV Substation BA***896X |  | 20 kV | _ | LV | 400 kVA :Kiosk Substation | 0.4 | --> | 0.4 | 0.349 | 0.57 |  | --> | 0.38 | 0 | 0 | 0 | 0 | Constrained, otherwise capacity available =387 kW | --> | E23 ex LAWLESSTOWN | Lawlesstown [T42,T421] | DOON |  | 52.4138 | -7.7589
MV/LV Substation KI***902X |  | 20 kV | _ | LV | 100 kVA :Pole Substation | 0.1 | --> | 0.1 | 0.097 | 0.57 |  | --> | 0.095 | 0 | 0 | 0 | 0 | Constrained, otherwise capacity available =96 kW | --> | E23 ex LAWLESSTOWN | Lawlesstown [T42,T421] | DOON |  | 52.3217 | -7.7641
MV/LV Substation BA***905 |  | 20 kV | _ | LV | 100 kVA :Pole Substation | 0.1 | --> | 0.1 | 0.061 | 0.57 |  | --> | 0.095 | 0 | 0.006 | 0 | 0 | Constrained, otherwise capacity available =96 kW | --> | E23 ex LAWLESSTOWN | Lawlesstown [T42,T421] | DOON |  | 52.2676 | -7.7208
MV/LV Substation DR***913X |  | 10 kV | _ | LV | 200 kVA :Kiosk Substation | 0.2 | --> | 0.2 | 0.143 | 0.57 |  | --> | 0.19 | 0 | 0.027 | 0 | 0 | Constrained, otherwise capacity available =178 kW | --> | C16 ex LAWLESSTOWN | Lawlesstown [T42,T421] | DOON |  | 52.3658 | -7.7167
MV/LV Substation AS***914X |  | 20 kV | _ | LV | 400 kVA :Kiosk Substation | 0.4 | --> | 0.4 | 0.299 | 0.57 |  | --> | 0.38 | 0 | 0.063 | 0 | 0 | Constrained, otherwise capacity available =347 kW | --> | E23 ex LAWLESSTOWN | Lawlesstown [T42,T421] | DOON |  | 52.4095 | -7.7604
MV/LV Substation KN***915 |  | 20 kV | _ | LV | 200 kVA :Pole Substation | 0.2 | --> | 0.2 | 0.195 | 0.57 |  | --> | 0.19 | 0 | 0 | 0 | 0 | Constrained, otherwise capacity available =191 kW | --> | E23 ex LAWLESSTOWN | Lawlesstown [T42,T421] | DOON |  | 52.2332 | -7.7268
MV/LV Substation PU***920X |  | 20 kV | _ | LV | 50 kVA :Pole Substation | 0.05 | --> | 0.05 | 0.049 | 0.57 |  | --> | 0.048 | 0 | 0 | 0 | 0 | Constrained, otherwise capacity available =48 kW | --> | E19 ex LAWLESSTOWN | Lawlesstown [T42,T421] | DOON |  | 52.4946 | -7.6903
MV/LV Substation CO***921X |  | 20 kV | _ | LV | 100 kVA :Pole Substation | 0.1 | --> | 0.1 | 0.097 | 5.88 |  | --> | 0.095 | 0 | 0 | 0 | 0 | Constrained, otherwise capacity available =95 kW | --> | C14 ex ARDGEEHA | Ardgeeha [T41,T42] | DOON |  | 52.5143 | -7.5837
MV/LV Substation BA***923 |  | 20 kV | _ | LV | 50 kVA :Pole Substation | 0.05 | --> | 0.05 | 0.044 | 5.88 |  | --> | 0.048 | 0 | 0 | 0 | 0 | Constrained, otherwise capacity available =48 kW | --> | C14 ex ARDGEEHA | Ardgeeha [T41,T42] | DOON |  | 52.4263 | -7.7028
MV/LV Substation BA***932 |  | 20 kV | _ | LV | 50 kVA :Pole Substation | 0.05 | --> | 0.05 | 0.043 | 0.57 |  | --> | 0.048 | 0 | 0 | 0 | 0 | Constrained, otherwise capacity available =48 kW | --> | E19 ex LAWLESSTOWN | Lawlesstown [T42,T421] | DOON |  | 52.4353 | -7.7311
MV/LV Substation FO***932X |  | 20 kV | _ | LV | 50 kVA :Pole Substation | 0.05 | --> | 0.05 | 0.04 | 0.57 |  | --> | 0.048 | 0 | 0.011 | 0 | 0 | Constrained, otherwise capacity available =41 kW | --> | E19 ex LAWLESSTOWN | Lawlesstown [T42,T421] | DOON |  | 52.5321 | -7.7511
MV/LV Substation CO***936 |  | 20 kV | _ | LV | 50 kVA :Pole Substation | 0.05 | --> | 0.05 | 0.016 | 0.57 |  | --> | 0.048 | 0 | 0.005 | 0 | 0 | Constrained, otherwise capacity available =48 kW | --> | E23 ex LAWLESSTOWN | Lawlesstown [T42,T421] | DOON |  | 52.4423 | -7.749
MV/LV Substation DE***938X |  | 20 kV | _ | LV | 100 kVA :Pole Substation | 0.1 | --> | 0.1 | 0.08 | 0.57 |  | --> | 0.095 | 0 | 0.015 | 0 | 0 | Constrained, otherwise capacity available =87 kW | --> | E23 ex LAWLESSTOWN | Lawlesstown [T42,T421] | DOON |  | 52.2675 | -7.7247
MV/LV Substation HI***941 |  | 20 kV | _ | LV | 50 kVA :Pole Substation | 0.05 | --> | 0.05 | 0.037 | 5.88 |  | --> | 0.048 | 0 | 0 | 0 | 0 | Constrained, otherwise capacity available =49 kW | --> | C14 ex ARDGEEHA | Ardgeeha [T41,T42] | DOON |  | 52.4505 | -7.6926
MV/LV Substation CO***942X |  | 20 kV | _ | LV | 200 kVA :Kiosk Substation | 0.2 | --> | 0.2 | 0.108 | 0.57 |  | --> | 0.19 | 0 | 0 | 0 | 0 | Constrained, otherwise capacity available =202 kW | --> | E19 ex LAWLESSTOWN | Lawlesstown [T42,T421] | DOON |  | 52.5068 | -7.6882
MV/LV Substation RE***943 |  | 20 kV | _ | LV | 100 kVA :Pole Substation | 0.1 | --> | 0.1 | 0.096 | 0.57 |  | --> | 0.095 | 0 | 0.01 | 0 | 0 | Constrained, otherwise capacity available =88 kW | --> | E19 ex LAWLESSTOWN | Lawlesstown [T42,T421] | DOON |  | 52.4534 | -7.7203
MV/LV Substation RA***954X |  | 20 kV | _ | LV | 200 kVA :Pole Substation | 0.2 | --> | 0.2 | 0.187 | 0.57 |  | --> | 0.19 | 0 | 0 | 0 | 0 | Constrained, otherwise capacity available =192 kW | --> | E23 ex LAWLESSTOWN | Lawlesstown [T42,T421] | DOON |  | 52.3727 | -7.7795
MV/LV Substation NA***961X |  | 10 kV | _ | LV | 200 kVA :Kiosk Substation | 0.2 | --> | 0.2 | 0.166 | 5.88 |  | --> | 0.19 | 0 | 0.002 | 0 | 0 | Constrained, otherwise capacity available =193 kW | --> | C12 ex ARDGEEHA | Ardgeeha [T41,T42] | DOON |  | 52.3569 | -7.6868
MV/LV Substation R ***962X |  | 10 kV | _ | LV | 50 kVA :Pole Substation | 0.05 | --> | 0.05 | 0.045 | 0.95 |  | --> | 0.048 | 0 | 0 | 0 | 0 | Constrained, otherwise capacity available =48 kW | --> | C15 ex SPA ROAD | Spa Road [T41,T42] | DOON |  | 52.3422 | -7.7139
MV/LV Substation LI***963X |  | 10 kV | _ | LV | 200 kVA :Pole Substation | 0.2 | --> | 0.2 | 0.114 | 0.95 |  | --> | 0.19 | 0 | 0 | 0 | 0 | Constrained, otherwise capacity available =201 kW | --> | C18 ex SPA ROAD | Spa Road [T41,T42] | DOON |  | 52.356 | -7.6824
MV/LV Substation FA***968X |  | 10 kV | _ | LV | 400 kVA :Kiosk Substation | 0.4 | --> | 0.4 | 0.306 | 0.95 |  | --> | 0.38 | 0 | 0.047 | 0 | 0 | Constrained, otherwise capacity available =358 kW | --> | C15 ex SPA ROAD | Spa Road [T41,T42] | DOON |  | 52.3544 | -7.7383
MV/LV Substation PO***970 |  | 10 kV | _ | LV | 100 kVA :Pole Substation | 0.1 | --> | 0.1 | 0.026 | 0.95 |  | --> | 0.095 | 0 | 0 | 0 | 0 | Constrained, otherwise capacity available =105 kW | --> | C15 ex SPA ROAD | Spa Road [T41,T42] | DOON |  | 52.3454 | -7.7175
MV/LV Substation G ***973 |  | 10 kV | _ | LV | 200 kVA :Kiosk Substation | 0.2 | --> | 0.2 | 0.076 | 0.95 |  | --> | 0.19 | 0 | 0.009 | 0 | 0 | Constrained, otherwise capacity available =200 kW | --> | C16 ex SPA ROAD | Spa Road [T41,T42] | DOON |  | 52.3555 | -7.6996
MV/LV Substation AN***973X |  | 20 kV | _ | LV | 100 kVA :Pole Substation | 0.1 | --> | 0.1 | 0.076 | 0.57 |  | --> | 0.095 | 0 | 0 | 0 | 0 | Constrained, otherwise capacity available =98 kW | --> | E19 ex LAWLESSTOWN | Lawlesstown [T42,T421] | DOON |  | 52.4932 | -7.732
MV/LV Substation PO***978 |  | 10 kV | _ | LV | 200 kVA :Kiosk Substation | 0.2 | --> | 0.2 | 0.149 | 0.57 |  | --> | 0.19 | 0 | 0.054 | 0 | 0 | Constrained, otherwise capacity available =157 kW | --> | E25 ex LAWLESSTOWN | Lawlesstown [T42,T421] | DOON |  | 52.3625 | -7.6796
MV/LV Substation PO***980 |  | 10 kV | _ | LV | 100 kVA :Pole Substation | 0.1 | --> | 0.1 | 0.084 | 0.57 |  | --> | 0.095 | 0 | 0 | 0 | 0 | Constrained, otherwise capacity available =97 kW | --> | E25 ex LAWLESSTOWN | Lawlesstown [T42,T421] | DOON |  | 52.3637 | -7.6819
MV/LV Substation OL***981X |  | 10 kV | _ | LV | 400 kVA :Kiosk Substation | 0.4 | --> | 0.4 | 0.312 | 0.95 |  | --> | 0.38 | 0 | 0.015 | 0 | 0 | Constrained, otherwise capacity available =381 kW | --> | C16 ex SPA ROAD | Spa Road [T41,T42] | DOON |  | 52.3504 | -7.6912
MV/LV Substation GL***986X |  | 10 kV | _ | LV | 630 kVA :Kiosk Substation | 0.63 | --> | 0.63 | 0.494 | 0.57 |  | --> | 0.598 | 0 | 0.029 | 0 | 0 | Constrained, otherwise capacity available =595 kW | --> | C16 ex LAWLESSTOWN | Lawlesstown [T42,T421] | DOON |  | 52.3561 | -7.7252
MV/LV Substation TA***989X |  | 20 kV | _ | LV | 50 kVA :Pole Substation | 0.05 | --> | 0.05 | 0.044 | 0.57 |  | --> | 0.048 | 0 | 0.005 | 0 | 0 | Constrained, otherwise capacity available =44 kW | --> | E25 ex LAWLESSTOWN | Lawlesstown [T42,T421] | DOON |  | 52.3772 | -7.6892
MV/LV Substation IN***990 |  | 10 kV | _ | LV | 200 kVA :Pole Substation | 0.2 | --> | 0.2 | 0.16 | 0.95 |  | --> | 0.19 | 0 | 0 | 0 | 0 | Constrained, otherwise capacity available =195 kW | --> | C18 ex SPA ROAD | Spa Road [T41,T42] | DOON |  | 52.3579 | -7.6543
MV/LV Substation TH***991X |  | 10 kV | _ | LV | 100 kVA :Pole Substation | 0.1 | --> | 0.1 | 0.071 | 5.88 |  | --> | 0.095 | 0 | 0.028 | 0 | 0 | Constrained, otherwise capacity available =78 kW | --> | C12 ex ARDGEEHA | Ardgeeha [T41,T42] | DOON |  | 52.3695 | -7.6997
MV/LV Substation CL***992 |  | 10 kV | _ | LV | 100 kVA :Pole Substation | 0.1 | --> | 0.1 | 0.076 | 0.95 |  | --> | 0.095 | 0 | 0 | 0 | 0 | Constrained, otherwise capacity available =98 kW | --> | C18 ex SPA ROAD | Spa Road [T41,T42] | DOON |  | 52.3681 | -7.5906
MV/LV Substation LI***997X |  | 20 kV | _ | LV | 100 kVA :Pole Substation | 0.1 | --> | 0.1 | 0.066 | 5.88 |  | --> | 0.095 | 0 | 0.008 | 0 | 0 | Constrained, otherwise capacity available =94 kW | --> | C14 ex ARDGEEHA | Ardgeeha [T41,T42] | DOON |  | 52.4203 | -7.7018
MV/LV Substation KI***999 |  | 10 kV | _ | LV | 100 kVA :Pole Substation | 0.1 | --> | 0.1 | 0.058 | 0.95 |  | --> | 0.095 | 0 | 0.014 | 0 | 0 | Constrained, otherwise capacity available =90 kW | --> | C15 ex SPA ROAD | Spa Road [T41,T42] | DOON |  | 52.3401 | -7.7255
MV/LV Substation TH***001 |  | 10 kV | _ | LV | 400 kVA :Kiosk Substation | 0.4 | --> | 0.4 | 0.135 | 6.17 |  | --> | 0.38 | 0 | 0 | 0 | 0 | Constrained, otherwise capacity available =415 kW | --> | C20 ex CAHIR | Cahir [T41,T42] | CAHIR |  | 52.3761 | -7.9253
MV/LV Substation AB***002 |  | 10 kV | _ | LV | 630 kVA :Kiosk Substation | 0.63 | --> | 0.63 | 0.374 | 6.17 |  | --> | 0.598 | 0 | 0.01 | 0 | 0 | Constrained, otherwise capacity available =625 kW | --> | C20 ex CAHIR | Cahir [T41,T42] | CAHIR |  | 52.3767 | -7.9296
MV/LV Substation MO***002X |  | 10 kV | _ | LV | 100 kVA :Pole Substation | 0.1 | --> | 0.1 | 0.099 | 6.17 |  | --> | 0.095 | 0 | 0 | 0 | 0 | Constrained, otherwise capacity available =95 kW | --> | C24 ex CAHIR | Cahir [T41,T42] | CAHIR |  | 52.3781 | -7.8432
MV/LV Substation CA***004 |  | 10 kV | _ | LV | 400 kVA :Kiosk Substation | 0.4 | --> | 0.4 | 0.241 | 6.17 |  | --> | 0.38 | 0 | 0.002 | 0 | 0 | Constrained, otherwise capacity available =400 kW | --> | C20 ex CAHIR | Cahir [T41,T42] | CAHIR |  | 52.3759 | -7.9224
MV/LV Substation AR***009Y |  | 20 kV | _ | LV | 100 kVA :Pole Substation | 0.1 | --> | 0.1 | 0.08 | 0.49 |  | --> | 0.095 | 0 | 0 | 0 | 0 | Constrained, otherwise capacity available =98 kW | --> | E15 ex ARDFINNAN | Ardfinnan [T421] | CAHIR |  | 52.3096 | -7.8786
MV/LV Substation SU***010 |  | 10 kV | _ | LV | 100 kVA :Pole Substation | 0.1 | --> | 0.1 | 0.082 | 6.17 |  | --> | 0.095 | 0 | 0.009 | 0 | 0 | Constrained, otherwise capacity available =91 kW | --> | C17 ex CAHIR | Cahir [T41,T42] | CAHIR |  | 52.384 | -7.9153
MV/LV Substation KI***019 |  | 10 kV | _ | LV | 50 kVA :Pole Substation | 0.05 | --> | 0.05 | 0.043 | 6.17 |  | --> | 0.048 | 0 | 0 | 0 | 0 | Constrained, otherwise capacity available =48 kW | --> | C24 ex CAHIR | Cahir [T41,T42] | CAHIR |  | 52.3725 | -7.829
MV/LV Substation SC***023Y |  | 10 kV | _ | LV | 50 kVA :Pole Substation | 0.05 | --> | 0.05 | 0.038 | 6.17 |  | --> | 0.048 | 0 | 0 | 0 | 0 | Constrained, otherwise capacity available =49 kW | --> | C20 ex CAHIR | Cahir [T41,T42] | CAHIR |  | 52.3566 | -8.0065
MV/LV Substation TA***024 |  | 10 kV | _ | LV | 200 kVA :Pole Substation | 0.2 | --> | 0.2 | 0.1 | 6.17 |  | --> | 0.19 | 0 | 0.006 | 0 | 0 | Constrained, otherwise capacity available =199 kW | --> | C20 ex CAHIR | Cahir [T41,T42] | CAHIR |  | 52.3794 | -7.9317
MV/LV Substation MI***027 |  | 10 kV | _ | LV | 200 kVA :Pole Substation | 0.2 | --> | 0.2 | 0.127 | 6.17 |  | --> | 0.19 | 0 | 0.004 | 0 | 0 | Constrained, otherwise capacity available =197 kW | --> | C20 ex CAHIR | Cahir [T41,T42] | CAHIR |  | 52.3753 | -7.9348
MV/LV Substation MO***031 |  | 10 kV | _ | LV | 50 kVA :Pole Substation | 0.05 | --> | 0.05 | 0.043 | 3.91 |  | --> | 0.048 | 0 | 0.022 | 0 | 0 | Constrained, otherwise capacity available =32 kW | --> | C16 ex ARDFINNAN | Ardfinnan [T42] | CAHIR |  | 52.3071 | -7.8947
MV/LV Substation 0R***031Y |  | 10 kV | _ | LV | 200 kVA :Pole Substation | 0.2 | --> | 0.2 | 0.181 | 6.17 |  | --> | 0.19 | 0 | 0 | 0 | 0 | Constrained, otherwise capacity available =192 kW | --> | C20 ex CAHIR | Cahir [T41,T42] | CAHIR |  | 52.3576 | -7.9927
MV/LV Substation CA***033 |  | 10 kV | _ | LV | 400 kVA :Kiosk Substation | 0.4 | --> | 0.4 | 0.242 | 6.17 |  | --> | 0.38 | 0 | 0.025 | 0 | 0 | Constrained, otherwise capacity available =382 kW | --> | C17 ex CAHIR | Cahir [T41,T42] | CAHIR |  | 52.3795 | -7.9199
MV/LV Substation RO***033Y |  | 10 kV | _ | LV | 100 kVA :Pole Substation | 0.1 | --> | 0.1 | 0.097 | 6.17 |  | --> | 0.095 | 0 | 0 | 0 | 0 | Constrained, otherwise capacity available =95 kW | --> | C24 ex CAHIR | Cahir [T41,T42] | CAHIR |  | 52.4608 | -7.8956
MV/LV Substation BR***034 |  | 10 kV | _ | LV | 400 kVA :Building Structure | 0.4 | --> | 0.4 | 0.322 | 6.17 |  | --> | 0.38 | 0 | 0.197 | 0 | 0 | Constrained, otherwise capacity available =245 kW | --> | C19 ex CAHIR | Cahir [T41,T42] | CAHIR |  | 52.3756 | -7.9283
MV/LV Substation CA***036 |  | 10 kV | _ | LV | 400 kVA :Kiosk Substation | 0.4 | --> | 0.4 | 0.175 | 6.17 |  | --> | 0.38 | 0 | 0.016 | 0 | 0 | Constrained, otherwise capacity available =398 kW | --> | C19 ex CAHIR | Cahir [T41,T42] | CAHIR |  | 52.3742 | -7.925
MV/LV Substation CU***036X |  | 20 kV | _ | LV | 100 kVA :Pole Substation | 0.1 | --> | 0.1 | 0.095 | 0.49 |  | --> | 0.095 | 0 | 0 | 0 | 0 | Constrained, otherwise capacity available =96 kW | --> | E11 ex ARDFINNAN | Ardfinnan [T421] | CAHIR |  | 52.2996 | -8.0825
MV/LV Substation PA***041Y |  | 20 kV | _ | LV | 200 kVA :Pole Substation | 0.2 | --> | 0.2 | 0.166 | 0.49 |  | --> | 0.19 | 0 | 0.005 | 0 | 0 | Constrained, otherwise capacity available =191 kW | --> | E15 ex ARDFINNAN | Ardfinnan [T421] | CAHIR |  | 52.2703 | -7.8087
MV/LV Substation WO***042 |  | 10 kV | _ | LV | 400 kVA :Kiosk Substation | 0.4 | --> | 0.4 | 0.346 | 6.17 |  | --> | 0.38 | 0 | 0 | 0 | 0 | Constrained, otherwise capacity available =387 kW | --> | C20 ex CAHIR | Cahir [T41,T42] | CAHIR |  | 52.3813 | -7.9318
MV/LV Substation MA***051 |  | 20 kV | _ | LV | 50 kVA :Pole Substation | 0.05 | --> | 0.05 | 0.015 | 0.49 |  | --> | 0.048 | 0 | 0.01 | 0 | 0 | Constrained, otherwise capacity available =45 kW | --> | E11 ex ARDFINNAN | Ardfinnan [T421] | CAHIR |  | 52.2752 | -7.9931
MV/LV Substation RO***053 |  | 10 kV | _ | LV | 100 kVA :Pole Substation | 0.1 | --> | 0.1 | 0.1 | 6.17 |  | --> | 0.095 | 0 | 0 | 0 | 0 | Constrained, otherwise capacity available =95 kW | --> | C17 ex CAHIR | Cahir [T41,T42] | CAHIR |  | 52.3877 | -7.9239
MV/LV Substation AV***057 |  | 10 kV | _ | LV | 400 kVA :Kiosk Substation | 0.4 | --> | 0.4 | 0.335 | 6.17 |  | --> | 0.38 | 0 | 0.008 | 0 | 0 | Constrained, otherwise capacity available =383 kW | --> | C20 ex CAHIR | Cahir [T41,T42] | CAHIR |  | 52.3844 | -7.9341
MV/LV Substation DE***060 |  | 10 kV | _ | LV | 100 kVA :Pole Substation | 0.1 | --> | 0.1 | 0.1 | 6.17 |  | --> | 0.095 | 0 | 0 | 0 | 0 | Constrained, otherwise capacity available =95 kW | --> | C17 ex CAHIR | Cahir [T41,T42] | CAHIR |  | 52.3857 | -7.9285
MV/LV Substation MO***061 |  | 10 kV | _ | LV | 200 kVA :Pole Substation | 0.2 | --> | 0.2 | 0.143 | 6.17 |  | --> | 0.19 | 0 | 0.005 | 0 | 0 | Constrained, otherwise capacity available =194 kW | --> | C20 ex CAHIR | Cahir [T41,T42] | CAHIR |  | 52.3771 | -7.9328
MV/LV Substation CL***070 |  | 20 kV | _ | LV | 50 kVA :Pole Substation | 0.05 | --> | 0.05 | 0.043 | 0.49 |  | --> | 0.048 | 0 | 0 | 0 | 0 | Constrained, otherwise capacity available =48 kW | --> | E11 ex ARDFINNAN | Ardfinnan [T421] | CAHIR |  | 52.278 | -8.002
MV/LV Substation BA***071 |  | 10 kV | _ | LV | 100 kVA :Pole Substation | 0.1 | --> | 0.1 | 0.042 | 3.91 |  | --> | 0.095 | 0 | 0.008 | 0 | 0 | Constrained, otherwise capacity available =97 kW | --> | C16 ex ARDFINNAN | Ardfinnan [T42] | CAHIR |  | 52.3082 | -7.8903
MV/LV Substation CO***082Y |  | 20 kV | _ | LV | 50 kVA :Pole Substation | 0.05 | --> | 0.05 | 0.038 | 0.49 |  | --> | 0.048 | 0 | 0.014 | 0 | 0 | Constrained, otherwise capacity available =39 kW | --> | E11 ex ARDFINNAN | Ardfinnan [T421] | CAHIR |  | 52.2724 | -7.8692
MV/LV Substation RO***089Y |  | 20 kV | _ | LV | 200 kVA :Kiosk Substation | 0.2 | --> | 0.2 | 0.179 | 0.49 |  | --> | 0.19 | 0 | 0.025 | 0 | 0 | Constrained, otherwise capacity available =174 kW | --> | E15 ex ARDFINNAN | Ardfinnan [T421] | CAHIR |  | 52.3103 | -7.8908
MV/LV Substation MA***098X |  | 10 kV | _ | LV | 50 kVA :Pole Substation | 0.05 | --> | 0.05 | 0.049 | 6.17 |  | --> | 0.048 | 0 | 0 | 0 | 0 | Constrained, otherwise capacity available =48 kW | --> | C24 ex CAHIR | Cahir [T41,T42] | CAHIR |  | 52.4486 | -7.9061
MV/LV Substation AS***098Y |  | 10 kV | _ | LV | 200 kVA :Kiosk Substation | 0.2 | --> | 0.2 | 0.177 | 3.91 |  | --> | 0.19 | 0 | 0.019 | 0 | 0 | Constrained, otherwise capacity available =179 kW | --> | C16 ex ARDFINNAN | Ardfinnan [T42] | CAHIR |  | 52.3063 | -7.8854
MV/LV Substation MO***120Y |  | 10 kV | _ | LV | 200 kVA :Pole Substation | 0.2 | --> | 0.2 | 0.092 | 6.17 |  | --> | 0.19 | 0 | 0 | 0 | 0 | Constrained, otherwise capacity available =204 kW | --> | C20 ex CAHIR | Cahir [T41,T42] | CAHIR |  | 52.3733 | -7.9336
MV/LV Substation MO***123X |  | 10 kV | _ | LV | 50 kVA :Pole Substation | 0.05 | --> | 0.05 | 0.044 | 6.17 |  | --> | 0.048 | 0 | 0 | 0 | 0 | Constrained, otherwise capacity available =48 kW | --> | C24 ex CAHIR | Cahir [T41,T42] | CAHIR |  | 52.4037 | -7.8662
MV/LV Substation ED***146 |  | 10 kV | _ | LV | 50 kVA :Pole Substation | 0.05 | --> | 0.05 | 0.043 | 6.17 |  | --> | 0.048 | 0 | 0 | 0 | 0 | Constrained, otherwise capacity available =48 kW | --> | C24 ex CAHIR | Cahir [T41,T42] | CAHIR |  | 52.3762 | -7.8637
MV/LV Substation SU***147 |  | 10 kV | _ | LV | 200 kVA :Pole Substation | 0.2 | --> | 0.2 | 0.164 | 6.17 |  | --> | 0.19 | 0 | 0.051 | 0 | 0 | Constrained, otherwise capacity available =157 kW | --> | C24 ex CAHIR | Cahir [T41,T42] | CAHIR |  | 52.3713 | -7.8168
MV/LV Substation AR***156X |  | 10 kV | _ | LV | 50 kVA :Pole Substation | 0.05 | --> | 0.05 | 0.029 | 3.91 |  | --> | 0.048 | 0 | 0.003 | 0 | 0 | Constrained, otherwise capacity available =48 kW | --> | C16 ex ARDFINNAN | Ardfinnan [T42] | CAHIR |  | 52.3161 | -7.8816
MV/LV Substation SH***172 |  | 20 kV | _ | LV | 50 kVA :Pole Substation | 0.05 | --> | 0.05 | 0.043 | 0.49 |  | --> | 0.048 | 0 | 0.025 | 0 | 0 | Constrained, otherwise capacity available =30 kW | --> | E11 ex ARDFINNAN | Ardfinnan [T421] | CAHIR |  | 52.3066 | -8.056
MV/LV Substation PA***181X |  | 20 kV | _ | LV | 200 kVA :Pole Substation | 0.2 | --> | 0.2 | 0.161 | 0.49 |  | --> | 0.19 | 0 | 0.03 | 0 | 0 | Constrained, otherwise capacity available =173 kW | --> | E11 ex ARDFINNAN | Ardfinnan [T421] | CAHIR |  | 52.2811 | -7.9923
MV/LV Substation IN***206X |  | 10 kV | _ | LV | 630 kVA :Kiosk Substation | 0.63 | --> | 0.63 | 0.5 | 6.17 |  | --> | 0.598 | 0 | 0 | 0 | 0 | Constrained, otherwise capacity available =610 kW | --> | C20 ex CAHIR | Cahir [T41,T42] | CAHIR |  | 52.3732 | -7.9311
MV/LV Substation CA***208X |  | 10 kV | _ | LV | 50 kVA :Pole Substation | 0.05 | --> | 0.05 | 0.043 | 6.17 |  | --> | 0.048 | 0 | 0 | 0 | 0 | Constrained, otherwise capacity available =48 kW | --> | C20 ex CAHIR | Cahir [T41,T42] | CAHIR |  | 52.3673 | -7.9343
MV/LV Substation TA***211 |  | 10 kV | _ | LV | 200 kVA :Pole Substation | 0.2 | --> | 0.2 | 0.189 | 6.17 |  | --> | 0.19 | 0 | 0.003 | 0 | 0 | Constrained, otherwise capacity available =189 kW | --> | C17 ex CAHIR | Cahir [T41,T42] | CAHIR |  | 52.3909 | -7.9325
MV/LV Substation HO***224 |  | 20 kV | _ | LV | 400 kVA :Kiosk Substation | 0.4 | --> | 0.4 | 0.364 | 0.49 |  | --> | 0.38 | 0 | 0.01 | 0 | 0 | Constrained, otherwise capacity available =378 kW | --> | E11 ex ARDFINNAN | Ardfinnan [T421] | CAHIR |  | 52.2727 | -7.9929
MV/LV Substation KI***225 |  | 10 kV | _ | LV | 30 kVA :Pole Substation | 0.03 | --> | 0.03 | 0.015 | 6.17 |  | --> | 0.028 | 0 | 0.006 | 0 | 0 | Constrained, otherwise capacity available =26 kW | --> | C21 ex CAHIR | Cahir [T41,T42] | CAHIR |  | 52.3723 | -7.9086
MV/LV Substation BE***225X |  | 10 kV | _ | LV | 200 kVA :Kiosk Substation | 0.2 | --> | 0.2 | 0.137 | 6.17 |  | --> | 0.19 | 0 | 0.005 | 0 | 0 | Constrained, otherwise capacity available =195 kW | --> | C20 ex CAHIR | Cahir [T41,T42] | CAHIR |  | 52.3704 | -7.9329
MV/LV Substation BE***226 |  | 10 kV | _ | LV | 50 kVA :Pole Substation | 0.05 | --> | 0.05 | 0.044 | 6.17 |  | --> | 0.048 | 0 | 0 | 0 | 0 | Constrained, otherwise capacity available =48 kW | --> | C20 ex CAHIR | Cahir [T41,T42] | CAHIR |  | 52.3829 | -7.9388
MV/LV Substation NE***234X |  | 20 kV | _ | LV | 50 kVA :Pole Substation | 0.05 | --> | 0.05 | 0.03 | 0.49 |  | --> | 0.048 | 0 | 0.016 | 0 | 0 | Constrained, otherwise capacity available =38 kW | --> | E15 ex ARDFINNAN | Ardfinnan [T421] | CAHIR |  | 52.2733 | -7.8123
MV/LV Substation TH***235X |  | 10 kV | _ | LV | 100 kVA :Pole Substation | 0.1 | --> | 0.1 | 0.059 | 6.17 |  | --> | 0.095 | 0 | 0.03 | 0 | 0 | Constrained, otherwise capacity available =78 kW | --> | C24 ex CAHIR | Cahir [T41,T42] | CAHIR |  | 52.4407 | -7.8815
MV/LV Substation AI***245X |  | 10 kV | _ | LV | 100 kVA :Pole Substation | 0.1 | --> | 0.1 | 0.085 | 6.17 |  | --> | 0.095 | 0 | 0 | 0 | 0 | Constrained, otherwise capacity available =97 kW | --> | C22 ex CAHIR | Cahir [T41,T42] | CAHIR |  | 52.3709 | -7.9152
MV/LV Substation GO***253 |  | 20 kV | _ | LV | 400 kVA :Kiosk Substation | 0.4 | --> | 0.4 | 0.307 | 0.49 |  | --> | 0.38 | 0 | 0.005 | 0 | 0 | Constrained, otherwise capacity available =389 kW | --> | E15 ex ARDFINNAN | Ardfinnan [T421] | CAHIR |  | 52.3074 | -7.8841
MV/LV Substation DR***265 |  | 20 kV | _ | LV | 100 kVA :Pole Substation | 0.1 | --> | 0.1 | 0.092 | 0.49 |  | --> | 0.095 | 0 | 0 | 0 | 0 | Constrained, otherwise capacity available =96 kW | --> | E11 ex ARDFINNAN | Ardfinnan [T421] | CAHIR |  | 52.2969 | -8.0265
MV/LV Substation FA***317 |  | 10 kV | _ | LV | 400 kVA :Kiosk Substation | 0.4 | --> | 0.4 | 0.267 | 6.17 |  | --> | 0.38 | 0 | 0.047 | 0 | 0 | Constrained, otherwise capacity available =363 kW | --> | C17 ex CAHIR | Cahir [T41,T42] | CAHIR |  | 52.3794 | -7.9111
MV/LV Substation DR***332 |  | 20 kV | _ | LV | 50 kVA :Pole Substation | 0.05 | --> | 0.05 | 0.034 | 0.49 |  | --> | 0.048 | 0 | 0 | 0 | 0 | Constrained, otherwise capacity available =50 kW | --> | E11 ex ARDFINNAN | Ardfinnan [T421] | CAHIR |  | 52.2998 | -8.0096
MV/LV Substation SH***344 |  | 20 kV | _ | LV | 50 kVA :Pole Substation | 0.05 | --> | 0.05 | 0.043 | 0.49 |  | --> | 0.048 | 0 | 0 | 0 | 0 | Constrained, otherwise capacity available =48 kW | --> | E11 ex ARDFINNAN | Ardfinnan [T421] | CAHIR |  | 52.2963 | -8.0531
MV/LV Substation CU***389 |  | 20 kV | _ | LV | 50 kVA :Pole Substation | 0.05 | --> | 0.05 | 0.037 | 0.49 |  | --> | 0.048 | 0 | 0 | 0 | 0 | Constrained, otherwise capacity available =49 kW | --> | E11 ex ARDFINNAN | Ardfinnan [T421] | CAHIR |  | 52.2842 | -8.0266
MV/LV Substation NE***391 |  | 20 kV | _ | LV | 200 kVA :Pole Substation | 0.2 | --> | 0.2 | 0.135 | 0.49 |  | --> | 0.19 | 0 | 0.039 | 0 | 0 | Constrained, otherwise capacity available =170 kW | --> | E15 ex ARDFINNAN | Ardfinnan [T421] | CAHIR |  | 52.2714 | -7.8104
MV/LV Substation BA***401X |  | 10 kV | _ | LV | 50 kVA :Pole Substation | 0.05 | --> | 0.05 | 0.01 | 6.17 |  | --> | 0.048 | 0 | 0 | 0 | 0 | Constrained, otherwise capacity available =53 kW | --> | C24 ex CAHIR | Cahir [T41,T42] | CAHIR |  | 52.4564 | -7.8513
MV/LV Substation SP***404 |  | 20 kV | _ | LV | 200 kVA :Pole Substation | 0.2 | --> | 0.2 | 0.159 | 0.49 |  | --> | 0.19 | 0 | 0.005 | 0 | 0 | Constrained, otherwise capacity available =192 kW | --> | E15 ex ARDFINNAN | Ardfinnan [T421] | CAHIR |  | 52.315 | -7.8736
MV/LV Substation HO***4047 |  | 10 kV | _ | LV | 400 kVA :Building Structure | 0.4 | --> | 0.4 | 0.231 | 6.17 |  | --> | 0.38 | 0 | 0.2 | 0 | 0 | Constrained, otherwise capacity available =254 kW | --> | C20 ex CAHIR | Cahir [T41,T42] | CAHIR |  | 52.3723 | -7.9321
MV/LV Substation BA***4051 |  | 10 kV | _ | LV | 50 kVA :Pole Substation | 0.05 | --> | 0.05 | 0.049 | 6.17 |  | --> | 0.048 | 0 | 0 | 0 | 0 | Constrained, otherwise capacity available =48 kW | --> | C21 ex CAHIR | Cahir [T41,T42] | CAHIR |  | 52.3597 | -7.8873
MV/LV Substation MO***4052 |  | 20 kV | _ | LV | 50 kVA :Pole Substation | 0.05 | --> | 0.05 | 0.048 | 0.49 |  | --> | 0.048 | 0 | 0 | 0 | 0 | Constrained, otherwise capacity available =48 kW | --> | E15 ex ARDFINNAN | Ardfinnan [T421] | CAHIR |  | 52.2769 | -7.8103
MV/LV Substation WA***4057 |  | 20 kV | _ | LV | 200 kVA :Pole Substation | 0.2 | --> | 0.2 | 0.2 | 0.49 |  | --> | 0.19 | 0 | 0 | 0 | 0 | Constrained, otherwise capacity available =190 kW | --> | E11 ex ARDFINNAN | Ardfinnan [T421] | CAHIR |  | 52.3249 | -8.1036
MV/LV Substation WA***4058 |  | 20 kV | _ | LV | 50 kVA :Pole Substation | 0.05 | --> | 0.05 | 0.05 | 0.49 |  | --> | 0.048 | 0 | 0 | 0 | 0 | Constrained, otherwise capacity available =48 kW | --> | E11 ex ARDFINNAN | Ardfinnan [T421] | CAHIR |  | 52.3352 | -8.1132
MV/LV Substation BA***4062 |  | 20 kV | _ | LV | 50 kVA :Pole Substation | 0.05 | --> | 0.05 | 0.044 | 0.49 |  | --> | 0.048 | 0 | 0 | 0 | 0 | Constrained, otherwise capacity available =48 kW | --> | E11 ex ARDFINNAN | Ardfinnan [T421] | CAHIR |  | 52.3227 | -7.9092
MV/LV Substation E ***4068 |  | 10 kV | _ | LV | 200 kVA :Pole Substation | 0.2 | --> | 0.2 | 0.146 | 6.17 |  | --> | 0.19 | 0 | 0.05 | 0 | 0 | Constrained, otherwise capacity available =160 kW | --> | C20 ex CAHIR | Cahir [T41,T42] | CAHIR |  | 52.374 | -7.9345
MV/LV Substation O ***4071 |  | 20 kV | _ | LV | 50 kVA :Pole Substation | 0.05 | --> | 0.05 | 0.05 | 0.49 |  | --> | 0.048 | 0 | 0 | 0 | 0 | Constrained, otherwise capacity available =48 kW | --> | E11 ex ARDFINNAN | Ardfinnan [T421] | CAHIR |  | 52.2721 | -8.0508
MV/LV Substation OG***4075 |  | 20 kV | _ | LV | 50 kVA :Pole Substation | 0.05 | --> | 0.05 | 0.044 | 0.49 |  | --> | 0.048 | 0 | 0.02 | 0 | 0 | Constrained, otherwise capacity available =34 kW | --> | E11 ex ARDFINNAN | Ardfinnan [T421] | CAHIR |  | 52.2947 | -8.052
MV/LV Substation RO***407X |  | 10 kV | _ | LV | 400 kVA :Building Structure | 0.4 | --> | 0.4 | 0.315 | 6.17 |  | --> | 0.38 | 0 | 0 | 0 | 0 | Constrained, otherwise capacity available =391 kW | --> | C24 ex CAHIR | Cahir [T41,T42] | CAHIR |  | 52.4586 | -7.893
MV/LV Substation OL***4087 |  | 20 kV | _ | LV | 50 kVA :Pole Substation | 0.05 | --> | 0.05 | 0.048 | 0.49 |  | --> | 0.048 | 0 | 0 | 0 | 0 | Constrained, otherwise capacity available =48 kW | --> | E15 ex ARDFINNAN | Ardfinnan [T421] | CAHIR |  | 52.3244 | -7.8293
MV/LV Substation BA***4094 |  | 10 kV | _ | LV | 200 kVA :Pole Substation | 0.2 | --> | 0.2 | 0.178 | 6.17 |  | --> | 0.19 | 0 | 0.189 | 0 | 0 | Constrained, otherwise capacity available =51 kW | --> | C24 ex CAHIR | Cahir [T41,T42] | CAHIR |  | 52.3865 | -7.8766
MV/LV Substation KN***4095 |  | 20 kV | _ | LV | 200 kVA :Pole Substation | 0.2 | --> | 0.2 | 0.192 | 0.49 |  | --> | 0.19 | 0 | 0.011 | 0 | 0 | Constrained, otherwise capacity available =183 kW | --> | E15 ex ARDFINNAN | Ardfinnan [T421] | CAHIR |  | 52.3295 | -7.7948
MV/LV Substation CA***4104 |  | 20 kV | _ | LV | 50 kVA :Pole Substation | 0.05 | --> | 0.05 | 0.05 | 0.49 |  | --> | 0.048 | 0 | 0 | 0 | 0 | Constrained, otherwise capacity available =48 kW | --> | E11 ex ARDFINNAN | Ardfinnan [T421] | CAHIR |  | 52.3246 | -7.914
MV/LV Substation DO***4107 |  | 20 kV | _ | LV | 50 kVA :Pole Substation | 0.05 | --> | 0.05 | 0.042 | 0.49 |  | --> | 0.048 | 0 | 0 | 0 | 0 | Constrained, otherwise capacity available =48 kW | --> | E11 ex ARDFINNAN | Ardfinnan [T421] | CAHIR |  | 52.2984 | -7.9491
MV/LV Substation KI***4117 |  | 10 kV | _ | LV | 50 kVA :Pole Substation | 0.05 | --> | 0.05 | 0.05 | 6.17 |  | --> | 0.048 | 0 | 0 | 0 | 0 | Constrained, otherwise capacity available =48 kW | --> | C20 ex CAHIR | Cahir [T41,T42] | CAHIR |  | 52.3424 | -8.0101
MV/LV Substation DE***412 |  | 10 kV | _ | LV | 50 kVA :Pole Substation | 0.05 | --> | 0.05 | 0.047 | 6.17 |  | --> | 0.048 | 0 | 0 | 0 | 0 | Constrained, otherwise capacity available =48 kW | --> | C24 ex CAHIR | Cahir [T41,T42] | CAHIR |  | 52.3683 | -7.8148
MV/LV Substation MO***4120 |  | 10 kV | _ | LV | 50 kVA :Pole Substation | 0.05 | --> | 0.05 | 0.043 | 6.17 |  | --> | 0.048 | 0 | 0.056 | 0 | 0 | Constrained, otherwise capacity available =7 kW | --> | C24 ex CAHIR | Cahir [T41,T42] | CAHIR |  | 52.4048 | -7.8679
MV/LV Substation BA***4124 |  | 10 kV | _ | LV | 100 kVA :Pole Substation | 0.1 | --> | 0.1 | 0.056 | 3.91 |  | --> | 0.095 | 0 | 0.05 | 0 | 0 | Constrained, otherwise capacity available =64 kW | --> | C16 ex ARDFINNAN | Ardfinnan [T42] | CAHIR |  | 52.3477 | -7.8431
MV/LV Substation TU***4138 |  | 20 kV | _ | LV | 50 kVA :Pole Substation | 0.05 | --> | 0.05 | 0.046 | 0.49 |  | --> | 0.048 | 0 | 0 | 0 | 0 | Constrained, otherwise capacity available =48 kW | --> | E11 ex ARDFINNAN | Ardfinnan [T421] | CAHIR |  | 52.3085 | -7.9642
MV/LV Substation CA***4141 |  | 20 kV | _ | LV | 50 kVA :Pole Substation | 0.05 | --> | 0.05 | 0.049 | 0.49 |  | --> | 0.048 | 0 | 0 | 0 | 0 | Constrained, otherwise capacity available =48 kW | --> | E11 ex ARDFINNAN | Ardfinnan [T421] | CAHIR |  | 52.2905 | -7.9506
MV/LV Substation LI***4143 |  | 10 kV | _ | LV | 100 kVA :Pole Substation | 0.1 | --> | 0.1 | 0.1 | 6.17 |  | --> | 0.095 | 0 | 0 | 0 | 0 | Constrained, otherwise capacity available =95 kW | --> | C21 ex CAHIR | Cahir [T41,T42] | CAHIR |  | 52.3615 | -7.8421
MV/LV Substation CA***4148 |  | 10 kV | _ | LV | 50 kVA :Pole Substation | 0.05 | --> | 0.05 | 0.042 | 6.17 |  | --> | 0.048 | 0 | 0.008 | 0 | 0 | Constrained, otherwise capacity available =43 kW | --> | C19 ex CAHIR | Cahir [T41,T42] | CAHIR |  | 52.375 | -7.9181
MV/LV Substation CO***4153 |  | 10 kV | _ | LV | 50 kVA :Pole Substation | 0.05 | --> | 0.05 | 0.05 | 6.17 |  | --> | 0.048 | 0 | 0 | 0 | 0 | Constrained, otherwise capacity available =48 kW | --> | C20 ex CAHIR | Cahir [T41,T42] | CAHIR |  | 52.3653 | -7.9605
MV/LV Substation CU***4156 |  | 20 kV | _ | LV | 50 kVA :Pole Substation | 0.05 | --> | 0.05 | 0.05 | 0.49 |  | --> | 0.048 | 0 | 0 | 0 | 0 | Constrained, otherwise capacity available =48 kW | --> | E11 ex ARDFINNAN | Ardfinnan [T421] | CAHIR |  | 52.2695 | -7.8581
MV/LV Substation NE***4158 |  | 10 kV | _ | LV | 50 kVA :Pole Substation | 0.05 | --> | 0.05 | 0.05 | 6.17 |  | --> | 0.048 | 0 | 0 | 0 | 0 | Constrained, otherwise capacity available =48 kW | --> | C24 ex CAHIR | Cahir [T41,T42] | CAHIR |  | 52.4417 | -7.8811
MV/LV Substation BA***4159 |  | 10 kV | _ | LV | 50 kVA :Pole Substation | 0.05 | --> | 0.05 | 0.046 | 6.17 |  | --> | 0.048 | 0 | 0 | 0 | 0 | Constrained, otherwise capacity available =48 kW | --> | C21 ex CAHIR | Cahir [T41,T42] | CAHIR |  | 52.3614 | -7.8917
MV/LV Substation BU***4169 |  | 20 kV | _ | LV | 50 kVA :Pole Substation | 0.05 | --> | 0.05 | 0.048 | 0.49 |  | --> | 0.048 | 0 | 0 | 0 | 0 | Constrained, otherwise capacity available =48 kW | --> | E11 ex ARDFINNAN | Ardfinnan [T421] | CAHIR |  | 52.3182 | -7.9614
MV/LV Substation BA***4172 |  | 10 kV | _ | LV | 100 kVA :Pole Substation | 0.1 | --> | 0.1 | 0.093 | 6.17 |  | --> | 0.095 | 0 | 0 | 0 | 0 | Constrained, otherwise capacity available =96 kW | --> | C24 ex CAHIR | Cahir [T41,T42] | CAHIR |  | 52.4528 | -7.838
MV/LV Substation CL***4173 |  | 20 kV | _ | LV | 100 kVA :Pole Substation | 0.1 | --> | 0.1 | 0.099 | 0.49 |  | --> | 0.095 | 0 | 0 | 0 | 0 | Constrained, otherwise capacity available =95 kW | --> | E11 ex ARDFINNAN | Ardfinnan [T421] | CAHIR |  | 52.2765 | -7.9973
MV/LV Substation WH***4174 |  | 10 kV | _ | LV | 50 kVA :Pole Substation | 0.05 | --> | 0.05 | 0.05 | 6.17 |  | --> | 0.048 | 0 | 0 | 0 | 0 | Constrained, otherwise capacity available =48 kW | --> | C20 ex CAHIR | Cahir [T41,T42] | CAHIR |  | 52.36 | -7.9863
MV/LV Substation BA***417X |  | 10 kV | _ | LV | 50 kVA :Pole Substation | 0.05 | --> | 0.05 | 0.048 | 6.17 |  | --> | 0.048 | 0 | 0 | 0 | 0 | Constrained, otherwise capacity available =48 kW | --> | C20 ex CAHIR | Cahir [T41,T42] | CAHIR |  | 52.3628 | -7.9694
MV/LV Substation BA***4183 |  | 20 kV | _ | LV | 50 kVA :Pole Substation | 0.05 | --> | 0.05 | 0.05 | 0.49 |  | --> | 0.048 | 0 | 0 | 0 | 0 | Constrained, otherwise capacity available =48 kW | --> | E11 ex ARDFINNAN | Ardfinnan [T421] | CAHIR |  | 52.309 | -7.9754
MV/LV Substation CL***4189 |  | 20 kV | _ | LV | 200 kVA :Pole Substation | 0.2 | --> | 0.2 | 0.185 | 0.49 |  | --> | 0.19 | 0 | 0 | 0 | 0 | Constrained, otherwise capacity available =192 kW | --> | E15 ex ARDFINNAN | Ardfinnan [T421] | CAHIR |  | 52.3097 | -7.8856
MV/LV Substation ME***4203 |  | 10 kV | _ | LV | 400 kVA :Kiosk Substation | 0.4 | --> | 0.4 | 0.4 | 6.17 |  | --> | 0.38 | 0 | 0 | 0 | 0 | Constrained, otherwise capacity available =380 kW | --> | C17 ex CAHIR | Cahir [T41,T42] | CAHIR |  | 52.3809 | -7.9088
MV/LV Substation KI***420X |  | 10 kV | _ | LV | 200 kVA :Kiosk Substation | 0.2 | --> | 0.2 | 0.17 | 6.17 |  | --> | 0.19 | 0 | 0 | 0 | 0 | Constrained, otherwise capacity available =194 kW | --> | C20 ex CAHIR | Cahir [T41,T42] | CAHIR |  | 52.3455 | -8.0275
MV/LV Substation TI***4217 |  | 10 kV | _ | LV | 50 kVA :Pole Substation | 0.05 | --> | 0.05 | 0.049 | 6.17 |  | --> | 0.048 | 0 | 0 | 0 | 0 | Constrained, otherwise capacity available =48 kW | --> | C20 ex CAHIR | Cahir [T41,T42] | CAHIR |  | 52.3586 | -7.9985
MV/LV Substation AR***421X |  | 20 kV | _ | LV | 200 kVA :Pole Substation | 0.2 | --> | 0.2 | 0.112 | 0.49 |  | --> | 0.19 | 0 | 0.006 | 0 | 0 | Constrained, otherwise capacity available =197 kW | --> | E15 ex ARDFINNAN | Ardfinnan [T421] | CAHIR |  | 52.3091 | -7.8832
MV/LV Substation OU***426X |  | 10 kV | _ | LV | 630 kVA :Building Structure | 0.63 | --> | 0.63 | 0.5 | 6.17 |  | --> | 0.598 | 0 | 0 | 0 | 0 | Constrained, otherwise capacity available =598 kW | --> | C24 ex CAHIR | Cahir [T41,T42] | CAHIR |  | 52.4338 | -7.8857
MV/LV Substation LE***438X |  | 20 kV | _ | LV | 400 kVA :Building Structure | 0.4 | --> | 0.4 | 0.352 | 0.49 |  | --> | 0.38 | 0 | 0 | 0 | 0 | Constrained, otherwise capacity available =387 kW | --> | E15 ex ARDFINNAN | Ardfinnan [T421] | CAHIR |  | 52.3112 | -7.879
MV/LV Substation ST***441 |  | 10 kV | _ | LV | 100 kVA :Pole Substation | 0.1 | --> | 0.1 | 0.088 | 6.17 |  | --> | 0.095 | 0 | 0 | 0 | 0 | Constrained, otherwise capacity available =97 kW | --> | C24 ex CAHIR | Cahir [T41,T42] | CAHIR |  | 52.4626 | -7.8978
MV/LV Substation OU***442 |  | 10 kV | _ | LV | 50 kVA :Pole Substation | 0.05 | --> | 0.05 | 0.041 | 6.17 |  | --> | 0.048 | 0 | 0 | 0 | 0 | Constrained, otherwise capacity available =49 kW | --> | C24 ex CAHIR | Cahir [T41,T42] | CAHIR |  | 52.4254 | -7.8809
MV/LV Substation OR***444X |  | 20 kV | _ | LV | 200 kVA :Pole Substation | 0.2 | --> | 0.2 | 0.197 | 0.49 |  | --> | 0.19 | 0 | 0 | 0 | 0 | Constrained, otherwise capacity available =190 kW | --> | E15 ex ARDFINNAN | Ardfinnan [T421] | CAHIR |  | 52.3409 | -7.8105
MV/LV Substation MO***445X |  | 20 kV | _ | LV | 100 kVA :Pole Substation | 0.1 | --> | 0.1 | 0.071 | 0.49 |  | --> | 0.095 | 0 | 0.015 | 0 | 0 | Constrained, otherwise capacity available =88 kW | --> | E15 ex ARDFINNAN | Ardfinnan [T421] | CAHIR |  | 52.337 | -7.8027
MV/LV Substation WO***462 |  | 10 kV | _ | LV | 50 kVA :Pole Substation | 0.05 | --> | 0.05 | 0.048 | 6.17 |  | --> | 0.048 | 0 | 0 | 0 | 0 | Constrained, otherwise capacity available =48 kW | --> | C24 ex CAHIR | Cahir [T41,T42] | CAHIR |  | 52.3789 | -7.8204
MV/LV Substation CR***475X |  | 20 kV | _ | LV | 200 kVA :Pole Substation | 0.2 | --> | 0.2 | 0.187 | 0.49 |  | --> | 0.19 | 0 | 0 | 0 | 0 | Constrained, otherwise capacity available =192 kW | --> | E11 ex ARDFINNAN | Ardfinnan [T421] | CAHIR |  | 52.2895 | -8.053
MV/LV Substation LI***489 |  | 10 kV | _ | LV | 100 kVA :Pole Substation | 0.1 | --> | 0.1 | 0.062 | 6.17 |  | --> | 0.095 | 0 | 0.012 | 0 | 0 | Constrained, otherwise capacity available =91 kW | --> | C20 ex CAHIR | Cahir [T41,T42] | CAHIR |  | 52.3722 | -7.9409
MV/LV Substation MO***530X |  | 10 kV | _ | LV | 200 kVA :Pole Substation | 0.2 | --> | 0.2 | 0.148 | 6.17 |  | --> | 0.19 | 0 | 0.011 | 0 | 0 | Constrained, otherwise capacity available =189 kW | --> | C21 ex CAHIR | Cahir [T41,T42] | CAHIR |  | 52.3693 | -7.8963
MV/LV Substation CA***539 |  | 20 kV | _ | LV | 50 kVA :Pole Substation | 0.05 | --> | 0.05 | 0.045 | 0.49 |  | --> | 0.048 | 0 | 0 | 0 | 0 | Constrained, otherwise capacity available =48 kW | --> | E11 ex ARDFINNAN | Ardfinnan [T421] | CAHIR |  | 52.285 | -7.9538
MV/LV Substation CA***540 |  | 20 kV | _ | LV | 100 kVA :Pole Substation | 0.1 | --> | 0.1 | 0.092 | 0.49 |  | --> | 0.095 | 0 | 0.094 | 0 | 0 | Constrained, otherwise capacity available =26 kW | --> | E11 ex ARDFINNAN | Ardfinnan [T421] | CAHIR |  | 52.2811 | -7.9529
MV/LV Substation LO***557X |  | 10 kV | _ | LV | 100 kVA :Pole Substation | 0.1 | --> | 0.1 | 0.039 | 6.17 |  | --> | 0.095 | 0 | 0.05 | 0 | 0 | Constrained, otherwise capacity available =65 kW | --> | C21 ex CAHIR | Cahir [T41,T42] | CAHIR |  | 52.3622 | -7.8625
MV/LV Substation CL***578 |  | 20 kV | _ | LV | 200 kVA :Pole Substation | 0.2 | --> | 0.2 | 0.042 | 0.49 |  | --> | 0.19 | 0 | 0.011 | 0 | 0 | Constrained, otherwise capacity available =202 kW | --> | E11 ex ARDFINNAN | Ardfinnan [T421] | CAHIR |  | 52.2766 | -7.9967
MV/LV Substation GA***580 |  | 10 kV | _ | LV | 100 kVA :Pole Substation | 0.1 | --> | 0.1 | 0.068 | 3.91 |  | --> | 0.095 | 0 | 0 | 0 | 0 | Constrained, otherwise capacity available =99 kW | --> | C16 ex ARDFINNAN | Ardfinnan [T42] | CAHIR |  | 52.3452 | -7.8939
MV/LV Substation BA***581 |  | 20 kV | _ | LV | 100 kVA :Pole Substation | 0.1 | --> | 0.1 | 0.066 | 0.49 |  | --> | 0.095 | 0 | 0.005 | 0 | 0 | Constrained, otherwise capacity available =96 kW | --> | E11 ex ARDFINNAN | Ardfinnan [T421] | CAHIR |  | 52.2762 | -8.0013
MV/LV Substation KI***585 |  | 10 kV | _ | LV | 50 kVA :Pole Substation | 0.05 | --> | 0.05 | 0.043 | 6.17 |  | --> | 0.048 | 0 | 0 | 0 | 0 | Constrained, otherwise capacity available =48 kW | --> | C24 ex CAHIR | Cahir [T41,T42] | CAHIR |  | 52.3718 | -7.8053
MV/LV Substation TR***585X |  | 10 kV | _ | LV | 200 kVA :Pole Substation | 0.2 | --> | 0.2 | 0.152 | 6.17 |  | --> | 0.19 | 0 | 0 | 0 | 0 | Constrained, otherwise capacity available =196 kW | --> | C22 ex CAHIR | Cahir [T41,T42] | CAHIR |  | 52.3668 | -7.9287
MV/LV Substation SP***593 |  | 10 kV | _ | LV | 50 kVA :Pole Substation | 0.05 | --> | 0.05 | 0.037 | 6.17 |  | --> | 0.048 | 0 | 0.011 | 0 | 0 | Constrained, otherwise capacity available =41 kW | --> | C24 ex CAHIR | Cahir [T41,T42] | CAHIR |  | 52.4266 | -7.8367
MV/LV Substation NE***594X |  | 10 kV | _ | LV | 50 kVA :Pole Substation | 0.05 | --> | 0.05 | 0.046 | 6.17 |  | --> | 0.048 | 0 | 0.011 | 0 | 0 | Constrained, otherwise capacity available =40 kW | --> | C24 ex CAHIR | Cahir [T41,T42] | CAHIR |  | 52.4429 | -7.8805
MV/LV Substation GA***617X |  | 20 kV | _ | LV | 50 kVA :Pole Substation | 0.05 | --> | 0.05 | 0.048 | 0.49 |  | --> | 0.048 | 0 | 0 | 0 | 0 | Constrained, otherwise capacity available =48 kW | --> | E15 ex ARDFINNAN | Ardfinnan [T421] | CAHIR |  | 52.287 | -7.8056
MV/LV Substation RO***635X |  | 10 kV | _ | LV | 50 kVA :Pole Substation | 0.05 | --> | 0.05 | 0.036 | 6.17 |  | --> | 0.048 | 0 | 0.03 | 0 | 0 | Constrained, otherwise capacity available =27 kW | --> | C24 ex CAHIR | Cahir [T41,T42] | CAHIR |  | 52.4556 | -7.9012
MV/LV Substation CA***657 |  | 20 kV | _ | LV | 50 kVA :Pole Substation | 0.05 | --> | 0.05 | 0.038 | 0.49 |  | --> | 0.048 | 0 | 0 | 0 | 0 | Constrained, otherwise capacity available =49 kW | --> | E15 ex ARDFINNAN | Ardfinnan [T421] | CAHIR |  | 52.3163 | -7.8656
MV/LV Substation V ***662X |  | 10 kV | _ | LV | 400 kVA :Kiosk Substation | 0.4 | --> | 0.4 | 0.355 | 6.17 |  | --> | 0.38 | 0 | 0.011 | 0 | 0 | Constrained, otherwise capacity available =378 kW | --> | C17 ex CAHIR | Cahir [T41,T42] | CAHIR |  | 52.3804 | -7.9168
MV/LV Substation GA***663X |  | 20 kV | _ | LV | 200 kVA :Pole Substation | 0.2 | --> | 0.2 | 0.17 | 0.49 |  | --> | 0.19 | 0 | 0 | 0 | 0 | Constrained, otherwise capacity available =194 kW | --> | E15 ex ARDFINNAN | Ardfinnan [T421] | CAHIR |  | 52.352 | -7.808
MV/LV Substation OA***671X |  | 10 kV | _ | LV | 400 kVA :Kiosk Substation | 0.4 | --> | 0.4 | 0.375 | 6.17 |  | --> | 0.38 | 0 | 0 | 0 | 0 | Constrained, otherwise capacity available =384 kW | --> | C20 ex CAHIR | Cahir [T41,T42] | CAHIR |  | 52.3727 | -7.9327
MV/LV Substation KN***676X |  | 10 kV | _ | LV | 50 kVA :Pole Substation | 0.05 | --> | 0.05 | 0.044 | 6.17 |  | --> | 0.048 | 0 | 0.056 | 0 | 0 | Constrained, otherwise capacity available =7 kW | --> | C24 ex CAHIR | Cahir [T41,T42] | CAHIR |  | 52.4134 | -7.8472
MV/LV Substation NE***680 |  | 20 kV | _ | LV | 50 kVA :Pole Substation | 0.05 | --> | 0.05 | 0.035 | 0.49 |  | --> | 0.048 | 0 | 0 | 0 | 0 | Constrained, otherwise capacity available =50 kW | --> | E15 ex ARDFINNAN | Ardfinnan [T421] | CAHIR |  | 52.3082 | -7.8483
MV/LV Substation CA***680X |  | 10 kV | _ | LV | 400 kVA :Kiosk Substation | 0.4 | --> | 0.4 | 0.391 | 6.17 |  | --> | 0.38 | 0 | 0 | 0 | 0 | Constrained, otherwise capacity available =381 kW | --> | C17 ex CAHIR | Cahir [T41,T42] | CAHIR |  | 52.384 | -7.9294
MV/LV Substation KI***686X |  | 20 kV | _ | LV | 50 kVA :Pole Substation | 0.05 | --> | 0.05 | 0.044 | 0.49 |  | --> | 0.048 | 0 | 0 | 0 | 0 | Constrained, otherwise capacity available =48 kW | --> | E11 ex ARDFINNAN | Ardfinnan [T421] | CAHIR |  | 52.2717 | -8.069
MV/LV Substation CA***688X |  | 10 kV | _ | LV | 50 kVA :Pole Substation | 0.05 | --> | 0.05 | 0.05 | 6.17 |  | --> | 0.048 | 0 | 0 | 0 | 0 | Constrained, otherwise capacity available =48 kW | --> | C17 ex CAHIR | Cahir [T41,T42] | CAHIR |  | 52.3887 | -7.9321
MV/LV Substation TA***691X |  | 10 kV | _ | LV | 200 kVA :Pole Substation | 0.2 | --> | 0.2 | 0.18 | 6.17 |  | --> | 0.19 | 0 | 0 | 0 | 0 | Constrained, otherwise capacity available =193 kW | --> | C17 ex CAHIR | Cahir [T41,T42] | CAHIR |  | 52.3951 | -7.944
MV/LV Substation KN***693 |  | 20 kV | _ | LV | 50 kVA :Pole Substation | 0.05 | --> | 0.05 | 0.038 | 0.49 |  | --> | 0.048 | 0 | 0.011 | 0 | 0 | Constrained, otherwise capacity available =41 kW | --> | E15 ex ARDFINNAN | Ardfinnan [T421] | CAHIR |  | 52.3086 | -7.8144
MV/LV Substation BA***694 |  | 20 kV | _ | LV | 50 kVA :Pole Substation | 0.05 | --> | 0.05 | 0.037 | 0.49 |  | --> | 0.048 | 0 | 0 | 0 | 0 | Constrained, otherwise capacity available =49 kW | --> | E15 ex ARDFINNAN | Ardfinnan [T421] | CAHIR |  | 52.3045 | -7.8013
MV/LV Substation BU***698 |  | 20 kV | _ | LV | 50 kVA :Pole Substation | 0.05 | --> | 0.05 | 0.041 | 0.49 |  | --> | 0.048 | 0 | 0.02 | 0 | 0 | Constrained, otherwise capacity available =34 kW | --> | E15 ex ARDFINNAN | Ardfinnan [T421] | CAHIR |  | 52.2894 | -7.8068
MV/LV Substation MO***700 |  | 20 kV | _ | LV | 50 kVA :Pole Substation | 0.05 | --> | 0.05 | 0.044 | 0.49 |  | --> | 0.048 | 0 | 0.01 | 0 | 0 | Constrained, otherwise capacity available =41 kW | --> | E15 ex ARDFINNAN | Ardfinnan [T421] | CAHIR |  | 52.2825 | -7.8003
MV/LV Substation GA***700X |  | 10 kV | _ | LV | 50 kVA :Pole Substation | 0.05 | --> | 0.05 | 0.042 | 6.17 |  | --> | 0.048 | 0 | 0.006 | 0 | 0 | Constrained, otherwise capacity available =44 kW | --> | C22 ex CAHIR | Cahir [T41,T42] | CAHIR |  | 52.3684 | -7.9231
MV/LV Substation CL***702 |  | 20 kV | _ | LV | 200 kVA :Pole Substation | 0.2 | --> | 0.2 | 0.184 | 0.49 |  | --> | 0.19 | 0 | 0 | 0 | 0 | Constrained, otherwise capacity available =192 kW | --> | E15 ex ARDFINNAN | Ardfinnan [T421] | CAHIR |  | 52.2707 | -7.8023
MV/LV Substation TI***705X |  | 20 kV | _ | LV | 200 kVA :Pole Substation | 0.2 | --> | 0.2 | 0.163 | 0.49 |  | --> | 0.19 | 0 | 0 | 0 | 0 | Constrained, otherwise capacity available =195 kW | --> | E11 ex ARDFINNAN | Ardfinnan [T421] | CAHIR |  | 52.2586 | -7.8919
MV/LV Substation SA***709X |  | 10 kV | _ | LV | 50 kVA :Pole Substation | 0.05 | --> | 0.05 | 0.043 | 3.91 |  | --> | 0.048 | 0 | 0.005 | 0 | 0 | Constrained, otherwise capacity available =45 kW | --> | C16 ex ARDFINNAN | Ardfinnan [T42] | CAHIR |  | 52.3447 | -7.892
MV/LV Substation KN***718 |  | 20 kV | _ | LV | 200 kVA :Pole Substation | 0.2 | --> | 0.2 | 0.173 | 0.49 |  | --> | 0.19 | 0 | 0 | 0 | 0 | Constrained, otherwise capacity available =194 kW | --> | E15 ex ARDFINNAN | Ardfinnan [T421] | CAHIR |  | 52.33 | -7.7919
MV/LV Substation KN***719 |  | 20 kV | _ | LV | 50 kVA :Pole Substation | 0.05 | --> | 0.05 | 0.041 | 0.49 |  | --> | 0.048 | 0 | 0 | 0 | 0 | Constrained, otherwise capacity available =49 kW | --> | E15 ex ARDFINNAN | Ardfinnan [T421] | CAHIR |  | 52.3379 | -7.7978
MV/LV Substation BA***725X |  | 10 kV | _ | LV | 50 kVA :Pole Substation | 0.05 | --> | 0.05 | 0.021 | 6.17 |  | --> | 0.048 | 0 | 0 | 0 | 0 | Constrained, otherwise capacity available =51 kW | --> | C17 ex CAHIR | Cahir [T41,T42] | CAHIR |  | 52.3933 | -7.9481
MV/LV Substation NE***727X |  | 20 kV | _ | LV | 100 kVA :Pole Substation | 0.1 | --> | 0.1 | 0.083 | 0.49 |  | --> | 0.095 | 0 | 0 | 0 | 0 | Constrained, otherwise capacity available =97 kW | --> | E15 ex ARDFINNAN | Ardfinnan [T421] | CAHIR |  | 52.2724 | -7.8151
MV/LV Substation RO***739X |  | 10 kV | _ | LV | 400 kVA :Kiosk Substation | 0.4 | --> | 0.4 | 0.309 | 6.17 |  | --> | 0.38 | 0 | 0.033 | 0 | 0 | Constrained, otherwise capacity available =368 kW | --> | C17 ex CAHIR | Cahir [T41,T42] | CAHIR |  | 52.381 | -7.9131
MV/LV Substation KI***751X |  | 20 kV | _ | LV | 200 kVA :Pole Substation | 0.2 | --> | 0.2 | 0.022 | 0.49 |  | --> | 0.19 | 0 | 0.2 | 0 | 0 | Constrained, otherwise capacity available =62 kW | --> | E11 ex ARDFINNAN | Ardfinnan [T421] | CAHIR |  | 52.2749 | -8.0449
MV/LV Substation CA***752X |  | 10 kV | _ | LV | 400 kVA :Kiosk Substation | 0.4 | --> | 0.4 | 0.324 | 6.17 |  | --> | 0.38 | 0 | 0.02 | 0 | 0 | Constrained, otherwise capacity available =375 kW | --> | C17 ex CAHIR | Cahir [T41,T42] | CAHIR |  | 52.3864 | -7.9317
MV/LV Substation RE***756X |  | 10 kV | _ | LV | 50 kVA :Pole Substation | 0.05 | --> | 0.05 | 0.042 | 3.91 |  | --> | 0.048 | 0 | 0 | 0 | 0 | Constrained, otherwise capacity available =49 kW | --> | C16 ex ARDFINNAN | Ardfinnan [T42] | CAHIR |  | 52.3459 | -7.889
MV/LV Substation LO***766X |  | 10 kV | _ | LV | 200 kVA :Pole Substation | 0.2 | --> | 0.2 | 0.11 | 3.91 |  | --> | 0.19 | 0 | 0 | 0 | 0 | Constrained, otherwise capacity available =202 kW | --> | C16 ex ARDFINNAN | Ardfinnan [T42] | CAHIR |  | 52.3373 | -7.8584
MV/LV Substation CL***773X |  | 10 kV | _ | LV | 200 kVA :Pole Substation | 0.2 | --> | 0.2 | 0.189 | 6.17 |  | --> | 0.19 | 0 | 0 | 0 | 0 | Constrained, otherwise capacity available =192 kW | --> | C20 ex CAHIR | Cahir [T41,T42] | CAHIR |  | 52.3575 | -7.9621
MV/LV Substation BU***778X |  | 20 kV | _ | LV | 50 kVA :Pole Substation | 0.05 | --> | 0.05 | 0.05 | 0.49 |  | --> | 0.048 | 0 | 0 | 0 | 0 | Constrained, otherwise capacity available =48 kW | --> | E11 ex ARDFINNAN | Ardfinnan [T421] | CAHIR |  | 52.309 | -8.0772
MV/LV Substation CA***790 |  | 10 kV | _ | LV | 50 kVA :Pole Substation | 0.05 | --> | 0.05 | 0.05 | 6.17 |  | --> | 0.048 | 0 | 0 | 0 | 0 | Constrained, otherwise capacity available =48 kW | --> | C22 ex CAHIR | Cahir [T41,T42] | CAHIR |  | 52.3668 | -7.9278
MV/LV Substation CL***807X |  | 10 kV | _ | LV | 100 kVA :Pole Substation | 0.1 | --> | 0.1 | 0.074 | 6.17 |  | --> | 0.095 | 0 | 0.01 | 0 | 0 | Constrained, otherwise capacity available =91 kW | --> | C20 ex CAHIR | Cahir [T41,T42] | CAHIR |  | 52.3771 | -7.9139
MV/LV Substation BO***813X |  | 10 kV | _ | LV | 50 kVA :Pole Substation | 0.05 | --> | 0.05 | 0.045 | 6.17 |  | --> | 0.048 | 0 | 0.005 | 0 | 0 | Constrained, otherwise capacity available =44 kW | --> | C20 ex CAHIR | Cahir [T41,T42] | CAHIR |  | 52.3371 | -8.0133
MV/LV Substation MO***822X |  | 10 kV | _ | LV | 50 kVA :Pole Substation | 0.05 | --> | 0.05 | 0.049 | 6.17 |  | --> | 0.048 | 0 | 0 | 0 | 0 | Constrained, otherwise capacity available =48 kW | --> | C24 ex CAHIR | Cahir [T41,T42] | CAHIR |  | 52.3755 | -7.8376
MV/LV Substation SA***840X |  | 10 kV | _ | LV | 50 kVA :Pole Substation | 0.05 | --> | 0.05 | 0.05 | 3.91 |  | --> | 0.048 | 0 | 0 | 0 | 0 | Constrained, otherwise capacity available =48 kW | --> | C16 ex ARDFINNAN | Ardfinnan [T42] | CAHIR |  | 52.3458 | -7.8904
MV/LV Substation GL***862X |  | 20 kV | _ | LV | 50 kVA :Pole Substation | 0.05 | --> | 0.05 | 0.028 | 0.49 |  | --> | 0.048 | 0 | 0.005 | 0 | 0 | Constrained, otherwise capacity available =47 kW | --> | E15 ex ARDFINNAN | Ardfinnan [T421] | CAHIR |  | 52.271 | -7.8109
MV/LV Substation CA***866X |  | 20 kV | _ | LV | 50 kVA :Pole Substation | 0.05 | --> | 0.05 | 0.039 | 0.49 |  | --> | 0.048 | 0 | 0 | 0 | 0 | Constrained, otherwise capacity available =49 kW | --> | E11 ex ARDFINNAN | Ardfinnan [T421] | CAHIR |  | 52.3252 | -7.9104
MV/LV Substation WO***868X |  | 10 kV | _ | LV | 400 kVA :Kiosk Substation | 0.4 | --> | 0.4 | 0.305 | 6.17 |  | --> | 0.38 | 0 | 0.027 | 0 | 0 | Constrained, otherwise capacity available =373 kW | --> | C17 ex CAHIR | Cahir [T41,T42] | CAHIR |  | 52.3829 | -7.9131
MV/LV Substation GA***884X |  | 20 kV | _ | LV | 50 kVA :Pole Substation | 0.05 | --> | 0.05 | 0.039 | 0.49 |  | --> | 0.048 | 0 | 0 | 0 | 0 | Constrained, otherwise capacity available =49 kW | --> | E15 ex ARDFINNAN | Ardfinnan [T421] | CAHIR |  | 52.3566 | -7.7971
MV/LV Substation KI***901X |  | 10 kV | _ | LV | 50 kVA :Pole Substation | 0.05 | --> | 0.05 | 0.05 | 6.17 |  | --> | 0.048 | 0 | 0 | 0 | 0 | Constrained, otherwise capacity available =48 kW | --> | C22 ex CAHIR | Cahir [T41,T42] | CAHIR |  | 52.3593 | -7.9408
MV/LV Substation GA***931X |  | 10 kV | _ | LV | 50 kVA :Pole Substation | 0.05 | --> | 0.05 | 0.046 | 3.91 |  | --> | 0.048 | 0 | 0 | 0 | 0 | Constrained, otherwise capacity available =48 kW | --> | C16 ex ARDFINNAN | Ardfinnan [T42] | CAHIR |  | 52.3447 | -7.8975
MV/LV Substation CA***977X |  | 10 kV | _ | LV | 400 kVA :Kiosk Substation | 0.4 | --> | 0.4 | 0.373 | 6.17 |  | --> | 0.38 | 0 | 0 | 0 | 0 | Constrained, otherwise capacity available =384 kW | --> | C17 ex CAHIR | Cahir [T41,T42] | CAHIR |  | 52.3863 | -7.9298
MV/LV Substation CA***988X |  | 10 kV | _ | LV | 50 kVA :Pole Substation | 0.05 | --> | 0.05 | 0.05 | 6.17 |  | --> | 0.048 | 0 | 0 | 0 | 0 | Constrained, otherwise capacity available =48 kW | --> | C22 ex CAHIR | Cahir [T41,T42] | CAHIR |  | 52.3625 | -7.9358
MV/LV Substation DE***994 |  | 10 kV | _ | LV | 50 kVA :Pole Substation | 0.05 | --> | 0.05 | 0.049 | 6.17 |  | --> | 0.048 | 0 | 0 | 0 | 0 | Constrained, otherwise capacity available =48 kW | --> | C24 ex CAHIR | Cahir [T41,T42] | CAHIR |  | 52.3726 | -7.8257
MV/LV Substation BL***001 |  | 10 kV | _ | LV | 1000 kVA :Building Structure | 1 | --> | 1 | 0 | 0 | Constrained, otherwise capacity available =662 kVA | --> | 0.95 | 0 | 0 | 0.5 | 0 |  | --> | E17 ex GARRANACANTY | Garranacanty [T421,T422] | TIPPERARY |  | 52.4742 | -8.158
MV/LV Substation SE***002 |  | 10 kV | _ | LV | 400 kVA :Kiosk Substation | 0.4 | --> | 0.4 | 0 | 0 | Constrained, otherwise capacity available =345 kVA | --> | 0.38 | 0 | 0 | 0.387 | 0 |  | --> | E16 ex GARRANACANTY | Garranacanty [T421,T422] | TIPPERARY |  | 52.4665 | -8.1503
MV/LV Substation RA***008 |  | 20 kV | _ | LV | 50 kVA :Pole Substation | 0.05 | --> | 0.05 | 0 | 0 | Constrained, otherwise capacity available =27 kVA | --> | 0.048 | 0 | 0 | 0.05 | 0 |  | --> | E20 ex GARRANACANTY | Garranacanty [T421,T422] | TIPPERARY |  | 52.4858 | -8.0015
MV/LV Substation MO***012 |  | 20 kV | _ | LV | 50 kVA :Pole Substation | 0.05 | --> | 0.05 | 0 | 0 | Constrained, otherwise capacity available =33 kVA | --> | 0.048 | 0 | 0 | 0.05 | 0 |  | --> | E20 ex GARRANACANTY | Garranacanty [T421,T422] | TIPPERARY |  | 52.5101 | -8.0784
MV/LV Substation GR***020 |  | 20 kV | _ | LV | 50 kVA :Pole Substation | 0.05 | --> | 0.05 | 0 | 0 | Constrained, otherwise capacity available =26 kVA | --> | 0.048 | 0 | 0 | 0.051 | 0 |  | --> | E20 ex GARRANACANTY | Garranacanty [T421,T422] | TIPPERARY |  | 52.5023 | -8.0576
MV/LV Substation CU***025Y |  | 20 kV | _ | LV | 200 kVA :Kiosk Substation | 0.2 | --> | 0.2 | 0 | 0 | Constrained, otherwise capacity available =145 kVA | --> | 0.19 | 0 | 0.01 | 0.19 | 0 |  | --> | E18 ex GARRANACANTY | Garranacanty [T421,T422] | TIPPERARY |  | 52.5117 | -8.2222
MV/LV Substation SH***027X |  | 20 kV | _ | LV | 50 kVA :Pole Substation | 0.05 | --> | 0.05 | 0 | 0 | Constrained, otherwise capacity available =32 kVA | --> | 0.048 | 0 | 0 | 0.05 | 0 |  | --> | E18 ex GARRANACANTY | Garranacanty [T421,T422] | TIPPERARY |  | 52.5456 | -8.1309
MV/LV Substation BR***028 |  | 10 kV | _ | LV | 630 kVA :Building Structure | 0.63 | --> | 0.63 | 0 | 0 | Constrained, otherwise capacity available =318 kVA | --> | 0.598 | 0 | 0.014 | 0.5 | 0 |  | --> | E16 ex GARRANACANTY | Garranacanty [T421,T422] | TIPPERARY |  | 52.4734 | -8.1616
MV/LV Substation AN***028Y |  | 20 kV | _ | LV | 400 kVA :Kiosk Substation | 0.4 | --> | 0.4 | 0.318 | 1.4 |  | --> | 0.38 | 0 | 0.031 | 0.368 | 0 |  | --> | E15 ex KILROSS ROAD | Kilross Road [T421] | TIPPERARY |  | 52.4668 | -8.1692
MV/LV Substation ST***030 |  | 10 kV | _ | LV | 400 kVA :Kiosk Substation | 0.4 | --> | 0.4 | 0 | 0 | Constrained, otherwise capacity available =289 kVA | --> | 0.38 | 0 | 0.048 | 0.359 | 0 |  | --> | E17 ex GARRANACANTY | Garranacanty [T421,T422] | TIPPERARY |  | 52.4784 | -8.1631
MV/LV Substation CA***031 |  | 10 kV | _ | LV | 630 kVA :Kiosk Substation | 0.63 | --> | 0.63 | 0 | 0 | Constrained, otherwise capacity available =480 kVA | --> | 0.598 | 0 | 0.016 | 0.5 | 0 |  | --> | E16 ex GARRANACANTY | Garranacanty [T421,T422] | TIPPERARY |  | 52.4748 | -8.1509
MV/LV Substation RO***032Y |  | 10 kV | _ | LV | 200 kVA :Kiosk Substation | 0.2 | --> | 0.2 | 0 | 0 | Constrained, otherwise capacity available =164 kVA | --> | 0.19 | 0 | 0.005 | 0.191 | 0 |  | --> | E17 ex GARRANACANTY | Garranacanty [T421,T422] | TIPPERARY |  | 52.4804 | -8.1512
MV/LV Substation GO***033X |  | 20 kV | _ | LV | 50 kVA :Pole Substation | 0.05 | --> | 0.05 | 0 | 0 | Constrained, otherwise capacity available =46 kVA | --> | 0.048 | 0 | 0 | 0.048 | 0 |  | --> | E18 ex GARRANACANTY | Garranacanty [T421,T422] | TIPPERARY |  | 52.5613 | -8.0477
MV/LV Substation GR***034X |  | 20 kV | _ | LV | 200 kVA :Pole Substation | 0.2 | --> | 0.2 | 0 | 0 | Constrained, otherwise capacity available =165 kVA | --> | 0.19 | 0 | 0.02 | 0.18 | 0 |  | --> | E20 ex GARRANACANTY | Garranacanty [T421,T422] | TIPPERARY |  | 52.559 | -8.0462
MV/LV Substation EM***037 |  | 10 kV | _ | LV | 400 kVA :Kiosk Substation | 0.4 | --> | 0.4 | 0.297 | 2.76 |  | --> | 0.38 | 0 | 0.04 | 0.364 | 0 |  | --> | C16 ex KILROSS ROAD | Kilross Road [T42] | TIPPERARY |  | 52.4724 | -8.1688
MV/LV Substation LA***038 |  | 10 kV | _ | LV | 630 kVA :Kiosk Substation | 0.63 | --> | 0.63 | 0.47 | 2.76 |  | --> | 0.598 | 0 | 0 | 0.5 | 0 |  | --> | C16 ex KILROSS ROAD | Kilross Road [T42] | TIPPERARY |  | 52.4752 | -8.1712
MV/LV Substation ES***041 |  | 10 kV | _ | LV | 400 kVA :Kiosk Substation | 0.4 | --> | 0.4 | 0 | 0 | Constrained, otherwise capacity available =313 kVA | --> | 0.38 | 0 | 0.017 | 0.379 | 0 |  | --> | E16 ex GARRANACANTY | Garranacanty [T421,T422] | TIPPERARY |  | 52.4717 | -8.1562
MV/LV Substation CA***041Y |  | 10 kV | _ | LV | 400 kVA :Kiosk Substation | 0.4 | --> | 0.4 | 0 | 0 | Constrained, otherwise capacity available =358 kVA | --> | 0.38 | 0 | 0 | 0.386 | 0 |  | --> | E16 ex GARRANACANTY | Garranacanty [T421,T422] | TIPPERARY |  | 52.4659 | -8.1561
MV/LV Substation OB***042 |  | 10 kV | _ | LV | 400 kVA :Building Structure | 0.4 | --> | 0.4 | 0.194 | 2.76 |  | --> | 0.38 | 0 | 0.02 | 0.392 | 0 |  | --> | C16 ex KILROSS ROAD | Kilross Road [T42] | TIPPERARY |  | 52.4728 | -8.1655
MV/LV Substation LI***043 |  | 10 kV | _ | LV | 400 kVA :Building Structure | 0.4 | --> | 0.4 | 0.33 | 2.76 |  | --> | 0.38 | 0 | 0 | 0.39 | 0 |  | --> | C18 ex KILROSS ROAD | Kilross Road [T42] | TIPPERARY |  | 52.4674 | -8.1598
MV/LV Substation DU***043Y |  | 10 kV | _ | LV | 630 kVA :Building Structure | 0.63 | --> | 0.63 | 0.5 | 2.76 |  | --> | 0.598 | 0 | 0 | 0.5 | 0 |  | --> | C16 ex KILROSS ROAD | Kilross Road [T42] | TIPPERARY |  | 52.4789 | -8.1773
MV/LV Substation MU***044 |  | 10 kV | _ | LV | 630 kVA :Kiosk Substation | 0.63 | --> | 0.63 | 0 | 0 | Constrained, otherwise capacity available =443 kVA | --> | 0.598 | 0 | 0.018 | 0.5 | 0 |  | --> | E17 ex GARRANACANTY | Garranacanty [T421,T422] | TIPPERARY |  | 52.4761 | -8.1642
MV/LV Substation MA***047 |  | 10 kV | _ | LV | 100 kVA :Pole Substation | 0.1 | --> | 0.1 | 0 | 0 | Constrained, otherwise capacity available =28 kVA | --> | 0.095 | 0 | 0 | 0.104 | 0 |  | --> | E16 ex GARRANACANTY | Garranacanty [T421,T422] | TIPPERARY |  | 52.4777 | -8.1481
MV/LV Substation CA***048 |  | 10 kV | _ | LV | 100 kVA :Pole Substation | 0.1 | --> | 0.1 | 0.063 | 2.76 |  | --> | 0.095 | 0 | 0.018 | 0.086 | 0 |  | --> | C16 ex KILROSS ROAD | Kilross Road [T42] | TIPPERARY |  | 52.4739 | -8.1721
MV/LV Substation MA***049 |  | 10 kV | _ | LV | 400 kVA :Kiosk Substation | 0.4 | --> | 0.4 | 0 | 0 | Constrained, otherwise capacity available =272 kVA | --> | 0.38 | 0 | 0.005 | 0.393 | 0 |  | --> | E17 ex GARRANACANTY | Garranacanty [T421,T422] | TIPPERARY |  | 52.4743 | -8.1603
MV/LV Substation KI***050 |  | 10 kV | _ | LV | 630 kVA :Building Structure | 0.63 | --> | 0.63 | 0.5 | 2.76 |  | --> | 0.598 | 0 | 0.047 | 0.5 | 0 |  | --> | C16 ex KILROSS ROAD | Kilross Road [T42] | TIPPERARY |  | 52.4727 | -8.1668
MV/LV Substation LA***051 |  | 10 kV | _ | LV | 200 kVA :Pole Substation | 0.2 | --> | 0.2 | 0 | 0 | Constrained, otherwise capacity available =184 kVA | --> | 0.19 | 0 | 0 | 0.192 | 0 |  | --> | E17 ex GARRANACANTY | Garranacanty [T421,T422] | TIPPERARY |  | 52.4784 | -8.1529
MV/LV Substation CA***055 |  | 10 kV | _ | LV | 400 kVA :Kiosk Substation | 0.4 | --> | 0.4 | 0 | 0 | Constrained, otherwise capacity available =339 kVA | --> | 0.38 | 0 | 0 | 0.388 | 0 |  | --> | E17 ex GARRANACANTY | Garranacanty [T421,T422] | TIPPERARY |  | 52.4773 | -8.1506
MV/LV Substation GL***057 |  | 10 kV | _ | LV | 100 kVA :Pole Substation | 0.1 | --> | 0.1 | 0 | 0 | Constrained, otherwise capacity available =67 kVA | --> | 0.095 | 0 | 0 | 0.099 | 0 |  | --> | E16 ex GARRANACANTY | Garranacanty [T421,T422] | TIPPERARY |  | 52.4687 | -8.156
MV/LV Substation SP***058 |  | 10 kV | _ | LV | 200 kVA :Building Structure | 0.2 | --> | 0.2 | 0 | 0 | Constrained, otherwise capacity available =155 kVA | --> | 0.19 | 0 | 0 | 0.196 | 0 |  | --> | E17 ex GARRANACANTY | Garranacanty [T421,T422] | TIPPERARY |  | 52.4752 | -8.1574
MV/LV Substation KI***060 |  | 10 kV | _ | LV | 200 kVA :Building Structure | 0.2 | --> | 0.2 | 0.2 | 2.76 |  | --> | 0.19 | 0 | 0 | 0.19 | 0 |  | --> | C16 ex KILROSS ROAD | Kilross Road [T42] | TIPPERARY |  | 52.4721 | -8.1639
MV/LV Substation CU***061 |  | 20 kV | _ | LV | 50 kVA :Pole Substation | 0.05 | --> | 0.05 | 0 | 0 | Constrained, otherwise capacity available =26 kVA | --> | 0.048 | 0 | 0.004 | 0.048 | 0 |  | --> | E18 ex GARRANACANTY | Garranacanty [T421,T422] | TIPPERARY |  | 52.5108 | -8.2736
MV/LV Substation TH***064 |  | 20 kV | _ | LV | 100 kVA :Pole Substation | 0.1 | --> | 0.1 | 0 | 0 | Constrained, otherwise capacity available =100 kVA | --> | 0.095 | 0 | 0 | 0.095 | 0 |  | --> | E20 ex GARRANACANTY | Garranacanty [T421,T422] | TIPPERARY |  | 52.4849 | -8.0218
MV/LV Substation LI***066 |  | 20 kV | _ | LV | 200 kVA :Pole Substation | 0.2 | --> | 0.2 | 0 | 0 | Constrained, otherwise capacity available =95 kVA | --> | 0.19 | 0 | 0 | 0.204 | 0 |  | --> | E18 ex GARRANACANTY | Garranacanty [T421,T422] | TIPPERARY |  | 52.5016 | -8.2
MV/LV Substation RO***068 |  | 20 kV | _ | LV | 200 kVA :Pole Substation | 0.2 | --> | 0.2 | 0 | 0 | Constrained, otherwise capacity available =195 kVA | --> | 0.19 | 0 | 0 | 0.191 | 0 |  | --> | E19 ex GARRANACANTY | Garranacanty [T421,T422] | TIPPERARY |  | 52.4094 | -8.1399
MV/LV Substation ST***070 |  | 10 kV | _ | LV | 100 kVA :Pole Substation | 0.1 | --> | 0.1 | 0 | 0 | Constrained, otherwise capacity available =62 kVA | --> | 0.095 | 0 | 0.011 | 0.092 | 0 |  | --> | E16 ex GARRANACANTY | Garranacanty [T421,T422] | TIPPERARY |  | 52.4769 | -8.1475
MV/LV Substation SP***070Y |  | 20 kV | _ | LV | 200 kVA :Kiosk Substation | 0.2 | --> | 0.2 | 0 | 0 | Constrained, otherwise capacity available =138 kVA | --> | 0.19 | 0 | 0.045 | 0.165 | 0 |  | --> | E18 ex GARRANACANTY | Garranacanty [T421,T422] | TIPPERARY |  | 52.4854 | -8.1514
MV/LV Substation VO***071 |  | 10 kV | _ | LV | 400 kVA :Building Structure | 0.4 | --> | 0.4 | 0 | 0 | Constrained, otherwise capacity available =361 kVA | --> | 0.38 | 0 | 0.011 | 0.377 | 0 |  | --> | E17 ex GARRANACANTY | Garranacanty [T421,T422] | TIPPERARY |  | 52.478 | -8.1565
MV/LV Substation PE***072 |  | 10 kV | _ | LV | 400 kVA :Kiosk Substation | 0.4 | --> | 0.4 | 0 | 0 | Constrained, otherwise capacity available =322 kVA | --> | 0.38 | 0 | 0.015 | 0.38 | 0 |  | --> | E16 ex GARRANACANTY | Garranacanty [T421,T422] | TIPPERARY |  | 52.474 | -8.1525
MV/LV Substation LA***072Y |  | 20 kV | _ | LV | 50 kVA :Pole Substation | 0.05 | --> | 0.05 | 0.05 | 1.4 |  | --> | 0.048 | 0 | 0 | 0.048 | 0 |  | --> | E17 ex KILROSS ROAD | Kilross Road [T421] | TIPPERARY |  | 52.4681 | -8.2674
MV/LV Substation AR***073 |  | 20 kV | _ | LV | 50 kVA :Pole Substation | 0.05 | --> | 0.05 | 0 | 0 | Constrained, otherwise capacity available =35 kVA | --> | 0.048 | 0 | 0 | 0.05 | 0 |  | --> | E18 ex GARRANACANTY | Garranacanty [T421,T422] | TIPPERARY |  | 52.5292 | -8.2663
MV/LV Substation CO***075 |  | 10 kV | _ | LV | 200 kVA :Pole Substation | 0.2 | --> | 0.2 | 0 | 0 | Constrained, otherwise capacity available =97 kVA | --> | 0.19 | 0 | 0 | 0.204 | 0 |  | --> | E16 ex GARRANACANTY | Garranacanty [T421,T422] | TIPPERARY |  | 52.4604 | -8.1393
MV/LV Substation GO***076 |  | 10 kV | _ | LV | 50 kVA :Pole Substation | 0.05 | --> | 0.05 | 0.032 | 2.76 |  | --> | 0.048 | 0 | 0 | 0.05 | 0 |  | --> | C18 ex KILROSS ROAD | Kilross Road [T42] | TIPPERARY |  | 52.4601 | -8.1575
MV/LV Substation AT***077 |  | 10 kV | _ | LV | 400 kVA :Building Structure | 0.4 | --> | 0.4 | 0 | 0 | Constrained, otherwise capacity available =347 kVA | --> | 0.38 | 0 | 0 | 0.387 | 0 |  | --> | E16 ex GARRANACANTY | Garranacanty [T421,T422] | TIPPERARY |  | 52.4731 | -8.1503
MV/LV Substation SU***078 |  | 10 kV | _ | LV | 630 kVA :Building Structure | 0.63 | --> | 0.63 | 0 | 0 | Constrained, otherwise capacity available =560 kVA | --> | 0.598 | 0 | 0.005 | 0.5 | 0 |  | --> | E16 ex GARRANACANTY | Garranacanty [T421,T422] | TIPPERARY |  | 52.4727 | -8.1587
MV/LV Substation DU***079Y |  | 20 kV | _ | LV | 100 kVA :Pole Substation | 0.1 | --> | 0.1 | 0 | 0 | Constrained, otherwise capacity available =95 kVA | --> | 0.095 | 0 | 0 | 0.096 | 0 |  | --> | E20 ex GARRANACANTY | Garranacanty [T421,T422] | TIPPERARY |  | 52.5458 | -8.0248
MV/LV Substation CO***080 |  | 10 kV | _ | LV | 400 kVA :Kiosk Substation | 0.4 | --> | 0.4 | 0 | 0 | Constrained, otherwise capacity available =295 kVA | --> | 0.38 | 0 | 0.002 | 0.393 | 0 |  | --> | E17 ex GARRANACANTY | Garranacanty [T421,T422] | TIPPERARY |  | 52.4763 | -8.1537
MV/LV Substation GA***081 |  | 10 kV | _ | LV | 100 kVA :Pole Substation | 0.1 | --> | 0.1 | 0.083 | 2.76 |  | --> | 0.095 | 0 | 0.004 | 0.094 | 0 |  | --> | C18 ex KILROSS ROAD | Kilross Road [T42] | TIPPERARY |  | 52.4686 | -8.1621
MV/LV Substation CL***082Y |  | 20 kV | _ | LV | 50 kVA :Pole Substation | 0.05 | --> | 0.05 | 0 | 0 | Constrained, otherwise capacity available =47 kVA | --> | 0.048 | 0 | 0 | 0.048 | 0 |  | --> | E20 ex GARRANACANTY | Garranacanty [T421,T422] | TIPPERARY |  | 52.4844 | -7.9639
MV/LV Substation GA***083 |  | 20 kV | _ | LV | 100 kVA :Pole Substation | 0.1 | --> | 0.1 | 0 | 0 | Constrained, otherwise capacity available =75 kVA | --> | 0.095 | 0 | 0.009 | 0.092 | 0 |  | --> | E20 ex GARRANACANTY | Garranacanty [T421,T422] | TIPPERARY |  | 52.4831 | -8.1463
MV/LV Substation EM***084 |  | 20 kV | _ | LV | 100 kVA :Pole Substation | 0.1 | --> | 0.1 | 0.067 | 1.4 |  | --> | 0.095 | 0 | 0.01 | 0.092 | 0 |  | --> | E17 ex KILROSS ROAD | Kilross Road [T421] | TIPPERARY |  | 52.4642 | -8.3535
MV/LV Substation EM***085 |  | 20 kV | _ | LV | 100 kVA :Pole Substation | 0.1 | --> | 0.1 | 0.077 | 1.4 |  | --> | 0.095 | 0 | 0 | 0.098 | 0 |  | --> | E17 ex KILROSS ROAD | Kilross Road [T421] | TIPPERARY |  | 52.461 | -8.3487
MV/LV Substation FL***085Y |  | 10 kV | _ | LV | 630 kVA :Building Structure | 0.63 | --> | 0.63 | 0.5 | 2.76 |  | --> | 0.598 | 0 | 0 | 0.5 | 0 |  | --> | C16 ex KILROSS ROAD | Kilross Road [T42] | TIPPERARY |  | 52.4749 | -8.1763
MV/LV Substation SP***086 |  | 20 kV | _ | LV | 200 kVA :Pole Substation | 0.2 | --> | 0.2 | 0 | 0 | Constrained, otherwise capacity available =199 kVA | --> | 0.19 | 0 | 0 | 0.19 | 0 |  | --> | E18 ex GARRANACANTY | Garranacanty [T421,T422] | TIPPERARY |  | 52.5151 | -8.229
MV/LV Substation HU***086X |  | 20 kV | _ | LV | 50 kVA :Pole Substation | 0.05 | --> | 0.05 | 0 | 0 | Constrained, otherwise capacity available =33 kVA | --> | 0.048 | 0 | 0.007 | 0.045 | 0 |  | --> | E18 ex GARRANACANTY | Garranacanty [T421,T422] | TIPPERARY |  | 52.4913 | -8.1814
MV/LV Substation PO***087 |  | 20 kV | _ | LV | 50 kVA :Pole Substation | 0.05 | --> | 0.05 | 0 | 0 | Constrained, otherwise capacity available =38 kVA | --> | 0.048 | 0 | 0 | 0.049 | 0 |  | --> | E18 ex GARRANACANTY | Garranacanty [T421,T422] | TIPPERARY |  | 52.5121 | -8.2256
MV/LV Substation SO***088 |  | 20 kV | _ | LV | 50 kVA :Pole Substation | 0.05 | --> | 0.05 | 0 | 0 | Constrained, otherwise capacity available =34 kVA | --> | 0.048 | 0 | 0 | 0.05 | 0 |  | --> | E18 ex GARRANACANTY | Garranacanty [T421,T422] | TIPPERARY |  | 52.5077 | -8.2033
MV/LV Substation RA***088Y |  | 10 kV | _ | LV | 50 kVA :Pole Substation | 0.05 | --> | 0.05 | 0 | 0 | Constrained, otherwise capacity available =46 kVA | --> | 0.048 | 0 | 0 | 0.048 | 0 |  | --> | E16 ex GARRANACANTY | Garranacanty [T421,T422] | TIPPERARY |  | 52.4752 | -8.1475
MV/LV Substation PO***090 |  | 20 kV | _ | LV | 50 kVA :Pole Substation | 0.05 | --> | 0.05 | 0 | 0 | Constrained, otherwise capacity available =46 kVA | --> | 0.048 | 0 | 0 | 0.048 | 0 |  | --> | E20 ex GARRANACANTY | Garranacanty [T421,T422] | TIPPERARY |  | 52.5177 | -8.1114
MV/LV Substation HO***091 |  | 20 kV | _ | LV | 400 kVA :Building Structure | 0.4 | --> | 0.4 | 0 | 0 | Constrained, otherwise capacity available =334 kVA | --> | 0.38 | 0 | 0 | 0.389 | 0 |  | --> | E20 ex GARRANACANTY | Garranacanty [T421,T422] | TIPPERARY |  | 52.5505 | -8.0301
MV/LV Substation CL***092 |  | 20 kV | _ | LV | 200 kVA :Pole Substation | 0.2 | --> | 0.2 | 0 | 0 | Constrained, otherwise capacity available =200 kVA | --> | 0.19 | 0 | 0 | 0.19 | 0 |  | --> | E20 ex GARRANACANTY | Garranacanty [T421,T422] | TIPPERARY |  | 52.5614 | -8.0034
MV/LV Substation DO***092X |  | 20 kV | _ | LV | 50 kVA :Pole Substation | 0.05 | --> | 0.05 | 0 | 0 | Constrained, otherwise capacity available =36 kVA | --> | 0.048 | 0 | 0.018 | 0.036 | 0 |  | --> | E20 ex GARRANACANTY | Garranacanty [T421,T422] | TIPPERARY |  | 52.5218 | -8.0737
MV/LV Substation TR***092Y |  | 20 kV | _ | LV | 50 kVA :Pole Substation | 0.05 | --> | 0.05 | 0 | 0 | Constrained, otherwise capacity available =38 kVA | --> | 0.048 | 0 | 0 | 0.049 | 0 |  | --> | E20 ex GARRANACANTY | Garranacanty [T421,T422] | TIPPERARY |  | 52.4878 | -8.0653
MV/LV Substation SP***093 |  | 20 kV | _ | LV | 50 kVA :Pole Substation | 0.05 | --> | 0.05 | 0 | 0 |  | --> | 0.048 | 0 | 0 | 0.055 | 0 |  | --> | E20 ex GARRANACANTY | Garranacanty [T421,T422] | TIPPERARY |  | 52.5055 | -7.9904
MV/LV Substation KI***093Y |  | 20 kV | _ | LV | 50 kVA :Pole Substation | 0.05 | --> | 0.05 | 0 | 0 | Constrained, otherwise capacity available =34 kVA | --> | 0.048 | 0 | 0 | 0.05 | 0 |  | --> | E20 ex GARRANACANTY | Garranacanty [T421,T422] | TIPPERARY |  | 52.4849 | -8.068
MV/LV Substation LI***094 |  | 20 kV | _ | LV | 50 kVA :Pole Substation | 0.05 | --> | 0.05 | 0 | 0 | Constrained, otherwise capacity available =9 kVA | --> | 0.048 | 0 | 0 | 0.053 | 0 |  | --> | E19 ex GARRANACANTY | Garranacanty [T421,T422] | TIPPERARY |  | 52.4381 | -8.1245
MV/LV Substation CA***094Y |  | 10 kV | _ | LV | 630 kVA :Building Structure | 0.63 | --> | 0.63 | 0 | 0 | Constrained, otherwise capacity available =630 kVA | --> | 0.598 | 0 | 0 | 0.5 | 0 |  | --> | E17 ex GARRANACANTY | Garranacanty [T421,T422] | TIPPERARY |  | 52.48 | -8.155
MV/LV Substation KE***095 |  | 20 kV | _ | LV | 50 kVA :Pole Substation | 0.05 | --> | 0.05 | 0 | 0 | Constrained, otherwise capacity available =45 kVA | --> | 0.048 | 0 | 0 | 0.048 | 0 |  | --> | E19 ex GARRANACANTY | Garranacanty [T421,T422] | TIPPERARY |  | 52.4254 | -8.0929
MV/LV Substation GO***097 |  | 20 kV | _ | LV | 100 kVA :Pole Substation | 0.1 | --> | 0.1 | 0 | 0 | Constrained, otherwise capacity available =69 kVA | --> | 0.095 | 0 | 0 | 0.099 | 0 |  | --> | E20 ex GARRANACANTY | Garranacanty [T421,T422] | TIPPERARY |  | 52.4986 | -7.9773
MV/LV Substation CL***098 |  | 20 kV | _ | LV | 100 kVA :Pole Substation | 0.1 | --> | 0.1 | 0 | 0 | Constrained, otherwise capacity available =94 kVA | --> | 0.095 | 0 | 0 | 0.096 | 0 |  | --> | E20 ex GARRANACANTY | Garranacanty [T421,T422] | TIPPERARY |  | 52.4771 | -7.9731
MV/LV Substation RO***099 |  | 20 kV | _ | LV | 100 kVA :Pole Substation | 0.1 | --> | 0.1 | 0 | 0 | Constrained, otherwise capacity available =98 kVA | --> | 0.095 | 0 | 0 | 0.095 | 0 |  | --> | E19 ex GARRANACANTY | Garranacanty [T421,T422] | TIPPERARY |  | 52.4133 | -8.1424
MV/LV Substation RO***100Y |  | 20 kV | _ | LV | 400 kVA :Kiosk Substation | 0.4 | --> | 0.4 | 0 | 0 | Constrained, otherwise capacity available =374 kVA | --> | 0.38 | 0 | 0 | 0.384 | 0 |  | --> | E18 ex GARRANACANTY | Garranacanty [T421,T422] | TIPPERARY |  | 52.486 | -8.1478
MV/LV Substation AN***106Y |  | 20 kV | _ | LV | 50 kVA :Pole Substation | 0.05 | --> | 0.05 | 0 | 0 | Constrained, otherwise capacity available =40 kVA | --> | 0.048 | 0 | 0 | 0.049 | 0 |  | --> | E18 ex GARRANACANTY | Garranacanty [T421,T422] | TIPPERARY |  | 52.5652 | -8.1092
MV/LV Substation AN***107Y |  | 20 kV | _ | LV | 50 kVA :Pole Substation | 0.05 | --> | 0.05 | 0 | 0 | Constrained, otherwise capacity available =50 kVA | --> | 0.048 | 0 | 0 | 0.048 | 0 |  | --> | E18 ex GARRANACANTY | Garranacanty [T421,T422] | TIPPERARY |  | 52.5651 | -8.1028
MV/LV Substation CO***108 |  | 20 kV | _ | LV | 400 kVA :Kiosk Substation | 0.4 | --> | 0.4 | 0 | 0 | Constrained, otherwise capacity available =393 kVA | --> | 0.38 | 0 | 0 | 0.381 | 0 |  | --> | E19 ex GARRANACANTY | Garranacanty [T421,T422] | TIPPERARY |  | 52.4729 | -8.1324
MV/LV Substation AN***108Y |  | 20 kV | _ | LV | 50 kVA :Pole Substation | 0.05 | --> | 0.05 | 0 | 0 | Constrained, otherwise capacity available =49 kVA | --> | 0.048 | 0 | 0 | 0.048 | 0 |  | --> | E18 ex GARRANACANTY | Garranacanty [T421,T422] | TIPPERARY |  | 52.563 | -8.1068
MV/LV Substation KN***109 |  | 20 kV | _ | LV | 50 kVA :Pole Substation | 0.05 | --> | 0.05 | 0 | 0 | Constrained, otherwise capacity available =42 kVA | --> | 0.048 | 0 | 0 | 0.048 | 0 |  | --> | E20 ex GARRANACANTY | Garranacanty [T421,T422] | TIPPERARY |  | 52.4837 | -8.0767
MV/LV Substation TU***109X |  | 20 kV | _ | LV | 50 kVA :Pole Substation | 0.05 | --> | 0.05 | 0.001 | 1.4 |  | --> | 0.048 | 0 | 0 | 0.054 | 0 |  | --> | E17 ex KILROSS ROAD | Kilross Road [T421] | TIPPERARY |  | 52.4655 | -8.3413
MV/LV Substation KN***120X |  | 10 kV | _ | LV | 400 kVA :Kiosk Substation | 0.4 | --> | 0.4 | 0 | 0 | Constrained, otherwise capacity available =329 kVA | --> | 0.38 | 0 | 0.061 | 0.344 | 0 |  | --> | E16 ex GARRANACANTY | Garranacanty [T421,T422] | TIPPERARY |  | 52.4708 | -8.1472
MV/LV Substation CR***121Y |  | 20 kV | _ | LV | 200 kVA :Pole Substation | 0.2 | --> | 0.2 | 0 | 0 | Constrained, otherwise capacity available =176 kVA | --> | 0.19 | 0 | 0 | 0.193 | 0 |  | --> | E18 ex GARRANACANTY | Garranacanty [T421,T422] | TIPPERARY |  | 52.5794 | -8.1647
MV/LV Substation QU***122Y |  | 20 kV | _ | LV | 50 kVA :Pole Substation | 0.05 | --> | 0.05 | 0 | 0 | Constrained, otherwise capacity available =46 kVA | --> | 0.048 | 0 | 0 | 0.048 | 0 |  | --> | E20 ex GARRANACANTY | Garranacanty [T421,T422] | TIPPERARY |  | 52.4755 | -7.9786
MV/LV Substation RO***123Y |  | 10 kV | _ | LV | 200 kVA :Kiosk Substation | 0.2 | --> | 0.2 | 0 | 0 | Constrained, otherwise capacity available =181 kVA | --> | 0.19 | 0 | 0.027 | 0.172 | 0 |  | --> | E16 ex GARRANACANTY | Garranacanty [T421,T422] | TIPPERARY |  | 52.4786 | -8.1501
MV/LV Substation TO***126Y |  | 20 kV | _ | LV | 50 kVA :Pole Substation | 0.05 | --> | 0.05 | 0 | 0 | Constrained, otherwise capacity available =48 kVA | --> | 0.048 | 0 | 0 | 0.048 | 0 |  | --> | E19 ex GARRANACANTY | Garranacanty [T421,T422] | TIPPERARY |  | 52.4118 | -7.9796
MV/LV Substation CL***131X |  | 20 kV | _ | LV | 200 kVA :Pole Substation | 0.2 | --> | 0.2 | 0 | 0 | Constrained, otherwise capacity available =170 kVA | --> | 0.19 | 0 | 0.03 | 0.172 | 0 |  | --> | E19 ex GARRANACANTY | Garranacanty [T421,T422] | TIPPERARY |  | 52.419 | -8.1918
MV/LV Substation BA***133X |  | 20 kV | _ | LV | 50 kVA :Pole Substation | 0.05 | --> | 0.05 | 0.045 | 1.4 |  | --> | 0.048 | 0 | 0.006 | 0.044 | 0 |  | --> | E17 ex KILROSS ROAD | Kilross Road [T421] | TIPPERARY |  | 52.4128 | -8.2204
MV/LV Substation GL***133Y |  | 20 kV | _ | LV | 100 kVA :Pole Substation | 0.1 | --> | 0.1 | 0 | 0 | Constrained, otherwise capacity available =99 kVA | --> | 0.095 | 0 | 0 | 0.095 | 0 |  | --> | E18 ex GARRANACANTY | Garranacanty [T421,T422] | TIPPERARY |  | 52.5128 | -8.2732
MV/LV Substation FO***135 |  | 20 kV | _ | LV | 50 kVA :Pole Substation | 0.05 | --> | 0.05 | 0 | 0 | Constrained, otherwise capacity available =45 kVA | --> | 0.048 | 0 | 0.027 | 0.028 | 0 |  | --> | E19 ex GARRANACANTY | Garranacanty [T421,T422] | TIPPERARY |  | 52.4312 | -8.1033
MV/LV Substation SI***150Y |  | 20 kV | _ | LV | 50 kVA :Pole Substation | 0.05 | --> | 0.05 | 0 | 0 | Constrained, otherwise capacity available =50 kVA | --> | 0.048 | 0 | 0 | 0.048 | 0 |  | --> | E18 ex GARRANACANTY | Garranacanty [T421,T422] | TIPPERARY |  | 52.519 | -8.1478
MV/LV Substation RO***153Y |  | 20 kV | _ | LV | 50 kVA :Pole Substation | 0.05 | --> | 0.05 | 0 | 0 | Constrained, otherwise capacity available =45 kVA | --> | 0.048 | 0 | 0 | 0.048 | 0 |  | --> | E19 ex GARRANACANTY | Garranacanty [T421,T422] | TIPPERARY |  | 52.4163 | -8.1079
MV/LV Substation CO***156X |  | 20 kV | _ | LV | 50 kVA :Pole Substation | 0.05 | --> | 0.05 | 0.042 | 1.4 |  | --> | 0.048 | 0 | 0 | 0.049 | 0 |  | --> | E17 ex KILROSS ROAD | Kilross Road [T421] | TIPPERARY |  | 52.4602 | -8.3372
MV/LV Substation CL***157Y |  | 20 kV | _ | LV | 50 kVA :Pole Substation | 0.05 | --> | 0.05 | 0 | 0 | Constrained, otherwise capacity available =40 kVA | --> | 0.048 | 0 | 0.02 | 0.034 | 0 |  | --> | E20 ex GARRANACANTY | Garranacanty [T421,T422] | TIPPERARY |  | 52.4852 | -7.9622
MV/LV Substation LO***163X |  | 20 kV | _ | LV | 100 kVA :Pole Substation | 0.1 | --> | 0.1 | 0.094 | 1.4 |  | --> | 0.095 | 0 | 0.011 | 0.088 | 0 |  | --> | E17 ex KILROSS ROAD | Kilross Road [T421] | TIPPERARY |  | 52.5089 | -8.3067
MV/LV Substation LA***168Y |  | 20 kV | _ | LV | 50 kVA :Pole Substation | 0.05 | --> | 0.05 | 0.049 | 1.4 |  | --> | 0.048 | 0 | 0 | 0.048 | 0 |  | --> | E17 ex KILROSS ROAD | Kilross Road [T421] | TIPPERARY |  | 52.463 | -8.2722
MV/LV Substation CA***193 |  | 20 kV | _ | LV | 100 kVA :Pole Substation | 0.1 | --> | 0.1 | 0 | 0 | Constrained, otherwise capacity available =29 kVA | --> | 0.095 | 0 | 0 | 0.104 | 0 |  | --> | E18 ex GARRANACANTY | Garranacanty [T421,T422] | TIPPERARY |  | 52.4986 | -8.2036
MV/LV Substation BA***197 |  | 20 kV | _ | LV | 50 kVA :Pole Substation | 0.05 | --> | 0.05 | 0 | 0 | Constrained, otherwise capacity available =38 kVA | --> | 0.048 | 0 | 0.015 | 0.038 | 0 |  | --> | E18 ex GARRANACANTY | Garranacanty [T421,T422] | TIPPERARY |  | 52.4945 | -8.1994
MV/LV Substation LI***200 |  | 20 kV | _ | LV | 50 kVA :Pole Substation | 0.05 | --> | 0.05 | 0 | 0 | Constrained, otherwise capacity available =45 kVA | --> | 0.048 | 0 | 0 | 0.048 | 0 |  | --> | E19 ex GARRANACANTY | Garranacanty [T421,T422] | TIPPERARY |  | 52.4478 | -8.0524
MV/LV Substation KI***200X |  | 20 kV | _ | LV | 50 kVA :Pole Substation | 0.05 | --> | 0.05 | 0 | 0 | Constrained, otherwise capacity available =9 kVA | --> | 0.048 | 0 | 0 | 0.053 | 0 |  | --> | E19 ex GARRANACANTY | Garranacanty [T421,T422] | TIPPERARY |  | 52.4282 | -8.1442
MV/LV Substation LI***204 |  | 20 kV | _ | LV | 100 kVA :Pole Substation | 0.1 | --> | 0.1 | 0 | 0 | Constrained, otherwise capacity available =100 kVA | --> | 0.095 | 0 | 0 | 0.095 | 0 |  | --> | E20 ex GARRANACANTY | Garranacanty [T421,T422] | TIPPERARY |  | 52.5109 | -8.1197
MV/LV Substation CA***210X |  | 10 kV | _ | LV | 50 kVA :Pole Substation | 0.05 | --> | 0.05 | 0 | 0 | Constrained, otherwise capacity available =35 kVA | --> | 0.048 | 0 | 0 | 0.049 | 0 |  | --> | E17 ex GARRANACANTY | Garranacanty [T421,T422] | TIPPERARY |  | 52.4823 | -8.162
MV/LV Substation RA***213X |  | 10 kV | _ | LV | 100 kVA :Pole Substation | 0.1 | --> | 0.1 | 0.094 | 2.76 |  | --> | 0.095 | 0 | 0 | 0.096 | 0 |  | --> | C18 ex KILROSS ROAD | Kilross Road [T42] | TIPPERARY |  | 52.4619 | -8.1602
MV/LV Substation KI***214X |  | 20 kV | _ | LV | 100 kVA :Pole Substation | 0.1 | --> | 0.1 | 0 | 0 | Constrained, otherwise capacity available =96 kVA | --> | 0.095 | 0 | 0 | 0.096 | 0 |  | --> | E20 ex GARRANACANTY | Garranacanty [T421,T422] | TIPPERARY |  | 52.4855 | -8.063
MV/LV Substation GR***215 |  | 20 kV | _ | LV | 50 kVA :Pole Substation | 0.05 | --> | 0.05 | 0 | 0 | Constrained, otherwise capacity available =46 kVA | --> | 0.048 | 0 | 0 | 0.048 | 0 |  | --> | E20 ex GARRANACANTY | Garranacanty [T421,T422] | TIPPERARY |  | 52.5028 | -8.069
MV/LV Substation OO***230X |  | 20 kV | _ | LV | 50 kVA :Pole Substation | 0.05 | --> | 0.05 | 0 | 0 | Constrained, otherwise capacity available =44 kVA | --> | 0.048 | 0 | 0 | 0.048 | 0 |  | --> | E18 ex GARRANACANTY | Garranacanty [T421,T422] | TIPPERARY |  | 52.5299 | -8.264
MV/LV Substation BA***234X |  | 10 kV | _ | LV | 100 kVA :Pole Substation | 0.1 | --> | 0.1 | 0 | 0 | Constrained, otherwise capacity available =58 kVA | --> | 0.095 | 0 | 0.03 | 0.078 | 0 |  | --> | E16 ex GARRANACANTY | Garranacanty [T421,T422] | TIPPERARY |  | 52.4703 | -8.1521
MV/LV Substation GO***241X |  | 20 kV | _ | LV | 50 kVA :Pole Substation | 0.05 | --> | 0.05 | 0 | 0 | Constrained, otherwise capacity available =49 kVA | --> | 0.048 | 0 | 0.006 | 0.043 | 0 |  | --> | E18 ex GARRANACANTY | Garranacanty [T421,T422] | TIPPERARY |  | 52.5168 | -8.1848
MV/LV Substation NE***242X |  | 20 kV | _ | LV | 50 kVA :Pole Substation | 0.05 | --> | 0.05 | 0 | 0 | Constrained, otherwise capacity available =46 kVA | --> | 0.048 | 0 | 0 | 0.048 | 0 |  | --> | E18 ex GARRANACANTY | Garranacanty [T421,T422] | TIPPERARY |  | 52.5201 | -8.1809
MV/LV Substation BL***250 |  | 20 kV | _ | LV | 50 kVA :Pole Substation | 0.05 | --> | 0.05 | 0 | 0 | Constrained, otherwise capacity available =42 kVA | --> | 0.048 | 0 | 0 | 0.049 | 0 |  | --> | E20 ex GARRANACANTY | Garranacanty [T421,T422] | TIPPERARY |  | 52.5534 | -8.0201
MV/LV Substation RO***257 |  | 20 kV | _ | LV | 200 kVA :Pole Substation | 0.2 | --> | 0.2 | 0 | 0 | Constrained, otherwise capacity available =154 kVA | --> | 0.19 | 0 | 0 | 0.196 | 0 |  | --> | E19 ex GARRANACANTY | Garranacanty [T421,T422] | TIPPERARY |  | 52.403 | -8.1249
MV/LV Substation LI***258 |  | 10 kV | _ | LV | 100 kVA :Pole Substation | 0.1 | --> | 0.1 | 0 | 0 | Constrained, otherwise capacity available =70 kVA | --> | 0.095 | 0 | 0 | 0.099 | 0 |  | --> | E17 ex GARRANACANTY | Garranacanty [T421,T422] | TIPPERARY |  | 52.4769 | -8.1752
MV/LV Substation KI***266X |  | 20 kV | _ | LV | 200 kVA :Pole Substation | 0.2 | --> | 0.2 | 0 | 0 | Constrained, otherwise capacity available =198 kVA | --> | 0.19 | 0 | 0 | 0.19 | 0 |  | --> | E19 ex GARRANACANTY | Garranacanty [T421,T422] | TIPPERARY |  | 52.4192 | -7.9983
MV/LV Substation DA***268X |  | 20 kV | _ | LV | 100 kVA :Pole Substation | 0.1 | --> | 0.1 | 0 | 0 | Constrained, otherwise capacity available =45 kVA | --> | 0.095 | 0 | 0.05 | 0.065 | 0 |  | --> | E19 ex GARRANACANTY | Garranacanty [T421,T422] | TIPPERARY |  | 52.4215 | -7.9899
MV/LV Substation KE***272X |  | 20 kV | _ | LV | 200 kVA :Pole Substation | 0.2 | --> | 0.2 | 0 | 0 | Constrained, otherwise capacity available =183 kVA | --> | 0.19 | 0 | 0 | 0.192 | 0 |  | --> | E19 ex GARRANACANTY | Garranacanty [T421,T422] | TIPPERARY |  | 52.4123 | -7.9772
MV/LV Substation MO***275 |  | 20 kV | _ | LV | 50 kVA :Pole Substation | 0.05 | --> | 0.05 | 0 | 0 | Constrained, otherwise capacity available =48 kVA | --> | 0.048 | 0 | 0 | 0.048 | 0 |  | --> | E20 ex GARRANACANTY | Garranacanty [T421,T422] | TIPPERARY |  | 52.4893 | -8.0516
MV/LV Substation DU***291 |  | 20 kV | _ | LV | 50 kVA :Pole Substation | 0.05 | --> | 0.05 | 0 | 0 | Constrained, otherwise capacity available =38 kVA | --> | 0.048 | 0 | 0 | 0.049 | 0 |  | --> | E20 ex GARRANACANTY | Garranacanty [T421,T422] | TIPPERARY |  | 52.5579 | -8.0474
MV/LV Substation DR***304X |  | 20 kV | _ | LV | 50 kVA :Pole Substation | 0.05 | --> | 0.05 | 0 | 0 | Constrained, otherwise capacity available =34 kVA | --> | 0.048 | 0 | 0 | 0.05 | 0 |  | --> | E19 ex GARRANACANTY | Garranacanty [T421,T422] | TIPPERARY |  | 52.4233 | -7.9544
MV/LV Substation KN***307X |  | 20 kV | _ | LV | 50 kVA :Pole Substation | 0.05 | --> | 0.05 | 0 | 0 | Constrained, otherwise capacity available =33 kVA | --> | 0.048 | 0 | 0.014 | 0.039 | 0 |  | --> | E20 ex GARRANACANTY | Garranacanty [T421,T422] | TIPPERARY |  | 52.5036 | -7.962
MV/LV Substation GO***320 |  | 20 kV | _ | LV | 100 kVA :Pole Substation | 0.1 | --> | 0.1 | 0 | 0 | Constrained, otherwise capacity available =96 kVA | --> | 0.095 | 0 | 0 | 0.096 | 0 |  | --> | E18 ex GARRANACANTY | Garranacanty [T421,T422] | TIPPERARY |  | 52.5228 | -8.1798
MV/LV Substation HO***332X |  | 20 kV | _ | LV | 50 kVA :Pole Substation | 0.05 | --> | 0.05 | 0 | 0 | Constrained, otherwise capacity available =32 kVA | --> | 0.048 | 0 | 0 | 0.05 | 0 |  | --> | E20 ex GARRANACANTY | Garranacanty [T421,T422] | TIPPERARY |  | 52.5094 | -7.9165
MV/LV Substation MA***342X |  | 10 kV | _ | LV | 100 kVA :Pole Substation | 0.1 | --> | 0.1 | 0 | 0 | Constrained, otherwise capacity available =93 kVA | --> | 0.095 | 0 | 0 | 0.096 | 0 |  | --> | E16 ex GARRANACANTY | Garranacanty [T421,T422] | TIPPERARY |  | 52.4738 | -8.1486
MV/LV Substation BA***370X |  | 20 kV | _ | LV | 50 kVA :Pole Substation | 0.05 | --> | 0.05 | 0 | 0 | Constrained, otherwise capacity available =48 kVA | --> | 0.048 | 0 | 0 | 0.048 | 0 |  | --> | E18 ex GARRANACANTY | Garranacanty [T421,T422] | TIPPERARY |  | 52.5047 | -8.2193
MV/LV Substation CR***371X |  | 20 kV | _ | LV | 50 kVA :Pole Substation | 0.05 | --> | 0.05 | 0 | 0 | Constrained, otherwise capacity available =50 kVA | --> | 0.048 | 0 | 0 | 0.048 | 0 |  | --> | E18 ex GARRANACANTY | Garranacanty [T421,T422] | TIPPERARY |  | 52.5596 | -8.1613
MV/LV Substation OO***372X |  | 20 kV | _ | LV | 100 kVA :Pole Substation | 0.1 | --> | 0.1 | 0 | 0 | Constrained, otherwise capacity available =45 kVA | --> | 0.095 | 0 | 0.005 | 0.098 | 0 |  | --> | E18 ex GARRANACANTY | Garranacanty [T421,T422] | TIPPERARY |  | 52.5309 | -8.2625
MV/LV Substation FI***380X |  | 10 kV | _ | LV | 50 kVA :Pole Substation | 0.05 | --> | 0.05 | 0 | 0 | Constrained, otherwise capacity available =48 kVA | --> | 0.048 | 0 | 0 | 0.048 | 0 |  | --> | E16 ex GARRANACANTY | Garranacanty [T421,T422] | TIPPERARY |  | 52.4717 | -8.1539
MV/LV Substation AH***385 |  | 20 kV | _ | LV | 50 kVA :Pole Substation | 0.05 | --> | 0.05 | 0 | 0 | Constrained, otherwise capacity available =41 kVA | --> | 0.048 | 0 | 0 | 0.049 | 0 |  | --> | E19 ex GARRANACANTY | Garranacanty [T421,T422] | TIPPERARY |  | 52.4199 | -8.1804
MV/LV Substation AH***386 |  | 20 kV | _ | LV | 400 kVA :Kiosk Substation | 0.4 | --> | 0.4 | 0 | 0 | Constrained, otherwise capacity available =312 kVA | --> | 0.38 | 0 | 0 | 0.392 | 0 |  | --> | E19 ex GARRANACANTY | Garranacanty [T421,T422] | TIPPERARY |  | 52.4249 | -8.1918
MV/LV Substation BA***400 |  | 20 kV | _ | LV | 50 kVA :Pole Substation | 0.05 | --> | 0.05 | 0.025 | 1.4 |  | --> | 0.048 | 0 | 0.002 | 0.049 | 0 |  | --> | E17 ex KILROSS ROAD | Kilross Road [T421] | TIPPERARY |  | 52.4153 | -8.2081
MV/LV Substation CA***4002 |  | 20 kV | _ | LV | 50 kVA :Pole Substation | 0.05 | --> | 0.05 | 0 | 0 | Constrained, otherwise capacity available =14 kVA | --> | 0.048 | 0 | 0 | 0.052 | 0 |  | --> | E20 ex GARRANACANTY | Garranacanty [T421,T422] | TIPPERARY |  | 52.5084 | -7.9337
MV/LV Substation CA***4004 |  | 20 kV | _ | LV | 100 kVA :Pole Substation | 0.1 | --> | 0.1 | 0 | 0 | Constrained, otherwise capacity available =100 kVA | --> | 0.095 | 0 | 0 | 0.095 | 0 |  | --> | E18 ex GARRANACANTY | Garranacanty [T421,T422] | TIPPERARY |  | 52.5701 | -8.1674
MV/LV Substation BA***4012 |  | 20 kV | _ | LV | 50 kVA :Pole Substation | 0.05 | --> | 0.05 | 0.05 | 1.4 |  | --> | 0.048 | 0 | 0 | 0.048 | 0 |  | --> | E17 ex KILROSS ROAD | Kilross Road [T421] | TIPPERARY |  | 52.4665 | -8.3983
MV/LV Substation PE***401X |  | 20 kV | _ | LV | 50 kVA :Pole Substation | 0.05 | --> | 0.05 | 0 | 0 | Constrained, otherwise capacity available =43 kVA | --> | 0.048 | 0 | 0.01 | 0.041 | 0 |  | --> | E18 ex GARRANACANTY | Garranacanty [T421,T422] | TIPPERARY |  | 52.4898 | -8.1693
MV/LV Substation SO***402X |  | 20 kV | _ | LV | 50 kVA :Pole Substation | 0.05 | --> | 0.05 | 0 | 0 | Constrained, otherwise capacity available =42 kVA | --> | 0.048 | 0 | 0 | 0.049 | 0 |  | --> | E18 ex GARRANACANTY | Garranacanty [T421,T422] | TIPPERARY |  | 52.5107 | -8.2031
MV/LV Substation OD***4034 |  | 20 kV | _ | LV | 50 kVA :Pole Substation | 0.05 | --> | 0.05 | 0.046 | 1.4 |  | --> | 0.048 | 0 | 0 | 0.048 | 0 |  | --> | E17 ex KILROSS ROAD | Kilross Road [T421] | TIPPERARY |  | 52.4554 | -8.3328
MV/LV Substation DR***404 |  | 20 kV | _ | LV | 50 kVA :Pole Substation | 0.05 | --> | 0.05 | 0 | 0 | Constrained, otherwise capacity available =35 kVA | --> | 0.048 | 0 | 0 | 0.05 | 0 |  | --> | E20 ex GARRANACANTY | Garranacanty [T421,T422] | TIPPERARY |  | 52.4924 | -8.1142
MV/LV Substation BA***404X |  | 20 kV | _ | LV | 50 kVA :Pole Substation | 0.05 | --> | 0.05 | 0 | 0 | Constrained, otherwise capacity available =42 kVA | --> | 0.048 | 0 | 0 | 0.049 | 0 |  | --> | E18 ex GARRANACANTY | Garranacanty [T421,T422] | TIPPERARY |  | 52.503 | -8.2148
MV/LV Substation LI***4055 |  | 20 kV | _ | LV | 50 kVA :Pole Substation | 0.05 | --> | 0.05 | 0.042 | 1.4 |  | --> | 0.048 | 0 | 0.01 | 0.041 | 0 |  | --> | E17 ex KILROSS ROAD | Kilross Road [T421] | TIPPERARY |  | 52.458 | -8.2863
MV/LV Substation SC***4067 |  | 10 kV | _ | LV | 200 kVA :Pole Substation | 0.2 | --> | 0.2 | 0 | 0 | Constrained, otherwise capacity available =198 kVA | --> | 0.19 | 0 | 0 | 0.19 | 0 |  | --> | E16 ex GARRANACANTY | Garranacanty [T421,T422] | TIPPERARY |  | 52.4707 | -8.1514
MV/LV Substation FE***4078 |  | 20 kV | _ | LV | 50 kVA :Pole Substation | 0.05 | --> | 0.05 | 0.043 | 1.4 |  | --> | 0.048 | 0 | 0.024 | 0.031 | 0 |  | --> | E17 ex KILROSS ROAD | Kilross Road [T421] | TIPPERARY |  | 52.4898 | -8.3536
MV/LV Substation KI***407X |  | 20 kV | _ | LV | 100 kVA :Pole Substation | 0.1 | --> | 0.1 | 0.086 | 1.4 |  | --> | 0.095 | 0 | 0.01 | 0.09 | 0 |  | --> | E17 ex KILROSS ROAD | Kilross Road [T421] | TIPPERARY |  | 52.4532 | -8.2464
MV/LV Substation OO***408X |  | 20 kV | _ | LV | 100 kVA :Pole Substation | 0.1 | --> | 0.1 | 0 | 0 | Constrained, otherwise capacity available =33 kVA | --> | 0.095 | 0 | 0.033 | 0.079 | 0 |  | --> | E18 ex GARRANACANTY | Garranacanty [T421,T422] | TIPPERARY |  | 52.5286 | -8.2595
MV/LV Substation OO***409X |  | 20 kV | _ | LV | 200 kVA :Pole Substation | 0.2 | --> | 0.2 | 0 | 0 | Constrained, otherwise capacity available =154 kVA | --> | 0.19 | 0 | 0.004 | 0.193 | 0 |  | --> | E18 ex GARRANACANTY | Garranacanty [T421,T422] | TIPPERARY |  | 52.5343 | -8.2666
MV/LV Substation AN***4100 |  | 20 kV | _ | LV | 50 kVA :Pole Substation | 0.05 | --> | 0.05 | 0 | 0 | Constrained, otherwise capacity available =43 kVA | --> | 0.048 | 0 | 0 | 0.048 | 0 |  | --> | E19 ex GARRANACANTY | Garranacanty [T421,T422] | TIPPERARY |  | 52.4215 | -8.1044
MV/LV Substation GA***4101 |  | 20 kV | _ | LV | 50 kVA :Pole Substation | 0.05 | --> | 0.05 | 0.043 | 1.4 |  | --> | 0.048 | 0 | 0 | 0.048 | 0 |  | --> | E17 ex KILROSS ROAD | Kilross Road [T421] | TIPPERARY |  | 52.497 | -8.3281
MV/LV Substation SU***4103 |  | 10 kV | _ | LV | 400 kVA :Building Structure | 0.4 | --> | 0.4 | 0.286 | 2.76 |  | --> | 0.38 | 0 | 0 | 0.395 | 0 |  | --> | C16 ex KILROSS ROAD | Kilross Road [T42] | TIPPERARY |  | 52.4795 | -8.1758
MV/LV Substation GR***4156 |  | 20 kV | _ | LV | 200 kVA :Pole Substation | 0.2 | --> | 0.2 | 0 | 0 | Constrained, otherwise capacity available =200 kVA | --> | 0.19 | 0 | 0 | 0.19 | 0 |  | --> | E19 ex GARRANACANTY | Garranacanty [T421,T422] | TIPPERARY |  | 52.422 | -8.0906
MV/LV Substation CL***4169 |  | 20 kV | _ | LV | 50 kVA :Pole Substation | 0.05 | --> | 0.05 | 0 | 0 | Constrained, otherwise capacity available =42 kVA | --> | 0.048 | 0 | 0.02 | 0.034 | 0 |  | --> | E20 ex GARRANACANTY | Garranacanty [T421,T422] | TIPPERARY |  | 52.5597 | -8.0033
MV/LV Substation BA***416X |  | 20 kV | _ | LV | 400 kVA :Kiosk Substation | 0.4 | --> | 0.4 | 0 | 0 | Constrained, otherwise capacity available =308 kVA | --> | 0.38 | 0 | 0 | 0.392 | 0 |  | --> | E19 ex GARRANACANTY | Garranacanty [T421,T422] | TIPPERARY |  | 52.4498 | -8.0666
MV/LV Substation IR***4170 |  | 20 kV | _ | LV | 200 kVA :Pole Substation | 0.2 | --> | 0.2 | 0 | 0 | Constrained, otherwise capacity available =149 kVA | --> | 0.19 | 0 | 0 | 0.197 | 0 |  | --> | E18 ex GARRANACANTY | Garranacanty [T421,T422] | TIPPERARY |  | 52.5013 | -8.2005
MV/LV Substation TH***4183 |  | 20 kV | _ | LV | 50 kVA :Pole Substation | 0.05 | --> | 0.05 | 0 | 0 | Constrained, otherwise capacity available =44 kVA | --> | 0.048 | 0 | 0 | 0.048 | 0 |  | --> | E20 ex GARRANACANTY | Garranacanty [T421,T422] | TIPPERARY |  | 52.4921 | -8.0246
MV/LV Substation CA***4193 |  | 20 kV | _ | LV | 50 kVA :Pole Substation | 0.05 | --> | 0.05 | 0 | 0 | Constrained, otherwise capacity available =45 kVA | --> | 0.048 | 0 | 0 | 0.048 | 0 |  | --> | E18 ex GARRANACANTY | Garranacanty [T421,T422] | TIPPERARY |  | 52.5467 | -8.184
MV/LV Substation GA***4195 |  | 20 kV | _ | LV | 50 kVA :Pole Substation | 0.05 | --> | 0.05 | 0 | 0 | Constrained, otherwise capacity available =50 kVA | --> | 0.048 | 0 | 0 | 0.048 | 0 |  | --> | E18 ex GARRANACANTY | Garranacanty [T421,T422] | TIPPERARY |  | 52.5131 | -8.2846
MV/LV Substation BA***4196 |  | 20 kV | _ | LV | 50 kVA :Pole Substation | 0.05 | --> | 0.05 | 0 | 0 | Constrained, otherwise capacity available =39 kVA | --> | 0.048 | 0 | 0.027 | 0.029 | 0 |  | --> | E18 ex GARRANACANTY | Garranacanty [T421,T422] | TIPPERARY |  | 52.5165 | -8.2439
MV/LV Substation DO***4200 |  | 20 kV | _ | LV | 50 kVA :Pole Substation | 0.05 | --> | 0.05 | 0 | 0 | Constrained, otherwise capacity available =50 kVA | --> | 0.048 | 0 | 0 | 0.048 | 0 |  | --> | E18 ex GARRANACANTY | Garranacanty [T421,T422] | TIPPERARY |  | 52.5415 | -8.1477
MV/LV Substation BA***4209 |  | 20 kV | _ | LV | 50 kVA :Pole Substation | 0.05 | --> | 0.05 | 0 | 0 | Constrained, otherwise capacity available =50 kVA | --> | 0.048 | 0 | 0 | 0.048 | 0 |  | --> | E20 ex GARRANACANTY | Garranacanty [T421,T422] | TIPPERARY |  | 52.4829 | -8.1088
MV/LV Substation RO***4237 |  | 20 kV | _ | LV | 630 kVA :Kiosk Substation | 0.63 | --> | 0.63 | 0 | 0 | Constrained, otherwise capacity available =619 kVA | --> | 0.598 | 0 | 0.005 | 0.5 | 0 |  | --> | E21 ex GARRANACANTY | Garranacanty [T421,T422] | TIPPERARY |  | 52.4795 | -8.1446
MV/LV Substation UI***4270 |  | 20 kV | _ | LV | 50 kVA :Pole Substation | 0.05 | --> | 0.05 | 0 | 0 | Constrained, otherwise capacity available =36 kVA | --> | 0.048 | 0 | 0 | 0.049 | 0 |  | --> | E18 ex GARRANACANTY | Garranacanty [T421,T422] | TIPPERARY |  | 52.5022 | -8.2002
MV/LV Substation KN***4278 |  | 20 kV | _ | LV | 50 kVA :Pole Substation | 0.05 | --> | 0.05 | 0 | 0 | Constrained, otherwise capacity available =50 kVA | --> | 0.048 | 0 | 0 | 0.048 | 0 |  | --> | E18 ex GARRANACANTY | Garranacanty [T421,T422] | TIPPERARY |  | 52.5599 | -8.1058
MV/LV Substation BR***434X |  | 20 kV | _ | LV | 100 kVA :Pole Substation | 0.1 | --> | 0.1 | 0.098 | 1.4 |  | --> | 0.095 | 0 | 0 | 0.095 | 0 |  | --> | E17 ex KILROSS ROAD | Kilross Road [T421] | TIPPERARY |  | 52.4496 | -8.1886
MV/LV Substation CU***436X |  | 20 kV | _ | LV | 50 kVA :Pole Substation | 0.05 | --> | 0.05 | 0 | 0 | Constrained, otherwise capacity available =38 kVA | --> | 0.048 | 0 | 0 | 0.049 | 0 |  | --> | E18 ex GARRANACANTY | Garranacanty [T421,T422] | TIPPERARY |  | 52.5126 | -8.2721
MV/LV Substation MA***438 |  | 20 kV | _ | LV | 200 kVA :Pole Substation | 0.2 | --> | 0.2 | 0 | 0 | Constrained, otherwise capacity available =129 kVA | --> | 0.19 | 0 | 0 | 0.2 | 0 |  | --> | E18 ex GARRANACANTY | Garranacanty [T421,T422] | TIPPERARY |  | 52.5604 | -8.0727
MV/LV Substation ST***440 |  | 20 kV | _ | LV | 200 kVA :Pole Substation | 0.2 | --> | 0.2 | 0 | 0 | Constrained, otherwise capacity available =158 kVA | --> | 0.19 | 0 | 0 | 0.196 | 0 |  | --> | E18 ex GARRANACANTY | Garranacanty [T421,T422] | TIPPERARY |  | 52.561 | -8.0491
MV/LV Substation DU***441 |  | 20 kV | _ | LV | 200 kVA :Pole Substation | 0.2 | --> | 0.2 | 0 | 0 | Constrained, otherwise capacity available =181 kVA | --> | 0.19 | 0 | 0 | 0.193 | 0 |  | --> | E20 ex GARRANACANTY | Garranacanty [T421,T422] | TIPPERARY |  | 52.5584 | -8.0488
MV/LV Substation DU***442 |  | 20 kV | _ | LV | 50 kVA :Pole Substation | 0.05 | --> | 0.05 | 0 | 0 | Constrained, otherwise capacity available =18 kVA | --> | 0.048 | 0 | 0 | 0.052 | 0 |  | --> | E20 ex GARRANACANTY | Garranacanty [T421,T422] | TIPPERARY |  | 52.5591 | -8.0439
MV/LV Substation DU***443 |  | 20 kV | _ | LV | 100 kVA :Pole Substation | 0.1 | --> | 0.1 | 0 | 0 | Constrained, otherwise capacity available =90 kVA | --> | 0.095 | 0 | 0 | 0.096 | 0 |  | --> | E20 ex GARRANACANTY | Garranacanty [T421,T422] | TIPPERARY |  | 52.5558 | -8.0395
MV/LV Substation CL***452X |  | 20 kV | _ | LV | 50 kVA :Pole Substation | 0.05 | --> | 0.05 | 0 | 0 | Constrained, otherwise capacity available =37 kVA | --> | 0.048 | 0 | 0.016 | 0.037 | 0 |  | --> | E18 ex GARRANACANTY | Garranacanty [T421,T422] | TIPPERARY |  | 52.5534 | -8.2098
MV/LV Substation DO***459 |  | 20 kV | _ | LV | 200 kVA :Pole Substation | 0.2 | --> | 0.2 | 0 | 0 | Constrained, otherwise capacity available =188 kVA | --> | 0.19 | 0 | 0.008 | 0.186 | 0 |  | --> | E20 ex GARRANACANTY | Garranacanty [T421,T422] | TIPPERARY |  | 52.5222 | -8.0834
MV/LV Substation DO***463 |  | 20 kV | _ | LV | 50 kVA :Pole Substation | 0.05 | --> | 0.05 | 0 | 0 | Constrained, otherwise capacity available =25 kVA | --> | 0.048 | 0 | 0 | 0.051 | 0 |  | --> | E20 ex GARRANACANTY | Garranacanty [T421,T422] | TIPPERARY |  | 52.5166 | -8.0582
MV/LV Substation CR***467X |  | 20 kV | _ | LV | 50 kVA :Pole Substation | 0.05 | --> | 0.05 | 0 | 0 | Constrained, otherwise capacity available =39 kVA | --> | 0.048 | 0 | 0 | 0.049 | 0 |  | --> | E20 ex GARRANACANTY | Garranacanty [T421,T422] | TIPPERARY |  | 52.4798 | -8.119
MV/LV Substation AT***468X |  | 20 kV | _ | LV | 50 kVA :Pole Substation | 0.05 | --> | 0.05 | 0 | 0 | Constrained, otherwise capacity available =30 kVA | --> | 0.048 | 0 | 0 | 0.05 | 0 |  | --> | E20 ex GARRANACANTY | Garranacanty [T421,T422] | TIPPERARY |  | 52.4943 | -7.9882
MV/LV Substation KI***479 |  | 20 kV | _ | LV | 200 kVA :Pole Substation | 0.2 | --> | 0.2 | 0 | 0 | Constrained, otherwise capacity available =153 kVA | --> | 0.19 | 0 | 0.011 | 0.188 | 0 |  | --> | E19 ex GARRANACANTY | Garranacanty [T421,T422] | TIPPERARY |  | 52.4645 | -8.0985
MV/LV Substation GO***491 |  | 20 kV | _ | LV | 200 kVA :Pole Substation | 0.2 | --> | 0.2 | 0 | 0 | Constrained, otherwise capacity available =86 kVA | --> | 0.19 | 0 | 0.006 | 0.201 | 0 |  | --> | E20 ex GARRANACANTY | Garranacanty [T421,T422] | TIPPERARY |  | 52.4975 | -7.9821
MV/LV Substation TH***496 |  | 20 kV | _ | LV | 50 kVA :Pole Substation | 0.05 | --> | 0.05 | 0 | 0 | Constrained, otherwise capacity available =25 kVA | --> | 0.048 | 0 | 0 | 0.051 | 0 |  | --> | E20 ex GARRANACANTY | Garranacanty [T421,T422] | TIPPERARY |  | 52.4929 | -8.0262
MV/LV Substation KN***500 |  | 20 kV | _ | LV | 100 kVA :Pole Substation | 0.1 | --> | 0.1 | 0 | 0 | Constrained, otherwise capacity available =87 kVA | --> | 0.095 | 0 | 0.003 | 0.094 | 0 |  | --> | E20 ex GARRANACANTY | Garranacanty [T421,T422] | TIPPERARY |  | 52.5476 | -8.0151
MV/LV Substation KN***504X |  | 20 kV | _ | LV | 50 kVA :Pole Substation | 0.05 | --> | 0.05 | 0 | 0 | Constrained, otherwise capacity available =39 kVA | --> | 0.048 | 0 | 0.02 | 0.034 | 0 |  | --> | E18 ex GARRANACANTY | Garranacanty [T421,T422] | TIPPERARY |  | 52.5559 | -8.1224
MV/LV Substation LA***543 |  | 20 kV | _ | LV | 100 kVA :Pole Substation | 0.1 | --> | 0.1 | 0.081 | 1.4 |  | --> | 0.095 | 0 | 0.01 | 0.09 | 0 |  | --> | E17 ex KILROSS ROAD | Kilross Road [T421] | TIPPERARY |  | 52.4681 | -8.2744
MV/LV Substation OL***552X |  | 20 kV | _ | LV | 50 kVA :Pole Substation | 0.05 | --> | 0.05 | 0 | 0 | Constrained, otherwise capacity available =18 kVA | --> | 0.048 | 0 | 0 | 0.052 | 0 |  | --> | E33 ex CAPPAMORE | Cappamore [T41,T42] | ARDNACRUSHA |  | 52.5481 | -8.3538
MV/LV Substation CO***573X |  | 20 kV | _ | LV | 50 kVA :Pole Substation | 0.05 | --> | 0.05 | 0 | 0 | Constrained, otherwise capacity available =44 kVA | --> | 0.048 | 0 | 0 | 0.048 | 0 |  | --> | E33 ex CAPPAMORE | Cappamore [T41,T42] | ARDNACRUSHA |  | 52.5403 | -8.3613
MV/LV Substation NE***593X |  | 20 kV | _ | LV | 50 kVA :Pole Substation | 0.05 | --> | 0.05 | 0 | 0 | Constrained, otherwise capacity available =40 kVA | --> | 0.048 | 0 | 0.025 | 0.03 | 0 |  | --> | E33 ex CAPPAMORE | Cappamore [T41,T42] | ARDNACRUSHA |  | 52.5289 | -8.3075
MV/LV Substation EM***594 |  | 20 kV | _ | LV | 100 kVA :Pole Substation | 0.1 | --> | 0.1 | 0.04 | 1.4 |  | --> | 0.095 | 0 | 0 | 0.103 | 0 |  | --> | E17 ex KILROSS ROAD | Kilross Road [T421] | TIPPERARY |  | 52.4626 | -8.3499
MV/LV Substation CA***606 |  | 20 kV | _ | LV | 50 kVA :Pole Substation | 0.05 | --> | 0.05 | 0 | 0 | Constrained, otherwise capacity available =49 kVA | --> | 0.048 | 0 | 0.003 | 0.046 | 0 |  | --> | E18 ex GARRANACANTY | Garranacanty [T421,T422] | TIPPERARY |  | 52.5444 | -8.1837
MV/LV Substation CL***608X |  | 20 kV | _ | LV | 50 kVA :Pole Substation | 0.05 | --> | 0.05 | 0 | 0 | Constrained, otherwise capacity available =50 kVA | --> | 0.048 | 0 | 0 | 0.048 | 0 |  | --> | E33 ex CAPPAMORE | Cappamore [T41,T42] | ARDNACRUSHA |  | 52.5387 | -8.2808
MV/LV Substation BA***610 |  | 20 kV | _ | LV | 50 kVA :Pole Substation | 0.05 | --> | 0.05 | 0.045 | 1.4 |  | --> | 0.048 | 0 | 0.005 | 0.044 | 0 |  | --> | E17 ex KILROSS ROAD | Kilross Road [T421] | TIPPERARY |  | 52.5128 | -8.3349
MV/LV Substation BA***611 |  | 20 kV | _ | LV | 200 kVA :Pole Substation | 0.2 | --> | 0.2 | 0 | 0 | Constrained, otherwise capacity available =95 kVA | --> | 0.19 | 0 | 0.026 | 0.185 | 0 |  | --> | E19 ex GARRANACANTY | Garranacanty [T421,T422] | TIPPERARY |  | 52.4482 | -8.0636
MV/LV Substation BA***615 |  | 20 kV | _ | LV | 50 kVA :Pole Substation | 0.05 | --> | 0.05 | 0 | 0 | Constrained, otherwise capacity available =39 kVA | --> | 0.048 | 0 | 0.011 | 0.041 | 0 |  | --> | E19 ex GARRANACANTY | Garranacanty [T421,T422] | TIPPERARY |  | 52.4445 | -8.0737
MV/LV Substation CL***631X |  | 20 kV | _ | LV | 50 kVA :Pole Substation | 0.05 | --> | 0.05 | 0 | 0 | Constrained, otherwise capacity available =38 kVA | --> | 0.048 | 0 | 0 | 0.049 | 0 |  | --> | E18 ex GARRANACANTY | Garranacanty [T421,T422] | TIPPERARY |  | 52.5281 | -8.2741
MV/LV Substation WH***633 |  | 20 kV | _ | LV | 50 kVA :Pole Substation | 0.05 | --> | 0.05 | 0 | 0 | Constrained, otherwise capacity available =32 kVA | --> | 0.048 | 0 | 0.01 | 0.042 | 0 |  | --> | E18 ex GARRANACANTY | Garranacanty [T421,T422] | TIPPERARY |  | 52.5097 | -8.1757
MV/LV Substation LE***637 |  | 20 kV | _ | LV | 50 kVA :Pole Substation | 0.05 | --> | 0.05 | 0 | 0 | Constrained, otherwise capacity available =43 kVA | --> | 0.048 | 0 | 0 | 0.048 | 0 |  | --> | E18 ex GARRANACANTY | Garranacanty [T421,T422] | TIPPERARY |  | 52.5096 | -8.192
MV/LV Substation AH***645X |  | 20 kV | _ | LV | 200 kVA :Kiosk Substation | 0.2 | --> | 0.2 | 0 | 0 | Constrained, otherwise capacity available =192 kVA | --> | 0.19 | 0 | 0 | 0.191 | 0 |  | --> | E19 ex GARRANACANTY | Garranacanty [T421,T422] | TIPPERARY |  | 52.4252 | -8.1905
MV/LV Substation MO***647 |  | 20 kV | _ | LV | 100 kVA :Pole Substation | 0.1 | --> | 0.1 | 0 | 0 | Constrained, otherwise capacity available =56 kVA | --> | 0.095 | 0 | 0.008 | 0.095 | 0 |  | --> | E18 ex GARRANACANTY | Garranacanty [T421,T422] | TIPPERARY |  | 52.5104 | -8.2245
MV/LV Substation PI***667 |  | 20 kV | _ | LV | 200 kVA :Pole Substation | 0.2 | --> | 0.2 | 0 | 0 | Constrained, otherwise capacity available =157 kVA | --> | 0.19 | 0 | 0.1 | 0.122 | 0 |  | --> | E19 ex GARRANACANTY | Garranacanty [T421,T422] | TIPPERARY |  | 52.4238 | -8.0414
MV/LV Substation EN***673 |  | 20 kV | _ | LV | 200 kVA :Pole Substation | 0.2 | --> | 0.2 | 0 | 0 | Constrained, otherwise capacity available =102 kVA | --> | 0.19 | 0 | 0 | 0.201 | 0 |  | --> | E20 ex GARRANACANTY | Garranacanty [T421,T422] | TIPPERARY |  | 52.5594 | -8.045
MV/LV Substation PR***679 |  | 20 kV | _ | LV | 100 kVA :Pole Substation | 0.1 | --> | 0.1 | 0 | 0 | Constrained, otherwise capacity available =58 kVA | --> | 0.095 | 0 | 0.011 | 0.092 | 0 |  | --> | E20 ex GARRANACANTY | Garranacanty [T421,T422] | TIPPERARY |  | 52.4934 | -8.0201
MV/LV Substation DU***686X |  | 20 kV | _ | LV | 400 kVA :Building Structure | 0.4 | --> | 0.4 | 0 | 0 | Constrained, otherwise capacity available =390 kVA | --> | 0.38 | 0 | 0 | 0.381 | 0 |  | --> | E18 ex GARRANACANTY | Garranacanty [T421,T422] | TIPPERARY |  | 52.5614 | -8.0493
MV/LV Substation MU***689X |  | 10 kV | _ | LV | 200 kVA :Building Structure | 0.2 | --> | 0.2 | 0 | 0 | Constrained, otherwise capacity available =170 kVA | --> | 0.19 | 0 | 0 | 0.194 | 0 |  | --> | E16 ex GARRANACANTY | Garranacanty [T421,T422] | TIPPERARY |  | 52.4712 | -8.1529
MV/LV Substation RO***692X |  | 20 kV | _ | LV | 50 kVA :Pole Substation | 0.05 | --> | 0.05 | 0 | 0 | Constrained, otherwise capacity available =49 kVA | --> | 0.048 | 0 | 0 | 0.048 | 0 |  | --> | E18 ex GARRANACANTY | Garranacanty [T421,T422] | TIPPERARY |  | 52.5155 | -8.1559
MV/LV Substation AC***697 |  | 20 kV | _ | LV | 50 kVA :Pole Substation | 0.05 | --> | 0.05 | 0 | 0 | Constrained, otherwise capacity available =47 kVA | --> | 0.048 | 0 | 0 | 0.048 | 0 |  | --> | E18 ex GARRANACANTY | Garranacanty [T421,T422] | TIPPERARY |  | 52.5096 | -8.2173
MV/LV Substation GR***697X |  | 20 kV | _ | LV | 50 kVA :Pole Substation | 0.05 | --> | 0.05 | 0 | 0 | Constrained, otherwise capacity available =50 kVA | --> | 0.048 | 0 | 0 | 0.048 | 0 |  | --> | E18 ex GARRANACANTY | Garranacanty [T421,T422] | TIPPERARY |  | 52.5815 | -8.1567
MV/LV Substation LE***718X |  | 20 kV | _ | LV | 50 kVA :Pole Substation | 0.05 | --> | 0.05 | 0 | 0 | Constrained, otherwise capacity available =46 kVA | --> | 0.048 | 0 | 0 | 0.048 | 0 |  | --> | E19 ex GARRANACANTY | Garranacanty [T421,T422] | TIPPERARY |  | 52.4209 | -8.1848
MV/LV Substation RA***721X |  | 20 kV | _ | LV | 50 kVA :Pole Substation | 0.05 | --> | 0.05 | 0 | 0 | Constrained, otherwise capacity available =50 kVA | --> | 0.048 | 0 | 0 | 0.048 | 0 |  | --> | E19 ex GARRANACANTY | Garranacanty [T421,T422] | TIPPERARY |  | 52.4389 | -8.0785
MV/LV Substation CO***736 |  | 20 kV | _ | LV | 50 kVA :Pole Substation | 0.05 | --> | 0.05 | 0 | 0 | Constrained, otherwise capacity available =39 kVA | --> | 0.048 | 0 | 0 | 0.049 | 0 |  | --> | E19 ex GARRANACANTY | Garranacanty [T421,T422] | TIPPERARY |  | 52.4776 | -8.1372
MV/LV Substation BA***737 |  | 20 kV | _ | LV | 50 kVA :Pole Substation | 0.05 | --> | 0.05 | 0.029 | 1.4 |  | --> | 0.048 | 0 | 0.006 | 0.046 | 0 |  | --> | E17 ex KILROSS ROAD | Kilross Road [T421] | TIPPERARY |  | 52.4632 | -8.2027
MV/LV Substation EX***739X |  | 10 kV | _ | LV | 400 kVA :Kiosk Substation | 0.4 | --> | 0.4 | 0 | 0 | Constrained, otherwise capacity available =295 kVA | --> | 0.38 | 0 | 0 | 0.391 | 0 |  | --> | E17 ex GARRANACANTY | Garranacanty [T421,T422] | TIPPERARY |  | 52.4747 | -8.1603
MV/LV Substation BL***741X |  | 10 kV | _ | LV | 200 kVA :Kiosk Substation | 0.2 | --> | 0.2 | 0 | 0 | Constrained, otherwise capacity available =169 kVA | --> | 0.19 | 0 | 0.01 | 0.187 | 0 |  | --> | E16 ex GARRANACANTY | Garranacanty [T421,T422] | TIPPERARY |  | 52.4764 | -8.1435
MV/LV Substation TA***755 |  | 20 kV | _ | LV | 100 kVA :Pole Substation | 0.1 | --> | 0.1 | 0 | 0 | Constrained, otherwise capacity available =74 kVA | --> | 0.095 | 0 | 0 | 0.098 | 0 |  | --> | E19 ex GARRANACANTY | Garranacanty [T421,T422] | TIPPERARY |  | 52.4222 | -8.0211
MV/LV Substation FA***784 |  | 20 kV | _ | LV | 200 kVA :Pole Substation | 0.2 | --> | 0.2 | 0 | 0 | Constrained, otherwise capacity available =176 kVA | --> | 0.19 | 0 | 0 | 0.193 | 0 |  | --> | E18 ex GARRANACANTY | Garranacanty [T421,T422] | TIPPERARY |  | 52.5219 | -8.1455
MV/LV Substation OL***793X |  | 20 kV | _ | LV | 50 kVA :Pole Substation | 0.05 | --> | 0.05 | 0 | 0 | Constrained, otherwise capacity available =41 kVA | --> | 0.048 | 0 | 0 | 0.049 | 0 |  | --> | E33 ex CAPPAMORE | Cappamore [T41,T42] | ARDNACRUSHA |  | 52.5469 | -8.3542
MV/LV Substation CH***797 |  | 20 kV | _ | LV | 50 kVA :Pole Substation | 0.05 | --> | 0.05 | 0 | 0 | Constrained, otherwise capacity available =42 kVA | --> | 0.048 | 0 | 0 | 0.049 | 0 |  | --> | E18 ex GARRANACANTY | Garranacanty [T421,T422] | TIPPERARY |  | 52.5531 | -8.177
MV/LV Substation GL***814 |  | 20 kV | _ | LV | 50 kVA :Pole Substation | 0.05 | --> | 0.05 | 0 | 0 | Constrained, otherwise capacity available =43 kVA | --> | 0.048 | 0 | 0 | 0.048 | 0 |  | --> | E18 ex GARRANACANTY | Garranacanty [T421,T422] | TIPPERARY |  | 52.5632 | -8.1305
MV/LV Substation IT***826X |  | 10 kV | _ | LV | 630 kVA :Kiosk Substation | 0.63 | --> | 0.63 | 0 | 0 | Constrained, otherwise capacity available =522 kVA | --> | 0.598 | 0 | 0.011 | 0.5 | 0 |  | --> | E17 ex GARRANACANTY | Garranacanty [T421,T422] | TIPPERARY |  | 52.4798 | -8.1572
MV/LV Substation AN***841X |  | 20 kV | _ | LV | 400 kVA :Kiosk Substation | 0.4 | --> | 0.4 | 0.306 | 1.4 |  | --> | 0.38 | 0 | 0.05 | 0.356 | 0 |  | --> | E15 ex KILROSS ROAD | Kilross Road [T421] | TIPPERARY |  | 52.467 | -8.1656
MV/LV Substation BA***852X |  | 20 kV | _ | LV | 50 kVA :Pole Substation | 0.05 | --> | 0.05 | 0.049 | 1.4 |  | --> | 0.048 | 0 | 0.006 | 0.043 | 0 |  | --> | E17 ex KILROSS ROAD | Kilross Road [T421] | TIPPERARY |  | 52.4133 | -8.2123
MV/LV Substation AN***857 |  | 20 kV | _ | LV | 50 kVA :Pole Substation | 0.05 | --> | 0.05 | 0 | 0 | Constrained, otherwise capacity available =38 kVA | --> | 0.048 | 0 | 0.006 | 0.045 | 0 |  | --> | E18 ex GARRANACANTY | Garranacanty [T421,T422] | TIPPERARY |  | 52.5638 | -8.1099
MV/LV Substation CA***858X |  | 20 kV | _ | LV | 200 kVA :Pole Substation | 0.2 | --> | 0.2 | 0 | 0 | Constrained, otherwise capacity available =193 kVA | --> | 0.19 | 0 | 0 | 0.191 | 0 |  | --> | E18 ex GARRANACANTY | Garranacanty [T421,T422] | TIPPERARY |  | 52.5771 | -8.1658
MV/LV Substation GA***863X |  | 20 kV | _ | LV | 50 kVA :Pole Substation | 0.05 | --> | 0.05 | 0.048 | 1.4 |  | --> | 0.048 | 0 | 0.005 | 0.044 | 0 |  | --> | E17 ex KILROSS ROAD | Kilross Road [T421] | TIPPERARY |  | 52.5034 | -8.3336
MV/LV Substation BA***868 |  | 20 kV | _ | LV | 50 kVA :Pole Substation | 0.05 | --> | 0.05 | 0 | 0 | Constrained, otherwise capacity available =34 kVA | --> | 0.048 | 0 | 0 | 0.05 | 0 |  | --> | E20 ex GARRANACANTY | Garranacanty [T421,T422] | TIPPERARY |  | 52.5353 | -8.0027
MV/LV Substation GE***868X |  | 20 kV | _ | LV | 200 kVA :Pole Substation | 0.2 | --> | 0.2 | 0 | 0 | Constrained, otherwise capacity available =196 kVA | --> | 0.19 | 0 | 0.02 | 0.176 | 0 |  | --> | E20 ex GARRANACANTY | Garranacanty [T421,T422] | TIPPERARY |  | 52.5214 | -8.0847
MV/LV Substation GO***877X |  | 20 kV | _ | LV | 50 kVA :Pole Substation | 0.05 | --> | 0.05 | 0 | 0 | Constrained, otherwise capacity available =36 kVA | --> | 0.048 | 0 | 0 | 0.049 | 0 |  | --> | E20 ex GARRANACANTY | Garranacanty [T421,T422] | TIPPERARY |  | 52.4979 | -7.9772
MV/LV Substation TI***880 |  | 20 kV | _ | LV | 200 kVA :Pole Substation | 0.2 | --> | 0.2 | 0 | 0 | Constrained, otherwise capacity available =182 kVA | --> | 0.19 | 0 | 0 | 0.192 | 0 |  | --> | E18 ex GARRANACANTY | Garranacanty [T421,T422] | TIPPERARY |  | 52.5004 | -8.2089
MV/LV Substation OO***881 |  | 20 kV | _ | LV | 50 kVA :Pole Substation | 0.05 | --> | 0.05 | 0 | 0 | Constrained, otherwise capacity available =37 kVA | --> | 0.048 | 0 | 0 | 0.049 | 0 |  | --> | E18 ex GARRANACANTY | Garranacanty [T421,T422] | TIPPERARY |  | 52.5307 | -8.2646
MV/LV Substation IR***906 |  | 20 kV | _ | LV | 100 kVA :Pole Substation | 0.1 | --> | 0.1 | 0 | 0 | Constrained, otherwise capacity available =49 kVA | --> | 0.095 | 0 | 0 | 0.102 | 0 |  | --> | E18 ex GARRANACANTY | Garranacanty [T421,T422] | TIPPERARY |  | 52.5737 | -8.1268
MV/LV Substation GR***908 |  | 20 kV | _ | LV | 50 kVA :Pole Substation | 0.05 | --> | 0.05 | 0 | 0 | Constrained, otherwise capacity available =50 kVA | --> | 0.048 | 0 | 0 | 0.048 | 0 |  | --> | E20 ex GARRANACANTY | Garranacanty [T421,T422] | TIPPERARY |  | 52.4819 | -7.9692
MV/LV Substation RA***910 |  | 20 kV | _ | LV | 50 kVA :Pole Substation | 0.05 | --> | 0.05 | 0 | 0 | Constrained, otherwise capacity available =49 kVA | --> | 0.048 | 0 | 0 | 0.048 | 0 |  | --> | E18 ex GARRANACANTY | Garranacanty [T421,T422] | TIPPERARY |  | 52.5044 | -8.2122
MV/LV Substation MA***914X |  | 20 kV | _ | LV | 50 kVA :Pole Substation | 0.05 | --> | 0.05 | 0 | 0 | Constrained, otherwise capacity available =47 kVA | --> | 0.048 | 0 | 0.01 | 0.04 | 0 |  | --> | E19 ex GARRANACANTY | Garranacanty [T421,T422] | TIPPERARY |  | 52.4516 | -8.0602
MV/LV Substation AH***916X |  | 10 kV | _ | LV | 200 kVA :Pole Substation | 0.2 | --> | 0.2 | 0 | 0 | Constrained, otherwise capacity available =176 kVA | --> | 0.19 | 0 | 0.006 | 0.189 | 0 |  | --> | E16 ex GARRANACANTY | Garranacanty [T421,T422] | TIPPERARY |  | 52.4706 | -8.1505
MV/LV Substation AL***917X |  | 20 kV | _ | LV | 50 kVA :Pole Substation | 0.05 | --> | 0.05 | 0 | 0 | Constrained, otherwise capacity available =50 kVA | --> | 0.048 | 0 | 0 | 0.048 | 0 |  | --> | E20 ex GARRANACANTY | Garranacanty [T421,T422] | TIPPERARY |  | 52.5161 | -8.0796
MV/LV Substation LA***922X |  | 20 kV | _ | LV | 50 kVA :Pole Substation | 0.05 | --> | 0.05 | 0 | 0 | Constrained, otherwise capacity available =39 kVA | --> | 0.048 | 0 | 0 | 0.049 | 0 |  | --> | E18 ex GARRANACANTY | Garranacanty [T421,T422] | TIPPERARY |  | 52.5354 | -8.1415
MV/LV Substation LA***923X |  | 20 kV | _ | LV | 50 kVA :Pole Substation | 0.05 | --> | 0.05 | 0.037 | 1.4 |  | --> | 0.048 | 0 | 0 | 0.049 | 0 |  | --> | E17 ex KILROSS ROAD | Kilross Road [T421] | TIPPERARY |  | 52.4681 | -8.2764
MV/LV Substation KN***931X |  | 20 kV | _ | LV | 50 kVA :Pole Substation | 0.05 | --> | 0.05 | 0 | 0 | Constrained, otherwise capacity available =49 kVA | --> | 0.048 | 0 | 0 | 0.048 | 0 |  | --> | E20 ex GARRANACANTY | Garranacanty [T421,T422] | TIPPERARY |  | 52.4914 | -7.9831
MV/LV Substation BA***934X |  | 20 kV | _ | LV | 50 kVA :Pole Substation | 0.05 | --> | 0.05 | 0.05 | 1.4 |  | --> | 0.048 | 0 | 0 | 0.048 | 0 |  | --> | E17 ex KILROSS ROAD | Kilross Road [T421] | TIPPERARY |  | 52.4589 | -8.2233
MV/LV Substation MA***940 |  | 20 kV | _ | LV | 100 kVA :Pole Substation | 0.1 | --> | 0.1 | 0 | 0 | Constrained, otherwise capacity available =97 kVA | --> | 0.095 | 0 | 0 | 0.095 | 0 |  | --> | E19 ex GARRANACANTY | Garranacanty [T421,T422] | TIPPERARY |  | 52.4525 | -8.0628
MV/LV Substation GL***947X |  | 20 kV | _ | LV | 400 kVA :Kiosk Substation | 0.4 | --> | 0.4 | 0.374 | 1.4 |  | --> | 0.38 | 0 | 0 | 0.384 | 0 |  | --> | E17 ex KILROSS ROAD | Kilross Road [T421] | TIPPERARY |  | 52.4643 | -8.356
MV/LV Substation RO***951X |  | 20 kV | _ | LV | 400 kVA :Kiosk Substation | 0.4 | --> | 0.4 | 0 | 0 | Constrained, otherwise capacity available =348 kVA | --> | 0.38 | 0 | 0.015 | 0.376 | 0 |  | --> | E18 ex GARRANACANTY | Garranacanty [T421,T422] | TIPPERARY |  | 52.4854 | -8.1482
MV/LV Substation DU***963X |  | 20 kV | _ | LV | 100 kVA :Pole Substation | 0.1 | --> | 0.1 | 0 | 0 | Constrained, otherwise capacity available =71 kVA | --> | 0.095 | 0 | 0.026 | 0.08 | 0 |  | --> | E20 ex GARRANACANTY | Garranacanty [T421,T422] | TIPPERARY |  | 52.5239 | -8.0816
MV/LV Substation BA***965X |  | 20 kV | _ | LV | 630 kVA :Building Structure | 0.63 | --> | 0.63 | 0 | 0 | Constrained, otherwise capacity available =494 kVA | --> | 0.598 | 0 | 0.04 | 0.5 | 0 |  | --> | E18 ex GARRANACANTY | Garranacanty [T421,T422] | TIPPERARY |  | 52.5019 | -8.2167
MV/LV Substation CH***968X |  | 10 kV | _ | LV | 400 kVA :Kiosk Substation | 0.4 | --> | 0.4 | 0 | 0 | Constrained, otherwise capacity available =330 kVA | --> | 0.38 | 0 | 0.005 | 0.386 | 0 |  | --> | E17 ex GARRANACANTY | Garranacanty [T421,T422] | TIPPERARY |  | 52.4743 | -8.1656
MV/LV Substation AR***973 |  | 20 kV | _ | LV | 50 kVA :Pole Substation | 0.05 | --> | 0.05 | 0.047 | 1.4 |  | --> | 0.048 | 0 | 0 | 0.048 | 0 |  | --> | E17 ex KILROSS ROAD | Kilross Road [T421] | TIPPERARY |  | 52.436 | -8.2181
MV/LV Substation KI***987X |  | 20 kV | _ | LV | 200 kVA :Kiosk Substation | 0.2 | --> | 0.2 | 0 | 0 | Constrained, otherwise capacity available =187 kVA | --> | 0.19 | 0 | 0.005 | 0.188 | 0 |  | --> | E20 ex GARRANACANTY | Garranacanty [T421,T422] | TIPPERARY |  | 52.5587 | -8.0408
MV/LV Substation LI***998 |  | 20 kV | _ | LV | 100 kVA :Pole Substation | 0.1 | --> | 0.1 | 0.067 | 1.4 |  | --> | 0.095 | 0 | 0.015 | 0.088 | 0 |  | --> | E17 ex KILROSS ROAD | Kilross Road [T421] | TIPPERARY |  | 52.4125 | -8.2277
MV/LV Substation CA***002 |  | 10 kV | _ | LV | 630 kVA :Building Structure | 0.63 | --> | 0.63 | 0.337 | 13.05 |  | --> | 0.598 | 0 | 0.01 | 0.5 | 0 |  | --> | C17 ex ENNIS | Ennis [T101,T102] | ENNIS |  | 52.8433 | -8.988
MV/LV Substation RU***004 |  | 20 kV | _ | LV | 50 kVA :Pole Substation | 0.05 | --> | 0.05 | 0 | 0 |  | --> | 0.048 | 0 | 0.005 | 0.051 | 0 |  | --> | C11 ex ENNIS NORTH | Ennis North [T41,T42] | ENNIS |  | 52.9287 | -8.9901
MV/LV Substation RU***005 |  | 20 kV | _ | LV | 50 kVA :Pole Substation | 0.05 | --> | 0.05 | 0 | 0 | Constrained, otherwise capacity available =32 kVA | --> | 0.048 | 0 | 0.01 | 0.042 | 0 |  | --> | C11 ex ENNIS NORTH | Ennis North [T41,T42] | ENNIS |  | 52.9256 | -8.9974
MV/LV Substation BA***005X |  | 20 kV | _ | LV | 50 kVA :Pole Substation | 0.05 | --> | 0.05 | 0 | 0 | Constrained, otherwise capacity available =50 kVA | --> | 0.048 | 0 | 0 | 0.048 | 0 |  | --> | C11 ex ENNIS NORTH | Ennis North [T41,T42] | ENNIS |  | 52.92 | -9.0491
MV/LV Substation BA***006 |  | 10 kV | _ | LV | 100 kVA :Pole Substation | 0.1 | --> | 0.1 | 0.004 | 13.05 |  | --> | 0.095 | 0 | 0.026 | 0.088 | 0 |  | --> | C18 ex ENNIS | Ennis [T101,T102] | ENNIS |  | 52.8586 | -8.9484
MV/LV Substation KI***007 |  | 10 kV | _ | LV | 50 kVA :Pole Substation | 0.05 | --> | 0.05 | 0 | 0 | Constrained, otherwise capacity available =30 kVA | --> | 0.048 | 0 | 0.017 | 0.038 | 0 |  | --> | C20 ex CAHIRCALLA | Cahircalla [T41,T42] | ENNIS |  | 52.8341 | -9.0104
MV/LV Substation SE***007Y |  | 10 kV | _ | LV | 400 kVA :Kiosk Substation | 0.4 | --> | 0.4 | 0.231 | 13.05 |  | --> | 0.38 | 0 | 0.12 | 0.314 | 0 |  | --> | C18 ex ENNIS | Ennis [T101,T102] | ENNIS |  | 52.8568 | -8.9563
MV/LV Substation TO***008 |  | 10 kV | _ | LV | 200 kVA :Pole Substation | 0.2 | --> | 0.2 | 0 | 0 | Constrained, otherwise capacity available =175 kVA | --> | 0.19 | 0 | 0 | 0.193 | 0 |  | --> | C20 ex CAHIRCALLA | Cahircalla [T41,T42] | ENNIS |  | 52.8311 | -9.0194
MV/LV Substation CL***011 |  | 10 kV | _ | LV | 400 kVA :Kiosk Substation | 0.4 | --> | 0.4 | 0 | 0 | Constrained, otherwise capacity available =196 kVA | --> | 0.38 | 0 | 0.027 | 0.387 | 0 |  | --> | C15 ex CAHIRCALLA | Cahircalla [T41,T42] | ENNIS |  | 52.8149 | -8.9663
MV/LV Substation FA***012Y |  | 10 kV | _ | LV | 400 kVA :Kiosk Substation | 0.4 | --> | 0.4 | 0.301 | 13.05 |  | --> | 0.38 | 0 | 0.03 | 0.371 | 0 |  | --> | C18 ex ENNIS | Ennis [T101,T102] | ENNIS |  | 52.8535 | -8.9523
MV/LV Substation WO***013 |  | 10 kV | _ | LV | 100 kVA :Pole Substation | 0.1 | --> | 0.1 | 0 | 0 | Constrained, otherwise capacity available =72 kVA | --> | 0.095 | 0 | 0.016 | 0.087 | 0 |  | --> | C15 ex ENNIS NORTH | Ennis North [T41,T42] | ENNIS |  | 52.8523 | -9.0137
MV/LV Substation IN***013Y |  | 10 kV | _ | LV | 200 kVA :Kiosk Substation | 0.2 | --> | 0.2 | 0.152 | 13.05 |  | --> | 0.19 | 0 | 0 | 0.196 | 0 |  | --> | C21 ex ENNIS | Ennis [T101,T102] | ENNIS |  | 52.9401 | -8.8946
MV/LV Substation WO***014 |  | 10 kV | _ | LV | 100 kVA :Pole Substation | 0.1 | --> | 0.1 | 0 | 0 | Constrained, otherwise capacity available =100 kVA | --> | 0.095 | 0 | 0 | 0.095 | 0 |  | --> | C15 ex ENNIS NORTH | Ennis North [T41,T42] | ENNIS |  | 52.8539 | -9.0095
MV/LV Substation RE***014Y |  | 10 kV | _ | LV | 200 kVA :Pole Substation | 0.2 | --> | 0.2 | 0 | 0 | Constrained, otherwise capacity available =190 kVA | --> | 0.19 | 0 | 0 | 0.191 | 0 |  | --> | C19 ex ENNIS NORTH | Ennis North [T41,T42] | ENNIS |  | 52.8669 | -8.9796
MV/LV Substation OR***015 |  | 10 kV | _ | LV | 400 kVA :Building Structure | 0.4 | --> | 0.4 | 0 | 0 | Constrained, otherwise capacity available =353 kVA | --> | 0.38 | 0 | 0 | 0.386 | 0 |  | --> | C18 ex ENNIS NORTH | Ennis North [T41,T42] | ENNIS |  | 52.8602 | -8.9866
MV/LV Substation CO***016 |  | 20 kV | _ | LV | 100 kVA :Pole Substation | 0.1 | --> | 0.1 | 0 | 0 | Constrained, otherwise capacity available =60 kVA | --> | 0.095 | 0 | 0.006 | 0.096 | 0 |  | --> | C11 ex ENNIS NORTH | Ennis North [T41,T42] | ENNIS |  | 52.947 | -9.0587
MV/LV Substation CA***018 |  | 10 kV | _ | LV | 630 kVA :Kiosk Substation | 0.63 | --> | 0.63 | 0 | 0 | Constrained, otherwise capacity available =525 kVA | --> | 0.598 | 0 | 0.005 | 0.5 | 0 |  | --> | C15 ex CAHIRCALLA | Cahircalla [T41,T42] | ENNIS |  | 52.8351 | -8.9828
MV/LV Substation OA***019 |  | 10 kV | _ | LV | 400 kVA :Kiosk Substation | 0.4 | --> | 0.4 | 0 | 0 | Constrained, otherwise capacity available =349 kVA | --> | 0.38 | 0 | 0 | 0.387 | 0 |  | --> | C15 ex ENNIS NORTH | Ennis North [T41,T42] | ENNIS |  | 52.855 | -8.9902
MV/LV Substation GR***022 |  | 10 kV | _ | LV | 200 kVA :Pole Substation | 0.2 | --> | 0.2 | 0.102 | 13.05 |  | --> | 0.19 | 0 | 0.092 | 0.135 | 0 |  | --> | C18 ex ENNIS | Ennis [T101,T102] | ENNIS |  | 52.8553 | -8.9586
MV/LV Substation OU***025 |  | 10 kV | _ | LV | 200 kVA :Building Structure | 0.2 | --> | 0.2 | 0.172 | 13.05 |  | --> | 0.19 | 0 | 0 | 0.194 | 0 |  | --> | C18 ex ENNIS | Ennis [T101,T102] | ENNIS |  | 52.8607 | -8.9785
MV/LV Substation EI***026 |  | 10 kV | _ | LV | 400 kVA :Kiosk Substation | 0.4 | --> | 0.4 | 0 | 0 | Constrained, otherwise capacity available =372 kVA | --> | 0.38 | 0 | 0.011 | 0.376 | 0 |  | --> | C17 ex CAHIRCALLA | Cahircalla [T41,T42] | ENNIS |  | 52.8327 | -8.9918
MV/LV Substation FI***026Y |  | 10 kV | _ | LV | 200 kVA :Kiosk Substation | 0.2 | --> | 0.2 | 0.168 | 13.05 |  | --> | 0.19 | 0 | 0 | 0.194 | 0 |  | --> | C17 ex ENNIS | Ennis [T101,T102] | ENNIS |  | 52.8581 | -8.9788
MV/LV Substation ST***028Y |  | 20 kV | _ | LV | 50 kVA :Pole Substation | 0.05 | --> | 0.05 | 0.042 | 13.05 |  | --> | 0.048 | 0 | 0 | 0.049 | 0 |  | --> | C19 ex ENNIS | Ennis [T101,T102] | ENNIS |  | 52.8414 | -8.9079
MV/LV Substation DO***030 |  | 10 kV | _ | LV | 50 kVA :Pole Substation | 0.05 | --> | 0.05 | 0 | 13.05 |  | --> | 0.048 | 0 | 0 | 0.056 | 0 |  | --> | C19 ex ENNIS | Ennis [T101,T102] | ENNIS |  | 52.8388 | -8.9663
MV/LV Substation RO***033Y |  | 10 kV | _ | LV | 400 kVA :Building Structure | 0.4 | --> | 0.4 | 0.312 | 13.05 |  | --> | 0.38 | 0 | 0.021 | 0.376 | 0 |  | --> | C18 ex ENNIS | Ennis [T101,T102] | ENNIS |  | 52.8569 | -8.9596
MV/LV Substation PI***034 |  | 10 kV | _ | LV | 200 kVA :Kiosk Substation | 0.2 | --> | 0.2 | 0.106 | 13.05 |  | --> | 0.19 | 0 | 0.037 | 0.175 | 0 |  | --> | C17 ex ENNIS | Ennis [T101,T102] | ENNIS |  | 52.8561 | -8.9838
MV/LV Substation IN***035Y |  | 10 kV | _ | LV | 400 kVA :Building Structure | 0.4 | --> | 0.4 | 0.351 | 13.05 |  | --> | 0.38 | 0 | 0 | 0.387 | 0 |  | --> | C18 ex ENNIS | Ennis [T101,T102] | ENNIS |  | 52.8605 | -8.977
MV/LV Substation CA***036 |  | 10 kV | _ | LV | 100 kVA :Pole Substation | 0.1 | --> | 0.1 | 0 | 0 | Constrained, otherwise capacity available =57 kVA | --> | 0.095 | 0 | 0.009 | 0.094 | 0 |  | --> | C20 ex CAHIRCALLA | Cahircalla [T41,T42] | ENNIS |  | 52.8357 | -9.0052
MV/LV Substation CU***040 |  | 10 kV | _ | LV | 200 kVA :Kiosk Substation | 0.2 | --> | 0.2 | 0.182 | 13.05 |  | --> | 0.19 | 0 | 0.016 | 0.181 | 0 |  | --> | C17 ex ENNIS | Ennis [T101,T102] | ENNIS |  | 52.8484 | -8.9931
MV/LV Substation HE***041 |  | 10 kV | _ | LV | 630 kVA :Kiosk Substation | 0.63 | --> | 0.63 | 0.394 | 13.05 |  | --> | 0.598 | 0 | 0.037 | 0.5 | 0 |  | --> | C17 ex ENNIS | Ennis [T101,T102] | ENNIS |  | 52.8462 | -8.9911
MV/LV Substation BR***042 |  | 10 kV | _ | LV | 1000 kVA :Building Structure | 1 | --> | 1 | 0 | 0 | Constrained, otherwise capacity available =442 kVA | --> | 0.95 | 0 | 0.035 | 0.5 | 0 |  | --> | C17 ex CAHIRCALLA | Cahircalla [T41,T42] | ENNIS |  | 52.8403 | -8.9801
MV/LV Substation ST***043 |  | 10 kV | _ | LV | 200 kVA :Building Structure | 0.2 | --> | 0.2 | 0.15 | 13.05 |  | --> | 0.19 | 0 | 0.015 | 0.186 | 0 |  | --> | C20 ex ENNIS | Ennis [T101,T102] | ENNIS |  | 52.8534 | -8.9786
MV/LV Substation LI***044 |  | 10 kV | _ | LV | 400 kVA :Kiosk Substation | 0.4 | --> | 0.4 | 0.282 | 13.05 |  | --> | 0.38 | 0 | 0.022 | 0.38 | 0 |  | --> | C12 ex ENNIS | Ennis [T101,T102] | ENNIS |  | 52.8513 | -8.9736
MV/LV Substation SA***045 |  | 10 kV | _ | LV | 630 kVA :Building Structure | 0.63 | --> | 0.63 | 0.331 | 13.05 |  | --> | 0.598 | 0 | 0.005 | 0.5 | 0 |  | --> | C20 ex ENNIS | Ennis [T101,T102] | ENNIS |  | 52.8445 | -8.9841
MV/LV Substation ES***047X |  | 20 kV | _ | LV | 50 kVA :Pole Substation | 0.05 | --> | 0.05 | 0 | 0 | Constrained, otherwise capacity available =30 kVA | --> | 0.048 | 0 | 0 | 0.05 | 0 |  | --> | C11 ex ENNIS NORTH | Ennis North [T41,T42] | ENNIS |  | 52.9378 | -9.0629
MV/LV Substation IN***047Y |  | 10 kV | _ | LV | 100 kVA :Pole Substation | 0.1 | --> | 0.1 | 0 | 0 | Constrained, otherwise capacity available =70 kVA | --> | 0.095 | 0 | 0 | 0.099 | 0 |  | --> | C17 ex CAHIRCALLA | Cahircalla [T41,T42] | ENNIS |  | 52.8321 | -8.9875
MV/LV Substation CO***048Y |  | 10 kV | _ | LV | 400 kVA :Building Structure | 0.4 | --> | 0.4 | 0 | 0 | Constrained, otherwise capacity available =374 kVA | --> | 0.38 | 0 | 0 | 0.384 | 0 |  | --> | C16 ex CAHIRCALLA | Cahircalla [T41,T42] | ENNIS |  | 52.842 | -8.987
MV/LV Substation AU***049 |  | 10 kV | _ | LV | 400 kVA :Kiosk Substation | 0.4 | --> | 0.4 | 0 | 0 | Constrained, otherwise capacity available =254 kVA | --> | 0.38 | 0 | 0 | 0.399 | 0 |  | --> | C19 ex ENNIS NORTH | Ennis North [T41,T42] | ENNIS |  | 52.8652 | -8.9824
MV/LV Substation CO***049X |  | 20 kV | _ | LV | 50 kVA :Pole Substation | 0.05 | --> | 0.05 | 0 | 0 | Constrained, otherwise capacity available =34 kVA | --> | 0.048 | 0 | 0 | 0.05 | 0 |  | --> | C11 ex ENNIS NORTH | Ennis North [T41,T42] | ENNIS |  | 52.9423 | -9.0636
MV/LV Substation CO***050X |  | 20 kV | _ | LV | 200 kVA :Kiosk Substation | 0.2 | --> | 0.2 | 0 | 0 | Constrained, otherwise capacity available =128 kVA | --> | 0.19 | 0 | 0.009 | 0.193 | 0 |  | --> | C11 ex ENNIS NORTH | Ennis North [T41,T42] | ENNIS |  | 52.9454 | -9.0622
MV/LV Substation CO***051X |  | 20 kV | _ | LV | 50 kVA :Pole Substation | 0.05 | --> | 0.05 | 0 | 0 | Constrained, otherwise capacity available =44 kVA | --> | 0.048 | 0 | 0 | 0.048 | 0 |  | --> | C11 ex ENNIS NORTH | Ennis North [T41,T42] | ENNIS |  | 52.9466 | -9.0648
MV/LV Substation CO***052X |  | 20 kV | _ | LV | 200 kVA :Pole Substation | 0.2 | --> | 0.2 | 0 | 0 | Constrained, otherwise capacity available =86 kVA | --> | 0.19 | 0 | 0.015 | 0.194 | 0 |  | --> | C11 ex ENNIS NORTH | Ennis North [T41,T42] | ENNIS |  | 52.9457 | -9.0651
MV/LV Substation GA***053Y |  | 10 kV | _ | LV | 200 kVA :Pole Substation | 0.2 | --> | 0.2 | 0.182 | 13.05 |  | --> | 0.19 | 0 | 0 | 0.192 | 0 |  | --> | C19 ex ENNIS | Ennis [T101,T102] | ENNIS |  | 52.86 | -8.9344
MV/LV Substation TU***055 |  | 10 kV | _ | LV | 400 kVA :Kiosk Substation | 0.4 | --> | 0.4 | 0.284 | 13.05 |  | --> | 0.38 | 0 | 0.023 | 0.379 | 0 |  | --> | C12 ex ENNIS | Ennis [T101,T102] | ENNIS |  | 52.8495 | -8.9731
MV/LV Substation DO***055Y |  | 10 kV | _ | LV | 400 kVA :Kiosk Substation | 0.4 | --> | 0.4 | 0.37 | 13.05 |  | --> | 0.38 | 0 | 0 | 0.384 | 0 |  | --> | C19 ex ENNIS | Ennis [T101,T102] | ENNIS |  | 52.8365 | -8.9525
MV/LV Substation MO***056Y |  | 10 kV | _ | LV | 200 kVA :Kiosk Substation | 0.2 | --> | 0.2 | 0.037 | 13.05 |  | --> | 0.19 | 0 | 0.103 | 0.135 | 0 |  | --> | C21 ex ENNIS | Ennis [T101,T102] | ENNIS |  | 52.9385 | -8.9003
MV/LV Substation BA***057X |  | 20 kV | _ | LV | 100 kVA :Pole Substation | 0.1 | --> | 0.1 | 0 | 0 | Constrained, otherwise capacity available =96 kVA | --> | 0.095 | 0 | 0 | 0.096 | 0 |  | --> | C11 ex ENNIS NORTH | Ennis North [T41,T42] | ENNIS |  | 52.9581 | -9.044
MV/LV Substation BA***058 |  | 10 kV | _ | LV | 50 kVA :Pole Substation | 0.05 | --> | 0.05 | 0.036 | 13.05 |  | --> | 0.048 | 0 | 0.01 | 0.042 | 0 |  | --> | C21 ex ENNIS | Ennis [T101,T102] | ENNIS |  | 52.9226 | -8.9166
MV/LV Substation IN***061 |  | 10 kV | _ | LV | 400 kVA :Kiosk Substation | 0.4 | --> | 0.4 | 0 | 0 | Constrained, otherwise capacity available =281 kVA | --> | 0.38 | 0 | 0.031 | 0.373 | 0 |  | --> | C20 ex CAHIRCALLA | Cahircalla [T41,T42] | ENNIS |  | 52.8185 | -8.9796
MV/LV Substation GA***064 |  | 10 kV | _ | LV | 200 kVA :Building Structure | 0.2 | --> | 0.2 | 0.095 | 13.05 |  | --> | 0.19 | 0 | 0 | 0.204 | 0 |  | --> | C12 ex ENNIS | Ennis [T101,T102] | ENNIS |  | 52.843 | -8.9738
MV/LV Substation ST***069 |  | 10 kV | _ | LV | 400 kVA :Kiosk Substation | 0.4 | --> | 0.4 | 0.264 | 13.05 |  | --> | 0.38 | 0 | 0.031 | 0.375 | 0 |  | --> | C12 ex ENNIS | Ennis [T101,T102] | ENNIS |  | 52.8528 | -8.9738
MV/LV Substation CL***070 |  | 10 kV | _ | LV | 400 kVA :Kiosk Substation | 0.4 | --> | 0.4 | 0.235 | 13.05 |  | --> | 0.38 | 0 | 0.052 | 0.363 | 0 |  | --> | C12 ex ENNIS | Ennis [T101,T102] | ENNIS |  | 52.8434 | -8.9756
MV/LV Substation IR***071 |  | 10 kV | _ | LV | 200 kVA :Kiosk Substation | 0.2 | --> | 0.2 | 0 | 0 | Constrained, otherwise capacity available =135 kVA | --> | 0.19 | 0 | 0.013 | 0.189 | 0 |  | --> | C16 ex CAHIRCALLA | Cahircalla [T41,T42] | ENNIS |  | 52.843 | -8.9947
MV/LV Substation CR***073 |  | 10 kV | _ | LV | 50 kVA :Pole Substation | 0.05 | --> | 0.05 | 0.034 | 13.05 |  | --> | 0.048 | 0 | 0.027 | 0.03 | 0 |  | --> | C21 ex ENNIS | Ennis [T101,T102] | ENNIS |  | 52.8891 | -8.9547
MV/LV Substation LI***073Y |  | 10 kV | _ | LV | 400 kVA :Kiosk Substation | 0.4 | --> | 0.4 | 0.329 | 13.05 |  | --> | 0.38 | 0 | 0.027 | 0.37 | 0 |  | --> | C18 ex ENNIS | Ennis [T101,T102] | ENNIS |  | 52.8601 | -8.9435
MV/LV Substation E ***074 |  | 10 kV | _ | LV | 400 kVA :Kiosk Substation | 0.4 | --> | 0.4 | 0.236 | 13.05 |  | --> | 0.38 | 0 | 0.005 | 0.398 | 0 |  | --> | C17 ex ENNIS | Ennis [T101,T102] | ENNIS |  | 52.8413 | -8.9848
MV/LV Substation FO***074Y |  | 20 kV | _ | LV | 100 kVA :Pole Substation | 0.1 | --> | 0.1 | 0 | 0 | Constrained, otherwise capacity available =97 kVA | --> | 0.095 | 0 | 0 | 0.096 | 0 |  | --> | C16 ex ENNIS NORTH | Ennis North [T41,T42] | ENNIS |  | 52.8752 | -9.0347
MV/LV Substation TU***076 |  | 10 kV | _ | LV | 400 kVA :Building Structure | 0.4 | --> | 0.4 | 0 | 0 | Constrained, otherwise capacity available =156 kVA | --> | 0.38 | 0 | 0.017 | 0.399 | 0 |  | --> | C17 ex CAHIRCALLA | Cahircalla [T41,T42] | ENNIS |  | 52.8391 | -8.9842
MV/LV Substation CO***077 |  | 10 kV | _ | LV | 400 kVA :Kiosk Substation | 0.4 | --> | 0.4 | 0.202 | 13.05 |  | --> | 0.38 | 0 | 0.029 | 0.385 | 0 |  | --> | C20 ex ENNIS | Ennis [T101,T102] | ENNIS |  | 52.8506 | -8.9817
MV/LV Substation CL***078 |  | 10 kV | _ | LV | 630 kVA :Building Structure | 0.63 | --> | 0.63 | 0 | 0 | Constrained, otherwise capacity available =458 kVA | --> | 0.598 | 0 | 0.185 | 0.484 | 0 |  | --> | C15 ex CAHIRCALLA | Cahircalla [T41,T42] | ENNIS |  | 52.789 | -8.914
MV/LV Substation TR***079Y |  | 10 kV | _ | LV | 50 kVA :Pole Substation | 0.05 | --> | 0.05 | 0.05 | 13.05 |  | --> | 0.048 | 0 | 0 | 0.048 | 0 |  | --> | C19 ex ENNIS | Ennis [T101,T102] | ENNIS |  | 52.8388 | -8.9549
MV/LV Substation OL***080 |  | 10 kV | _ | LV | 630 kVA :Building Structure | 0.63 | --> | 0.63 | 0 | 0 | Constrained, otherwise capacity available =151 kVA | --> | 0.598 | 0 | 0.209 | 0.5 | 0 |  | --> | C17 ex CAHIRCALLA | Cahircalla [T41,T42] | ENNIS |  | 52.8427 | -8.9825
MV/LV Substation FA***081 |  | 10 kV | _ | LV | 400 kVA :Building Structure | 0.4 | --> | 0.4 | 0.212 | 13.05 |  | --> | 0.38 | 0 | 0.01 | 0.398 | 0 |  | --> | C17 ex ENNIS | Ennis [T101,T102] | ENNIS |  | 52.8433 | -8.986
MV/LV Substation LI***082 |  | 10 kV | _ | LV | 400 kVA :Kiosk Substation | 0.4 | --> | 0.4 | 0 | 0 | Constrained, otherwise capacity available =304 kVA | --> | 0.38 | 0 | 0.017 | 0.38 | 0 |  | --> | C15 ex CAHIRCALLA | Cahircalla [T41,T42] | ENNIS |  | 52.8309 | -8.9796
MV/LV Substation DR***082Y |  | 20 kV | _ | LV | 50 kVA :Pole Substation | 0.05 | --> | 0.05 | 0 | 0 | Constrained, otherwise capacity available =34 kVA | --> | 0.048 | 0 | 0.022 | 0.033 | 0 |  | --> | C16 ex ENNIS NORTH | Ennis North [T41,T42] | ENNIS |  | 52.8586 | -9.0185
MV/LV Substation GA***083 |  | 10 kV | _ | LV | 400 kVA :Kiosk Substation | 0.4 | --> | 0.4 | 0 | 0 | Constrained, otherwise capacity available =326 kVA | --> | 0.38 | 0 | 0.013 | 0.38 | 0 |  | --> | C17 ex CAHIRCALLA | Cahircalla [T41,T42] | ENNIS |  | 52.8364 | -8.9882
MV/LV Substation LO***083X |  | 20 kV | _ | LV | 50 kVA :Pole Substation | 0.05 | --> | 0.05 | 0 | 0 | Constrained, otherwise capacity available =34 kVA | --> | 0.048 | 0 | 0 | 0.05 | 0 |  | --> | C11 ex ENNIS NORTH | Ennis North [T41,T42] | ENNIS |  | 52.9488 | -9.0687
MV/LV Substation MA***084 |  | 10 kV | _ | LV | 400 kVA :Kiosk Substation | 0.4 | --> | 0.4 | 0.288 | 13.05 |  | --> | 0.38 | 0 | 0.012 | 0.386 | 0 |  | --> | C20 ex ENNIS | Ennis [T101,T102] | ENNIS |  | 52.848 | -8.9826
MV/LV Substation FR***085 |  | 10 kV | _ | LV | 400 kVA :Building Structure | 0.4 | --> | 0.4 | 0.337 | 13.05 |  | --> | 0.38 | 0 | 0.01 | 0.381 | 0 |  | --> | C12 ex ENNIS | Ennis [T101,T102] | ENNIS |  | 52.8465 | -8.975
MV/LV Substation BA***085X |  | 20 kV | _ | LV | 50 kVA :Pole Substation | 0.05 | --> | 0.05 | 0 | 0 | Constrained, otherwise capacity available =44 kVA | --> | 0.048 | 0 | 0 | 0.048 | 0 |  | --> | C11 ex ENNIS NORTH | Ennis North [T41,T42] | ENNIS |  | 52.948 | -9.0771
MV/LV Substation AB***086 |  | 10 kV | _ | LV | 630 kVA :Kiosk Substation | 0.63 | --> | 0.63 | 0.255 | 13.05 |  | --> | 0.598 | 0 | 0.017 | 0.5 | 0 |  | --> | C20 ex ENNIS | Ennis [T101,T102] | ENNIS |  | 52.8454 | -8.9822
MV/LV Substation CO***086X |  | 20 kV | _ | LV | 100 kVA :Pole Substation | 0.1 | --> | 0.1 | 0 | 0 | Constrained, otherwise capacity available =71 kVA | --> | 0.095 | 0 | 0 | 0.099 | 0 |  | --> | C11 ex ENNIS NORTH | Ennis North [T41,T42] | ENNIS |  | 52.9498 | -9.0831
MV/LV Substation CO***087 |  | 10 kV | _ | LV | 400 kVA :Kiosk Substation | 0.4 | --> | 0.4 | 0.345 | 13.05 |  | --> | 0.38 | 0 | 0.01 | 0.38 | 0 |  | --> | C20 ex ENNIS | Ennis [T101,T102] | ENNIS |  | 52.8559 | -8.9744
MV/LV Substation PA***088 |  | 10 kV | _ | LV | 630 kVA :Building Structure | 0.63 | --> | 0.63 | 0 | 0 | Constrained, otherwise capacity available =630 kVA | --> | 0.598 | 0 | 0 | 0.5 | 0 |  | --> | C17 ex ENNIS NORTH | Ennis North [T41,T42] | ENNIS |  | 52.8606 | -8.9827
MV/LV Substation VI***089 |  | 10 kV | _ | LV | 200 kVA :Kiosk Substation | 0.2 | --> | 0.2 | 0 | 0 | Constrained, otherwise capacity available =58 kVA | --> | 0.19 | 0 | 0.035 | 0.182 | 0 |  | --> | C15 ex ENNIS NORTH | Ennis North [T41,T42] | ENNIS |  | 52.8501 | -8.9975
MV/LV Substation AR***093Y |  | 10 kV | _ | LV | 400 kVA :Kiosk Substation | 0.4 | --> | 0.4 | 0 | 0 | Constrained, otherwise capacity available =260 kVA | --> | 0.38 | 0 | 0.003 | 0.396 | 0 |  | --> | C19 ex ENNIS NORTH | Ennis North [T41,T42] | ENNIS |  | 52.8644 | -8.9832
MV/LV Substation CO***096 |  | 10 kV | _ | LV | 400 kVA :Kiosk Substation | 0.4 | --> | 0.4 | 0.34 | 13.05 |  | --> | 0.38 | 0 | 0.005 | 0.384 | 0 |  | --> | C17 ex ENNIS | Ennis [T101,T102] | ENNIS |  | 52.8575 | -8.9734
MV/LV Substation SP***096Y |  | 20 kV | _ | LV | 100 kVA :Pole Substation | 0.1 | --> | 0.1 | 0 | 0 | Constrained, otherwise capacity available =24 kVA | --> | 0.095 | 0 | 0 | 0.105 | 0 |  | --> | C16 ex ENNIS NORTH | Ennis North [T41,T42] | ENNIS |  | 52.8612 | -9.0043
MV/LV Substation CA***097 |  | 10 kV | _ | LV | 400 kVA :Kiosk Substation | 0.4 | --> | 0.4 | 0.28 | 13.05 |  | --> | 0.38 | 0 | 0.04 | 0.366 | 0 |  | --> | C12 ex ENNIS | Ennis [T101,T102] | ENNIS |  | 52.8367 | -8.9806
MV/LV Substation BA***097Y |  | 10 kV | _ | LV | 400 kVA :Building Structure | 0.4 | --> | 0.4 | 0 | 0 | Constrained, otherwise capacity available =352 kVA | --> | 0.38 | 0 | 0.03 | 0.364 | 0 |  | --> | C19 ex ENNIS NORTH | Ennis North [T41,T42] | ENNIS |  | 52.8757 | -8.9605
MV/LV Substation ST***099 |  | 10 kV | _ | LV | 200 kVA :Building Structure | 0.2 | --> | 0.2 | 0 | 0 | Constrained, otherwise capacity available =164 kVA | --> | 0.19 | 0 | 0.19 | 0.054 | 0 |  | --> | C17 ex CAHIRCALLA | Cahircalla [T41,T42] | ENNIS |  | 52.8338 | -8.9838
MV/LV Substation BA***101Y |  | 10 kV | _ | LV | 400 kVA :Kiosk Substation | 0.4 | --> | 0.4 | 0 | 0 | Constrained, otherwise capacity available =339 kVA | --> | 0.38 | 0 | 0 | 0.388 | 0 |  | --> | C20 ex CAHIRCALLA | Cahircalla [T41,T42] | ENNIS |  | 52.829 | -8.9805
MV/LV Substation MU***102Y |  | 10 kV | _ | LV | 400 kVA :Building Structure | 0.4 | --> | 0.4 | 0 | 0 | Constrained, otherwise capacity available =365 kVA | --> | 0.38 | 0 | 0 | 0.385 | 0 |  | --> | C18 ex ENNIS NORTH | Ennis North [T41,T42] | ENNIS |  | 52.8621 | -8.985
MV/LV Substation TO***103 |  | 10 kV | _ | LV | 400 kVA :Kiosk Substation | 0.4 | --> | 0.4 | 0.249 | 13.05 |  | --> | 0.38 | 0 | 0.055 | 0.359 | 0 |  | --> | C12 ex ENNIS | Ennis [T101,T102] | ENNIS |  | 52.838 | -8.9784
MV/LV Substation KI***105Y |  | 20 kV | _ | LV | 200 kVA :Pole Substation | 0.2 | --> | 0.2 | 0.19 | 13.05 |  | --> | 0.19 | 0 | 0 | 0.191 | 0 |  | --> | C19 ex ENNIS | Ennis [T101,T102] | ENNIS |  | 52.8277 | -8.9346
MV/LV Substation TH***106 |  | 10 kV | _ | LV | 100 kVA :Pole Substation | 0.1 | --> | 0.1 | 0 | 0 |  | --> | 0.095 | 0 | 0.01 | 0.101 | 0 |  | --> | C15 ex CAHIRCALLA | Cahircalla [T41,T42] | ENNIS |  | 52.8155 | -8.9634
MV/LV Substation CL***107 |  | 10 kV | _ | LV | 400 kVA :Kiosk Substation | 0.4 | --> | 0.4 | 0 | 0 | Constrained, otherwise capacity available =293 kVA | --> | 0.38 | 0 | 0.02 | 0.38 | 0 |  | --> | C16 ex CAHIRCALLA | Cahircalla [T41,T42] | ENNIS |  | 52.8424 | -8.9922
MV/LV Substation PL***109Y |  | 10 kV | _ | LV | 50 kVA :Pole Substation | 0.05 | --> | 0.05 | 0 | 0 | Constrained, otherwise capacity available =44 kVA | --> | 0.048 | 0 | 0 | 0.048 | 0 |  | --> | C15 ex CAHIRCALLA | Cahircalla [T41,T42] | ENNIS |  | 52.8249 | -8.9757
MV/LV Substation DU***113Y |  | 20 kV | _ | LV | 400 kVA :Kiosk Substation | 0.4 | --> | 0.4 | 0.26 | 13.05 |  | --> | 0.38 | 0 | 0.034 | 0.374 | 0 |  | --> | C19 ex ENNIS | Ennis [T101,T102] | ENNIS |  | 52.8182 | -8.8679
MV/LV Substation AR***114Y |  | 20 kV | _ | LV | 200 kVA :Pole Substation | 0.2 | --> | 0.2 | 0.168 | 13.05 |  | --> | 0.19 | 0 | 0 | 0.194 | 0 |  | --> | C19 ex ENNIS | Ennis [T101,T102] | ENNIS |  | 52.8169 | -8.8561
MV/LV Substation CI***118 |  | 10 kV | _ | LV | 200 kVA :Pole Substation | 0.2 | --> | 0.2 | 0.149 | 13.05 |  | --> | 0.19 | 0 | 0.004 | 0.194 | 0 |  | --> | C12 ex ENNIS | Ennis [T101,T102] | ENNIS |  | 52.8388 | -8.9758
MV/LV Substation QU***119 |  | 20 kV | _ | LV | 200 kVA :Kiosk Substation | 0.2 | --> | 0.2 | 0.171 | 13.05 |  | --> | 0.19 | 0 | 0.004 | 0.191 | 0 |  | --> | C19 ex ENNIS | Ennis [T101,T102] | ENNIS |  | 52.8165 | -8.8679
MV/LV Substation B ***120 |  | 10 kV | _ | LV | 400 kVA :Building Structure | 0.4 | --> | 0.4 | 0 | 0 | Constrained, otherwise capacity available =278 kVA | --> | 0.38 | 0 | 0 | 0.396 | 0 |  | --> | C17 ex ENNIS NORTH | Ennis North [T41,T42] | ENNIS |  | 52.861 | -8.9835
MV/LV Substation CL***120Y |  | 10 kV | _ | LV | 400 kVA :Building Structure | 0.4 | --> | 0.4 | 0 | 0 | Constrained, otherwise capacity available =324 kVA | --> | 0.38 | 0 | 0.006 | 0.386 | 0 |  | --> | C15 ex CAHIRCALLA | Cahircalla [T41,T42] | ENNIS |  | 52.8362 | -8.9695
MV/LV Substation KN***126 |  | 10 kV | _ | LV | 50 kVA :Pole Substation | 0.05 | --> | 0.05 | 0 | 0 | Constrained, otherwise capacity available =38 kVA | --> | 0.048 | 0 | 0.007 | 0.044 | 0 |  | --> | C15 ex CAHIRCALLA | Cahircalla [T41,T42] | ENNIS |  | 52.8145 | -8.9444
MV/LV Substation GA***126Y |  | 10 kV | _ | LV | 400 kVA :Kiosk Substation | 0.4 | --> | 0.4 | 0 | 0 | Constrained, otherwise capacity available =314 kVA | --> | 0.38 | 0 | 0.069 | 0.34 | 0 |  | --> | C15 ex ENNIS NORTH | Ennis North [T41,T42] | ENNIS |  | 52.8515 | -9.0089
MV/LV Substation MC***127 |  | 10 kV | _ | LV | 200 kVA :Kiosk Substation | 0.2 | --> | 0.2 | 0 | 0 | Constrained, otherwise capacity available =90 kVA | --> | 0.19 | 0 | 0 | 0.204 | 0 |  | --> | C16 ex CAHIRCALLA | Cahircalla [T41,T42] | ENNIS |  | 52.841 | -8.9896
MV/LV Substation DE***128 |  | 10 kV | _ | LV | 200 kVA :Building Structure | 0.2 | --> | 0.2 | 0 | 0 | Constrained, otherwise capacity available =125 kVA | --> | 0.19 | 0 | 0 | 0.2 | 0 |  | --> | C17 ex ENNIS NORTH | Ennis North [T41,T42] | ENNIS |  | 52.8618 | -8.9833
MV/LV Substation MO***130 |  | 10 kV | _ | LV | 200 kVA :Kiosk Substation | 0.2 | --> | 0.2 | 0.137 | 13.05 |  | --> | 0.19 | 0 | 0.014 | 0.188 | 0 |  | --> | C17 ex ENNIS | Ennis [T101,T102] | ENNIS |  | 52.8517 | -8.9883
MV/LV Substation AS***131 |  | 10 kV | _ | LV | 200 kVA :Kiosk Substation | 0.2 | --> | 0.2 | 0.129 | 13.05 |  | --> | 0.19 | 0 | 0.023 | 0.182 | 0 |  | --> | C18 ex ENNIS | Ennis [T101,T102] | ENNIS |  | 52.8649 | -8.9782
MV/LV Substation CO***132 |  | 10 kV | _ | LV | 400 kVA :Kiosk Substation | 0.4 | --> | 0.4 | 0.31 | 13.05 |  | --> | 0.38 | 0 | 0 | 0.392 | 0 |  | --> | C17 ex ENNIS | Ennis [T101,T102] | ENNIS |  | 52.8465 | -8.995
MV/LV Substation KI***133 |  | 10 kV | _ | LV | 400 kVA :Building Structure | 0.4 | --> | 0.4 | 0 | 0 | Constrained, otherwise capacity available =320 kVA | --> | 0.38 | 0 | 0.005 | 0.387 | 0 |  | --> | C17 ex ENNIS NORTH | Ennis North [T41,T42] | ENNIS |  | 52.8624 | -8.9831
MV/LV Substation CH***134 |  | 10 kV | _ | LV | 400 kVA :Kiosk Substation | 0.4 | --> | 0.4 | 0 | 0 | Constrained, otherwise capacity available =298 kVA | --> | 0.38 | 0 | 0.005 | 0.39 | 0 |  | --> | C16 ex CAHIRCALLA | Cahircalla [T41,T42] | ENNIS |  | 52.8454 | -8.9961
MV/LV Substation DY***136Y |  | 20 kV | _ | LV | 50 kVA :Pole Substation | 0.05 | --> | 0.05 | 0 | 0 | Constrained, otherwise capacity available =27 kVA | --> | 0.048 | 0 | 0 | 0.05 | 0 |  | --> | C16 ex ENNIS NORTH | Ennis North [T41,T42] | ENNIS |  | 52.9001 | -9.0687
MV/LV Substation MA***137 |  | 10 kV | _ | LV | 200 kVA :Pole Substation | 0.2 | --> | 0.2 | 0 | 0 | Constrained, otherwise capacity available =131 kVA | --> | 0.19 | 0 | 0.015 | 0.188 | 0 |  | --> | C20 ex CAHIRCALLA | Cahircalla [T41,T42] | ENNIS |  | 52.8299 | -8.9969
MV/LV Substation CL***137Y |  | 20 kV | _ | LV | 50 kVA :Pole Substation | 0.05 | --> | 0.05 | 0 | 0 | Constrained, otherwise capacity available =26 kVA | --> | 0.048 | 0 | 0 | 0.051 | 0 |  | --> | C11 ex ENNIS NORTH | Ennis North [T41,T42] | ENNIS |  | 52.9165 | -9.0517
MV/LV Substation SH***138 |  | 10 kV | _ | LV | 1000 kVA :Building Structure | 1 | --> | 1 | 0.5 | 13.05 |  | --> | 0.95 | 0 | 0 | 0.5 | 0 |  | --> | C12 ex ENNIS | Ennis [T101,T102] | ENNIS |  | 52.8458 | -8.9765
MV/LV Substation KI***138Y |  | 10 kV | _ | LV | 50 kVA :Pole Substation | 0.05 | --> | 0.05 | 0 | 0 | Constrained, otherwise capacity available =40 kVA | --> | 0.048 | 0 | 0 | 0.049 | 0 |  | --> | C20 ex CAHIRCALLA | Cahircalla [T41,T42] | ENNIS |  | 52.7996 | -9.0099
MV/LV Substation TR***140 |  | 10 kV | _ | LV | 1000 kVA :Kiosk Substation | 1 | --> | 1 | 0.5 | 13.05 |  | --> | 0.95 | 0 | 0 | 0.5 | 0 |  | --> | C12 ex ENNIS | Ennis [T101,T102] | ENNIS |  | 52.8438 | -8.9692
MV/LV Substation E ***141 |  | 10 kV | _ | LV | 100 kVA :Pole Substation | 0.1 | --> | 0.1 | 0.054 | 13.05 |  | --> | 0.095 | 0 | 0.01 | 0.094 | 0 |  | --> | C12 ex ENNIS | Ennis [T101,T102] | ENNIS |  | 52.8404 | -8.9749
MV/LV Substation EL***142 |  | 10 kV | _ | LV | 400 kVA :Kiosk Substation | 0.4 | --> | 0.4 | 0.33 | 13.05 |  | --> | 0.38 | 0 | 0.007 | 0.384 | 0 |  | --> | C17 ex ENNIS | Ennis [T101,T102] | ENNIS |  | 52.8527 | -8.9856
MV/LV Substation CA***144 |  | 10 kV | _ | LV | 400 kVA :Kiosk Substation | 0.4 | --> | 0.4 | 0 | 0 | Constrained, otherwise capacity available =282 kVA | --> | 0.38 | 0 | 0.036 | 0.369 | 0 |  | --> | C16 ex CAHIRCALLA | Cahircalla [T41,T42] | ENNIS |  | 52.8344 | -8.9936
MV/LV Substation RU***145 |  | 10 kV | _ | LV | 50 kVA :Pole Substation | 0.05 | --> | 0.05 | 0 | 0 | Constrained, otherwise capacity available =48 kVA | --> | 0.048 | 0 | 0 | 0.048 | 0 |  | --> | C16 ex CAHIRCALLA | Cahircalla [T41,T42] | ENNIS |  | 52.8377 | -8.9932
MV/LV Substation AI***145Y |  | 10 kV | _ | LV | 400 kVA :Kiosk Substation | 0.4 | --> | 0.4 | 0 | 0 | Constrained, otherwise capacity available =339 kVA | --> | 0.38 | 0 | 0.005 | 0.384 | 0 |  | --> | C15 ex ENNIS NORTH | Ennis North [T41,T42] | ENNIS |  | 52.849 | -9.0152
MV/LV Substation U ***146 |  | 10 kV | _ | LV | 630 kVA :Kiosk Substation | 0.63 | --> | 0.63 | 0.4 | 13.05 |  | --> | 0.598 | 0 | 0.021 | 0.5 | 0 |  | --> | C20 ex ENNIS | Ennis [T101,T102] | ENNIS |  | 52.8461 | -8.985
MV/LV Substation CO***148 |  | 10 kV | _ | LV | 400 kVA :Kiosk Substation | 0.4 | --> | 0.4 | 0 | 0 | Constrained, otherwise capacity available =227 kVA | --> | 0.38 | 0 | 0.11 | 0.321 | 0 |  | --> | C15 ex CAHIRCALLA | Cahircalla [T41,T42] | ENNIS |  | 52.8297 | -8.9857
MV/LV Substation IN***149 |  | 10 kV | _ | LV | 400 kVA :Building Structure | 0.4 | --> | 0.4 | 0 | 0 | Constrained, otherwise capacity available =377 kVA | --> | 0.38 | 0 | 0 | 0.383 | 0 |  | --> | C16 ex CAHIRCALLA | Cahircalla [T41,T42] | ENNIS |  | 52.8403 | -8.9931
MV/LV Substation SH***150 |  | 10 kV | _ | LV | 400 kVA :Kiosk Substation | 0.4 | --> | 0.4 | 0.319 | 13.05 |  | --> | 0.38 | 0 | 0.004 | 0.388 | 0 |  | --> | C17 ex ENNIS | Ennis [T101,T102] | ENNIS |  | 52.8476 | -8.9963
MV/LV Substation SH***151 |  | 10 kV | _ | LV | 200 kVA :Kiosk Substation | 0.2 | --> | 0.2 | 0 | 0 | Constrained, otherwise capacity available =135 kVA | --> | 0.19 | 0 | 0.061 | 0.154 | 0 |  | --> | C16 ex CAHIRCALLA | Cahircalla [T41,T42] | ENNIS |  | 52.8399 | -8.9959
MV/LV Substation BA***152 |  | 10 kV | _ | LV | 1000 kVA :Building Structure | 1 | --> | 1 | 0.5 | 13.05 |  | --> | 0.95 | 0 | 0 | 0.5 | 0 |  | --> | C19 ex ENNIS | Ennis [T101,T102] | ENNIS |  | 52.8377 | -8.9526
MV/LV Substation RY***153 |  | 20 kV | _ | LV | 100 kVA :Pole Substation | 0.1 | --> | 0.1 | 0 | 0 | Constrained, otherwise capacity available =99 kVA | --> | 0.095 | 0 | 0 | 0.095 | 0 |  | --> | C11 ex ENNIS NORTH | Ennis North [T41,T42] | ENNIS |  | 52.9071 | -9.0364
MV/LV Substation GO***155 |  | 10 kV | _ | LV | 200 kVA :Building Structure | 0.2 | --> | 0.2 | 0.153 | 13.05 |  | --> | 0.19 | 0 | 0.02 | 0.181 | 0 |  | --> | C12 ex ENNIS | Ennis [T101,T102] | ENNIS |  | 52.8374 | -8.9762
MV/LV Substation BA***156 |  | 10 kV | _ | LV | 630 kVA :Building Structure | 0.63 | --> | 0.63 | 0.5 | 13.05 |  | --> | 0.598 | 0 | 0 | 0.5 | 0 |  | --> | C17 ex ENNIS | Ennis [T101,T102] | ENNIS |  | 52.852 | -8.9843
MV/LV Substation LA***161Y |  | 20 kV | _ | LV | 400 kVA :Kiosk Substation | 0.4 | --> | 0.4 | 0 | 0 | Constrained, otherwise capacity available =323 kVA | --> | 0.38 | 0 | 0.023 | 0.373 | 0 |  | --> | C11 ex ENNIS NORTH | Ennis North [T41,T42] | ENNIS |  | 52.9499 | -9.0661
MV/LV Substation CR***184 |  | 10 kV | _ | LV | 200 kVA :Pole Substation | 0.2 | --> | 0.2 | 0.185 | 13.05 |  | --> | 0.19 | 0 | 0 | 0.192 | 0 |  | --> | C21 ex ENNIS | Ennis [T101,T102] | ENNIS |  | 52.9045 | -8.93
MV/LV Substation CL***194Y |  | 20 kV | _ | LV | 100 kVA :Pole Substation | 0.1 | --> | 0.1 | 0.084 | 13.05 |  | --> | 0.095 | 0 | 0.016 | 0.085 | 0 |  | --> | C19 ex ENNIS | Ennis [T101,T102] | ENNIS |  | 52.8214 | -8.8662
MV/LV Substation CR***195 |  | 20 kV | _ | LV | 100 kVA :Pole Substation | 0.1 | --> | 0.1 | 0.029 | 13.05 |  | --> | 0.095 | 0 | 0 | 0.104 | 0 |  | --> | C19 ex ENNIS | Ennis [T101,T102] | ENNIS |  | 52.8553 | -8.9124
MV/LV Substation CA***195Y |  | 10 kV | _ | LV | 50 kVA :Pole Substation | 0.05 | --> | 0.05 | 0 | 0 | Constrained, otherwise capacity available =32 kVA | --> | 0.048 | 0 | 0 | 0.05 | 0 |  | --> | C17 ex CAHIRCALLA | Cahircalla [T41,T42] | ENNIS |  | 52.8308 | -8.9919
MV/LV Substation EN***196Y |  | 10 kV | _ | LV | 400 kVA :Building Structure | 0.4 | --> | 0.4 | 0.227 | 13.05 |  | --> | 0.38 | 0 | 0 | 0.403 | 0 |  | --> | C20 ex ENNIS | Ennis [T101,T102] | ENNIS |  | 52.8516 | -8.9825
MV/LV Substation KN***199Y |  | 10 kV | _ | LV | 50 kVA :Pole Substation | 0.05 | --> | 0.05 | 0 | 0 | Constrained, otherwise capacity available =42 kVA | --> | 0.048 | 0 | 0 | 0.049 | 0 |  | --> | C20 ex CAHIRCALLA | Cahircalla [T41,T42] | ENNIS |  | 52.8122 | -9.0514
MV/LV Substation GO***202Y |  | 10 kV | _ | LV | 400 kVA :Kiosk Substation | 0.4 | --> | 0.4 | 0.276 | 13.05 |  | --> | 0.38 | 0 | 0.066 | 0.348 | 0 |  | --> | C18 ex ENNIS | Ennis [T101,T102] | ENNIS |  | 52.855 | -8.9469
MV/LV Substation MA***207 |  | 10 kV | _ | LV | 50 kVA :Pole Substation | 0.05 | --> | 0.05 | 0 | 0 | Constrained, otherwise capacity available =10 kVA | --> | 0.048 | 0 | 0.01 | 0.045 | 0 |  | --> | C15 ex CAHIRCALLA | Cahircalla [T41,T42] | ENNIS |  | 52.7979 | -8.9248
MV/LV Substation P ***207Y |  | 10 kV | _ | LV | 50 kVA :Pole Substation | 0.05 | --> | 0.05 | 0.05 | 13.05 |  | --> | 0.048 | 0 | 0 | 0.048 | 0 |  | --> | C21 ex ENNIS | Ennis [T101,T102] | ENNIS |  | 52.8869 | -8.946
MV/LV Substation IV***214Y |  | 10 kV | _ | LV | 50 kVA :Pole Substation | 0.05 | --> | 0.05 | 0 | 0 | Constrained, otherwise capacity available =50 kVA | --> | 0.048 | 0 | 0 | 0.048 | 0 |  | --> | C20 ex CAHIRCALLA | Cahircalla [T41,T42] | ENNIS |  | 52.815 | -9.0409
MV/LV Substation SH***219Y |  | 10 kV | _ | LV | 400 kVA :Building Structure | 0.4 | --> | 0.4 | 0.223 | 13.05 |  | --> | 0.38 | 0 | 0 | 0.404 | 0 |  | --> | C17 ex ENNIS | Ennis [T101,T102] | ENNIS |  | 52.8528 | -8.9852
MV/LV Substation WE***222Y |  | 10 kV | _ | LV | 400 kVA :Kiosk Substation | 0.4 | --> | 0.4 | 0.35 | 13.05 |  | --> | 0.38 | 0 | 0.005 | 0.383 | 0 |  | --> | C17 ex ENNIS | Ennis [T101,T102] | ENNIS |  | 52.8504 | -8.9876
MV/LV Substation AC***223Y |  | 20 kV | _ | LV | 400 kVA :Kiosk Substation | 0.4 | --> | 0.4 | 0 | 0 | Constrained, otherwise capacity available =320 kVA | --> | 0.38 | 0 | 0 | 0.391 | 0 |  | --> | C16 ex ENNIS NORTH | Ennis North [T41,T42] | ENNIS |  | 52.8593 | -9.0108
MV/LV Substation EL***226Y |  | 10 kV | _ | LV | 400 kVA :Building Structure | 0.4 | --> | 0.4 | 0.355 | 13.05 |  | --> | 0.38 | 0 | 0 | 0.386 | 0 |  | --> | C12 ex ENNIS | Ennis [T101,T102] | ENNIS |  | 52.8456 | -8.97
MV/LV Substation CL***230Y |  | 10 kV | _ | LV | 400 kVA :Kiosk Substation | 0.4 | --> | 0.4 | 0.278 | 13.05 |  | --> | 0.38 | 0 | 0.04 | 0.367 | 0 |  | --> | C12 ex ENNIS | Ennis [T101,T102] | ENNIS |  | 52.8502 | -8.9757
MV/LV Substation CU***232Y |  | 10 kV | _ | LV | 400 kVA :Building Structure | 0.4 | --> | 0.4 | 0 | 0 | Constrained, otherwise capacity available =216 kVA | --> | 0.38 | 0 | 0 | 0.404 | 0 |  | --> | C20 ex CAHIRCALLA | Cahircalla [T41,T42] | ENNIS |  | 52.8312 | -8.994
MV/LV Substation RO***241Y |  | 10 kV | _ | LV | 50 kVA :Pole Substation | 0.05 | --> | 0.05 | 0 | 0 | Constrained, otherwise capacity available =49 kVA | --> | 0.048 | 0 | 0 | 0.048 | 0 |  | --> | C20 ex CAHIRCALLA | Cahircalla [T41,T42] | ENNIS |  | 52.8262 | -9.0022
MV/LV Substation LI***243 |  | 20 kV | _ | LV | 50 kVA :Pole Substation | 0.05 | --> | 0.05 | 0 | 0 | Constrained, otherwise capacity available =47 kVA | --> | 0.048 | 0 | 0 | 0.048 | 0 |  | --> | C11 ex ENNIS NORTH | Ennis North [T41,T42] | ENNIS |  | 52.9335 | -8.9863
MV/LV Substation SO***244Y |  | 10 kV | _ | LV | 400 kVA :Kiosk Substation | 0.4 | --> | 0.4 | 0 | 0 | Constrained, otherwise capacity available =343 kVA | --> | 0.38 | 0 | 0 | 0.388 | 0 |  | --> | C16 ex CAHIRCALLA | Cahircalla [T41,T42] | ENNIS |  | 52.8368 | -8.9962
MV/LV Substation SL***250Y |  | 10 kV | _ | LV | 200 kVA :Kiosk Substation | 0.2 | --> | 0.2 | 0 | 0 | Constrained, otherwise capacity available =172 kVA | --> | 0.19 | 0 | 0.005 | 0.19 | 0 |  | --> | C15 ex CAHIRCALLA | Cahircalla [T41,T42] | ENNIS |  | 52.8141 | -8.9625
MV/LV Substation BA***259 |  | 20 kV | _ | LV | 50 kVA :Pole Substation | 0.05 | --> | 0.05 | 0.042 | 13.05 |  | --> | 0.048 | 0 | 0 | 0.049 | 0 |  | --> | C19 ex ENNIS | Ennis [T101,T102] | ENNIS |  | 52.8377 | -8.852
MV/LV Substation CL***261Y |  | 10 kV | _ | LV | 400 kVA :Kiosk Substation | 0.4 | --> | 0.4 | 0.283 | 13.05 |  | --> | 0.38 | 0 | 0.019 | 0.382 | 0 |  | --> | C18 ex ENNIS | Ennis [T101,T102] | ENNIS |  | 52.8589 | -8.9588
MV/LV Substation KE***270 |  | 20 kV | _ | LV | 50 kVA :Pole Substation | 0.05 | --> | 0.05 | 0.042 | 13.05 |  | --> | 0.048 | 0 | 0.016 | 0.037 | 0 |  | --> | C19 ex ENNIS | Ennis [T101,T102] | ENNIS |  | 52.8311 | -8.88
MV/LV Substation BA***274Y |  | 10 kV | _ | LV | 50 kVA :Pole Substation | 0.05 | --> | 0.05 | 0.039 | 13.05 |  | --> | 0.048 | 0 | 0 | 0.049 | 0 |  | --> | C21 ex ENNIS | Ennis [T101,T102] | ENNIS |  | 52.8946 | -8.924
MV/LV Substation WO***276Y |  | 10 kV | _ | LV | 1000 kVA :Building Structure | 1 | --> | 1 | 0.001 | 13.05 |  | --> | 0.95 | 0 | 0 | 0.5 | 0 |  | --> | C20 ex ENNIS | Ennis [T101,T102] | ENNIS |  | 52.8445 | -8.9842
MV/LV Substation DE***277Y |  | 10 kV | _ | LV | 400 kVA :Kiosk Substation | 0.4 | --> | 0.4 | 0.376 | 13.05 |  | --> | 0.38 | 0 | 0.013 | 0.374 | 0 |  | --> | C18 ex ENNIS | Ennis [T101,T102] | ENNIS |  | 52.8598 | -8.9637
MV/LV Substation RO***283Y |  | 10 kV | _ | LV | 200 kVA :Pole Substation | 0.2 | --> | 0.2 | 0 | 0 | Constrained, otherwise capacity available =200 kVA | --> | 0.19 | 0 | 0 | 0.19 | 0 |  | --> | C15 ex CAHIRCALLA | Cahircalla [T41,T42] | ENNIS |  | 52.816 | -8.9641
MV/LV Substation DR***287Y |  | 10 kV | _ | LV | 400 kVA :Building Structure | 0.4 | --> | 0.4 | 0 | 0 | Constrained, otherwise capacity available =302 kVA | --> | 0.38 | 0 | 0 | 0.392 | 0 |  | --> | C18 ex ENNIS NORTH | Ennis North [T41,T42] | ENNIS |  | 52.8657 | -8.9932
MV/LV Substation CR***290 |  | 10 kV | _ | LV | 50 kVA :Pole Substation | 0.05 | --> | 0.05 | 0.047 | 13.05 |  | --> | 0.048 | 0 | 0 | 0.048 | 0 |  | --> | C19 ex ENNIS | Ennis [T101,T102] | ENNIS |  | 52.8387 | -8.9504
MV/LV Substation KN***292 |  | 10 kV | _ | LV | 50 kVA :Pole Substation | 0.05 | --> | 0.05 | 0.049 | 13.05 |  | --> | 0.048 | 0 | 0 | 0.048 | 0 |  | --> | C19 ex ENNIS | Ennis [T101,T102] | ENNIS |  | 52.8546 | -8.9297
MV/LV Substation HE***298Y |  | 10 kV | _ | LV | 200 kVA :Building Structure | 0.2 | --> | 0.2 | 0 | 0 | Constrained, otherwise capacity available =194 kVA | --> | 0.19 | 0 | 0 | 0.191 | 0 |  | --> | C20 ex CAHIRCALLA | Cahircalla [T41,T42] | ENNIS |  | 52.8266 | -8.9794
MV/LV Substation KI***300Y |  | 20 kV | _ | LV | 100 kVA :Pole Substation | 0.1 | --> | 0.1 | 0 | 0 | Constrained, otherwise capacity available =94 kVA | --> | 0.095 | 0 | 0.004 | 0.093 | 0 |  | --> | C11 ex ENNIS NORTH | Ennis North [T41,T42] | ENNIS |  | 52.9443 | -9.0598
MV/LV Substation FX***302Y |  | 10 kV | _ | LV | 1000 kVA :Building Structure | 1 | --> | 1 | 0 | 0 | Constrained, otherwise capacity available =1000 kVA | --> | 0.95 | 0 | 0 | 0.5 | 0 |  | --> | C19 ex ENNIS NORTH | Ennis North [T41,T42] | ENNIS |  | 52.8755 | -8.9601
MV/LV Substation FO***315 |  | 20 kV | _ | LV | 50 kVA :Pole Substation | 0.05 | --> | 0.05 | 0 | 0 | Constrained, otherwise capacity available =48 kVA | --> | 0.048 | 0 | 0.005 | 0.044 | 0 |  | --> | C16 ex ENNIS NORTH | Ennis North [T41,T42] | ENNIS |  | 52.8687 | -9.033
MV/LV Substation LO***322 |  | 20 kV | _ | LV | 400 kVA :Kiosk Substation | 0.4 | --> | 0.4 | 0 | 0 | Constrained, otherwise capacity available =280 kVA | --> | 0.38 | 0 | 0.036 | 0.369 | 0 |  | --> | C16 ex ENNIS NORTH | Ennis North [T41,T42] | ENNIS |  | 52.857 | -9.0138
MV/LV Substation BA***329 |  | 10 kV | _ | LV | 50 kVA :Pole Substation | 0.05 | --> | 0.05 | 0 | 0 | Constrained, otherwise capacity available =45 kVA | --> | 0.048 | 0 | 0 | 0.048 | 0 |  | --> | C19 ex ENNIS NORTH | Ennis North [T41,T42] | ENNIS |  | 52.8686 | -8.9737
MV/LV Substation PM***330Y |  | 10 kV | _ | LV | 50 kVA :Pole Substation | 0.05 | --> | 0.05 | 0 | 0 | Constrained, otherwise capacity available =45 kVA | --> | 0.048 | 0 | 0 | 0.048 | 0 |  | --> | C15 ex CAHIRCALLA | Cahircalla [T41,T42] | ENNIS |  | 52.8173 | -8.9587
MV/LV Substation MA***331 |  | 10 kV | _ | LV | 100 kVA :Pole Substation | 0.1 | --> | 0.1 | 0 | 0 | Constrained, otherwise capacity available =98 kVA | --> | 0.095 | 0 | 0 | 0.095 | 0 |  | --> | C20 ex CAHIRCALLA | Cahircalla [T41,T42] | ENNIS |  | 52.8282 | -9.0681
MV/LV Substation AB***341Y |  | 10 kV | _ | LV | 400 kVA :Building Structure | 0.4 | --> | 0.4 | 0.367 | 13.05 |  | --> | 0.38 | 0 | 0 | 0.384 | 0 |  | --> | C20 ex ENNIS | Ennis [T101,T102] | ENNIS |  | 52.8459 | -8.9835
MV/LV Substation CL***342 |  | 10 kV | _ | LV | 400 kVA :Building Structure | 0.4 | --> | 0.4 | 0 | 0 | Constrained, otherwise capacity available =400 kVA | --> | 0.38 | 0 | 0 | 0.38 | 0 |  | --> | C15 ex CAHIRCALLA | Cahircalla [T41,T42] | ENNIS |  | 52.8245 | -8.9684
MV/LV Substation AB***343 |  | 10 kV | _ | LV | 100 kVA :Pole Substation | 0.1 | --> | 0.1 | 0 | 0 | Constrained, otherwise capacity available =55 kVA | --> | 0.095 | 0 | 0.021 | 0.085 | 0 |  | --> | C20 ex CAHIRCALLA | Cahircalla [T41,T42] | ENNIS |  | 52.822 | -8.9808
MV/LV Substation KI***350 |  | 10 kV | _ | LV | 50 kVA :Pole Substation | 0.05 | --> | 0.05 | 0 | 0 | Constrained, otherwise capacity available =50 kVA | --> | 0.048 | 0 | 0 | 0.048 | 0 |  | --> | C20 ex CAHIRCALLA | Cahircalla [T41,T42] | ENNIS |  | 52.8151 | -9.0348
MV/LV Substation FE***380 |  | 10 kV | _ | LV | 400 kVA :Kiosk Substation | 0.4 | --> | 0.4 | 0.374 | 13.05 |  | --> | 0.38 | 0 | 0.016 | 0.372 | 0 |  | --> | C17 ex ENNIS | Ennis [T101,T102] | ENNIS |  | 52.8534 | -8.9813
MV/LV Substation CL***4001 |  | 20 kV | _ | LV | 50 kVA :Pole Substation | 0.05 | --> | 0.05 | 0 | 0 | Constrained, otherwise capacity available =46 kVA | --> | 0.048 | 0 | 0 | 0.048 | 0 |  | --> | C11 ex ENNIS NORTH | Ennis North [T41,T42] | ENNIS |  | 52.9054 | -8.9986
MV/LV Substation BA***401 |  | 10 kV | _ | LV | 50 kVA :Pole Substation | 0.05 | --> | 0.05 | 0 | 0 | Constrained, otherwise capacity available =47 kVA | --> | 0.048 | 0 | 0.01 | 0.04 | 0 |  | --> | C19 ex ENNIS NORTH | Ennis North [T41,T42] | ENNIS |  | 52.867 | -8.9765
MV/LV Substation CO***4014 |  | 20 kV | _ | LV | 100 kVA :Pole Substation | 0.1 | --> | 0.1 | 0 | 0 | Constrained, otherwise capacity available =100 kVA | --> | 0.095 | 0 | 0 | 0.095 | 0 |  | --> | C11 ex ENNIS NORTH | Ennis North [T41,T42] | ENNIS |  | 52.9429 | -9.0613
MV/LV Substation CL***4026 |  | 10 kV | _ | LV | 400 kVA :Kiosk Substation | 0.4 | --> | 0.4 | 0.397 | 13.05 |  | --> | 0.38 | 0 | 0.004 | 0.378 | 0 |  | --> | C21 ex ENNIS | Ennis [T101,T102] | ENNIS |  | 52.9369 | -8.8954
MV/LV Substation DR***4048 |  | 20 kV | _ | LV | 50 kVA :Pole Substation | 0.05 | --> | 0.05 | 0 | 0 | Constrained, otherwise capacity available =50 kVA | --> | 0.048 | 0 | 0 | 0.048 | 0 |  | --> | C11 ex ENNIS NORTH | Ennis North [T41,T42] | ENNIS |  | 52.9057 | -9.0305
MV/LV Substation EN***4049 |  | 10 kV | _ | LV | 200 kVA :Pole Substation | 0.2 | --> | 0.2 | 0 | 0 | Constrained, otherwise capacity available =168 kVA | --> | 0.19 | 0 | 0.006 | 0.19 | 0 |  | --> | C20 ex CAHIRCALLA | Cahircalla [T41,T42] | ENNIS |  | 52.8313 | -9.0041
MV/LV Substation NR***4050 |  | 10 kV | _ | LV | 400 kVA :Kiosk Substation | 0.4 | --> | 0.4 | 0.306 | 13.05 |  | --> | 0.38 | 0 | 0.12 | 0.294 | 0 |  | --> | C19 ex ENNIS | Ennis [T101,T102] | ENNIS |  | 52.8586 | -8.9407
MV/LV Substation RA***4054 |  | 10 kV | _ | LV | 50 kVA :Pole Substation | 0.05 | --> | 0.05 | 0 | 0 | Constrained, otherwise capacity available =39 kVA | --> | 0.048 | 0 | 0 | 0.049 | 0 |  | --> | C19 ex ENNIS NORTH | Ennis North [T41,T42] | ENNIS |  | 52.8778 | -8.9667
MV/LV Substation BA***406 |  | 10 kV | _ | LV | 200 kVA :Pole Substation | 0.2 | --> | 0.2 | 0 | 0 | Constrained, otherwise capacity available =160 kVA | --> | 0.19 | 0 | 0 | 0.196 | 0 |  | --> | C19 ex ENNIS NORTH | Ennis North [T41,T42] | ENNIS |  | 52.8717 | -8.9659
MV/LV Substation CA***4060 |  | 10 kV | _ | LV | 400 kVA :Kiosk Substation | 0.4 | --> | 0.4 | 0.394 | 13.05 |  | --> | 0.38 | 0 | 0 | 0.381 | 0 |  | --> | C12 ex ENNIS | Ennis [T101,T102] | ENNIS |  | 52.8498 | -8.9707
MV/LV Substation FI***4065 |  | 10 kV | _ | LV | 400 kVA :Building Structure | 0.4 | --> | 0.4 | 0 | 0 | Constrained, otherwise capacity available =369 kVA | --> | 0.38 | 0 | 0 | 0.384 | 0 |  | --> | C18 ex ENNIS NORTH | Ennis North [T41,T42] | ENNIS |  | 52.8619 | -8.9845
MV/LV Substation CU***4067 |  | 10 kV | _ | LV | 400 kVA :Kiosk Substation | 0.4 | --> | 0.4 | 0 | 0 | Constrained, otherwise capacity available =379 kVA | --> | 0.38 | 0 | 0 | 0.383 | 0 |  | --> | C20 ex CAHIRCALLA | Cahircalla [T41,T42] | ENNIS |  | 52.8334 | -9.0033
MV/LV Substation LI***4093 |  | 10 kV | _ | LV | 630 kVA :Building Structure | 0.63 | --> | 0.63 | 0 | 0 | Constrained, otherwise capacity available =607 kVA | --> | 0.598 | 0 | 0 | 0.5 | 0 |  | --> | C19 ex ENNIS NORTH | Ennis North [T41,T42] | ENNIS |  | 52.8726 | -8.9662
MV/LV Substation RU***4099 |  | 20 kV | _ | LV | 100 kVA :Pole Substation | 0.1 | --> | 0.1 | 0 | 0 | Constrained, otherwise capacity available =100 kVA | --> | 0.095 | 0 | 0 | 0.095 | 0 |  | --> | C11 ex ENNIS NORTH | Ennis North [T41,T42] | ENNIS |  | 52.9277 | -8.9922
MV/LV Substation RA***4101 |  | 10 kV | _ | LV | 50 kVA :Pole Substation | 0.05 | --> | 0.05 | 0.034 | 13.05 |  | --> | 0.048 | 0 | 0.005 | 0.046 | 0 |  | --> | C21 ex ENNIS | Ennis [T101,T102] | ENNIS |  | 52.8963 | -8.9436
MV/LV Substation FO***4112 |  | 20 kV | _ | LV | 50 kVA :Pole Substation | 0.05 | --> | 0.05 | 0 | 0 | Constrained, otherwise capacity available =50 kVA | --> | 0.048 | 0 | 0 | 0.048 | 0 |  | --> | C16 ex ENNIS NORTH | Ennis North [T41,T42] | ENNIS |  | 52.8632 | -9.0187
MV/LV Substation BA***412 |  | 10 kV | _ | LV | 50 kVA :Pole Substation | 0.05 | --> | 0.05 | 0.009 | 13.05 |  | --> | 0.048 | 0 | 0.01 | 0.045 | 0 |  | --> | C21 ex ENNIS | Ennis [T101,T102] | ENNIS |  | 52.8868 | -8.9479
MV/LV Substation BA***4122 |  | 10 kV | _ | LV | 400 kVA :Kiosk Substation | 0.4 | --> | 0.4 | 0 | 0 | Constrained, otherwise capacity available =353 kVA | --> | 0.38 | 0 | 0.028 | 0.366 | 0 |  | --> | C20 ex CAHIRCALLA | Cahircalla [T41,T42] | ENNIS |  | 52.8361 | -9.0075
MV/LV Substation SY***4125 |  | 10 kV | _ | LV | 400 kVA :Kiosk Substation | 0.4 | --> | 0.4 | 0 | 0 | Constrained, otherwise capacity available =339 kVA | --> | 0.38 | 0 | 0.005 | 0.384 | 0 |  | --> | C15 ex CAHIRCALLA | Cahircalla [T41,T42] | ENNIS |  | 52.8294 | -8.982
MV/LV Substation CL***4129 |  | 10 kV | _ | LV | 400 kVA :Kiosk Substation | 0.4 | --> | 0.4 | 0.351 | 13.05 |  | --> | 0.38 | 0 | 0.01 | 0.379 | 0 |  | --> | C21 ex ENNIS | Ennis [T101,T102] | ENNIS |  | 52.941 | -8.897
MV/LV Substation AB***4141 |  | 10 kV | _ | LV | 400 kVA :Kiosk Substation | 0.4 | --> | 0.4 | 0 | 0 | Constrained, otherwise capacity available =400 kVA | --> | 0.38 | 0 | 0 | 0.38 | 0 |  | --> | C15 ex CAHIRCALLA | Cahircalla [T41,T42] | ENNIS |  | 52.8244 | -8.9776
MV/LV Substation DR***4151 |  | 10 kV | _ | LV | 50 kVA :Pole Substation | 0.05 | --> | 0.05 | 0.048 | 13.05 |  | --> | 0.048 | 0 | 0.01 | 0.04 | 0 |  | --> | C21 ex ENNIS | Ennis [T101,T102] | ENNIS |  | 52.9478 | -8.8912
MV/LV Substation CO***4153 |  | 10 kV | _ | LV | 630 kVA :Building Structure | 0.63 | --> | 0.63 | 0.5 | 13.05 |  | --> | 0.598 | 0 | 0.03 | 0.5 | 0 |  | --> | C20 ex ENNIS | Ennis [T101,T102] | ENNIS |  | 52.8469 | -8.9869
MV/LV Substation EN***4155 |  | 10 kV | _ | LV | 400 kVA :Building Structure | 0.4 | --> | 0.4 | 0 | 0 | Constrained, otherwise capacity available =400 kVA | --> | 0.38 | 0 | 0 | 0.38 | 0 |  | --> | C15 ex CAHIRCALLA | Cahircalla [T41,T42] | ENNIS |  | 52.8362 | -8.9734
MV/LV Substation IN***4168 |  | 10 kV | _ | LV | 50 kVA :Pole Substation | 0.05 | --> | 0.05 | 0 | 0 | Constrained, otherwise capacity available =43 kVA | --> | 0.048 | 0 | 0.005 | 0.045 | 0 |  | --> | C20 ex CAHIRCALLA | Cahircalla [T41,T42] | ENNIS |  | 52.8241 | -9.0477
MV/LV Substation BA***417 |  | 10 kV | _ | LV | 100 kVA :Pole Substation | 0.1 | --> | 0.1 | 0.075 | 13.05 |  | --> | 0.095 | 0 | 0.006 | 0.094 | 0 |  | --> | C21 ex ENNIS | Ennis [T101,T102] | ENNIS |  | 52.8899 | -8.9433
MV/LV Substation CL***4172 |  | 10 kV | _ | LV | 400 kVA :Kiosk Substation | 0.4 | --> | 0.4 | 0 | 0 | Constrained, otherwise capacity available =342 kVA | --> | 0.38 | 0 | 0 | 0.388 | 0 |  | --> | C15 ex ENNIS NORTH | Ennis North [T41,T42] | ENNIS |  | 52.8558 | -8.9887
MV/LV Substation CN***4175 |  | 10 kV | _ | LV | 400 kVA :Kiosk Substation | 0.4 | --> | 0.4 | 0 | 0 | Constrained, otherwise capacity available =355 kVA | --> | 0.38 | 0 | 0 | 0.386 | 0 |  | --> | C20 ex CAHIRCALLA | Cahircalla [T41,T42] | ENNIS |  | 52.83 | -8.9982
MV/LV Substation MO***4192 |  | 10 kV | _ | LV | 630 kVA :Kiosk Substation | 0.63 | --> | 0.63 | 0.5 | 13.05 |  | --> | 0.598 | 0 | 0 | 0.5 | 0 |  | --> | C18 ex ENNIS | Ennis [T101,T102] | ENNIS |  | 52.8608 | -8.9566
MV/LV Substation DR***4194 |  | 20 kV | _ | LV | 50 kVA :Pole Substation | 0.05 | --> | 0.05 | 0 | 0 | Constrained, otherwise capacity available =38 kVA | --> | 0.048 | 0 | 0 | 0.049 | 0 |  | --> | C16 ex ENNIS NORTH | Ennis North [T41,T42] | ENNIS |  | 52.86 | -8.9947
MV/LV Substation CR***4204 |  | 10 kV | _ | LV | 50 kVA :Pole Substation | 0.05 | --> | 0.05 | 0.048 | 13.05 |  | --> | 0.048 | 0 | 0 | 0.048 | 0 |  | --> | C21 ex ENNIS | Ennis [T101,T102] | ENNIS |  | 52.9365 | -8.8971
MV/LV Substation CL***4207 |  | 20 kV | _ | LV | 100 kVA :Pole Substation | 0.1 | --> | 0.1 | 0.094 | 13.05 |  | --> | 0.095 | 0 | 0 | 0.096 | 0 |  | --> | C19 ex ENNIS | Ennis [T101,T102] | ENNIS |  | 52.8368 | -8.8529
MV/LV Substation RA***4209 |  | 10 kV | _ | LV | 630 kVA :Kiosk Substation | 0.63 | --> | 0.63 | 0.5 | 13.05 |  | --> | 0.598 | 0 | 0.025 | 0.5 | 0 |  | --> | C21 ex ENNIS | Ennis [T101,T102] | ENNIS |  | 52.9404 | -8.8977
MV/LV Substation OL***4212 |  | 10 kV | _ | LV | 400 kVA :Building Structure | 0.4 | --> | 0.4 | 0 | 0 | Constrained, otherwise capacity available =400 kVA | --> | 0.38 | 0 | 0 | 0.38 | 0 |  | --> | C17 ex CAHIRCALLA | Cahircalla [T41,T42] | ENNIS |  | 52.8427 | -8.9825
MV/LV Substation DE***4217 |  | 10 kV | _ | LV | 630 kVA :Kiosk Substation | 0.63 | --> | 0.63 | 0.5 | 13.05 |  | --> | 0.598 | 0 | 0.011 | 0.5 | 0 |  | --> | C18 ex ENNIS | Ennis [T101,T102] | ENNIS |  | 52.8588 | -8.9637
MV/LV Substation BA***4226 |  | 10 kV | _ | LV | 100 kVA :Pole Substation | 0.1 | --> | 0.1 | 0 | 0 | Constrained, otherwise capacity available =100 kVA | --> | 0.095 | 0 | 0 | 0.095 | 0 |  | --> | C20 ex CAHIRCALLA | Cahircalla [T41,T42] | ENNIS |  | 52.8157 | -8.9746
MV/LV Substation BR***4237 |  | 20 kV | _ | LV | 400 kVA :Kiosk Substation | 0.4 | --> | 0.4 | 0.369 | 13.05 |  | --> | 0.38 | 0 | 0 | 0.384 | 0 |  | --> | C19 ex ENNIS | Ennis [T101,T102] | ENNIS |  | 52.8165 | -8.8696
MV/LV Substation BR***4251 |  | 10 kV | _ | LV | 400 kVA :Kiosk Substation | 0.4 | --> | 0.4 | 0.384 | 13.05 |  | --> | 0.38 | 0 | 0 | 0.382 | 0 |  | --> | C18 ex ENNIS | Ennis [T101,T102] | ENNIS |  | 52.8532 | -8.9487
MV/LV Substation MO***4261 |  | 20 kV | _ | LV | 400 kVA :Kiosk Substation | 0.4 | --> | 0.4 | 0.4 | 13.05 |  | --> | 0.38 | 0 | 0.005 | 0.376 | 0 |  | --> | C19 ex ENNIS | Ennis [T101,T102] | ENNIS |  | 52.8198 | -8.8732
MV/LV Substation CR***4263 |  | 20 kV | _ | LV | 200 kVA :Pole Substation | 0.2 | --> | 0.2 | 0.2 | 13.05 |  | --> | 0.19 | 0 | 0 | 0.19 | 0 |  | --> | C19 ex ENNIS | Ennis [T101,T102] | ENNIS |  | 52.8558 | -8.9128
MV/LV Substation WO***449 |  | 10 kV | _ | LV | 50 kVA :Pole Substation | 0.05 | --> | 0.05 | 0 | 0 | Constrained, otherwise capacity available =29 kVA | --> | 0.048 | 0 | 0.025 | 0.032 | 0 |  | --> | C15 ex ENNIS NORTH | Ennis North [T41,T42] | ENNIS |  | 52.8419 | -9.0277
MV/LV Substation DR***450 |  | 20 kV | _ | LV | 50 kVA :Pole Substation | 0.05 | --> | 0.05 | 0 | 0 | Constrained, otherwise capacity available =43 kVA | --> | 0.048 | 0 | 0 | 0.048 | 0 |  | --> | C16 ex ENNIS NORTH | Ennis North [T41,T42] | ENNIS |  | 52.8637 | -8.9982
MV/LV Substation NE***508 |  | 10 kV | _ | LV | 100 kVA :Pole Substation | 0.1 | --> | 0.1 | 0 | 0 | Constrained, otherwise capacity available =93 kVA | --> | 0.095 | 0 | 0.01 | 0.088 | 0 |  | --> | C20 ex CAHIRCALLA | Cahircalla [T41,T42] | ENNIS |  | 52.8103 | -9.0127
MV/LV Substation WE***509 |  | 10 kV | _ | LV | 400 kVA :Kiosk Substation | 0.4 | --> | 0.4 | 0 | 0 | Constrained, otherwise capacity available =318 kVA | --> | 0.38 | 0 | 0.048 | 0.356 | 0 |  | --> | C15 ex CAHIRCALLA | Cahircalla [T41,T42] | ENNIS |  | 52.8302 | -8.9766
MV/LV Substation TO***509X |  | 20 kV | _ | LV | 100 kVA :Pole Substation | 0.1 | --> | 0.1 | 0 | 0 | Constrained, otherwise capacity available =96 kVA | --> | 0.095 | 0 | 0 | 0.096 | 0 |  | --> | C16 ex ENNIS NORTH | Ennis North [T41,T42] | ENNIS |  | 52.89 | -9.047
MV/LV Substation RA***512X |  | 10 kV | _ | LV | 50 kVA :Pole Substation | 0.05 | --> | 0.05 | 0 | 0 | Constrained, otherwise capacity available =47 kVA | --> | 0.048 | 0 | 0 | 0.048 | 0 |  | --> | C20 ex CAHIRCALLA | Cahircalla [T41,T42] | ENNIS |  | 52.8154 | -9.0581
MV/LV Substation KN***519 |  | 10 kV | _ | LV | 50 kVA :Pole Substation | 0.05 | --> | 0.05 | 0.034 | 13.05 |  | --> | 0.048 | 0 | 0.043 | 0.018 | 0 |  | --> | C19 ex ENNIS | Ennis [T101,T102] | ENNIS |  | 52.8553 | -8.9404
MV/LV Substation GL***526 |  | 10 kV | _ | LV | 200 kVA :Kiosk Substation | 0.2 | --> | 0.2 | 0.116 | 13.05 |  | --> | 0.19 | 0 | 0.015 | 0.19 | 0 |  | --> | C17 ex ENNIS | Ennis [T101,T102] | ENNIS |  | 52.8565 | -8.9822
MV/LV Substation OA***532X |  | 10 kV | _ | LV | 400 kVA :Kiosk Substation | 0.4 | --> | 0.4 | 0.341 | 13.05 |  | --> | 0.38 | 0 | 0.07 | 0.336 | 0 |  | --> | C17 ex ENNIS | Ennis [T101,T102] | ENNIS |  | 52.8568 | -8.9696
MV/LV Substation WO***538X |  | 10 kV | _ | LV | 200 kVA :Kiosk Substation | 0.2 | --> | 0.2 | 0 | 0 | Constrained, otherwise capacity available =144 kVA | --> | 0.19 | 0 | 0.016 | 0.186 | 0 |  | --> | C16 ex CAHIRCALLA | Cahircalla [T41,T42] | ENNIS |  | 52.8355 | -8.9953
MV/LV Substation MI***545X |  | 10 kV | _ | LV | 630 kVA :Kiosk Substation | 0.63 | --> | 0.63 | 0.463 | 13.05 |  | --> | 0.598 | 0 | 0 | 0.5 | 0 |  | --> | C17 ex ENNIS | Ennis [T101,T102] | ENNIS |  | 52.8446 | -8.9882
MV/LV Substation CR***546X |  | 10 kV | _ | LV | 200 kVA :Kiosk Substation | 0.2 | --> | 0.2 | 0.137 | 13.05 |  | --> | 0.19 | 0 | 0.023 | 0.181 | 0 |  | --> | C12 ex ENNIS | Ennis [T101,T102] | ENNIS |  | 52.8358 | -8.9751
MV/LV Substation CL***550 |  | 10 kV | _ | LV | 50 kVA :Pole Substation | 0.05 | --> | 0.05 | 0.05 | 13.05 |  | --> | 0.048 | 0 | 0 | 0.048 | 0 |  | --> | C21 ex ENNIS | Ennis [T101,T102] | ENNIS |  | 52.8855 | -8.9491
MV/LV Substation FE***550X |  | 10 kV | _ | LV | 200 kVA :Kiosk Substation | 0.2 | --> | 0.2 | 0.111 | 13.05 |  | --> | 0.19 | 0 | 0.014 | 0.191 | 0 |  | --> | C12 ex ENNIS | Ennis [T101,T102] | ENNIS |  | 52.845 | -8.9723
MV/LV Substation NO***556 |  | 20 kV | _ | LV | 50 kVA :Pole Substation | 0.05 | --> | 0.05 | 0.043 | 13.05 |  | --> | 0.048 | 0 | 0 | 0.048 | 0 |  | --> | C19 ex ENNIS | Ennis [T101,T102] | ENNIS |  | 52.8347 | -8.9168
MV/LV Substation PH***561 |  | 10 kV | _ | LV | 400 kVA :Kiosk Substation | 0.4 | --> | 0.4 | 0 | 0 | Constrained, otherwise capacity available =211 kVA | --> | 0.38 | 0 | 0.03 | 0.383 | 0 |  | --> | C16 ex CAHIRCALLA | Cahircalla [T41,T42] | ENNIS |  | 52.8376 | -8.9895
MV/LV Substation GL***563X |  | 10 kV | _ | LV | 400 kVA :Kiosk Substation | 0.4 | --> | 0.4 | 0 | 0 | Constrained, otherwise capacity available =299 kVA | --> | 0.38 | 0 | 0.026 | 0.374 | 0 |  | --> | C15 ex ENNIS NORTH | Ennis North [T41,T42] | ENNIS |  | 52.8537 | -8.9856
MV/LV Substation DE***565 |  | 10 kV | _ | LV | 50 kVA :Pole Substation | 0.05 | --> | 0.05 | 0.048 | 13.05 |  | --> | 0.048 | 0 | 0 | 0.048 | 0 |  | --> | C21 ex ENNIS | Ennis [T101,T102] | ENNIS |  | 52.8955 | -8.9613
MV/LV Substation CU***570 |  | 10 kV | _ | LV | 630 kVA :Building Structure | 0.63 | --> | 0.63 | 0.356 | 13.05 |  | --> | 0.598 | 0 | 0 | 0.5 | 0 |  | --> | C17 ex ENNIS | Ennis [T101,T102] | ENNIS |  | 52.8434 | -8.9849
MV/LV Substation AU***571X |  | 10 kV | _ | LV | 400 kVA :Kiosk Substation | 0.4 | --> | 0.4 | 0 | 0 | Constrained, otherwise capacity available =266 kVA | --> | 0.38 | 0 | 0.015 | 0.387 | 0 |  | --> | C15 ex ENNIS NORTH | Ennis North [T41,T42] | ENNIS |  | 52.8583 | -8.9866
MV/LV Substation ST***575 |  | 10 kV | _ | LV | 100 kVA :Pole Substation | 0.1 | --> | 0.1 | 0 | 0 | Constrained, otherwise capacity available =72 kVA | --> | 0.095 | 0 | 0.015 | 0.088 | 0 |  | --> | C17 ex CAHIRCALLA | Cahircalla [T41,T42] | ENNIS |  | 52.8324 | -8.9865
MV/LV Substation BI***581X |  | 10 kV | _ | LV | 400 kVA :Kiosk Substation | 0.4 | --> | 0.4 | 0.326 | 13.05 |  | --> | 0.38 | 0 | 0.025 | 0.372 | 0 |  | --> | C17 ex ENNIS | Ennis [T101,T102] | ENNIS |  | 52.8491 | -8.9869
MV/LV Substation MI***582X |  | 10 kV | _ | LV | 400 kVA :Kiosk Substation | 0.4 | --> | 0.4 | 0 | 0 | Constrained, otherwise capacity available =350 kVA | --> | 0.38 | 0 | 0 | 0.387 | 0 |  | --> | C17 ex CAHIRCALLA | Cahircalla [T41,T42] | ENNIS |  | 52.8374 | -8.987
MV/LV Substation CA***593X |  | 10 kV | _ | LV | 200 kVA :Kiosk Substation | 0.2 | --> | 0.2 | 0 | 0 | Constrained, otherwise capacity available =145 kVA | --> | 0.19 | 0 | 0.01 | 0.19 | 0 |  | --> | C15 ex CAHIRCALLA | Cahircalla [T41,T42] | ENNIS |  | 52.8348 | -8.9739
MV/LV Substation AR***595X |  | 10 kV | _ | LV | 200 kVA :Kiosk Substation | 0.2 | --> | 0.2 | 0 | 0 | Constrained, otherwise capacity available =174 kVA | --> | 0.19 | 0 | 0.025 | 0.175 | 0 |  | --> | C15 ex CAHIRCALLA | Cahircalla [T41,T42] | ENNIS |  | 52.835 | -8.9794
MV/LV Substation CA***596X |  | 10 kV | _ | LV | 200 kVA :Kiosk Substation | 0.2 | --> | 0.2 | 0.169 | 13.05 |  | --> | 0.19 | 0 | 0.005 | 0.19 | 0 |  | --> | C12 ex ENNIS | Ennis [T101,T102] | ENNIS |  | 52.8358 | -8.9775
MV/LV Substation WI***599X |  | 10 kV | _ | LV | 200 kVA :Kiosk Substation | 0.2 | --> | 0.2 | 0 | 0 | Constrained, otherwise capacity available =158 kVA | --> | 0.19 | 0 | 0.067 | 0.146 | 0 |  | --> | C20 ex CAHIRCALLA | Cahircalla [T41,T42] | ENNIS |  | 52.836 | -9.0003
MV/LV Substation KE***607X |  | 10 kV | _ | LV | 400 kVA :Building Structure | 0.4 | --> | 0.4 | 0 | 0 | Constrained, otherwise capacity available =398 kVA | --> | 0.38 | 0 | 0 | 0.38 | 0 |  | --> | C19 ex ENNIS NORTH | Ennis North [T41,T42] | ENNIS |  | 52.8732 | -8.9619
MV/LV Substation AB***608X |  | 10 kV | _ | LV | 400 kVA :Kiosk Substation | 0.4 | --> | 0.4 | 0 | 0 | Constrained, otherwise capacity available =261 kVA | --> | 0.38 | 0 | 0.064 | 0.351 | 0 |  | --> | C15 ex CAHIRCALLA | Cahircalla [T41,T42] | ENNIS |  | 52.8318 | -8.9735
MV/LV Substation TH***609X |  | 10 kV | _ | LV | 400 kVA :Kiosk Substation | 0.4 | --> | 0.4 | 0.314 | 13.05 |  | --> | 0.38 | 0 | 0.049 | 0.355 | 0 |  | --> | C18 ex ENNIS | Ennis [T101,T102] | ENNIS |  | 52.8589 | -8.9671
MV/LV Substation MI***613X |  | 10 kV | _ | LV | 400 kVA :Building Structure | 0.4 | --> | 0.4 | 0.317 | 13.05 |  | --> | 0.38 | 0 | 0 | 0.391 | 0 |  | --> | C17 ex ENNIS | Ennis [T101,T102] | ENNIS |  | 52.8457 | -8.9893
MV/LV Substation CO***618X |  | 10 kV | _ | LV | 200 kVA :Kiosk Substation | 0.2 | --> | 0.2 | 0 | 0 | Constrained, otherwise capacity available =159 kVA | --> | 0.19 | 0 | 0.019 | 0.181 | 0 |  | --> | C15 ex CAHIRCALLA | Cahircalla [T41,T42] | ENNIS |  | 52.834 | -8.9779
MV/LV Substation TO***619X |  | 10 kV | _ | LV | 200 kVA :Kiosk Substation | 0.2 | --> | 0.2 | 0 | 0 | Constrained, otherwise capacity available =157 kVA | --> | 0.19 | 0 | 0.01 | 0.188 | 0 |  | --> | C15 ex CAHIRCALLA | Cahircalla [T41,T42] | ENNIS |  | 52.8335 | -8.9802
MV/LV Substation HA***625X |  | 10 kV | _ | LV | 200 kVA :Kiosk Substation | 0.2 | --> | 0.2 | 0 | 0 | Constrained, otherwise capacity available =134 kVA | --> | 0.19 | 0 | 0 | 0.199 | 0 |  | --> | C20 ex CAHIRCALLA | Cahircalla [T41,T42] | ENNIS |  | 52.8283 | -8.982
MV/LV Substation KI***631 |  | 20 kV | _ | LV | 100 kVA :Pole Substation | 0.1 | --> | 0.1 | 0.093 | 13.05 |  | --> | 0.095 | 0 | 0 | 0.096 | 0 |  | --> | C19 ex ENNIS | Ennis [T101,T102] | ENNIS |  | 52.8626 | -8.9203
MV/LV Substation GA***634 |  | 10 kV | _ | LV | 100 kVA :Pole Substation | 0.1 | --> | 0.1 | 0.073 | 13.05 |  | --> | 0.095 | 0 | 0.021 | 0.083 | 0 |  | --> | C19 ex ENNIS | Ennis [T101,T102] | ENNIS |  | 52.8449 | -8.9488
MV/LV Substation AU***638 |  | 10 kV | _ | LV | 50 kVA :Pole Substation | 0.05 | --> | 0.05 | 0.027 | 13.05 |  | --> | 0.048 | 0 | 0.01 | 0.043 | 0 |  | --> | C18 ex ENNIS | Ennis [T101,T102] | ENNIS |  | 52.8573 | -8.9443
MV/LV Substation BA***638X |  | 10 kV | _ | LV | 50 kVA :Pole Substation | 0.05 | --> | 0.05 | 0 | 0 | Constrained, otherwise capacity available =49 kVA | --> | 0.048 | 0 | 0 | 0.048 | 0 |  | --> | C19 ex ENNIS NORTH | Ennis North [T41,T42] | ENNIS |  | 52.8704 | -8.9739
MV/LV Substation RO***639 |  | 10 kV | _ | LV | 400 kVA :Kiosk Substation | 0.4 | --> | 0.4 | 0.358 | 13.05 |  | --> | 0.38 | 0 | 0.005 | 0.382 | 0 |  | --> | C17 ex ENNIS | Ennis [T101,T102] | ENNIS |  | 52.8567 | -8.951
MV/LV Substation MC***639X |  | 10 kV | _ | LV | 200 kVA :Building Structure | 0.2 | --> | 0.2 | 0 | 0 | Constrained, otherwise capacity available =188 kVA | --> | 0.19 | 0 | 0 | 0.192 | 0 |  | --> | C20 ex CAHIRCALLA | Cahircalla [T41,T42] | ENNIS |  | 52.8245 | -8.9839
MV/LV Substation GR***642X |  | 10 kV | _ | LV | 50 kVA :Pole Substation | 0.05 | --> | 0.05 | 0 | 0 | Constrained, otherwise capacity available =45 kVA | --> | 0.048 | 0 | 0 | 0.048 | 0 |  | --> | C15 ex CAHIRCALLA | Cahircalla [T41,T42] | ENNIS |  | 52.8097 | -8.9388
MV/LV Substation BA***648X |  | 10 kV | _ | LV | 400 kVA :Building Structure | 0.4 | --> | 0.4 | 0.346 | 13.05 |  | --> | 0.38 | 0 | 0 | 0.387 | 0 |  | --> | C20 ex ENNIS | Ennis [T101,T102] | ENNIS |  | 52.8457 | -8.9843
MV/LV Substation TR***649X |  | 10 kV | _ | LV | 50 kVA :Pole Substation | 0.05 | --> | 0.05 | 0 | 0 | Constrained, otherwise capacity available =50 kVA | --> | 0.048 | 0 | 0 | 0.048 | 0 |  | --> | C15 ex ENNIS NORTH | Ennis North [T41,T42] | ENNIS |  | 52.8404 | -9.0309
MV/LV Substation SI***651X |  | 10 kV | _ | LV | 200 kVA :Kiosk Substation | 0.2 | --> | 0.2 | 0 | 0 | Constrained, otherwise capacity available =144 kVA | --> | 0.19 | 0 | 0.041 | 0.167 | 0 |  | --> | C20 ex CAHIRCALLA | Cahircalla [T41,T42] | ENNIS |  | 52.8214 | -8.9944
MV/LV Substation NO***653 |  | 20 kV | _ | LV | 50 kVA :Pole Substation | 0.05 | --> | 0.05 | 0.039 | 13.05 |  | --> | 0.048 | 0 | 0.011 | 0.041 | 0 |  | --> | C19 ex ENNIS | Ennis [T101,T102] | ENNIS |  | 52.8348 | -8.9158
MV/LV Substation WO***654X |  | 10 kV | _ | LV | 400 kVA :Kiosk Substation | 0.4 | --> | 0.4 | 0 | 0 | Constrained, otherwise capacity available =293 kVA | --> | 0.38 | 0 | 0.045 | 0.361 | 0 |  | --> | C20 ex CAHIRCALLA | Cahircalla [T41,T42] | ENNIS |  | 52.8322 | -8.9983
MV/LV Substation CL***663X |  | 10 kV | _ | LV | 630 kVA :Building Structure | 0.63 | --> | 0.63 | 0 | 0 | Constrained, otherwise capacity available =615 kVA | --> | 0.598 | 0 | 0 | 0.5 | 0 |  | --> | C16 ex CAHIRCALLA | Cahircalla [T41,T42] | ENNIS |  | 52.8398 | -8.9887
MV/LV Substation ER***666X |  | 20 kV | _ | LV | 50 kVA :Pole Substation | 0.05 | --> | 0.05 | 0 | 0 | Constrained, otherwise capacity available =48 kVA | --> | 0.048 | 0 | 0 | 0.048 | 0 |  | --> | C16 ex ENNIS NORTH | Ennis North [T41,T42] | ENNIS |  | 52.8709 | -9.0264
MV/LV Substation DU***669X |  | 10 kV | _ | LV | 400 kVA :Kiosk Substation | 0.4 | --> | 0.4 | 0 | 0 | Constrained, otherwise capacity available =276 kVA | --> | 0.38 | 0 | 0.015 | 0.386 | 0 |  | --> | C15 ex ENNIS NORTH | Ennis North [T41,T42] | ENNIS |  | 52.8479 | -9.0012
MV/LV Substation RO***670X |  | 10 kV | _ | LV | 200 kVA :Kiosk Substation | 0.2 | --> | 0.2 | 0 | 0 | Constrained, otherwise capacity available =151 kVA | --> | 0.19 | 0 | 0.043 | 0.165 | 0 |  | --> | C20 ex CAHIRCALLA | Cahircalla [T41,T42] | ENNIS |  | 52.825 | -9.002
MV/LV Substation WH***676X |  | 10 kV | _ | LV | 100 kVA :Pole Substation | 0.1 | --> | 0.1 | 0.085 | 13.05 |  | --> | 0.095 | 0 | 0 | 0.097 | 0 |  | --> | C21 ex ENNIS | Ennis [T101,T102] | ENNIS |  | 52.8976 | -8.9385
MV/LV Substation MO***688 |  | 20 kV | _ | LV | 50 kVA :Pole Substation | 0.05 | --> | 0.05 | 0.049 | 13.05 |  | --> | 0.048 | 0 | 0 | 0.048 | 0 |  | --> | C19 ex ENNIS | Ennis [T101,T102] | ENNIS |  | 52.853 | -8.8873
MV/LV Substation NC***689X |  | 10 kV | _ | LV | 100 kVA :Pole Substation | 0.1 | --> | 0.1 | 0.061 | 13.05 |  | --> | 0.095 | 0 | 0.005 | 0.096 | 0 |  | --> | C12 ex ENNIS | Ennis [T101,T102] | ENNIS |  | 52.8391 | -8.9703
MV/LV Substation WO***701X |  | 10 kV | _ | LV | 200 kVA :Kiosk Substation | 0.2 | --> | 0.2 | 0 | 0 | Constrained, otherwise capacity available =163 kVA | --> | 0.19 | 0 | 0.013 | 0.185 | 0 |  | --> | C15 ex ENNIS NORTH | Ennis North [T41,T42] | ENNIS |  | 52.8414 | -9.0322
MV/LV Substation WO***703X |  | 10 kV | _ | LV | 400 kVA :Kiosk Substation | 0.4 | --> | 0.4 | 0 | 0 | Constrained, otherwise capacity available =237 kVA | --> | 0.38 | 0 | 0 | 0.402 | 0 |  | --> | C15 ex ENNIS NORTH | Ennis North [T41,T42] | ENNIS |  | 52.8407 | -9.0282
MV/LV Substation WE***706X |  | 10 kV | _ | LV | 400 kVA :Building Structure | 0.4 | --> | 0.4 | 0 | 0 | Constrained, otherwise capacity available =205 kVA | --> | 0.38 | 0 | 0.032 | 0.382 | 0 |  | --> | C20 ex CAHIRCALLA | Cahircalla [T41,T42] | ENNIS |  | 52.8306 | -8.9968
MV/LV Substation CL***710X |  | 10 kV | _ | LV | 200 kVA :Kiosk Substation | 0.2 | --> | 0.2 | 0.138 | 13.05 |  | --> | 0.19 | 0 | 0.014 | 0.188 | 0 |  | --> | C12 ex ENNIS | Ennis [T101,T102] | ENNIS |  | 52.8558 | -8.9711
MV/LV Substation RE***711X |  | 10 kV | _ | LV | 100 kVA :Pole Substation | 0.1 | --> | 0.1 | 0.071 | 13.05 |  | --> | 0.095 | 0 | 0 | 0.099 | 0 |  | --> | C17 ex ENNIS | Ennis [T101,T102] | ENNIS |  | 52.8584 | -8.9778
MV/LV Substation PA***739X |  | 10 kV | _ | LV | 100 kVA :Pole Substation | 0.1 | --> | 0.1 | 0 | 0 | Constrained, otherwise capacity available =81 kVA | --> | 0.095 | 0 | 0.024 | 0.08 | 0 |  | --> | C19 ex ENNIS NORTH | Ennis North [T41,T42] | ENNIS |  | 52.8668 | -8.9763
MV/LV Substation BR***740X |  | 10 kV | _ | LV | 400 kVA :Kiosk Substation | 0.4 | --> | 0.4 | 0.304 | 13.05 |  | --> | 0.38 | 0 | 0.047 | 0.358 | 0 |  | --> | C19 ex ENNIS | Ennis [T101,T102] | ENNIS |  | 52.8377 | -8.9646
MV/LV Substation CA***747X |  | 10 kV | _ | LV | 630 kVA :Building Structure | 0.63 | --> | 0.63 | 0 | 0 | Constrained, otherwise capacity available =584 kVA | --> | 0.598 | 0 | 0 | 0.5 | 0 |  | --> | C19 ex ENNIS NORTH | Ennis North [T41,T42] | ENNIS |  | 52.8748 | -8.9615
MV/LV Substation DR***748X |  | 10 kV | _ | LV | 400 kVA :Kiosk Substation | 0.4 | --> | 0.4 | 0 | 0 | Constrained, otherwise capacity available =332 kVA | --> | 0.38 | 0 | 0.016 | 0.377 | 0 |  | --> | C15 ex ENNIS NORTH | Ennis North [T41,T42] | ENNIS |  | 52.8521 | -8.9997
MV/LV Substation GL***751X |  | 10 kV | _ | LV | 200 kVA :Kiosk Substation | 0.2 | --> | 0.2 | 0 | 0 | Constrained, otherwise capacity available =158 kVA | --> | 0.19 | 0 | 0.011 | 0.188 | 0 |  | --> | C15 ex ENNIS NORTH | Ennis North [T41,T42] | ENNIS |  | 52.851 | -8.9978
MV/LV Substation FO***779X |  | 10 kV | _ | LV | 630 kVA :Building Structure | 0.63 | --> | 0.63 | 0.5 | 13.05 |  | --> | 0.598 | 0 | 0 | 0.5 | 0 |  | --> | C12 ex ENNIS | Ennis [T101,T102] | ENNIS |  | 52.8443 | -8.977
MV/LV Substation DO***781X |  | 10 kV | _ | LV | 400 kVA :Kiosk Substation | 0.4 | --> | 0.4 | 0.302 | 13.05 |  | --> | 0.38 | 0 | 0 | 0.393 | 0 |  | --> | C19 ex ENNIS | Ennis [T101,T102] | ENNIS |  | 52.8377 | -8.9605
MV/LV Substation PA***782X |  | 10 kV | _ | LV | 400 kVA :Kiosk Substation | 0.4 | --> | 0.4 | 0 | 0 | Constrained, otherwise capacity available =343 kVA | --> | 0.38 | 0 | 0.03 | 0.365 | 0 |  | --> | C19 ex ENNIS NORTH | Ennis North [T41,T42] | ENNIS |  | 52.8828 | -8.9645
MV/LV Substation WE***789X |  | 10 kV | _ | LV | 400 kVA :Kiosk Substation | 0.4 | --> | 0.4 | 0 | 0 | Constrained, otherwise capacity available =335 kVA | --> | 0.38 | 0 | 0.014 | 0.378 | 0 |  | --> | C16 ex CAHIRCALLA | Cahircalla [T41,T42] | ENNIS |  | 52.8418 | -8.9947
MV/LV Substation MA***790X |  | 10 kV | _ | LV | 400 kVA :Building Structure | 0.4 | --> | 0.4 | 0.393 | 13.05 |  | --> | 0.38 | 0 | 0 | 0.381 | 0 |  | --> | C17 ex ENNIS | Ennis [T101,T102] | ENNIS |  | 52.8429 | -8.9846
MV/LV Substation CA***801X |  | 10 kV | _ | LV | 400 kVA :Kiosk Substation | 0.4 | --> | 0.4 | 0 | 0 | Constrained, otherwise capacity available =308 kVA | --> | 0.38 | 0 | 0 | 0.392 | 0 |  | --> | C17 ex CAHIRCALLA | Cahircalla [T41,T42] | ENNIS |  | 52.8402 | -8.9828
MV/LV Substation CO***807X |  | 10 kV | _ | LV | 400 kVA :Building Structure | 0.4 | --> | 0.4 | 0 | 0 | Constrained, otherwise capacity available =271 kVA | --> | 0.38 | 0 | 0.061 | 0.352 | 0 |  | --> | C15 ex CAHIRCALLA | Cahircalla [T41,T42] | ENNIS |  | 52.8361 | -8.9712
MV/LV Substation QU***809X |  | 10 kV | _ | LV | 630 kVA :Kiosk Substation | 0.63 | --> | 0.63 | 0.5 | 13.05 |  | --> | 0.598 | 0 | 0 | 0.5 | 0 |  | --> | C19 ex ENNIS | Ennis [T101,T102] | ENNIS |  | 52.8367 | -8.9703
MV/LV Substation WE***810X |  | 10 kV | _ | LV | 400 kVA :Building Structure | 0.4 | --> | 0.4 | 0 | 0 | Constrained, otherwise capacity available =262 kVA | --> | 0.38 | 0 | 0 | 0.398 | 0 |  | --> | C15 ex CAHIRCALLA | Cahircalla [T41,T42] | ENNIS |  | 52.8311 | -8.9807
MV/LV Substation TH***834 |  | 20 kV | _ | LV | 400 kVA :Kiosk Substation | 0.4 | --> | 0.4 | 0.27 | 13.05 |  | --> | 0.38 | 0 | 0.065 | 0.349 | 0 |  | --> | C19 ex ENNIS | Ennis [T101,T102] | ENNIS |  | 52.8169 | -8.8641
MV/LV Substation MI***848X |  | 10 kV | _ | LV | 630 kVA :Building Structure | 0.63 | --> | 0.63 | 0.5 | 13.05 |  | --> | 0.598 | 0 | 0.02 | 0.5 | 0 |  | --> | C12 ex ENNIS | Ennis [T101,T102] | ENNIS |  | 52.8385 | -8.9737
MV/LV Substation TH***849X |  | 10 kV | _ | LV | 400 kVA :Kiosk Substation | 0.4 | --> | 0.4 | 0.216 | 13.05 |  | --> | 0.38 | 0 | 0.041 | 0.374 | 0 |  | --> | C18 ex ENNIS | Ennis [T101,T102] | ENNIS |  | 52.8522 | -8.9623
MV/LV Substation GO***858 |  | 10 kV | _ | LV | 630 kVA :Building Structure | 0.63 | --> | 0.63 | 0.5 | 13.05 |  | --> | 0.598 | 0 | 0.049 | 0.5 | 0 |  | --> | C12 ex ENNIS | Ennis [T101,T102] | ENNIS |  | 52.8387 | -8.9723
MV/LV Substation PO***861 |  | 20 kV | _ | LV | 50 kVA :Pole Substation | 0.05 | --> | 0.05 | 0 | 0 | Constrained, otherwise capacity available =41 kVA | --> | 0.048 | 0 | 0 | 0.049 | 0 |  | --> | C16 ex ENNIS NORTH | Ennis North [T41,T42] | ENNIS |  | 52.8894 | -9.0509
MV/LV Substation SH***861X |  | 10 kV | _ | LV | 200 kVA :Kiosk Substation | 0.2 | --> | 0.2 | 0 | 0 | Constrained, otherwise capacity available =146 kVA | --> | 0.19 | 0 | 0.046 | 0.163 | 0 |  | --> | C15 ex ENNIS NORTH | Ennis North [T41,T42] | ENNIS |  | 52.8495 | -9.0128
MV/LV Substation RA***862X |  | 10 kV | _ | LV | 400 kVA :Kiosk Substation | 0.4 | --> | 0.4 | 0.318 | 13.05 |  | --> | 0.38 | 0 | 0.077 | 0.334 | 0 |  | --> | C18 ex ENNIS | Ennis [T101,T102] | ENNIS |  | 52.859 | -8.9453
MV/LV Substation LI***863X |  | 10 kV | _ | LV | 400 kVA :Kiosk Substation | 0.4 | --> | 0.4 | 0 | 0 | Constrained, otherwise capacity available =345 kVA | --> | 0.38 | 0 | 0.009 | 0.381 | 0 |  | --> | C15 ex ENNIS NORTH | Ennis North [T41,T42] | ENNIS |  | 52.8525 | -8.9962
MV/LV Substation DR***867 |  | 20 kV | _ | LV | 100 kVA :Pole Substation | 0.1 | --> | 0.1 | 0 | 0 | Constrained, otherwise capacity available =99 kVA | --> | 0.095 | 0 | 0 | 0.095 | 0 |  | --> | C16 ex ENNIS NORTH | Ennis North [T41,T42] | ENNIS |  | 52.8587 | -9.0057
MV/LV Substation RO***870 |  | 10 kV | _ | LV | 400 kVA :Kiosk Substation | 0.4 | --> | 0.4 | 0.377 | 13.05 |  | --> | 0.38 | 0 | 0.005 | 0.379 | 0 |  | --> | C20 ex ENNIS | Ennis [T101,T102] | ENNIS |  | 52.8489 | -8.984
MV/LV Substation CA***872 |  | 10 kV | _ | LV | 400 kVA :Kiosk Substation | 0.4 | --> | 0.4 | 0.272 | 13.05 |  | --> | 0.38 | 0 | 0.073 | 0.343 | 0 |  | --> | C18 ex ENNIS | Ennis [T101,T102] | ENNIS |  | 52.8546 | -8.9658
MV/LV Substation BA***874 |  | 10 kV | _ | LV | 400 kVA :Kiosk Substation | 0.4 | --> | 0.4 | 0.289 | 13.05 |  | --> | 0.38 | 0 | 0 | 0.395 | 0 |  | --> | C20 ex ENNIS | Ennis [T101,T102] | ENNIS |  | 52.8451 | -8.9834
MV/LV Substation NE***877X |  | 10 kV | _ | LV | 50 kVA :Pole Substation | 0.05 | --> | 0.05 | 0 | 0 | Constrained, otherwise capacity available =48 kVA | --> | 0.048 | 0 | 0.01 | 0.04 | 0 |  | --> | C20 ex CAHIRCALLA | Cahircalla [T41,T42] | ENNIS |  | 52.8101 | -9.0171
MV/LV Substation TO***888 |  | 20 kV | _ | LV | 50 kVA :Pole Substation | 0.05 | --> | 0.05 | 0 | 0 | Constrained, otherwise capacity available =29 kVA | --> | 0.048 | 0 | 0.01 | 0.043 | 0 |  | --> | C16 ex ENNIS NORTH | Ennis North [T41,T42] | ENNIS |  | 52.8902 | -9.032
MV/LV Substation PU***899X |  | 10 kV | _ | LV | 100 kVA :Pole Substation | 0.1 | --> | 0.1 | 0.095 | 13.05 |  | --> | 0.095 | 0 | 0 | 0.096 | 0 |  | --> | C12 ex ENNIS | Ennis [T101,T102] | ENNIS |  | 52.8564 | -8.9666
MV/LV Substation LE***900X |  | 10 kV | _ | LV | 400 kVA :Kiosk Substation | 0.4 | --> | 0.4 | 0 | 0 | Constrained, otherwise capacity available =358 kVA | --> | 0.38 | 0 | 0 | 0.386 | 0 |  | --> | C15 ex ENNIS NORTH | Ennis North [T41,T42] | ENNIS |  | 52.8542 | -8.9964
MV/LV Substation BA***903X |  | 10 kV | _ | LV | 100 kVA :Building Structure | 0.1 | --> | 0.1 | 0 | 0 |  | --> | 0.095 | 0 | 0 | 0.108 | 0 |  | --> | C15 ex CAHIRCALLA | Cahircalla [T41,T42] | ENNIS |  | 52.7834 | -8.9309
MV/LV Substation OR***908X |  | 10 kV | _ | LV | 200 kVA :Kiosk Substation | 0.2 | --> | 0.2 | 0 | 0 | Constrained, otherwise capacity available =186 kVA | --> | 0.19 | 0 | 0.004 | 0.189 | 0 |  | --> | C15 ex CAHIRCALLA | Cahircalla [T41,T42] | ENNIS |  | 52.7818 | -8.9142
MV/LV Substation KN***909 |  | 20 kV | _ | LV | 200 kVA :Pole Substation | 0.2 | --> | 0.2 | 0.184 | 13.05 |  | --> | 0.19 | 0 | 0 | 0.192 | 0 |  | --> | C19 ex ENNIS | Ennis [T101,T102] | ENNIS |  | 52.7942 | -8.8315
MV/LV Substation TE***910X |  | 10 kV | _ | LV | 50 kVA :Pole Substation | 0.05 | --> | 0.05 | 0 | 0 | Constrained, otherwise capacity available =48 kVA | --> | 0.048 | 0 | 0 | 0.048 | 0 |  | --> | C15 ex CAHIRCALLA | Cahircalla [T41,T42] | ENNIS |  | 52.7872 | -8.9234
MV/LV Substation ON***911 |  | 10 kV | _ | LV | 200 kVA :Pole Substation | 0.2 | --> | 0.2 | 0 | 0 | Constrained, otherwise capacity available =119 kVA | --> | 0.19 | 0 | 0.005 | 0.197 | 0 |  | --> | C15 ex ENNIS NORTH | Ennis North [T41,T42] | ENNIS |  | 52.852 | -9.0048
MV/LV Substation TH***912 |  | 10 kV | _ | LV | 400 kVA :Kiosk Substation | 0.4 | --> | 0.4 | 0 | 0 | Constrained, otherwise capacity available =332 kVA | --> | 0.38 | 0 | 0.033 | 0.365 | 0 |  | --> | C15 ex CAHIRCALLA | Cahircalla [T41,T42] | ENNIS |  | 52.8303 | -8.9905
MV/LV Substation CL***913X |  | 10 kV | _ | LV | 200 kVA :Pole Substation | 0.2 | --> | 0.2 | 0 | 0 | Constrained, otherwise capacity available =191 kVA | --> | 0.19 | 0 | 0.04 | 0.162 | 0 |  | --> | C15 ex CAHIRCALLA | Cahircalla [T41,T42] | ENNIS |  | 52.8178 | -8.9696
MV/LV Substation CA***915 |  | 10 kV | _ | LV | 200 kVA :Kiosk Substation | 0.2 | --> | 0.2 | 0 | 0 | Constrained, otherwise capacity available =161 kVA | --> | 0.19 | 0 | 0.038 | 0.167 | 0 |  | --> | C20 ex CAHIRCALLA | Cahircalla [T41,T42] | ENNIS |  | 52.8345 | -9.0002
MV/LV Substation CA***916 |  | 10 kV | _ | LV | 400 kVA :Building Structure | 0.4 | --> | 0.4 | 0 | 0 | Constrained, otherwise capacity available =334 kVA | --> | 0.38 | 0 | 0 | 0.389 | 0 |  | --> | C20 ex CAHIRCALLA | Cahircalla [T41,T42] | ENNIS |  | 52.8326 | -9.0038
MV/LV Substation ST***929 |  | 10 kV | _ | LV | 50 kVA :Pole Substation | 0.05 | --> | 0.05 | 0 | 0 |  | --> | 0.048 | 0 | 0.015 | 0.045 | 0 |  | --> | C15 ex CAHIRCALLA | Cahircalla [T41,T42] | ENNIS |  | 52.8199 | -8.9725
MV/LV Substation CL***931 |  | 10 kV | _ | LV | 200 kVA :Pole Substation | 0.2 | --> | 0.2 | 0 | 0 | Constrained, otherwise capacity available =118 kVA | --> | 0.19 | 0 | 0.011 | 0.193 | 0 |  | --> | C15 ex CAHIRCALLA | Cahircalla [T41,T42] | ENNIS |  | 52.8229 | -8.975
MV/LV Substation ED***934 |  | 10 kV | _ | LV | 50 kVA :Pole Substation | 0.05 | --> | 0.05 | 0 | 0 | Constrained, otherwise capacity available =35 kVA | --> | 0.048 | 0 | 0 | 0.05 | 0 |  | --> | C20 ex CAHIRCALLA | Cahircalla [T41,T42] | ENNIS |  | 52.8186 | -9.0078
MV/LV Substation IV***935 |  | 10 kV | _ | LV | 200 kVA :Kiosk Substation | 0.2 | --> | 0.2 | 0.139 | 13.05 |  | --> | 0.19 | 0 | 0.035 | 0.172 | 0 |  | --> | C20 ex ENNIS | Ennis [T101,T102] | ENNIS |  | 52.8547 | -8.9788
MV/LV Substation CL***940 |  | 20 kV | _ | LV | 50 kVA :Pole Substation | 0.05 | --> | 0.05 | 0 | 0 | Constrained, otherwise capacity available =42 kVA | --> | 0.048 | 0 | 0 | 0.049 | 0 |  | --> | C11 ex ENNIS NORTH | Ennis North [T41,T42] | ENNIS |  | 52.948 | -9.094
MV/LV Substation WA***954 |  | 10 kV | _ | LV | 400 kVA :Building Structure | 0.4 | --> | 0.4 | 0 | 0 | Constrained, otherwise capacity available =322 kVA | --> | 0.38 | 0 | 0 | 0.39 | 0 |  | --> | C15 ex ENNIS NORTH | Ennis North [T41,T42] | ENNIS |  | 52.8584 | -8.9953
MV/LV Substation GA***961X |  | 10 kV | _ | LV | 50 kVA :Pole Substation | 0.05 | --> | 0.05 | 0.044 | 13.05 |  | --> | 0.048 | 0 | 0 | 0.048 | 0 |  | --> | C18 ex ENNIS | Ennis [T101,T102] | ENNIS |  | 52.8524 | -8.9508
MV/LV Substation BR***962X |  | 10 kV | _ | LV | 200 kVA :Kiosk Substation | 0.2 | --> | 0.2 | 0 | 0 | Constrained, otherwise capacity available =138 kVA | --> | 0.19 | 0 | 0 | 0.198 | 0 |  | --> | C20 ex CAHIRCALLA | Cahircalla [T41,T42] | ENNIS |  | 52.8276 | -8.9842
MV/LV Substation MA***966X |  | 20 kV | _ | LV | 400 kVA :Kiosk Substation | 0.4 | --> | 0.4 | 0.352 | 13.05 |  | --> | 0.38 | 0 | 0.021 | 0.371 | 0 |  | --> | C19 ex ENNIS | Ennis [T101,T102] | ENNIS |  | 52.8174 | -8.8717
MV/LV Substation O'***968X |  | 10 kV | _ | LV | 1000 kVA :Building Structure | 1 | --> | 1 | 0 | 0 | Constrained, otherwise capacity available =1000 kVA | --> | 0.95 | 0 | 0 | 0.5 | 0 |  | --> | C17 ex CAHIRCALLA | Cahircalla [T41,T42] | ENNIS |  | 52.8433 | -8.9808
MV/LV Substation GA***973X |  | 20 kV | _ | LV | 100 kVA :Pole Substation | 0.1 | --> | 0.1 | 0 | 0 | Constrained, otherwise capacity available =97 kVA | --> | 0.095 | 0 | 0 | 0.095 | 0 |  | --> | C11 ex ENNIS NORTH | Ennis North [T41,T42] | ENNIS |  | 52.9441 | -9.0676
MV/LV Substation TR***974X |  | 10 kV | _ | LV | 50 kVA :Pole Substation | 0.05 | --> | 0.05 | 0 | 0 | Constrained, otherwise capacity available =43 kVA | --> | 0.048 | 0 | 0 | 0.048 | 0 |  | --> | C20 ex CAHIRCALLA | Cahircalla [T41,T42] | ENNIS |  | 52.8338 | -9.009
MV/LV Substation FR***976 |  | 10 kV | _ | LV | 400 kVA :Kiosk Substation | 0.4 | --> | 0.4 | 0.034 | 13.05 |  | --> | 0.38 | 0 | 0 | 0.427 | 0 |  | --> | C12 ex ENNIS | Ennis [T101,T102] | ENNIS |  | 52.8442 | -8.9815
MV/LV Substation BA***980X |  | 10 kV | _ | LV | 400 kVA :Kiosk Substation | 0.4 | --> | 0.4 | 0.383 | 13.05 |  | --> | 0.38 | 0 | 0 | 0.382 | 0 |  | --> | C12 ex ENNIS | Ennis [T101,T102] | ENNIS |  | 52.8548 | -8.9692
MV/LV Substation O ***988 |  | 10 kV | _ | LV | 50 kVA :Pole Substation | 0.05 | --> | 0.05 | 0 | 0 | Constrained, otherwise capacity available =47 kVA | --> | 0.048 | 0 | 0 | 0.048 | 0 |  | --> | C20 ex CAHIRCALLA | Cahircalla [T41,T42] | ENNIS |  | 52.8147 | -9.0195
MV/LV Substation WI***989 |  | 10 kV | _ | LV | 200 kVA :Pole Substation | 0.2 | --> | 0.2 | 0 | 0 | Constrained, otherwise capacity available =135 kVA | --> | 0.19 | 0 | 0.046 | 0.165 | 0 |  | --> | C15 ex ENNIS NORTH | Ennis North [T41,T42] | ENNIS |  | 52.8531 | -8.9932
MV/LV Substation SH***989X |  | 10 kV | _ | LV | 400 kVA :Kiosk Substation | 0.4 | --> | 0.4 | 0 | 0 | Constrained, otherwise capacity available =322 kVA | --> | 0.38 | 0 | 0.022 | 0.374 | 0 |  | --> | C15 ex ENNIS NORTH | Ennis North [T41,T42] | ENNIS |  | 52.8532 | -9.0098
MV/LV Substation O ***990 |  | 10 kV | _ | LV | 400 kVA :Kiosk Substation | 0.4 | --> | 0.4 | 0.346 | 13.05 |  | --> | 0.38 | 0 | 0.022 | 0.371 | 0 |  | --> | C18 ex ENNIS | Ennis [T101,T102] | ENNIS |  | 52.8577 | -8.9616
MV/LV Substation MO***990X |  | 10 kV | _ | LV | 630 kVA :Kiosk Substation | 0.63 | --> | 0.63 | 0 | 0 | Constrained, otherwise capacity available =586 kVA | --> | 0.598 | 0 | 0.01 | 0.5 | 0 |  | --> | C15 ex ENNIS NORTH | Ennis North [T41,T42] | ENNIS |  | 52.8506 | -9.0132
MV/LV Substation FE***991X |  | 10 kV | _ | LV | 400 kVA :Kiosk Substation | 0.4 | --> | 0.4 | 0.333 | 13.05 |  | --> | 0.38 | 0 | 0.041 | 0.359 | 0 |  | --> | C18 ex ENNIS | Ennis [T101,T102] | ENNIS |  | 52.8518 | -8.9663
MV/LV Substation CL***993 |  | 10 kV | _ | LV | 50 kVA :Pole Substation | 0.05 | --> | 0.05 | 0 | 0 | Constrained, otherwise capacity available =30 kVA | --> | 0.048 | 0 | 0 | 0.05 | 0 |  | --> | C15 ex CAHIRCALLA | Cahircalla [T41,T42] | ENNIS |  | 52.8277 | -8.9759
MV/LV Substation FL***994 |  | 10 kV | _ | LV | 50 kVA :Pole Substation | 0.05 | --> | 0.05 | 0 | 0 | Constrained, otherwise capacity available =33 kVA | --> | 0.048 | 0 | 0.005 | 0.046 | 0 |  | --> | C15 ex CAHIRCALLA | Cahircalla [T41,T42] | ENNIS |  | 52.827 | -8.9778
MV/LV Substation CL***996 |  | 10 kV | _ | LV | 630 kVA :Kiosk Substation | 0.63 | --> | 0.63 | 0 | 0 | Constrained, otherwise capacity available =578 kVA | --> | 0.598 | 0 | 0.006 | 0.5 | 0 |  | --> | C18 ex ENNIS NORTH | Ennis North [T41,T42] | ENNIS |  | 52.86 | -8.9842
MV/LV Substation WO***997X |  | 10 kV | _ | LV | 50 kVA :Pole Substation | 0.05 | --> | 0.05 | 0 | 0 | Constrained, otherwise capacity available =20 kVA | --> | 0.048 | 0 | 0.022 | 0.035 | 0 |  | --> | C15 ex ENNIS NORTH | Ennis North [T41,T42] | ENNIS |  | 52.8436 | -9.0256
MV/LV Substation GO***001 |  | 10 kV | _ | LV | 630 kVA :Kiosk Substation | 0.63 | --> | 0.63 | 0 | 0 | Constrained, otherwise capacity available =360 kVA | --> | 0.598 | 0 | 0 | 0.5 | 0 |  | --> | C16 ex GORT | Gort [T41,T42] | ENNIS |  | 53.0658 | -8.819
MV/LV Substation GO***003 |  | 10 kV | _ | LV | 50 kVA :Pole Substation | 0.05 | --> | 0.05 | 0 | 0 | Constrained, otherwise capacity available =38 kVA | --> | 0.048 | 0 | 0 | 0.049 | 0 |  | --> | C16 ex GORT | Gort [T41,T42] | ENNIS |  | 53.06 | -8.822
MV/LV Substation SL***004 |  | 10 kV | _ | LV | 630 kVA :Kiosk Substation | 0.63 | --> | 0.63 | 0 | 0 | Constrained, otherwise capacity available =263 kVA | --> | 0.598 | 0 | 0.01 | 0.5 | 0 |  | --> | C15 ex GORT | Gort [T41,T42] | ENNIS |  | 53.0676 | -8.8188
MV/LV Substation CO***006 |  | 20 kV | _ | LV | 50 kVA :Building Structure | 0.05 | --> | 0.05 | 0 | 0 | Constrained, otherwise capacity available =37 kVA | --> | 0.048 | 0 | 0.029 | 0.028 | 0 |  | --> | E13 ex GORT | Gort [T41,T42] | ENNIS |  | 53.0923 | -8.838
MV/LV Substation EN***009 |  | 10 kV | _ | LV | 200 kVA :Pole Substation | 0.2 | --> | 0.2 | 0 | 0 | Constrained, otherwise capacity available =166 kVA | --> | 0.19 | 0 | 0.008 | 0.189 | 0 |  | --> | C16 ex GORT | Gort [T41,T42] | ENNIS |  | 53.0609 | -8.8152
MV/LV Substation GO***011 |  | 10 kV | _ | LV | 200 kVA :Kiosk Substation | 0.2 | --> | 0.2 | 0 | 0 | Constrained, otherwise capacity available =56 kVA | --> | 0.19 | 0 | 0.022 | 0.192 | 0 |  | --> | C16 ex GORT | Gort [T41,T42] | ENNIS |  | 53.0641 | -8.8223
MV/LV Substation GE***014 |  | 10 kV | _ | LV | 200 kVA :Pole Substation | 0.2 | --> | 0.2 | 0 | 0 | Constrained, otherwise capacity available =76 kVA | --> | 0.19 | 0 | 0.021 | 0.191 | 0 |  | --> | C16 ex GORT | Gort [T41,T42] | ENNIS |  | 53.0632 | -8.8157
MV/LV Substation TO***015 |  | 10 kV | _ | LV | 630 kVA :Building Structure | 0.63 | --> | 0.63 | 0 | 0 | Constrained, otherwise capacity available =401 kVA | --> | 0.598 | 0 | 0.2 | 0.477 | 0 |  | --> | C18 ex GORT | Gort [T41,T42] | ENNIS |  | 53.0627 | -8.8236
MV/LV Substation SL***015Y |  | 10 kV | _ | LV | 400 kVA :Kiosk Substation | 0.4 | --> | 0.4 | 0 | 0 | Constrained, otherwise capacity available =312 kVA | --> | 0.38 | 0 | 0.011 | 0.384 | 0 |  | --> | C16 ex GORT | Gort [T41,T42] | ENNIS |  | 53.0552 | -8.8181
MV/LV Substation FA***019 |  | 10 kV | _ | LV | 200 kVA :Pole Substation | 0.2 | --> | 0.2 | 0 | 0 | Constrained, otherwise capacity available =182 kVA | --> | 0.19 | 0 | 0.002 | 0.191 | 0 |  | --> | C16 ex GORT | Gort [T41,T42] | ENNIS |  | 53.0593 | -8.8145
MV/LV Substation BO***021 |  | 10 kV | _ | LV | 200 kVA :Kiosk Substation | 0.2 | --> | 0.2 | 0 | 0 | Constrained, otherwise capacity available =85 kVA | --> | 0.19 | 0 | 0.071 | 0.153 | 0 |  | --> | C16 ex GORT | Gort [T41,T42] | ENNIS |  | 53.069 | -8.823
MV/LV Substation GA***022 |  | 10 kV | _ | LV | 630 kVA :Kiosk Substation | 0.63 | --> | 0.63 | 0 | 0 | Constrained, otherwise capacity available =424 kVA | --> | 0.598 | 0 | 0.019 | 0.5 | 0 |  | --> | C15 ex GORT | Gort [T41,T42] | ENNIS |  | 53.0707 | -8.82
MV/LV Substation GO***023 |  | 20 kV | _ | LV | 50 kVA :Pole Substation | 0.05 | --> | 0.05 | 0 | 0 | Constrained, otherwise capacity available =23 kVA | --> | 0.048 | 0 | 0 | 0.051 | 0 |  | --> | E15 ex GORT | Gort [T41,T42] | ENNIS |  | 53.0731 | -8.8165
MV/LV Substation GO***028 |  | 10 kV | _ | LV | 100 kVA :Pole Substation | 0.1 | --> | 0.1 | 0 | 0 | Constrained, otherwise capacity available =100 kVA | --> | 0.095 | 0 | 0 | 0.095 | 0 |  | --> | C18 ex GORT | Gort [T41,T42] | ENNIS |  | 53.0324 | -8.9003
MV/LV Substation AR***042Y |  | 20 kV | _ | LV | 50 kVA :Pole Substation | 0.05 | --> | 0.05 | 0 | 0 | Constrained, otherwise capacity available =32 kVA | --> | 0.048 | 0 | 0 | 0.05 | 0 |  | --> | E15 ex GORT | Gort [T41,T42] | ENNIS |  | 53.152 | -8.8068
MV/LV Substation CO***063 |  | 10 kV | _ | LV | 50 kVA :Pole Substation | 0.05 | --> | 0.05 | 0 | 0 | Constrained, otherwise capacity available =36 kVA | --> | 0.048 | 0 | 0 | 0.049 | 0 |  | --> | C18 ex GORT | Gort [T41,T42] | ENNIS |  | 52.9913 | -8.9018
MV/LV Substation LI***106Y |  | 10 kV | _ | LV | 400 kVA :Kiosk Substation | 0.4 | --> | 0.4 | 0 | 0 | Constrained, otherwise capacity available =313 kVA | --> | 0.38 | 0 | 0 | 0.389 | 0 |  | --> | C15 ex GORT | Gort [T41,T42] | ENNIS |  | 53.0688 | -8.82
MV/LV Substation LA***115Y |  | 20 kV | _ | LV | 50 kVA :Pole Substation | 0.05 | --> | 0.05 | 0 | 0 | Constrained, otherwise capacity available =50 kVA | --> | 0.048 | 0 | 0 | 0.048 | 0 |  | --> | E15 ex GORT | Gort [T41,T42] | ENNIS |  | 53.1394 | -8.8016
MV/LV Substation RE***124Y |  | 20 kV | _ | LV | 50 kVA :Pole Substation | 0.05 | --> | 0.05 | 0 | 0 | Constrained, otherwise capacity available =50 kVA | --> | 0.048 | 0 | 0 | 0.048 | 0 |  | --> | E15 ex GORT | Gort [T41,T42] | ENNIS |  | 53.1234 | -8.7855
MV/LV Substation SI***4010 |  | 10 kV | _ | LV | 200 kVA :Pole Substation | 0.2 | --> | 0.2 | 0 | 0 | Constrained, otherwise capacity available =200 kVA | --> | 0.19 | 0 | 0 | 0.19 | 0 |  | --> | C18 ex GORT | Gort [T41,T42] | ENNIS |  | 53.0446 | -8.8411
MV/LV Substation KI***4022 |  | 20 kV | _ | LV | 100 kVA :Pole Substation | 0.1 | --> | 0.1 | 0 | 0 | Constrained, otherwise capacity available =97 kVA | --> | 0.095 | 0 | 0 | 0.095 | 0 |  | --> | E15 ex GORT | Gort [T41,T42] | ENNIS |  | 53.1665 | -8.7153
MV/LV Substation SH***4028 |  | 10 kV | _ | LV | 50 kVA :Pole Substation | 0.05 | --> | 0.05 | 0 | 0 | Constrained, otherwise capacity available =45 kVA | --> | 0.048 | 0 | 0 | 0.048 | 0 |  | --> | C18 ex GORT | Gort [T41,T42] | ENNIS |  | 53.0463 | -8.8577
MV/LV Substation KI***4037 |  | 20 kV | _ | LV | 50 kVA :Pole Substation | 0.05 | --> | 0.05 | 0 | 0 | Constrained, otherwise capacity available =47 kVA | --> | 0.048 | 0 | 0 | 0.048 | 0 |  | --> | E13 ex GORT | Gort [T41,T42] | ENNIS |  | 53.0656 | -8.7683
MV/LV Substation GA***4039 |  | 20 kV | _ | LV | 100 kVA :Pole Substation | 0.1 | --> | 0.1 | 0 | 0 | Constrained, otherwise capacity available =77 kVA | --> | 0.095 | 0 | 0 | 0.098 | 0 |  | --> | E15 ex GORT | Gort [T41,T42] | ENNIS |  | 53.0829 | -8.7238
MV/LV Substation BA***405 |  | 20 kV | _ | LV | 100 kVA :Pole Substation | 0.1 | --> | 0.1 | 0 | 0 | Constrained, otherwise capacity available =86 kVA | --> | 0.095 | 0 | 0 | 0.097 | 0 |  | --> | E13 ex GORT | Gort [T41,T42] | ENNIS |  | 53.0868 | -8.8198
MV/LV Substation BA***405X |  | 20 kV | _ | LV | 50 kVA :Pole Substation | 0.05 | --> | 0.05 | 0 | 0 | Constrained, otherwise capacity available =15 kVA | --> | 0.048 | 0 | 0 | 0.052 | 0 |  | --> | E15 ex GORT | Gort [T41,T42] | ENNIS |  | 53.1401 | -8.8057
MV/LV Substation CL***4083 |  | 20 kV | _ | LV | 50 kVA :Pole Substation | 0.05 | --> | 0.05 | 0 | 0 | Constrained, otherwise capacity available =47 kVA | --> | 0.048 | 0 | 0.01 | 0.04 | 0 |  | --> | E11 ex KILCOLGAN | Kilcolgan [T42,T421] | GALWAY 110KV |  | 53.1297 | -8.9274
MV/LV Substation AR***4116 |  | 20 kV | _ | LV | 50 kVA :Pole Substation | 0.05 | --> | 0.05 | 0 | 0 | Constrained, otherwise capacity available =49 kVA | --> | 0.048 | 0 | 0 | 0.048 | 0 |  | --> | E15 ex GORT | Gort [T41,T42] | ENNIS |  | 53.1581 | -8.801
MV/LV Substation RI***4119 |  | 10 kV | _ | LV | 200 kVA :Kiosk Substation | 0.2 | --> | 0.2 | 0 | 0 | Constrained, otherwise capacity available =161 kVA | --> | 0.19 | 0 | 0.006 | 0.191 | 0 |  | --> | C15 ex GORT | Gort [T41,T42] | ENNIS |  | 53.0601 | -8.8097
MV/LV Substation WA***4162 |  | 10 kV | _ | LV | 400 kVA :Kiosk Substation | 0.4 | --> | 0.4 | 0 | 0 | Constrained, otherwise capacity available =337 kVA | --> | 0.38 | 0 | 0.006 | 0.384 | 0 |  | --> | C15 ex GORT | Gort [T41,T42] | ENNIS |  | 53.0625 | -8.811
MV/LV Substation GA***4167 |  | 10 kV | _ | LV | 400 kVA :Kiosk Substation | 0.4 | --> | 0.4 | 0 | 0 | Constrained, otherwise capacity available =316 kVA | --> | 0.38 | 0 | 0 | 0.391 | 0 |  | --> | C18 ex GORT | Gort [T41,T42] | ENNIS |  | 53.0612 | -8.823
MV/LV Substation GO***4170 |  | 10 kV | _ | LV | 400 kVA :Kiosk Substation | 0.4 | --> | 0.4 | 0 | 0 | Constrained, otherwise capacity available =400 kVA | --> | 0.38 | 0 | 0 | 0.38 | 0 |  | --> | C18 ex GORT | Gort [T41,T42] | ENNIS |  | 53.0589 | -8.8249
MV/LV Substation ST***4219 |  | 10 kV | _ | LV | 50 kVA :Pole Substation | 0.05 | --> | 0.05 | 0 | 0 | Constrained, otherwise capacity available =50 kVA | --> | 0.048 | 0 | 0 | 0.048 | 0 |  | --> | C18 ex GORT | Gort [T41,T42] | ENNIS |  | 53.0478 | -8.8504
MV/LV Substation MA***432 |  | 20 kV | _ | LV | 50 kVA :Pole Substation | 0.05 | --> | 0.05 | 0 | 0 | Constrained, otherwise capacity available =46 kVA | --> | 0.048 | 0 | 0.005 | 0.044 | 0 |  | --> | E13 ex GORT | Gort [T41,T42] | ENNIS |  | 53.1211 | -8.864
MV/LV Substation CA***446 |  | 20 kV | _ | LV | 100 kVA :Pole Substation | 0.1 | --> | 0.1 | 0 | 0 | Constrained, otherwise capacity available =58 kVA | --> | 0.095 | 0 | 0.011 | 0.092 | 0 |  | --> | E13 ex GORT | Gort [T41,T42] | ENNIS |  | 53.1279 | -8.9039
MV/LV Substation CL***454 |  | 20 kV | _ | LV | 100 kVA :Pole Substation | 0.1 | --> | 0.1 | 0 | 0 | Constrained, otherwise capacity available =71 kVA | --> | 0.095 | 0 | 0 | 0.099 | 0 |  | --> | E13 ex GORT | Gort [T41,T42] | ENNIS |  | 53.0919 | -8.7729
MV/LV Substation RA***456X |  | 20 kV | _ | LV | 50 kVA :Pole Substation | 0.05 | --> | 0.05 | 0 | 0 | Constrained, otherwise capacity available =40 kVA | --> | 0.048 | 0 | 0 | 0.049 | 0 |  | --> | E13 ex GORT | Gort [T41,T42] | ENNIS |  | 53.0731 | -8.7792
MV/LV Substation CR***472X |  | 20 kV | _ | LV | 50 kVA :Pole Substation | 0.05 | --> | 0.05 | 0 | 0 | Constrained, otherwise capacity available =45 kVA | --> | 0.048 | 0 | 0 | 0.048 | 0 |  | --> | E15 ex GORT | Gort [T41,T42] | ENNIS |  | 53.161 | -8.7887
MV/LV Substation TA***492 |  | 20 kV | _ | LV | 50 kVA :Pole Substation | 0.05 | --> | 0.05 | 0 | 0 | Constrained, otherwise capacity available =34 kVA | --> | 0.048 | 0 | 0 | 0.05 | 0 |  | --> | E15 ex GORT | Gort [T41,T42] | ENNIS |  | 53.1172 | -8.7928
MV/LV Substation LA***500 |  | 20 kV | _ | LV | 50 kVA :Pole Substation | 0.05 | --> | 0.05 | 0 | 0 | Constrained, otherwise capacity available =22 kVA | --> | 0.048 | 0 | 0 | 0.051 | 0 |  | --> | E15 ex GORT | Gort [T41,T42] | ENNIS |  | 53.1401 | -8.8094
MV/LV Substation AR***507 |  | 20 kV | _ | LV | 50 kVA :Pole Substation | 0.05 | --> | 0.05 | 0 | 0 | Constrained, otherwise capacity available =5 kVA | --> | 0.048 | 0 | 0.01 | 0.046 | 0 |  | --> | E15 ex GORT | Gort [T41,T42] | ENNIS |  | 53.1563 | -8.8063
MV/LV Substation BL***516 |  | 20 kV | _ | LV | 50 kVA :Pole Substation | 0.05 | --> | 0.05 | 0 | 0 | Constrained, otherwise capacity available =42 kVA | --> | 0.048 | 0 | 0 | 0.048 | 0 |  | --> | E15 ex GORT | Gort [T41,T42] | ENNIS |  | 53.1185 | -8.748
MV/LV Substation TU***532 |  | 20 kV | _ | LV | 100 kVA :Pole Substation | 0.1 | --> | 0.1 | 0 | 0 | Constrained, otherwise capacity available =81 kVA | --> | 0.095 | 0 | 0 | 0.098 | 0 |  | --> | E15 ex GORT | Gort [T41,T42] | ENNIS |  | 53.1353 | -8.7863
MV/LV Substation CO***537 |  | 20 kV | _ | LV | 50 kVA :Pole Substation | 0.05 | --> | 0.05 | 0 | 0 | Constrained, otherwise capacity available =48 kVA | --> | 0.048 | 0 | 0 | 0.048 | 0 |  | --> | E15 ex GORT | Gort [T41,T42] | ENNIS |  | 53.1447 | -8.7583
MV/LV Substation CU***542X |  | 20 kV | _ | LV | 50 kVA :Pole Substation | 0.05 | --> | 0.05 | 0 | 0 | Constrained, otherwise capacity available =50 kVA | --> | 0.048 | 0 | 0 | 0.048 | 0 |  | --> | E15 ex GORT | Gort [T41,T42] | ENNIS |  | 53.1067 | -8.8051
MV/LV Substation LA***557X |  | 20 kV | _ | LV | 100 kVA :Pole Substation | 0.1 | --> | 0.1 | 0 | 0 | Constrained, otherwise capacity available =87 kVA | --> | 0.095 | 0 | 0 | 0.097 | 0 |  | --> | E15 ex GORT | Gort [T41,T42] | ENNIS |  | 53.1428 | -8.8021
MV/LV Substation KI***560X |  | 10 kV | _ | LV | 50 kVA :Pole Substation | 0.05 | --> | 0.05 | 0 | 0 | Constrained, otherwise capacity available =47 kVA | --> | 0.048 | 0 | 0 | 0.048 | 0 |  | --> | C18 ex GORT | Gort [T41,T42] | ENNIS |  | 53.0389 | -8.9468
MV/LV Substation KI***563X |  | 20 kV | _ | LV | 50 kVA :Pole Substation | 0.05 | --> | 0.05 | 0 | 0 | Constrained, otherwise capacity available =31 kVA | --> | 0.048 | 0 | 0 | 0.05 | 0 |  | --> | E13 ex GORT | Gort [T41,T42] | ENNIS |  | 53.1269 | -8.9189
MV/LV Substation TH***577 |  | 10 kV | _ | LV | 200 kVA :Kiosk Substation | 0.2 | --> | 0.2 | 0 | 0 | Constrained, otherwise capacity available =138 kVA | --> | 0.19 | 0 | 0.014 | 0.188 | 0 |  | --> | C16 ex GORT | Gort [T41,T42] | ENNIS |  | 53.0679 | -8.8254
MV/LV Substation BA***586X |  | 20 kV | _ | LV | 50 kVA :Pole Substation | 0.05 | --> | 0.05 | 0 | 0 | Constrained, otherwise capacity available =47 kVA | --> | 0.048 | 0 | 0 | 0.048 | 0 |  | --> | E15 ex GORT | Gort [T41,T42] | ENNIS |  | 53.1288 | -8.7988
MV/LV Substation CL***615X |  | 20 kV | _ | LV | 50 kVA :Pole Substation | 0.05 | --> | 0.05 | 0 | 0 | Constrained, otherwise capacity available =50 kVA | --> | 0.048 | 0 | 0 | 0.048 | 0 |  | --> | E13 ex GORT | Gort [T41,T42] | ENNIS |  | 53.0692 | -8.7834
MV/LV Substation GO***619X |  | 10 kV | _ | LV | 50 kVA :Pole Substation | 0.05 | --> | 0.05 | 0 | 0 | Constrained, otherwise capacity available =41 kVA | --> | 0.048 | 0 | 0 | 0.049 | 0 |  | --> | C18 ex GORT | Gort [T41,T42] | ENNIS |  | 53.0474 | -8.8377
MV/LV Substation LA***632X |  | 10 kV | _ | LV | 400 kVA :Building Structure | 0.4 | --> | 0.4 | 0 | 0 | Constrained, otherwise capacity available =309 kVA | --> | 0.38 | 0 | 0 | 0.392 | 0 |  | --> | C16 ex GORT | Gort [T41,T42] | ENNIS |  | 53.0619 | -8.8154
MV/LV Substation LO***641X |  | 20 kV | _ | LV | 400 kVA :Building Structure | 0.4 | --> | 0.4 | 0 | 0 | Constrained, otherwise capacity available =389 kVA | --> | 0.38 | 0 | 0 | 0.382 | 0 |  | --> | E13 ex GORT | Gort [T41,T42] | ENNIS |  | 53.114 | -8.8258
MV/LV Substation CO***661 |  | 10 kV | _ | LV | 200 kVA :Pole Substation | 0.2 | --> | 0.2 | 0 | 0 | Constrained, otherwise capacity available =162 kVA | --> | 0.19 | 0 | 0.1 | 0.117 | 0 |  | --> | C18 ex GORT | Gort [T41,T42] | ENNIS |  | 52.9841 | -8.8946
MV/LV Substation CR***687 |  | 20 kV | _ | LV | 50 kVA :Pole Substation | 0.05 | --> | 0.05 | 0 | 0 | Constrained, otherwise capacity available =34 kVA | --> | 0.048 | 0 | 0 | 0.05 | 0 |  | --> | E15 ex GORT | Gort [T41,T42] | ENNIS |  | 53.164 | -8.7865
MV/LV Substation TE***689 |  | 10 kV | _ | LV | 100 kVA :Pole Substation | 0.1 | --> | 0.1 | 0 | 0 | Constrained, otherwise capacity available =99 kVA | --> | 0.095 | 0 | 0 | 0.095 | 0 |  | --> | C18 ex GORT | Gort [T41,T42] | ENNIS |  | 53.0342 | -8.8846
MV/LV Substation RA***697X |  | 20 kV | _ | LV | 50 kVA :Pole Substation | 0.05 | --> | 0.05 | 0 | 0 | Constrained, otherwise capacity available =26 kVA | --> | 0.048 | 0 | 0 | 0.051 | 0 |  | --> | E13 ex GORT | Gort [T41,T42] | ENNIS |  | 53.1126 | -8.8476
MV/LV Substation BU***723X |  | 10 kV | _ | LV | 200 kVA :Kiosk Substation | 0.2 | --> | 0.2 | 0 | 0 | Constrained, otherwise capacity available =132 kVA | --> | 0.19 | 0 | 0.022 | 0.183 | 0 |  | --> | C16 ex GORT | Gort [T41,T42] | ENNIS |  | 53.0593 | -8.8168
MV/LV Substation KI***735X |  | 20 kV | _ | LV | 50 kVA :Pole Substation | 0.05 | --> | 0.05 | 0 | 0 | Constrained, otherwise capacity available =42 kVA | --> | 0.048 | 0 | 0.01 | 0.041 | 0 |  | --> | E13 ex GORT | Gort [T41,T42] | ENNIS |  | 53.098 | -8.8164
MV/LV Substation KI***736X |  | 20 kV | _ | LV | 50 kVA :Pole Substation | 0.05 | --> | 0.05 | 0 | 0 | Constrained, otherwise capacity available =26 kVA | --> | 0.048 | 0 | 0.005 | 0.047 | 0 |  | --> | E13 ex GORT | Gort [T41,T42] | ENNIS |  | 53.0996 | -8.8146
MV/LV Substation GO***750X |  | 10 kV | _ | LV | 630 kVA :Building Structure | 0.63 | --> | 0.63 | 0 | 0 | Constrained, otherwise capacity available =509 kVA | --> | 0.598 | 0 | 0.016 | 0.5 | 0 |  | --> | C16 ex GORT | Gort [T41,T42] | ENNIS |  | 53.0635 | -8.8216
MV/LV Substation RO***762X |  | 20 kV | _ | LV | 200 kVA :Pole Substation | 0.2 | --> | 0.2 | 0 | 0 | Constrained, otherwise capacity available =190 kVA | --> | 0.19 | 0 | 0 | 0.191 | 0 |  | --> | E15 ex GORT | Gort [T41,T42] | ENNIS |  | 53.1685 | -8.7161
MV/LV Substation ID***790X |  | 10 kV | _ | LV | 400 kVA :Kiosk Substation | 0.4 | --> | 0.4 | 0 | 0 | Constrained, otherwise capacity available =400 kVA | --> | 0.38 | 0 | 0 | 0.38 | 0 |  | --> | C18 ex GORT | Gort [T41,T42] | ENNIS |  | 53.0676 | -8.8278
MV/LV Substation GA***825 |  | 10 kV | _ | LV | 200 kVA :Kiosk Substation | 0.2 | --> | 0.2 | 0 | 0 | Constrained, otherwise capacity available =143 kVA | --> | 0.19 | 0 | 0.044 | 0.165 | 0 |  | --> | C15 ex GORT | Gort [T41,T42] | ENNIS |  | 53.0703 | -8.8257
MV/LV Substation BO***837X |  | 10 kV | _ | LV | 50 kVA :Pole Substation | 0.05 | --> | 0.05 | 0 | 0 | Constrained, otherwise capacity available =47 kVA | --> | 0.048 | 0 | 0 | 0.048 | 0 |  | --> | C18 ex GORT | Gort [T41,T42] | ENNIS |  | 53.0541 | -8.834
MV/LV Substation GL***845 |  | 20 kV | _ | LV | 50 kVA :Pole Substation | 0.05 | --> | 0.05 | 0 | 0 | Constrained, otherwise capacity available =50 kVA | --> | 0.048 | 0 | 0 | 0.048 | 0 |  | --> | E13 ex GORT | Gort [T41,T42] | ENNIS |  | 53.0766 | -8.8341
MV/LV Substation OR***851X |  | 10 kV | _ | LV | 200 kVA :Kiosk Substation | 0.2 | --> | 0.2 | 0 | 0 | Constrained, otherwise capacity available =168 kVA | --> | 0.19 | 0 | 0.005 | 0.191 | 0 |  | --> | C16 ex GORT | Gort [T41,T42] | ENNIS |  | 53.0676 | -8.824
MV/LV Substation MU***866X |  | 10 kV | _ | LV | 100 kVA :Pole Substation | 0.1 | --> | 0.1 | 0 | 0 | Constrained, otherwise capacity available =100 kVA | --> | 0.095 | 0 | 0 | 0.095 | 0 |  | --> | C18 ex GORT | Gort [T41,T42] | ENNIS |  | 52.9845 | -8.8944
MV/LV Substation CA***872 |  | 20 kV | _ | LV | 50 kVA :Pole Substation | 0.05 | --> | 0.05 | 0 | 0 | Constrained, otherwise capacity available =36 kVA | --> | 0.048 | 0 | 0 | 0.049 | 0 |  | --> | E15 ex GORT | Gort [T41,T42] | ENNIS |  | 53.1146 | -8.7936
MV/LV Substation BA***896 |  | 20 kV | _ | LV | 45 kVA :Pole Substation | 0.045 | --> | 0.045 | 0 | 0 | Constrained, otherwise capacity available =45 kVA | --> | 0.043 | 0 | 0 | 0.043 | 0 |  | --> | E15 ex GORT | Gort [T41,T42] | ENNIS |  | 53.1259 | -8.795
MV/LV Substation PU***904X |  | 10 kV | _ | LV | 400 kVA :Kiosk Substation | 0.4 | --> | 0.4 | 0 | 0 | Constrained, otherwise capacity available =348 kVA | --> | 0.38 | 0 | 0 | 0.387 | 0 |  | --> | C16 ex GORT | Gort [T41,T42] | ENNIS |  | 53.0568 | -8.8144
MV/LV Substation CO***917X |  | 10 kV | _ | LV | 400 kVA :Kiosk Substation | 0.4 | --> | 0.4 | 0 | 0 | Constrained, otherwise capacity available =298 kVA | --> | 0.38 | 0 | 0.014 | 0.383 | 0 |  | --> | C15 ex GORT | Gort [T41,T42] | ENNIS |  | 53.0726 | -8.8229
MV/LV Substation AL***929X |  | 10 kV | _ | LV | 400 kVA :Kiosk Substation | 0.4 | --> | 0.4 | 0 | 0 | Constrained, otherwise capacity available =351 kVA | --> | 0.38 | 0 | 0 | 0.387 | 0 |  | --> | C16 ex GORT | Gort [T41,T42] | ENNIS |  | 53.0655 | -8.817
MV/LV Substation AR***931 |  | 20 kV | _ | LV | 50 kVA :Pole Substation | 0.05 | --> | 0.05 | 0 | 0 | Constrained, otherwise capacity available =50 kVA | --> | 0.048 | 0 | 0 | 0.048 | 0 |  | --> | E15 ex GORT | Gort [T41,T42] | ENNIS |  | 53.1529 | -8.806
MV/LV Substation GO***938X |  | 10 kV | _ | LV | 400 kVA :Kiosk Substation | 0.4 | --> | 0.4 | 0 | 0 | Constrained, otherwise capacity available =316 kVA | --> | 0.38 | 0 | 0.058 | 0.348 | 0 |  | --> | C16 ex GORT | Gort [T41,T42] | ENNIS |  | 53.0661 | -8.8265
MV/LV Substation BA***954X |  | 10 kV | _ | LV | 50 kVA :Pole Substation | 0.05 | --> | 0.05 | 0 | 0 | Constrained, otherwise capacity available =47 kVA | --> | 0.048 | 0 | 0 | 0.048 | 0 |  | --> | C18 ex GORT | Gort [T41,T42] | ENNIS |  | 53.0452 | -8.8394
MV/LV Substation LI***972X |  | 20 kV | _ | LV | 50 kVA :Pole Substation | 0.05 | --> | 0.05 | 0 | 0 | Constrained, otherwise capacity available =48 kVA | --> | 0.048 | 0 | 0 | 0.048 | 0 |  | --> | E15 ex GORT | Gort [T41,T42] | ENNIS |  | 53.1428 | -8.7596
MV/LV Substation EM***986 |  | 20 kV | _ | LV | 50 kVA :Pole Substation | 0.05 | --> | 0.05 | 0 | 0 | Constrained, otherwise capacity available =37 kVA | --> | 0.048 | 0 | 0.005 | 0.046 | 0 |  | --> | E15 ex GORT | Gort [T41,T42] | ENNIS |  | 53.1844 | -8.7219
MV/LV Substation DH***986X |  | 10 kV | _ | LV | 50 kVA :Pole Substation | 0.05 | --> | 0.05 | 0 | 0 | Constrained, otherwise capacity available =50 kVA | --> | 0.048 | 0 | 0 | 0.048 | 0 |  | --> | C18 ex GORT | Gort [T41,T42] | ENNIS |  | 53.0546 | -8.831
MV/LV Substation EY***001 |  | 10 kV | _ | LV | 1000 kVA :Building Structure | 1 | --> | 1 | 0 | 0 | Constrained, otherwise capacity available =711 kVA | --> | 0.95 | 0 | 0 | 0.5 | 0 |  | --> | C11 ex HEADFORD ROAD | Headford Road [T41,T42] | GALWAY 110KV |  | 53.2747 | -9.0492
MV/LV Substation ME***002 |  | 10 kV | _ | LV | 630 kVA :Building Structure | 0.63 | --> | 0.63 | 0 | 0 | Constrained, otherwise capacity available =466 kVA | --> | 0.598 | 0 | 0.01 | 0.5 | 0 |  | --> | C27 ex GALWAY 110KV | Galway 110kv [T102,T103] | GALWAY 110KV |  | 53.2712 | -9.052
MV/LV Substation NE***003 |  | 10 kV | _ | LV | 630 kVA :Kiosk Substation | 0.63 | --> | 0.63 | 0.14 | 3.45 |  | --> | 0.598 | 0 | 0.013 | 0.5 | 0 |  | --> | C13 ex TRIMMS LANE | Trimms Lane [T41,T42] | SALTHILL |  | 53.2706 | -9.0586
MV/LV Substation AB***004 |  | 10 kV | _ | LV | 1000 kVA :Kiosk Substation | 1 | --> | 1 | 0 | 0 | Constrained, otherwise capacity available =667 kVA | --> | 0.95 | 0 | 0 | 0.5 | 0 |  | --> | C14 ex HEADFORD ROAD | Headford Road [T41,T42] | GALWAY 110KV |  | 53.2748 | -9.0551
MV/LV Substation WH***005 |  | 10 kV | _ | LV | 630 kVA :Building Structure | 0.63 | --> | 0.63 | 0.436 | 3.45 |  | --> | 0.598 | 0 | 0.01 | 0.5 | 0 |  | --> | C11 ex TRIMMS LANE | Trimms Lane [T41,T42] | SALTHILL |  | 53.2671 | -9.0676
MV/LV Substation EG***006 |  | 10 kV | _ | LV | 630 kVA :Building Structure | 0.63 | --> | 0.63 | 0 | 0 | Constrained, otherwise capacity available =426 kVA | --> | 0.598 | 0 | 0 | 0.5 | 0 |  | --> | C12 ex HEADFORD ROAD | Headford Road [T41,T42] | GALWAY 110KV |  | 53.2748 | -9.0522
MV/LV Substation BR***006X |  | 10 kV | _ | LV | 50 kVA :Pole Substation | 0.05 | --> | 0.05 | 0 | 0 | Constrained, otherwise capacity available =40 kVA | --> | 0.048 | 0 | 0 | 0.049 | 0 |  | --> | C21 ex GALWAY 110KV | Galway 110kv [T102,T103] | GALWAY 110KV |  | 53.2899 | -8.9889
MV/LV Substation WA***007 |  | 10 kV | _ | LV | 400 kVA :Building Structure | 0.4 | --> | 0.4 | 0 | 0 | Constrained, otherwise capacity available =384 kVA | --> | 0.38 | 0 | 0 | 0.382 | 0 |  | --> | C14 ex MONEENAGEISHA | Moneenageisha [T41,T42] | GALWAY 110KV |  | 53.2837 | -9.0575
MV/LV Substation GA***007X |  | 10 kV | _ | LV | 630 kVA :Building Structure | 0.63 | --> | 0.63 | 0.456 | 3.45 |  | --> | 0.598 | 0 | 0.043 | 0.5 | 0 |  | --> | C20 ex TRIMMS LANE | Trimms Lane [T41,T42] | SALTHILL |  | 53.2621 | -9.0725
MV/LV Substation BA***008 |  | 10 kV | _ | LV | 630 kVA :Building Structure | 0.63 | --> | 0.63 | 0.21 | 3.45 |  | --> | 0.598 | 0 | 0.004 | 0.5 | 0 |  | --> | C11 ex TRIMMS LANE | Trimms Lane [T41,T42] | SALTHILL |  | 53.2598 | -9.0772
MV/LV Substation HA***009Y |  | 10 kV | _ | LV | 400 kVA :Building Structure | 0.4 | --> | 0.4 | 0.324 | 11.03 |  | --> | 0.38 | 0 | 0 | 0.39 | 0 |  | --> | C24 ex SALTHILL | Salthill [T101,T102] | SALTHILL |  | 53.2634 | -9.1022
MV/LV Substation WH***010 |  | 10 kV | _ | LV | 630 kVA :Building Structure | 0.63 | --> | 0.63 | 0 | 0 | Constrained, otherwise capacity available =348 kVA | --> | 0.598 | 0 | 0 | 0.5 | 0 |  | --> | C16 ex HEADFORD ROAD | Headford Road [T41,T42] | GALWAY 110KV |  | 53.2725 | -9.0508
MV/LV Substation SR***010Y |  | 10 kV | _ | LV | 400 kVA :Kiosk Substation | 0.4 | --> | 0.4 | 0 | 0 | Constrained, otherwise capacity available =268 kVA | --> | 0.38 | 0 | 0 | 0.398 | 0 |  | --> | C22 ex GALWAY 110KV | Galway 110kv [T102,T103] | GALWAY 110KV |  | 53.2844 | -8.9786
MV/LV Substation QU***011 |  | 10 kV | _ | LV | 1000 kVA :Building Structure | 1 | --> | 1 | 0 | 0 | Constrained, otherwise capacity available =594 kVA | --> | 0.95 | 0 | 0 | 0.5 | 0 |  | --> | C11 ex HEADFORD ROAD | Headford Road [T41,T42] | GALWAY 110KV |  | 53.2727 | -9.0496
MV/LV Substation BA***012 |  | 10 kV | _ | LV | 1000 kVA :Building Structure | 1 | --> | 1 | 0 | 0 | Constrained, otherwise capacity available =863 kVA | --> | 0.95 | 0 | 0.01 | 0.5 | 0 |  | --> | C16 ex HEADFORD ROAD | Headford Road [T41,T42] | GALWAY 110KV |  | 53.2737 | -9.0502
MV/LV Substation IR***013 |  | 10 kV | _ | LV | 630 kVA :Building Structure | 0.63 | --> | 0.63 | 0 | 0 | Constrained, otherwise capacity available =480 kVA | --> | 0.598 | 0 | 0.01 | 0.5 | 0 |  | --> | C17 ex MONEENAGEISHA | Moneenageisha [T41,T42] | GALWAY 110KV |  | 53.2791 | -9.0575
MV/LV Substation JA***013Y |  | 10 kV | _ | LV | 400 kVA :Building Structure | 0.4 | --> | 0.4 | 0.286 | 3.45 |  | --> | 0.38 | 0 | 0 | 0.395 | 0 |  | --> | C11 ex TRIMMS LANE | Trimms Lane [T41,T42] | SALTHILL |  | 53.26 | -9.0747
MV/LV Substation U ***014 |  | 10 kV | _ | LV | 630 kVA :Kiosk Substation | 0.63 | --> | 0.63 | 0.494 | 11.03 |  | --> | 0.598 | 0 | 0 | 0.5 | 0 |  | --> | C31 ex SALTHILL | Salthill [T101,T102] | SALTHILL |  | 53.2871 | -9.066
MV/LV Substation U ***015 |  | 10 kV | _ | LV | 630 kVA :Kiosk Substation | 0.63 | --> | 0.63 | 0.456 | 11.03 |  | --> | 0.598 | 0 | 0 | 0.5 | 0 |  | --> | C31 ex SALTHILL | Salthill [T101,T102] | SALTHILL |  | 53.2885 | -9.0658
MV/LV Substation NE***016 |  | 10 kV | _ | LV | 400 kVA :Kiosk Substation | 0.4 | --> | 0.4 | 0 | 0 |  | --> | 0.38 | 0 | 0.038 | 0.403 | 0 |  | --> | C17 ex MONEENAGEISHA | Moneenageisha [T41,T42] | GALWAY 110KV |  | 53.2773 | -9.0637
MV/LV Substation SI***016Y |  | 10 kV | _ | LV | 200 kVA :Kiosk Substation | 0.2 | --> | 0.2 | 0.167 | 3.45 |  | --> | 0.19 | 0 | 0 | 0.194 | 0 |  | --> | C13 ex TRIMMS LANE | Trimms Lane [T41,T42] | SALTHILL |  | 53.2712 | -9.0591
MV/LV Substation TH***017 |  | 10 kV | _ | LV | 400 kVA :Kiosk Substation | 0.4 | --> | 0.4 | 0 | 0 | Constrained, otherwise capacity available =351 kVA | --> | 0.38 | 0 | 0 | 0.387 | 0 |  | --> | C13 ex MONEENAGEISHA | Moneenageisha [T41,T42] | GALWAY 110KV |  | 53.2747 | -9.0448
MV/LV Substation CU***017Y |  | 10 kV | _ | LV | 200 kVA :Kiosk Substation | 0.2 | --> | 0.2 | 0.186 | 11.03 |  | --> | 0.19 | 0 | 0.006 | 0.188 | 0 |  | --> | C29 ex SALTHILL | Salthill [T101,T102] | SALTHILL |  | 53.2804 | -9.0904
MV/LV Substation TA***018 |  | 10 kV | _ | LV | 400 kVA :Kiosk Substation | 0.4 | --> | 0.4 | 0 | 0 | Constrained, otherwise capacity available =301 kVA | --> | 0.38 | 0 | 0.007 | 0.388 | 0 |  | --> | C22 ex MONEENAGEISHA | Moneenageisha [T41,T42] | GALWAY 110KV |  | 53.2831 | -9.024
MV/LV Substation BU***018Y |  | 10 kV | _ | LV | 1000 kVA :Building Structure | 1 | --> | 1 | 0 | 0 | Constrained, otherwise capacity available =861 kVA | --> | 0.95 | 0 | 0 | 0.5 | 0 |  | --> | C19 ex HEADFORD ROAD | Headford Road [T41,T42] | GALWAY 110KV |  | 53.2749 | -9.0453
MV/LV Substation DU***019 |  | 10 kV | _ | LV | 630 kVA :Kiosk Substation | 0.63 | --> | 0.63 | 0 | 0 | Constrained, otherwise capacity available =553 kVA | --> | 0.598 | 0 | 0.036 | 0.5 | 0 |  | --> | C19 ex GALWAY 110KV | Galway 110kv [T102,T103] | GALWAY 110KV |  | 53.2733 | -9.0281
MV/LV Substation FO***021 |  | 10 kV | _ | LV | 630 kVA :Kiosk Substation | 0.63 | --> | 0.63 | 0 | 0 | Constrained, otherwise capacity available =510 kVA | --> | 0.598 | 0 | 0 | 0.5 | 0 |  | --> | C13 ex MONEENAGEISHA | Moneenageisha [T41,T42] | GALWAY 110KV |  | 53.2763 | -9.0457
MV/LV Substation MA***023 |  | 10 kV | _ | LV | 400 kVA :Kiosk Substation | 0.4 | --> | 0.4 | 0.34 | 11.03 |  | --> | 0.38 | 0 | 0.027 | 0.368 | 0 |  | --> | C18 ex SALTHILL | Salthill [T101,T102] | SALTHILL |  | 53.266 | -9.124
MV/LV Substation SE***025 |  | 10 kV | _ | LV | 200 kVA :Kiosk Substation | 0.2 | --> | 0.2 | 0.13 | 11.03 |  | --> | 0.19 | 0 | 0.033 | 0.175 | 0 |  | --> | C33 ex SALTHILL | Salthill [T101,T102] | SALTHILL |  | 53.2611 | -9.117
MV/LV Substation CU***025Y |  | 10 kV | _ | LV | 200 kVA :Kiosk Substation | 0.2 | --> | 0.2 | 0.147 | 11.03 |  | --> | 0.19 | 0 | 0.032 | 0.173 | 0 |  | --> | C36 ex SALTHILL | Salthill [T101,T102] | SALTHILL |  | 53.2855 | -9.0853
MV/LV Substation TH***028 |  | 10 kV | _ | LV | 400 kVA :Kiosk Substation | 0.4 | --> | 0.4 | 0.327 | 11.03 |  | --> | 0.38 | 0 | 0.024 | 0.372 | 0 |  | --> | C32 ex SALTHILL | Salthill [T101,T102] | SALTHILL |  | 53.2839 | -9.0798
MV/LV Substation WO***030 |  | 10 kV | _ | LV | 400 kVA :Kiosk Substation | 0.4 | --> | 0.4 | 0 | 0 | Constrained, otherwise capacity available =232 kVA | --> | 0.38 | 0 | 0.051 | 0.364 | 0 |  | --> | C18 ex MONEENAGEISHA | Moneenageisha [T41,T42] | GALWAY 110KV |  | 53.2808 | -9.0253
MV/LV Substation CN***032 |  | 10 kV | _ | LV | 50 kVA :Pole Substation | 0.05 | --> | 0.05 | 0.031 | 11.03 |  | --> | 0.048 | 0 | 0.005 | 0.046 | 0 |  | --> | C32 ex SALTHILL | Salthill [T101,T102] | SALTHILL |  | 53.2829 | -9.0818
MV/LV Substation KI***033 |  | 10 kV | _ | LV | 1000 kVA :Kiosk Substation | 1 | --> | 1 | 0.252 | 3.45 |  | --> | 0.95 | 0 | 0.01 | 0.5 | 0 |  | --> | C17 ex TRIMMS LANE | Trimms Lane [T41,T42] | SALTHILL |  | 53.271 | -9.0548
MV/LV Substation KI***034 |  | 10 kV | _ | LV | 50 kVA :Pole Substation | 0.05 | --> | 0.05 | 0.032 | 11.03 |  | --> | 0.048 | 0 | 0 | 0.05 | 0 |  | --> | C33 ex SALTHILL | Salthill [T101,T102] | SALTHILL |  | 53.2675 | -9.0981
MV/LV Substation VI***035 |  | 10 kV | _ | LV | 200 kVA :Building Structure | 0.2 | --> | 0.2 | 0 | 0 | Constrained, otherwise capacity available =69 kVA | --> | 0.19 | 0 | 0 | 0.207 | 0 |  | --> | C11 ex HEADFORD ROAD | Headford Road [T41,T42] | GALWAY 110KV |  | 53.2724 | -9.0494
MV/LV Substation CI***036Y |  | 10 kV | _ | LV | 1000 kVA :Building Structure | 1 | --> | 1 | 0 | 0 | Constrained, otherwise capacity available =847 kVA | --> | 0.95 | 0 | 0 | 0.5 | 0 |  | --> | C11 ex HEADFORD ROAD | Headford Road [T41,T42] | GALWAY 110KV |  | 53.276 | -9.0493
MV/LV Substation BO***037 |  | 10 kV | _ | LV | 100 kVA :Pole Substation | 0.1 | --> | 0.1 | 0.039 | 11.03 |  | --> | 0.095 | 0 | 0.015 | 0.092 | 0 |  | --> | C33 ex SALTHILL | Salthill [T101,T102] | SALTHILL |  | 53.2664 | -9.1056
MV/LV Substation RO***037X |  | 10 kV | _ | LV | 400 kVA :Kiosk Substation | 0.4 | --> | 0.4 | 0.274 | 11.03 |  | --> | 0.38 | 0 | 0.017 | 0.384 | 0 |  | --> | C17 ex SALTHILL | Salthill [T101,T102] | SALTHILL |  | 53.263 | -9.1221
MV/LV Substation RO***037Y |  | 10 kV | _ | LV | 50 kVA :Pole Substation | 0.05 | --> | 0.05 | 0 | 0 | Constrained, otherwise capacity available =44 kVA | --> | 0.048 | 0 | 0 | 0.048 | 0 |  | --> | C24 ex GALWAY 110KV | Galway 110kv [T102,T103] | GALWAY 110KV |  | 53.2702 | -8.9866
MV/LV Substation SH***038 |  | 10 kV | _ | LV | 400 kVA :Building Structure | 0.4 | --> | 0.4 | 0.24 | 3.45 |  | --> | 0.38 | 0 | 0.033 | 0.377 | 0 |  | --> | C19 ex TRIMMS LANE | Trimms Lane [T41,T42] | SALTHILL |  | 53.2732 | -9.0675
MV/LV Substation GL***038X |  | 10 kV | _ | LV | 200 kVA :Kiosk Substation | 0.2 | --> | 0.2 | 0.157 | 11.03 |  | --> | 0.19 | 0 | 0.013 | 0.186 | 0 |  | --> | C28 ex SALTHILL | Salthill [T101,T102] | SALTHILL |  | 53.26 | -9.1279
MV/LV Substation RO***039 |  | 10 kV | _ | LV | 400 kVA :Building Structure | 0.4 | --> | 0.4 | 0.31 | 11.03 |  | --> | 0.38 | 0 | 0.052 | 0.354 | 0 |  | --> | C24 ex SALTHILL | Salthill [T101,T102] | SALTHILL |  | 53.2603 | -9.0891
MV/LV Substation LI***039X |  | 10 kV | _ | LV | 400 kVA :Kiosk Substation | 0.4 | --> | 0.4 | 0.257 | 11.03 |  | --> | 0.38 | 0 | 0.052 | 0.36 | 0 |  | --> | C28 ex SALTHILL | Salthill [T101,T102] | SALTHILL |  | 53.2626 | -9.1288
MV/LV Substation FO***040 |  | 10 kV | _ | LV | 400 kVA :Kiosk Substation | 0.4 | --> | 0.4 | 0.169 | 11.03 |  | --> | 0.38 | 0 | 0.057 | 0.368 | 0 |  | --> | C24 ex SALTHILL | Salthill [T101,T102] | SALTHILL |  | 53.2679 | -9.0875
MV/LV Substation CO***040Y |  | 10 kV | _ | LV | 400 kVA :Kiosk Substation | 0.4 | --> | 0.4 | 0 | 0 | Constrained, otherwise capacity available =386 kVA | --> | 0.38 | 0 | 0 | 0.382 | 0 |  | --> | C21 ex GALWAY 110KV | Galway 110kv [T102,T103] | GALWAY 110KV |  | 53.2815 | -8.9863
MV/LV Substation SI***041Y |  | 10 kV | _ | LV | 400 kVA :Building Structure | 0.4 | --> | 0.4 | 0 | 0 | Constrained, otherwise capacity available =363 kVA | --> | 0.38 | 0 | 0.027 | 0.365 | 0 |  | --> | C14 ex GALWAY 110KV | Galway 110kv [T102,T103] | GALWAY 110KV |  | 53.2766 | -9.013
MV/LV Substation KI***042 |  | 10 kV | _ | LV | 630 kVA :Kiosk Substation | 0.63 | --> | 0.63 | 0.436 | 3.45 |  | --> | 0.598 | 0 | 0.01 | 0.5 | 0 |  | --> | C20 ex TRIMMS LANE | Trimms Lane [T41,T42] | SALTHILL |  | 53.2632 | -9.0727
MV/LV Substation RE***043 |  | 10 kV | _ | LV | 400 kVA :Building Structure | 0.4 | --> | 0.4 | 0 | 0 | Constrained, otherwise capacity available =394 kVA | --> | 0.38 | 0 | 0 | 0.381 | 0 |  | --> | C21 ex GALWAY 110KV | Galway 110kv [T102,T103] | GALWAY 110KV |  | 53.2782 | -8.9905
MV/LV Substation LY***045 |  | 10 kV | _ | LV | 1000 kVA :Building Structure | 1 | --> | 1 | 0 | 0 | Constrained, otherwise capacity available =635 kVA | --> | 0.95 | 0 | 0 | 0.5 | 0 |  | --> | C16 ex HEADFORD ROAD | Headford Road [T41,T42] | GALWAY 110KV |  | 53.2729 | -9.0509
MV/LV Substation DA***046 |  | 10 kV | _ | LV | 400 kVA :Building Structure | 0.4 | --> | 0.4 | 0.297 | 11.03 |  | --> | 0.38 | 0 | 0.043 | 0.362 | 0 |  | --> | C19 ex SALTHILL | Salthill [T101,T102] | SALTHILL |  | 53.2606 | -9.0816
MV/LV Substation HE***047 |  | 10 kV | _ | LV | 400 kVA :Building Structure | 0.4 | --> | 0.4 | 0 | 0 | Constrained, otherwise capacity available =161 kVA | --> | 0.38 | 0 | 0.039 | 0.382 | 0 |  | --> | C14 ex HEADFORD ROAD | Headford Road [T41,T42] | GALWAY 110KV |  | 53.2775 | -9.0519
MV/LV Substation SN***048 |  | 10 kV | _ | LV | 400 kVA :Kiosk Substation | 0.4 | --> | 0.4 | 0.157 | 11.03 |  | --> | 0.38 | 0 | 0.01 | 0.404 | 0 |  | --> | C34 ex SALTHILL | Salthill [T101,T102] | SALTHILL |  | 53.281 | -9.065
MV/LV Substation NU***049 |  | 10 kV | _ | LV | 400 kVA :Kiosk Substation | 0.4 | --> | 0.4 | 0.115 | 3.45 |  | --> | 0.38 | 0 | 0.022 | 0.401 | 0 |  | --> | C13 ex TRIMMS LANE | Trimms Lane [T41,T42] | SALTHILL |  | 53.2732 | -9.0576
MV/LV Substation CL***049Y |  | 10 kV | _ | LV | 630 kVA :Building Structure | 0.63 | --> | 0.63 | 0 | 0 | Constrained, otherwise capacity available =579 kVA | --> | 0.598 | 0 | 0 | 0.5 | 0 |  | --> | C18 ex MONEENAGEISHA | Moneenageisha [T41,T42] | GALWAY 110KV |  | 53.2803 | -9.0263
MV/LV Substation CR***050 |  | 10 kV | _ | LV | 630 kVA :Kiosk Substation | 0.63 | --> | 0.63 | 0 | 0 | Constrained, otherwise capacity available =343 kVA | --> | 0.598 | 0 | 0 | 0.5 | 0 |  | --> | C27 ex GALWAY 110KV | Galway 110kv [T102,T103] | GALWAY 110KV |  | 53.2712 | -9.0531
MV/LV Substation TU***050Y |  | 10 kV | _ | LV | 400 kVA :Kiosk Substation | 0.4 | --> | 0.4 | 0 | 0 | Constrained, otherwise capacity available =364 kVA | --> | 0.38 | 0 | 0.005 | 0.381 | 0 |  | --> | C12 ex MONEENAGEISHA | Moneenageisha [T41,T42] | GALWAY 110KV |  | 53.2766 | -9.0397
MV/LV Substation FO***051 |  | 10 kV | _ | LV | 1000 kVA :Building Structure | 1 | --> | 1 | 0 | 0 | Constrained, otherwise capacity available =877 kVA | --> | 0.95 | 0 | 0 | 0.5 | 0 |  | --> | C19 ex HEADFORD ROAD | Headford Road [T41,T42] | GALWAY 110KV |  | 53.2752 | -9.0455
MV/LV Substation CL***052 |  | 10 kV | _ | LV | 400 kVA :Building Structure | 0.4 | --> | 0.4 | 0.331 | 3.45 |  | --> | 0.38 | 0 | 0 | 0.389 | 0 |  | --> | C19 ex TRIMMS LANE | Trimms Lane [T41,T42] | SALTHILL |  | 53.275 | -9.0669
MV/LV Substation SN***053 |  | 10 kV | _ | LV | 400 kVA :Kiosk Substation | 0.4 | --> | 0.4 | 0.362 | 11.03 |  | --> | 0.38 | 0 | 0.012 | 0.376 | 0 |  | --> | C36 ex SALTHILL | Salthill [T101,T102] | SALTHILL |  | 53.2834 | -9.071
MV/LV Substation FL***054 |  | 10 kV | _ | LV | 400 kVA :Kiosk Substation | 0.4 | --> | 0.4 | 0 | 0 | Constrained, otherwise capacity available =341 kVA | --> | 0.38 | 0 | 0 | 0.388 | 0 |  | --> | C27 ex GALWAY 110KV | Galway 110kv [T102,T103] | GALWAY 110KV |  | 53.2707 | -9.0528
MV/LV Substation RI***058 |  | 10 kV | _ | LV | 400 kVA :Kiosk Substation | 0.4 | --> | 0.4 | 0.338 | 11.03 |  | --> | 0.38 | 0 | 0.036 | 0.362 | 0 |  | --> | C13 ex SALTHILL | Salthill [T101,T102] | SALTHILL |  | 53.2692 | -9.0761
MV/LV Substation CL***060 |  | 10 kV | _ | LV | 630 kVA :Kiosk Substation | 0.63 | --> | 0.63 | 0.5 | 3.45 |  | --> | 0.598 | 0 | 0.043 | 0.5 | 0 |  | --> | C17 ex TRIMMS LANE | Trimms Lane [T41,T42] | SALTHILL |  | 53.2667 | -9.0595
MV/LV Substation ST***061 |  | 10 kV | _ | LV | 400 kVA :Building Structure | 0.4 | --> | 0.4 | 0.25 | 3.45 |  | --> | 0.38 | 0 | 0.011 | 0.392 | 0 |  | --> | C19 ex TRIMMS LANE | Trimms Lane [T41,T42] | SALTHILL |  | 53.2718 | -9.0635
MV/LV Substation BA***061X |  | 20 kV | _ | LV | 200 kVA :Pole Substation | 0.2 | --> | 0.2 | 0.181 | 11.03 |  | --> | 0.19 | 0 | 0.005 | 0.189 | 0 |  | --> | C27 ex SALTHILL | Salthill [T101,T102] | SALTHILL |  | 53.2789 | -9.1624
MV/LV Substation WH***062 |  | 10 kV | _ | LV | 630 kVA :Kiosk Substation | 0.63 | --> | 0.63 | 0.5 | 11.03 |  | --> | 0.598 | 0 | 0.005 | 0.5 | 0 |  | --> | C26 ex SALTHILL | Salthill [T101,T102] | SALTHILL |  | 53.268 | -9.1062
MV/LV Substation RA***063 |  | 10 kV | _ | LV | 400 kVA :Building Structure | 0.4 | --> | 0.4 | 0.163 | 11.03 |  | --> | 0.38 | 0 | 0.037 | 0.384 | 0 |  | --> | C14 ex SALTHILL | Salthill [T101,T102] | SALTHILL |  | 53.2738 | -9.0754
MV/LV Substation MU***064 |  | 10 kV | _ | LV | 400 kVA :Kiosk Substation | 0.4 | --> | 0.4 | 0.23 | 3.45 |  | --> | 0.38 | 0 | 0 | 0.403 | 0 |  | --> | C13 ex TRIMMS LANE | Trimms Lane [T41,T42] | SALTHILL |  | 53.2698 | -9.0593
MV/LV Substation BA***065X |  | 10 kV | _ | LV | 200 kVA :Kiosk Substation | 0.2 | --> | 0.2 | 0.172 | 11.03 |  | --> | 0.19 | 0 | 0.01 | 0.186 | 0 |  | --> | C28 ex SALTHILL | Salthill [T101,T102] | SALTHILL |  | 53.2598 | -9.1308
MV/LV Substation LO***066 |  | 10 kV | _ | LV | 1000 kVA :Kiosk Substation | 1 | --> | 1 | 0.5 | 3.45 |  | --> | 0.95 | 0 | 0.005 | 0.5 | 0 |  | --> | C13 ex TRIMMS LANE | Trimms Lane [T41,T42] | SALTHILL |  | 53.273 | -9.0551
MV/LV Substation PA***066X |  | 10 kV | _ | LV | 100 kVA :Pole Substation | 0.1 | --> | 0.1 | 0.084 | 11.03 |  | --> | 0.095 | 0 | 0 | 0.097 | 0 |  | --> | C28 ex SALTHILL | Salthill [T101,T102] | SALTHILL |  | 53.2586 | -9.131
MV/LV Substation TA***067 |  | 10 kV | _ | LV | 200 kVA :Kiosk Substation | 0.2 | --> | 0.2 | 0.055 | 3.45 |  | --> | 0.19 | 0 | 0.04 | 0.179 | 0 |  | --> | C21 ex TRIMMS LANE | Trimms Lane [T41,T42] | SALTHILL |  | 53.2687 | -9.0714
MV/LV Substation CO***068 |  | 10 kV | _ | LV | 630 kVA :Kiosk Substation | 0.63 | --> | 0.63 | 0.5 | 3.45 |  | --> | 0.598 | 0 | 0.006 | 0.5 | 0 |  | --> | C20 ex TRIMMS LANE | Trimms Lane [T41,T42] | SALTHILL |  | 53.2651 | -9.0677
MV/LV Substation BA***071X |  | 10 kV | _ | LV | 50 kVA :Pole Substation | 0.05 | --> | 0.05 | 0.035 | 11.03 |  | --> | 0.048 | 0 | 0 | 0.05 | 0 |  | --> | C28 ex SALTHILL | Salthill [T101,T102] | SALTHILL |  | 53.2558 | -9.1352
MV/LV Substation CA***072 |  | 10 kV | _ | LV | 200 kVA :Kiosk Substation | 0.2 | --> | 0.2 | 0.14 | 11.03 |  | --> | 0.19 | 0 | 0.017 | 0.186 | 0 |  | --> | C26 ex SALTHILL | Salthill [T101,T102] | SALTHILL |  | 53.2681 | -9.1103
MV/LV Substation BR***074 |  | 10 kV | _ | LV | 1000 kVA :Building Structure | 1 | --> | 1 | 0 | 0 | Constrained, otherwise capacity available =530 kVA | --> | 0.95 | 0 | 0 | 0.5 | 0 |  | --> | C22 ex GALWAY 110KV | Galway 110kv [T102,T103] | GALWAY 110KV |  | 53.2896 | -9.0033
MV/LV Substation ME***075 |  | 10 kV | _ | LV | 400 kVA :Building Structure | 0.4 | --> | 0.4 | 0 | 0 | Constrained, otherwise capacity available =177 kVA | --> | 0.38 | 0 | 0.021 | 0.394 | 0 |  | --> | C20 ex GALWAY 110KV | Galway 110kv [T102,T103] | GALWAY 110KV |  | 53.2852 | -9.0178
MV/LV Substation TA***076 |  | 10 kV | _ | LV | 630 kVA :Building Structure | 0.63 | --> | 0.63 | 0 | 0 | Constrained, otherwise capacity available =611 kVA | --> | 0.598 | 0 | 0 | 0.5 | 0 |  | --> | C20 ex GALWAY 110KV | Galway 110kv [T102,T103] | GALWAY 110KV |  | 53.2852 | -9.0199
MV/LV Substation PO***077 |  | 10 kV | _ | LV | 1000 kVA :Building Structure | 1 | --> | 1 | 0 | 0 | Constrained, otherwise capacity available =614 kVA | --> | 0.95 | 0 | 0 | 0.5 | 0 |  | --> | C12 ex HEADFORD ROAD | Headford Road [T41,T42] | GALWAY 110KV |  | 53.274 | -9.052
MV/LV Substation LO***078X |  | 10 kV | _ | LV | 50 kVA :Pole Substation | 0.05 | --> | 0.05 | 0.013 | 11.03 |  | --> | 0.048 | 0 | 0.01 | 0.045 | 0 |  | --> | C28 ex SALTHILL | Salthill [T101,T102] | SALTHILL |  | 53.2532 | -9.1442
MV/LV Substation BO***080 |  | 10 kV | _ | LV | 400 kVA :Kiosk Substation | 0.4 | --> | 0.4 | 0 | 0 | Constrained, otherwise capacity available =269 kVA | --> | 0.38 | 0 | 0.005 | 0.394 | 0 |  | --> | C13 ex MONEENAGEISHA | Moneenageisha [T41,T42] | GALWAY 110KV |  | 53.2825 | -9.0374
MV/LV Substation SC***080X |  | 10 kV | _ | LV | 100 kVA :Pole Substation | 0.1 | --> | 0.1 | 0.065 | 11.03 |  | --> | 0.095 | 0 | 0.005 | 0.096 | 0 |  | --> | C28 ex SALTHILL | Salthill [T101,T102] | SALTHILL |  | 53.2524 | -9.1463
MV/LV Substation BO***081 |  | 10 kV | _ | LV | 1000 kVA :Building Structure | 1 | --> | 1 | 0 | 0 | Constrained, otherwise capacity available =925 kVA | --> | 0.95 | 0 | 0.006 | 0.5 | 0 |  | --> | C27 ex GALWAY 110KV | Galway 110kv [T102,T103] | GALWAY 110KV |  | 53.2694 | -9.0466
MV/LV Substation SA***082 |  | 10 kV | _ | LV | 400 kVA :Building Structure | 0.4 | --> | 0.4 | 0 | 0 | Constrained, otherwise capacity available =256 kVA | --> | 0.38 | 0 | 0 | 0.399 | 0 |  | --> | C17 ex MONEENAGEISHA | Moneenageisha [T41,T42] | GALWAY 110KV |  | 53.2844 | -9.0405
MV/LV Substation TR***083X |  | 10 kV | _ | LV | 50 kVA :Pole Substation | 0.05 | --> | 0.05 | 0.04 | 11.03 |  | --> | 0.048 | 0 | 0 | 0.049 | 0 |  | --> | C28 ex SALTHILL | Salthill [T101,T102] | SALTHILL |  | 53.2551 | -9.1525
MV/LV Substation SP***084 |  | 10 kV | _ | LV | 630 kVA :Kiosk Substation | 0.63 | --> | 0.63 | 0.485 | 3.45 |  | --> | 0.598 | 0 | 0.03 | 0.5 | 0 |  | --> | C17 ex TRIMMS LANE | Trimms Lane [T41,T42] | SALTHILL |  | 53.2701 | -9.0537
MV/LV Substation CL***086 |  | 10 kV | _ | LV | 200 kVA :Kiosk Substation | 0.2 | --> | 0.2 | 0.122 | 11.03 |  | --> | 0.19 | 0 | 0.017 | 0.188 | 0 |  | --> | C31 ex SALTHILL | Salthill [T101,T102] | SALTHILL |  | 53.2882 | -9.0738
MV/LV Substation OA***087 |  | 10 kV | _ | LV | 400 kVA :Kiosk Substation | 0.4 | --> | 0.4 | 0.301 | 11.03 |  | --> | 0.38 | 0 | 0.059 | 0.35 | 0 |  | --> | C19 ex SALTHILL | Salthill [T101,T102] | SALTHILL |  | 53.2622 | -9.0777
MV/LV Substation RE***088 |  | 10 kV | _ | LV | 400 kVA :Kiosk Substation | 0.4 | --> | 0.4 | 0 | 0 | Constrained, otherwise capacity available =257 kVA | --> | 0.38 | 0 | 0.029 | 0.378 | 0 |  | --> | C19 ex GALWAY 110KV | Galway 110kv [T102,T103] | GALWAY 110KV |  | 53.2769 | -9.0235
MV/LV Substation ST***089 |  | 10 kV | _ | LV | 630 kVA :Building Structure | 0.63 | --> | 0.63 | 0 | 0 | Constrained, otherwise capacity available =213 kVA | --> | 0.598 | 0 | 0 | 0.5 | 0 |  | --> | C11 ex HEADFORD ROAD | Headford Road [T41,T42] | GALWAY 110KV |  | 53.274 | -9.0477
MV/LV Substation DE***090 |  | 10 kV | _ | LV | 630 kVA :Kiosk Substation | 0.63 | --> | 0.63 | 0.5 | 3.45 |  | --> | 0.598 | 0 | 0.068 | 0.5 | 0 |  | --> | C20 ex TRIMMS LANE | Trimms Lane [T41,T42] | SALTHILL |  | 53.2657 | -9.0731
MV/LV Substation PO***091 |  | 10 kV | _ | LV | 100 kVA :Building Structure | 0.1 | --> | 0.1 | 0 | 0 | Constrained, otherwise capacity available =72 kVA | --> | 0.095 | 0 | 0.005 | 0.095 | 0 |  | --> | C20 ex GALWAY 110KV | Galway 110kv [T102,T103] | GALWAY 110KV |  | 53.2848 | -9.0221
MV/LV Substation CR***092 |  | 10 kV | _ | LV | 1000 kVA :Building Structure | 1 | --> | 1 | 0 | 0 | Constrained, otherwise capacity available =1000 kVA | --> | 0.95 | 0 | 0 | 0.5 | 0 |  | --> | C20 ex GALWAY 110KV | Galway 110kv [T102,T103] | GALWAY 110KV |  | 53.2841 | -9.0173
MV/LV Substation PA***093 |  | 10 kV | _ | LV | 630 kVA :Kiosk Substation | 0.63 | --> | 0.63 | 0.422 | 3.45 |  | --> | 0.598 | 0 | 0.024 | 0.5 | 0 |  | --> | C18 ex TRIMMS LANE | Trimms Lane [T41,T42] | SALTHILL |  | 53.269 | -9.0639
MV/LV Substation TH***094 |  | 10 kV | _ | LV | 400 kVA :Kiosk Substation | 0.4 | --> | 0.4 | 0.336 | 11.03 |  | --> | 0.38 | 0 | 0.066 | 0.34 | 0 |  | --> | C24 ex SALTHILL | Salthill [T101,T102] | SALTHILL |  | 53.264 | -9.0867
MV/LV Substation PE***095 |  | 10 kV | _ | LV | 400 kVA :Kiosk Substation | 0.4 | --> | 0.4 | 0 | 0 | Constrained, otherwise capacity available =278 kVA | --> | 0.38 | 0 | 0.035 | 0.37 | 0 |  | --> | C18 ex MONEENAGEISHA | Moneenageisha [T41,T42] | GALWAY 110KV |  | 53.2775 | -9.0266
MV/LV Substation AN***095X |  | 10 kV | _ | LV | 400 kVA :Kiosk Substation | 0.4 | --> | 0.4 | 0.281 | 11.03 |  | --> | 0.38 | 0 | 0.005 | 0.392 | 0 |  | --> | C28 ex SALTHILL | Salthill [T101,T102] | SALTHILL |  | 53.2512 | -9.151
MV/LV Substation CO***096 |  | 10 kV | _ | LV | 400 kVA :Kiosk Substation | 0.4 | --> | 0.4 | 0 | 0 | Constrained, otherwise capacity available =176 kVA | --> | 0.38 | 0 | 0.031 | 0.386 | 0 |  | --> | C22 ex MONEENAGEISHA | Moneenageisha [T41,T42] | GALWAY 110KV |  | 53.2828 | -9.0312
MV/LV Substation BA***097X |  | 10 kV | _ | LV | 630 kVA :Kiosk Substation | 0.63 | --> | 0.63 | 0.5 | 11.03 |  | --> | 0.598 | 0 | 0.034 | 0.5 | 0 |  | --> | C28 ex SALTHILL | Salthill [T101,T102] | SALTHILL |  | 53.2511 | -9.1532
MV/LV Substation CO***098 |  | 10 kV | _ | LV | 1000 kVA :Building Structure | 1 | --> | 1 | 0.5 | 3.45 |  | --> | 0.95 | 0 | 0.01 | 0.5 | 0 |  | --> | C18 ex TRIMMS LANE | Trimms Lane [T41,T42] | SALTHILL |  | 53.2712 | -9.0615
MV/LV Substation FA***099 |  | 10 kV | _ | LV | 630 kVA :Building Structure | 0.63 | --> | 0.63 | 0.435 | 3.45 |  | --> | 0.598 | 0 | 0.052 | 0.5 | 0 |  | --> | C17 ex TRIMMS LANE | Trimms Lane [T41,T42] | SALTHILL |  | 53.2668 | -9.057
MV/LV Substation BA***099X |  | 10 kV | _ | LV | 200 kVA :Pole Substation | 0.2 | --> | 0.2 | 0.161 | 11.03 |  | --> | 0.19 | 0 | 0.039 | 0.166 | 0 |  | --> | C28 ex SALTHILL | Salthill [T101,T102] | SALTHILL |  | 53.2498 | -9.157
MV/LV Substation ST***100 |  | 10 kV | _ | LV | 400 kVA :Kiosk Substation | 0.4 | --> | 0.4 | 0.361 | 11.03 |  | --> | 0.38 | 0 | 0.017 | 0.373 | 0 |  | --> | C19 ex SALTHILL | Salthill [T101,T102] | SALTHILL |  | 53.27 | -9.0813
MV/LV Substation KI***101 |  | 10 kV | _ | LV | 50 kVA :Pole Substation | 0.05 | --> | 0.05 | 0.021 | 11.03 |  | --> | 0.048 | 0 | 0.035 | 0.025 | 0 |  | --> | C33 ex SALTHILL | Salthill [T101,T102] | SALTHILL |  | 53.2655 | -9.1011
MV/LV Substation GA***102 |  | 10 kV | _ | LV | 630 kVA :Building Structure | 0.63 | --> | 0.63 | 0 | 0 | Constrained, otherwise capacity available =392 kVA | --> | 0.598 | 0 | 0 | 0.5 | 0 |  | --> | C20 ex MONEENAGEISHA | Moneenageisha [T41,T42] | GALWAY 110KV |  | 53.2806 | -9.0459
MV/LV Substation TH***102X |  | 10 kV | _ | LV | 50 kVA :Pole Substation | 0.05 | --> | 0.05 | 0.029 | 11.03 |  | --> | 0.048 | 0 | 0.01 | 0.043 | 0 |  | --> | C28 ex SALTHILL | Salthill [T101,T102] | SALTHILL |  | 53.254 | -9.1608
MV/LV Substation MA***103 |  | 10 kV | _ | LV | 400 kVA :Kiosk Substation | 0.4 | --> | 0.4 | 0.295 | 3.45 |  | --> | 0.38 | 0 | 0.082 | 0.333 | 0 |  | --> | C14 ex TRIMMS LANE | Trimms Lane [T41,T42] | SALTHILL |  | 53.2718 | -9.0732
MV/LV Substation AL***104 |  | 10 kV | _ | LV | 400 kVA :Kiosk Substation | 0.4 | --> | 0.4 | 0.283 | 11.03 |  | --> | 0.38 | 0 | 0.066 | 0.347 | 0 |  | --> | C19 ex SALTHILL | Salthill [T101,T102] | SALTHILL |  | 53.2653 | -9.0809
MV/LV Substation GA***105 |  | 10 kV | _ | LV | 400 kVA :Kiosk Substation | 0.4 | --> | 0.4 | 0 | 0 | Constrained, otherwise capacity available =303 kVA | --> | 0.38 | 0 | 0 | 0.393 | 0 |  | --> | C20 ex MONEENAGEISHA | Moneenageisha [T41,T42] | GALWAY 110KV |  | 53.2794 | -9.0479
MV/LV Substation BA***105X |  | 10 kV | _ | LV | 100 kVA :Pole Substation | 0.1 | --> | 0.1 | 0.041 | 11.03 |  | --> | 0.095 | 0 | 0.022 | 0.086 | 0 |  | --> | C28 ex SALTHILL | Salthill [T101,T102] | SALTHILL |  | 53.25 | -9.1636
MV/LV Substation LA***106X |  | 10 kV | _ | LV | 100 kVA :Pole Substation | 0.1 | --> | 0.1 | 0.07 | 11.03 |  | --> | 0.095 | 0 | 0.024 | 0.081 | 0 |  | --> | C28 ex SALTHILL | Salthill [T101,T102] | SALTHILL |  | 53.249 | -9.1618
MV/LV Substation DU***107 |  | 10 kV | _ | LV | 400 kVA :Kiosk Substation | 0.4 | --> | 0.4 | 0 | 0 | Constrained, otherwise capacity available =304 kVA | --> | 0.38 | 0 | 0.026 | 0.374 | 0 |  | --> | C19 ex GALWAY 110KV | Galway 110kv [T102,T103] | GALWAY 110KV |  | 53.2746 | -9.025
MV/LV Substation MO***108 |  | 10 kV | _ | LV | 630 kVA :Kiosk Substation | 0.63 | --> | 0.63 | 0.419 | 3.45 |  | --> | 0.598 | 0 | 0.016 | 0.5 | 0 |  | --> | C11 ex TRIMMS LANE | Trimms Lane [T41,T42] | SALTHILL |  | 53.2605 | -9.0763
MV/LV Substation GR***109 |  | 10 kV | _ | LV | 400 kVA :Kiosk Substation | 0.4 | --> | 0.4 | 0.268 | 11.03 |  | --> | 0.38 | 0 | 0 | 0.398 | 0 |  | --> | C31 ex SALTHILL | Salthill [T101,T102] | SALTHILL |  | 53.2865 | -9.0726
MV/LV Substation EM***110 |  | 10 kV | _ | LV | 400 kVA :Building Structure | 0.4 | --> | 0.4 | 0.161 | 3.45 |  | --> | 0.38 | 0 | 0.014 | 0.401 | 0 |  | --> | C20 ex TRIMMS LANE | Trimms Lane [T41,T42] | SALTHILL |  | 53.2625 | -9.0744
MV/LV Substation BA***111X |  | 10 kV | _ | LV | 100 kVA :Pole Substation | 0.1 | --> | 0.1 | 0.091 | 11.03 |  | --> | 0.095 | 0 | 0 | 0.096 | 0 |  | --> | C28 ex SALTHILL | Salthill [T101,T102] | SALTHILL |  | 53.2474 | -9.1687
MV/LV Substation ME***112 |  | 10 kV | _ | LV | 400 kVA :Building Structure | 0.4 | --> | 0.4 | 0 | 0 | Constrained, otherwise capacity available =147 kVA | --> | 0.38 | 0 | 0.036 | 0.386 | 0 |  | --> | C14 ex GALWAY 110KV | Galway 110kv [T102,T103] | GALWAY 110KV |  | 53.281 | -9.0163
MV/LV Substation SP***113 |  | 10 kV | _ | LV | 200 kVA :Building Structure | 0.2 | --> | 0.2 | 0 | 0 | Constrained, otherwise capacity available =163 kVA | --> | 0.19 | 0 | 0 | 0.195 | 0 |  | --> | C25 ex GALWAY 110KV | Galway 110kv [T102,T103] | GALWAY 110KV |  | 53.2892 | -9.0206
MV/LV Substation MO***115 |  | 10 kV | _ | LV | 400 kVA :Kiosk Substation | 0.4 | --> | 0.4 | 0.324 | 11.03 |  | --> | 0.38 | 0 | 0.019 | 0.376 | 0 |  | --> | C31 ex SALTHILL | Salthill [T101,T102] | SALTHILL |  | 53.2826 | -9.0691
MV/LV Substation MA***116 |  | 10 kV | _ | LV | 400 kVA :Building Structure | 0.4 | --> | 0.4 | 0 | 0 | Constrained, otherwise capacity available =135 kVA | --> | 0.38 | 0 | 0.003 | 0.412 | 0 |  | --> | C14 ex HEADFORD ROAD | Headford Road [T41,T42] | GALWAY 110KV |  | 53.2745 | -9.0538
MV/LV Substation WH***118 |  | 10 kV | _ | LV | 400 kVA :Kiosk Substation | 0.4 | --> | 0.4 | 0.308 | 3.45 |  | --> | 0.38 | 0 | 0.029 | 0.371 | 0 |  | --> | C12 ex TRIMMS LANE | Trimms Lane [T41,T42] | SALTHILL |  | 53.2651 | -9.0637
MV/LV Substation PO***119 |  | 10 kV | _ | LV | 630 kVA :Building Structure | 0.63 | --> | 0.63 | 0 | 0 | Constrained, otherwise capacity available =581 kVA | --> | 0.598 | 0 | 0 | 0.5 | 0 |  | --> | C12 ex HEADFORD ROAD | Headford Road [T41,T42] | GALWAY 110KV |  | 53.2741 | -9.052
MV/LV Substation IN***120 |  | 10 kV | _ | LV | 1000 kVA :Building Structure | 1 | --> | 1 | 0 | 0 | Constrained, otherwise capacity available =950 kVA | --> | 0.95 | 0 | 0.006 | 0.5 | 0 |  | --> | C18 ex GALWAY 110KV | Galway 110kv [T102,T103] | GALWAY 110KV |  | 53.2863 | -9.0256
MV/LV Substation GA***122 |  | 10 kV | _ | LV | 400 kVA :Kiosk Substation | 0.4 | --> | 0.4 | 0 | 0 | Constrained, otherwise capacity available =364 kVA | --> | 0.38 | 0 | 0.026 | 0.366 | 0 |  | --> | C15 ex ORANMORE | Oranmore [T41,T44] | GALWAY 110KV |  | 53.2496 | -8.9727
MV/LV Substation KI***123 |  | 10 kV | _ | LV | 400 kVA :Kiosk Substation | 0.4 | --> | 0.4 | 0.285 | 11.03 |  | --> | 0.38 | 0 | 0.1 | 0.321 | 0 |  | --> | C33 ex SALTHILL | Salthill [T101,T102] | SALTHILL |  | 53.2682 | -9.0944
MV/LV Substation GA***124 |  | 10 kV | _ | LV | 400 kVA :Kiosk Substation | 0.4 | --> | 0.4 | 0 | 0 | Constrained, otherwise capacity available =341 kVA | --> | 0.38 | 0 | 0.023 | 0.371 | 0 |  | --> | C15 ex ORANMORE | Oranmore [T41,T44] | GALWAY 110KV |  | 53.2505 | -8.9702
MV/LV Substation N ***125 |  | 10 kV | _ | LV | 400 kVA :Kiosk Substation | 0.4 | --> | 0.4 | 0 | 0 | Constrained, otherwise capacity available =300 kVA | --> | 0.38 | 0 | 0.01 | 0.386 | 0 |  | --> | C14 ex GALWAY 110KV | Galway 110kv [T102,T103] | GALWAY 110KV |  | 53.2811 | -9.0114
MV/LV Substation FL***127 |  | 10 kV | _ | LV | 400 kVA :Building Structure | 0.4 | --> | 0.4 | 0 | 0 | Constrained, otherwise capacity available =246 kVA | --> | 0.38 | 0 | 0.028 | 0.38 | 0 |  | --> | C14 ex GALWAY 110KV | Galway 110kv [T102,T103] | GALWAY 110KV |  | 53.2784 | -9.0139
MV/LV Substation LA***128 |  | 10 kV | _ | LV | 630 kVA :Kiosk Substation | 0.63 | --> | 0.63 | 0 | 0 | Constrained, otherwise capacity available =543 kVA | --> | 0.598 | 0 | 0.033 | 0.5 | 0 |  | --> | C18 ex MONEENAGEISHA | Moneenageisha [T41,T42] | GALWAY 110KV |  | 53.2756 | -9.0294
MV/LV Substation MO***130 |  | 10 kV | _ | LV | 200 kVA :Kiosk Substation | 0.2 | --> | 0.2 | 0 | 0 | Constrained, otherwise capacity available =187 kVA | --> | 0.19 | 0 | 0 | 0.192 | 0 |  | --> | C18 ex MONEENAGEISHA | Moneenageisha [T41,T42] | GALWAY 110KV |  | 53.2803 | -9.031
MV/LV Substation RY***131 |  | 10 kV | _ | LV | 1000 kVA :Building Structure | 1 | --> | 1 | 0 | 0 | Constrained, otherwise capacity available =987 kVA | --> | 0.95 | 0 | 0 | 0.5 | 0 |  | --> | C22 ex MONEENAGEISHA | Moneenageisha [T41,T42] | GALWAY 110KV |  | 53.28 | -9.0213
MV/LV Substation IN***134 |  | 10 kV | _ | LV | 1000 kVA :Building Structure | 1 | --> | 1 | 0 | 0 | Constrained, otherwise capacity available =650 kVA | --> | 0.95 | 0 | 0.15 | 0.5 | 0 |  | --> | C18 ex GALWAY 110KV | Galway 110kv [T102,T103] | GALWAY 110KV |  | 53.2864 | -9.0275
MV/LV Substation IN***135 |  | 10 kV | _ | LV | 630 kVA :Building Structure | 0.63 | --> | 0.63 | 0 | 0 | Constrained, otherwise capacity available =587 kVA | --> | 0.598 | 0 | 0.018 | 0.5 | 0 |  | --> | C18 ex GALWAY 110KV | Galway 110kv [T102,T103] | GALWAY 110KV |  | 53.2858 | -9.0266
MV/LV Substation FR***137 |  | 10 kV | _ | LV | 400 kVA :Kiosk Substation | 0.4 | --> | 0.4 | 0.204 | 3.45 |  | --> | 0.38 | 0 | 0.026 | 0.387 | 0 |  | --> | C17 ex TRIMMS LANE | Trimms Lane [T41,T42] | SALTHILL |  | 53.2688 | -9.0581
MV/LV Substation CL***137X |  | 10 kV | _ | LV | 50 kVA :Pole Substation | 0.05 | --> | 0.05 | 0.041 | 11.03 |  | --> | 0.048 | 0 | 0.005 | 0.045 | 0 |  | --> | C28 ex SALTHILL | Salthill [T101,T102] | SALTHILL |  | 53.2485 | -9.1891
MV/LV Substation GE***138 |  | 10 kV | _ | LV | 200 kVA :Pole Substation | 0.2 | --> | 0.2 | 0.105 | 11.03 |  | --> | 0.19 | 0 | 0.005 | 0.199 | 0 |  | --> | C33 ex SALTHILL | Salthill [T101,T102] | SALTHILL |  | 53.2588 | -9.1084
MV/LV Substation GL***139 |  | 10 kV | _ | LV | 400 kVA :Kiosk Substation | 0.4 | --> | 0.4 | 0.311 | 11.03 |  | --> | 0.38 | 0 | 0.096 | 0.321 | 0 |  | --> | C24 ex SALTHILL | Salthill [T101,T102] | SALTHILL |  | 53.266 | -9.0858
MV/LV Substation CO***140 |  | 10 kV | _ | LV | 630 kVA :Building Structure | 0.63 | --> | 0.63 | 0 | 0 | Constrained, otherwise capacity available =374 kVA | --> | 0.598 | 0 | 0.011 | 0.5 | 0 |  | --> | C11 ex HEADFORD ROAD | Headford Road [T41,T42] | GALWAY 110KV |  | 53.2768 | -9.049
MV/LV Substation ME***141 |  | 10 kV | _ | LV | 400 kVA :Kiosk Substation | 0.4 | --> | 0.4 | 0 | 0 | Constrained, otherwise capacity available =308 kVA | --> | 0.38 | 0 | 0.011 | 0.384 | 0 |  | --> | C20 ex GALWAY 110KV | Galway 110kv [T102,T103] | GALWAY 110KV |  | 53.2839 | -9.0122
MV/LV Substation DU***142 |  | 10 kV | _ | LV | 1000 kVA :Building Structure | 1 | --> | 1 | 0 | 0 | Constrained, otherwise capacity available =977 kVA | --> | 0.95 | 0 | 0 | 0.5 | 0 |  | --> | C17 ex MONEENAGEISHA | Moneenageisha [T41,T42] | GALWAY 110KV |  | 53.2831 | -9.0461
MV/LV Substation CA***143 |  | 10 kV | _ | LV | 100 kVA :Pole Substation | 0.1 | --> | 0.1 | 0 | 0 | Constrained, otherwise capacity available =73 kVA | --> | 0.095 | 0 | 0.01 | 0.091 | 0 |  | --> | C17 ex GALWAY 110KV | Galway 110kv [T102,T103] | GALWAY 110KV |  | 53.2992 | -9.0186
MV/LV Substation BA***145 |  | 10 kV | _ | LV | 400 kVA :Kiosk Substation | 0.4 | --> | 0.4 | 0 | 0 | Constrained, otherwise capacity available =290 kVA | --> | 0.38 | 0 | 0.025 | 0.376 | 0 |  | --> | C24 ex GALWAY 110KV | Galway 110kv [T102,T103] | GALWAY 110KV |  | 53.284 | -9.0087
MV/LV Substation FU***145X |  | 10 kV | _ | LV | 50 kVA :Pole Substation | 0.05 | --> | 0.05 | 0.033 | 11.03 |  | --> | 0.048 | 0 | 0.005 | 0.046 | 0 |  | --> | C28 ex SALTHILL | Salthill [T101,T102] | SALTHILL |  | 53.2496 | -9.1924
MV/LV Substation NB***146 |  | 10 kV | _ | LV | 400 kVA :Kiosk Substation | 0.4 | --> | 0.4 | 0 | 0 | Constrained, otherwise capacity available =312 kVA | --> | 0.38 | 0 | 0.009 | 0.385 | 0 |  | --> | C24 ex GALWAY 110KV | Galway 110kv [T102,T103] | GALWAY 110KV |  | 53.2811 | -9.0075
MV/LV Substation LI***147 |  | 10 kV | _ | LV | 400 kVA :Kiosk Substation | 0.4 | --> | 0.4 | 0 | 0 | Constrained, otherwise capacity available =336 kVA | --> | 0.38 | 0 | 0.05 | 0.352 | 0 |  | --> | C19 ex GALWAY 110KV | Galway 110kv [T102,T103] | GALWAY 110KV |  | 53.2739 | -9.0237
MV/LV Substation TE***147X |  | 10 kV | _ | LV | 400 kVA :Kiosk Substation | 0.4 | --> | 0.4 | 0.217 | 11.03 |  | --> | 0.38 | 0 | 0 | 0.398 | 0 |  | --> | C28 ex SALTHILL | Salthill [T101,T102] | SALTHILL |  | 53.2486 | -9.1995
MV/LV Substation IN***148 |  | 10 kV | _ | LV | 630 kVA :Building Structure | 0.63 | --> | 0.63 | 0 | 0 | Constrained, otherwise capacity available =630 kVA | --> | 0.598 | 0 | 0 | 0.5 | 0 |  | --> | C19 ex MONEENAGEISHA | Moneenageisha [T41,T42] | GALWAY 110KV |  | 53.2843 | -9.0291
MV/LV Substation IN***149 |  | 10 kV | _ | LV | 630 kVA :Building Structure | 0.63 | --> | 0.63 | 0 | 0 | Constrained, otherwise capacity available =466 kVA | --> | 0.598 | 0 | 0 | 0.5 | 0 |  | --> | C19 ex MONEENAGEISHA | Moneenageisha [T41,T42] | GALWAY 110KV |  | 53.2852 | -9.0306
MV/LV Substation GE***149X |  | 10 kV | _ | LV | 630 kVA :Building Structure | 0.63 | --> | 0.63 | 0.5 | 11.03 |  | --> | 0.598 | 0 | 0.008 | 0.5 | 0 |  | --> | C28 ex SALTHILL | Salthill [T101,T102] | SALTHILL |  | 53.2505 | -9.2016
MV/LV Substation EG***150 |  | 10 kV | _ | LV | 630 kVA :Kiosk Substation | 0.63 | --> | 0.63 | 0 | 0 | Constrained, otherwise capacity available =373 kVA | --> | 0.598 | 0 | 0 | 0.5 | 0 |  | --> | C12 ex HEADFORD ROAD | Headford Road [T41,T42] | GALWAY 110KV |  | 53.2746 | -9.0514
MV/LV Substation CR***151 |  | 10 kV | _ | LV | 630 kVA :Building Structure | 0.63 | --> | 0.63 | 0 | 0 | Constrained, otherwise capacity available =630 kVA | --> | 0.598 | 0 | 0 | 0.5 | 0 |  | --> | C24 ex GALWAY 110KV | Galway 110kv [T102,T103] | GALWAY 110KV |  | 53.2736 | -8.9972
MV/LV Substation FO***152X |  | 10 kV | _ | LV | 100 kVA :Pole Substation | 0.1 | --> | 0.1 | 0.067 | 11.03 |  | --> | 0.095 | 0 | 0.01 | 0.092 | 0 |  | --> | C28 ex SALTHILL | Salthill [T101,T102] | SALTHILL |  | 53.2493 | -9.2038
MV/LV Substation CO***153 |  | 10 kV | _ | LV | 400 kVA :Kiosk Substation | 0.4 | --> | 0.4 | 0.184 | 3.45 |  | --> | 0.38 | 0 | 0.041 | 0.378 | 0 |  | --> | C19 ex TRIMMS LANE | Trimms Lane [T41,T42] | SALTHILL |  | 53.2756 | -9.0692
MV/LV Substation FO***155X |  | 10 kV | _ | LV | 200 kVA :Pole Substation | 0.2 | --> | 0.2 | 0.167 | 11.03 |  | --> | 0.19 | 0 | 0.048 | 0.159 | 0 |  | --> | C28 ex SALTHILL | Salthill [T101,T102] | SALTHILL |  | 53.25 | -9.2077
MV/LV Substation AR***156X |  | 10 kV | _ | LV | 200 kVA :Pole Substation | 0.2 | --> | 0.2 | 0 | 0 | Constrained, otherwise capacity available =171 kVA | --> | 0.19 | 0 | 0.01 | 0 | 0 | Constrained, otherwise capacity available =186 kW | --> | C13 ex SPIDDAL |  |  |  | 53.2497 | -9.2115
MV/LV Substation RI***160 |  | 10 kV | _ | LV | 400 kVA :Kiosk Substation | 0.4 | --> | 0.4 | 0 | 0 | Constrained, otherwise capacity available =192 kVA | --> | 0.38 | 0 | 0.032 | 0.384 | 0 |  | --> | C23 ex GALWAY 110KV | Galway 110kv [T102,T103] | GALWAY 110KV |  | 53.2876 | -9.031
MV/LV Substation CO***163 |  | 10 kV | _ | LV | 200 kVA :Kiosk Substation | 0.2 | --> | 0.2 | 0 | 0 | Constrained, otherwise capacity available =177 kVA | --> | 0.19 | 0 | 0 | 0.193 | 0 |  | --> | C28 ex GALWAY 110KV | Galway 110kv [T102,T103] | GALWAY 110KV |  | 53.3282 | -9.0224
MV/LV Substation BL***186 |  | 10 kV | _ | LV | 400 kVA :Kiosk Substation | 0.4 | --> | 0.4 | 0 | 0 | Constrained, otherwise capacity available =266 kVA | --> | 0.38 | 0 | 0.082 | 0.337 | 0 |  | --> | C19 ex GALWAY 110KV | Galway 110kv [T102,T103] | GALWAY 110KV |  | 53.2734 | -9.0215
MV/LV Substation TH***186X |  | 10 kV | _ | LV | 400 kVA :Kiosk Substation | 0.4 | --> | 0.4 | 0 | 0 | Constrained, otherwise capacity available =380 kVA | --> | 0.38 | 0 | 0.014 | 0 | 0 | Constrained, otherwise capacity available =372 kW | --> | C13 ex SPIDDAL |  |  |  | 53.2488 | -9.2166
MV/LV Substation FU***188X |  | 10 kV | _ | LV | 100 kVA :Pole Substation | 0.1 | --> | 0.1 | 0 | 0 | Constrained, otherwise capacity available =62 kVA | --> | 0.095 | 0 | 0 | 0 | 0 | Constrained, otherwise capacity available =100 kW | --> | C13 ex SPIDDAL |  |  |  | 53.2508 | -9.225
MV/LV Substation WI***189 |  | 10 kV | _ | LV | 400 kVA :Kiosk Substation | 0.4 | --> | 0.4 | 0.322 | 11.03 |  | --> | 0.38 | 0 | 0.026 | 0.371 | 0 |  | --> | C26 ex SALTHILL | Salthill [T101,T102] | SALTHILL |  | 53.2662 | -9.1092
MV/LV Substation AR***190 |  | 10 kV | _ | LV | 400 kVA :Kiosk Substation | 0.4 | --> | 0.4 | 0.311 | 11.03 |  | --> | 0.38 | 0 | 0.045 | 0.359 | 0 |  | --> | C19 ex SALTHILL | Salthill [T101,T102] | SALTHILL |  | 53.2681 | -9.0831
MV/LV Substation DO***190X |  | 10 kV | _ | LV | 100 kVA :Pole Substation | 0.1 | --> | 0.1 | 0 | 0 | Constrained, otherwise capacity available =90 kVA | --> | 0.095 | 0 | 0.006 | 0 | 0 | Constrained, otherwise capacity available =92 kW | --> | C13 ex SPIDDAL |  |  |  | 53.2507 | -9.2299
MV/LV Substation CO***191 |  | 10 kV | _ | LV | 400 kVA :Kiosk Substation | 0.4 | --> | 0.4 | 0.305 | 11.03 |  | --> | 0.38 | 0 | 0.019 | 0.379 | 0 |  | --> | C33 ex SALTHILL | Salthill [T101,T102] | SALTHILL |  | 53.2746 | -9.0817
MV/LV Substation FA***192 |  | 10 kV | _ | LV | 400 kVA :Kiosk Substation | 0.4 | --> | 0.4 | 0.243 | 11.03 |  | --> | 0.38 | 0 | 0.036 | 0.374 | 0 |  | --> | C31 ex SALTHILL | Salthill [T101,T102] | SALTHILL |  | 53.285 | -9.0706
MV/LV Substation DO***192X |  | 10 kV | _ | LV | 50 kVA :Pole Substation | 0.05 | --> | 0.05 | 0 | 0 | Constrained, otherwise capacity available =35 kVA | --> | 0.048 | 0 | 0 | 0 | 0 | Constrained, otherwise capacity available =49 kW | --> | C13 ex SPIDDAL |  |  |  | 53.2526 | -9.2348
MV/LV Substation MC***193 |  | 10 kV | _ | LV | 400 kVA :Building Structure | 0.4 | --> | 0.4 | 0 | 0 | Constrained, otherwise capacity available =381 kVA | --> | 0.38 | 0 | 0 | 0.383 | 0 |  | --> | C17 ex GALWAY 110KV | Galway 110kv [T102,T103] | GALWAY 110KV |  | 53.2912 | -9.0139
MV/LV Substation ME***194 |  | 10 kV | _ | LV | 1000 kVA :Building Structure | 1 | --> | 1 | 0 | 0 | Constrained, otherwise capacity available =867 kVA | --> | 0.95 | 0 | 0.012 | 0.5 | 0 |  | --> | C20 ex GALWAY 110KV | Galway 110kv [T102,T103] | GALWAY 110KV |  | 53.2825 | -9.0177
MV/LV Substation CO***195 |  | 10 kV | _ | LV | 630 kVA :Kiosk Substation | 0.63 | --> | 0.63 | 0.5 | 11.03 |  | --> | 0.598 | 0 | 0.006 | 0.5 | 0 |  | --> | C34 ex SALTHILL | Salthill [T101,T102] | SALTHILL |  | 53.2793 | -9.0721
MV/LV Substation CO***196 |  | 10 kV | _ | LV | 630 kVA :Kiosk Substation | 0.63 | --> | 0.63 | 0.5 | 11.03 |  | --> | 0.598 | 0 | 0.03 | 0.5 | 0 |  | --> | C34 ex SALTHILL | Salthill [T101,T102] | SALTHILL |  | 53.2784 | -9.0716
MV/LV Substation RA***197 |  | 10 kV | _ | LV | 400 kVA :Kiosk Substation | 0.4 | --> | 0.4 | 0.364 | 11.03 |  | --> | 0.38 | 0 | 0 | 0.385 | 0 |  | --> | C24 ex SALTHILL | Salthill [T101,T102] | SALTHILL |  | 53.2721 | -9.0838
MV/LV Substation RE***198 |  | 10 kV | _ | LV | 400 kVA :Kiosk Substation | 0.4 | --> | 0.4 | 0 | 0 | Constrained, otherwise capacity available =325 kVA | --> | 0.38 | 0 | 0.025 | 0.372 | 0 |  | --> | C18 ex MONEENAGEISHA | Moneenageisha [T41,T42] | GALWAY 110KV |  | 53.2792 | -9.025
MV/LV Substation SA***199 |  | 10 kV | _ | LV | 400 kVA :Kiosk Substation | 0.4 | --> | 0.4 | 0.287 | 11.03 |  | --> | 0.38 | 0 | 0.051 | 0.357 | 0 |  | --> | C24 ex SALTHILL | Salthill [T101,T102] | SALTHILL |  | 53.2596 | -9.087
MV/LV Substation CO***200 |  | 10 kV | _ | LV | 630 kVA :Kiosk Substation | 0.63 | --> | 0.63 | 0.5 | 11.03 |  | --> | 0.598 | 0 | 0.005 | 0.5 | 0 |  | --> | C31 ex SALTHILL | Salthill [T101,T102] | SALTHILL |  | 53.2804 | -9.0724
MV/LV Substation CO***201 |  | 10 kV | _ | LV | 630 kVA :Kiosk Substation | 0.63 | --> | 0.63 | 0.5 | 11.03 |  | --> | 0.598 | 0 | 0.007 | 0.5 | 0 |  | --> | C31 ex SALTHILL | Salthill [T101,T102] | SALTHILL |  | 53.2811 | -9.0724
MV/LV Substation CO***202 |  | 10 kV | _ | LV | 630 kVA :Kiosk Substation | 0.63 | --> | 0.63 | 0.5 | 11.03 |  | --> | 0.598 | 0 | 0.005 | 0.5 | 0 |  | --> | C31 ex SALTHILL | Salthill [T101,T102] | SALTHILL |  | 53.2805 | -9.0737
MV/LV Substation CO***203 |  | 10 kV | _ | LV | 400 kVA :Kiosk Substation | 0.4 | --> | 0.4 | 0.326 | 11.03 |  | --> | 0.38 | 0 | 0.049 | 0.354 | 0 |  | --> | C31 ex SALTHILL | Salthill [T101,T102] | SALTHILL |  | 53.28 | -9.0752
MV/LV Substation DE***204 |  | 10 kV | _ | LV | 200 kVA :Kiosk Substation | 0.2 | --> | 0.2 | 0.171 | 11.03 |  | --> | 0.19 | 0 | 0.005 | 0.19 | 0 |  | --> | C19 ex SALTHILL | Salthill [T101,T102] | SALTHILL |  | 53.2666 | -9.0764
MV/LV Substation IR***205 |  | 10 kV | _ | LV | 1000 kVA :Building Structure | 1 | --> | 1 | 0 | 0 | Constrained, otherwise capacity available =882 kVA | --> | 0.95 | 0 | 0 | 0.5 | 0 |  | --> | C27 ex GALWAY 110KV | Galway 110kv [T102,T103] | GALWAY 110KV |  | 53.2721 | -9.0488
MV/LV Substation CA***206X |  | 10 kV | _ | LV | 200 kVA :Pole Substation | 0.2 | --> | 0.2 | 0 | 0 | Constrained, otherwise capacity available =172 kVA | --> | 0.19 | 0 | 0 | 0.194 | 0 |  | --> | C12 ex PARKMORE | Parkmore [T41,T42] | GALWAY 110KV |  | 53.3322 | -9.0185
MV/LV Substation CL***207X |  | 10 kV | _ | LV | 630 kVA :Building Structure | 0.63 | --> | 0.63 | 0 | 0 | Constrained, otherwise capacity available =524 kVA | --> | 0.598 | 0 | 0.01 | 0.5 | 0 |  | --> | C22 ex MONEENAGEISHA | Moneenageisha [T41,T42] | GALWAY 110KV |  | 53.2835 | -9.0254
MV/LV Substation CH***208X |  | 10 kV | _ | LV | 400 kVA :Building Structure | 0.4 | --> | 0.4 | 0 | 0 | Constrained, otherwise capacity available =377 kVA | --> | 0.38 | 0 | 0 | 0.383 | 0 |  | --> | C17 ex ORANMORE | Oranmore [T41,T44] | GALWAY 110KV |  | 53.2791 | -8.9312
MV/LV Substation CA***211X |  | 10 kV | _ | LV | 50 kVA :Pole Substation | 0.05 | --> | 0.05 | 0 | 0 | Constrained, otherwise capacity available =24 kVA | --> | 0.048 | 0 | 0 | 0.051 | 0 |  | --> | C20 ex ORANMORE | Oranmore [T41,T44] | GALWAY 110KV |  | 53.3052 | -8.9315
MV/LV Substation EL***212 |  | 10 kV | _ | LV | 630 kVA :Kiosk Substation | 0.63 | --> | 0.63 | 0 | 0 | Constrained, otherwise capacity available =526 kVA | --> | 0.598 | 0 | 0.032 | 0.5 | 0 |  | --> | C19 ex GALWAY 110KV | Galway 110kv [T102,T103] | GALWAY 110KV |  | 53.2734 | -9.0171
MV/LV Substation KN***212X |  | 10 kV | _ | LV | 50 kVA :Pole Substation | 0.05 | --> | 0.05 | 0.049 | 11.03 |  | --> | 0.048 | 0 | 0 | 0.048 | 0 |  | --> | C28 ex SALTHILL | Salthill [T101,T102] | SALTHILL |  | 53.2507 | -9.2065
MV/LV Substation SH***213 |  | 10 kV | _ | LV | 400 kVA :Building Structure | 0.4 | --> | 0.4 | 0 | 0 | Constrained, otherwise capacity available =263 kVA | --> | 0.38 | 0 | 0 | 0.398 | 0 |  | --> | C20 ex MONEENAGEISHA | Moneenageisha [T41,T42] | GALWAY 110KV |  | 53.2806 | -9.0474
MV/LV Substation SH***214 |  | 10 kV | _ | LV | 1000 kVA :Building Structure | 1 | --> | 1 | 0 | 0 | Constrained, otherwise capacity available =800 kVA | --> | 0.95 | 0 | 0 | 0.5 | 0 |  | --> | C20 ex MONEENAGEISHA | Moneenageisha [T41,T42] | GALWAY 110KV |  | 53.2799 | -9.0475
MV/LV Substation FO***216X |  | 10 kV | _ | LV | 400 kVA :Kiosk Substation | 0.4 | --> | 0.4 | 0.307 | 11.03 |  | --> | 0.38 | 0 | 0.01 | 0.385 | 0 |  | --> | C24 ex SALTHILL | Salthill [T101,T102] | SALTHILL |  | 53.2712 | -9.0839
MV/LV Substation FO***217 |  | 10 kV | _ | LV | 400 kVA :Kiosk Substation | 0.4 | --> | 0.4 | 0 | 0 | Constrained, otherwise capacity available =254 kVA | --> | 0.38 | 0 | 0.009 | 0.393 | 0 |  | --> | C13 ex MONEENAGEISHA | Moneenageisha [T41,T42] | GALWAY 110KV |  | 53.2772 | -9.0444
MV/LV Substation DO***217X |  | 10 kV | _ | LV | 630 kVA :Kiosk Substation | 0.63 | --> | 0.63 | 0.346 | 3.45 |  | --> | 0.598 | 0 | 0.03 | 0.5 | 0 |  | --> | C18 ex TRIMMS LANE | Trimms Lane [T41,T42] | SALTHILL |  | 53.2698 | -9.0583
MV/LV Substation GA***221X |  | 10 kV | _ | LV | 630 kVA :Building Structure | 0.63 | --> | 0.63 | 0.345 | 11.03 |  | --> | 0.598 | 0 | 0 | 0.5 | 0 |  | --> | C19 ex SALTHILL | Salthill [T101,T102] | SALTHILL |  | 53.2586 | -9.0854
MV/LV Substation OH***223 |  | 10 kV | _ | LV | 630 kVA :Building Structure | 0.63 | --> | 0.63 | 0.5 | 11.03 |  | --> | 0.598 | 0 | 0 | 0.5 | 0 |  | --> | C14 ex SALTHILL | Salthill [T101,T102] | SALTHILL |  | 53.274 | -9.0783
MV/LV Substation RE***224 |  | 10 kV | _ | LV | 630 kVA :Building Structure | 0.63 | --> | 0.63 | 0.451 | 11.03 |  | --> | 0.598 | 0 | 0.025 | 0.5 | 0 |  | --> | C19 ex SALTHILL | Salthill [T101,T102] | SALTHILL |  | 53.2591 | -9.0824
MV/LV Substation ST***224X |  | 10 kV | _ | LV | 400 kVA :Kiosk Substation | 0.4 | --> | 0.4 | 0.274 | 3.45 |  | --> | 0.38 | 0 | 0.018 | 0.384 | 0 |  | --> | C19 ex TRIMMS LANE | Trimms Lane [T41,T42] | SALTHILL |  | 53.2702 | -9.0671
MV/LV Substation MU***225 |  | 10 kV | _ | LV | 630 kVA :Kiosk Substation | 0.63 | --> | 0.63 | 0 | 0 | Constrained, otherwise capacity available =542 kVA | --> | 0.598 | 0 | 0.009 | 0.5 | 0 |  | --> | C24 ex GALWAY 110KV | Galway 110kv [T102,T103] | GALWAY 110KV |  | 53.2751 | -9.0119
MV/LV Substation LY***226 |  | 10 kV | _ | LV | 400 kVA :Kiosk Substation | 0.4 | --> | 0.4 | 0.244 | 11.03 |  | --> | 0.38 | 0 | 0.004 | 0.397 | 0 |  | --> | C34 ex SALTHILL | Salthill [T101,T102] | SALTHILL |  | 53.2751 | -9.0765
MV/LV Substation OR***226X |  | 10 kV | _ | LV | 200 kVA :Kiosk Substation | 0.2 | --> | 0.2 | 0 | 0 | Constrained, otherwise capacity available =124 kVA | --> | 0.19 | 0 | 0.058 | 0.157 | 0 |  | --> | C15 ex ORANMORE | Oranmore [T41,T44] | GALWAY 110KV |  | 53.2614 | -8.937
MV/LV Substation GR***227X |  | 10 kV | _ | LV | 200 kVA :Kiosk Substation | 0.2 | --> | 0.2 | 0.187 | 11.03 |  | --> | 0.19 | 0 | 0 | 0.192 | 0 |  | --> | C32 ex SALTHILL | Salthill [T101,T102] | SALTHILL |  | 53.2765 | -9.0832
MV/LV Substation ST***228 |  | 10 kV | _ | LV | 400 kVA :Kiosk Substation | 0.4 | --> | 0.4 | 0.31 | 11.03 |  | --> | 0.38 | 0 | 0.017 | 0.38 | 0 |  | --> | C36 ex SALTHILL | Salthill [T101,T102] | SALTHILL |  | 53.2841 | -9.0667
MV/LV Substation BA***228X |  | 10 kV | _ | LV | 400 kVA :Building Structure | 0.4 | --> | 0.4 | 0 | 0 | Constrained, otherwise capacity available =380 kVA | --> | 0.38 | 0 | 0 | 0.383 | 0 |  | --> | C17 ex GALWAY 110KV | Galway 110kv [T102,T103] | GALWAY 110KV |  | 53.2943 | -9.0097
MV/LV Substation IN***230 |  | 10 kV | _ | LV | 630 kVA :Building Structure | 0.63 | --> | 0.63 | 0 | 0 | Constrained, otherwise capacity available =594 kVA | --> | 0.598 | 0 | 0 | 0.5 | 0 |  | --> | C25 ex GALWAY 110KV | Galway 110kv [T102,T103] | GALWAY 110KV |  | 53.2877 | -9.0249
MV/LV Substation KI***230X |  | 10 kV | _ | LV | 400 kVA :Kiosk Substation | 0.4 | --> | 0.4 | 0.291 | 11.03 |  | --> | 0.38 | 0 | 0.045 | 0.361 | 0 |  | --> | C18 ex SALTHILL | Salthill [T101,T102] | SALTHILL |  | 53.2642 | -9.1239
MV/LV Substation HI***231 |  | 10 kV | _ | LV | 1000 kVA :Building Structure | 1 | --> | 1 | 0 | 0 | Constrained, otherwise capacity available =884 kVA | --> | 0.95 | 0 | 0 | 0.5 | 0 |  | --> | C12 ex HEADFORD ROAD | Headford Road [T41,T42] | GALWAY 110KV |  | 53.2755 | -9.0497
MV/LV Substation BA***232 |  | 10 kV | _ | LV | 630 kVA :Building Structure | 0.63 | --> | 0.63 | 0 | 0 | Constrained, otherwise capacity available =390 kVA | --> | 0.598 | 0 | 0 | 0.5 | 0 |  | --> | C26 ex GALWAY 110KV | Galway 110kv [T102,T103] | GALWAY 110KV |  | 53.2893 | -9.0115
MV/LV Substation TH***232X |  | 10 kV | _ | LV | 400 kVA :Kiosk Substation | 0.4 | --> | 0.4 | 0 | 0 | Constrained, otherwise capacity available =214 kVA | --> | 0.38 | 0 | 0.006 | 0.4 | 0 |  | --> | C13 ex MONEENAGEISHA | Moneenageisha [T41,T42] | GALWAY 110KV |  | 53.2798 | -9.0372
MV/LV Substation ES***233 |  | 10 kV | _ | LV | 630 kVA :Building Structure | 0.63 | --> | 0.63 | 0 | 0 | Constrained, otherwise capacity available =505 kVA | --> | 0.598 | 0 | 0 | 0.5 | 0 |  | --> | C17 ex MONEENAGEISHA | Moneenageisha [T41,T42] | GALWAY 110KV |  | 53.2838 | -9.0412
MV/LV Substation AR***234 |  | 10 kV | _ | LV | 400 kVA :Kiosk Substation | 0.4 | --> | 0.4 | 0.292 | 11.03 |  | --> | 0.38 | 0 | 0.049 | 0.358 | 0 |  | --> | C34 ex SALTHILL | Salthill [T101,T102] | SALTHILL |  | 53.2806 | -9.069
MV/LV Substation PO***235 |  | 10 kV | _ | LV | 400 kVA :Kiosk Substation | 0.4 | --> | 0.4 | 0.31 | 11.03 |  | --> | 0.38 | 0 | 0.057 | 0.35 | 0 |  | --> | C24 ex SALTHILL | Salthill [T101,T102] | SALTHILL |  | 53.2638 | -9.102
MV/LV Substation KI***235X |  | 10 kV | _ | LV | 400 kVA :Kiosk Substation | 0.4 | --> | 0.4 | 0.341 | 11.03 |  | --> | 0.38 | 0 | 0 | 0.388 | 0 |  | --> | C18 ex SALTHILL | Salthill [T101,T102] | SALTHILL |  | 53.2631 | -9.1257
MV/LV Substation RE***236 |  | 10 kV | _ | LV | 400 kVA :Building Structure | 0.4 | --> | 0.4 | 0 | 0 | Constrained, otherwise capacity available =192 kVA | --> | 0.38 | 0 | 0.016 | 0.396 | 0 |  | --> | C19 ex GALWAY 110KV | Galway 110kv [T102,T103] | GALWAY 110KV |  | 53.2725 | -9.0293
MV/LV Substation AS***237 |  | 10 kV | _ | LV | 400 kVA :Kiosk Substation | 0.4 | --> | 0.4 | 0 | 0 | Constrained, otherwise capacity available =335 kVA | --> | 0.38 | 0 | 0.014 | 0.378 | 0 |  | --> | C18 ex ORANMORE | Oranmore [T41,T44] | GALWAY 110KV |  | 53.2748 | -8.9321
MV/LV Substation ME***237X |  | 10 kV | _ | LV | 630 kVA :Kiosk Substation | 0.63 | --> | 0.63 | 0 | 0 | Constrained, otherwise capacity available =506 kVA | --> | 0.598 | 0 | 0 | 0.5 | 0 |  | --> | C18 ex HEADFORD ROAD | Headford Road [T41,T42] | GALWAY 110KV |  | 53.2885 | -9.0475
MV/LV Substation BA***238 |  | 10 kV | _ | LV | 630 kVA :Kiosk Substation | 0.63 | --> | 0.63 | 0 | 0 | Constrained, otherwise capacity available =578 kVA | --> | 0.598 | 0 | 0.005 | 0.5 | 0 |  | --> | C24 ex GALWAY 110KV | Galway 110kv [T102,T103] | GALWAY 110KV |  | 53.2828 | -9.0076
MV/LV Substation BA***239 |  | 10 kV | _ | LV | 630 kVA :Kiosk Substation | 0.63 | --> | 0.63 | 0 | 0 | Constrained, otherwise capacity available =585 kVA | --> | 0.598 | 0 | 0.009 | 0.5 | 0 |  | --> | C24 ex GALWAY 110KV | Galway 110kv [T102,T103] | GALWAY 110KV |  | 53.2821 | -9.0067
MV/LV Substation GO***239X |  | 10 kV | _ | LV | 630 kVA :Kiosk Substation | 0.63 | --> | 0.63 | 0 | 0 | Constrained, otherwise capacity available =523 kVA | --> | 0.598 | 0 | 0 | 0.5 | 0 |  | --> | C14 ex MONEENAGEISHA | Moneenageisha [T41,T42] | GALWAY 110KV |  | 53.2835 | -9.0386
MV/LV Substation MU***240X |  | 10 kV | _ | LV | 400 kVA :Building Structure | 0.4 | --> | 0.4 | 0 | 0 | Constrained, otherwise capacity available =215 kVA | --> | 0.38 | 0 | 0 | 0.394 | 0 |  | --> | C28 ex GALWAY 110KV | Galway 110kv [T102,T103] | GALWAY 110KV |  | 53.2908 | -9.0227
MV/LV Substation CA***241 |  | 10 kV | _ | LV | 400 kVA :Kiosk Substation | 0.4 | --> | 0.4 | 0.29 | 11.03 |  | --> | 0.38 | 0 | 0.116 | 0.309 | 0 |  | --> | C24 ex SALTHILL | Salthill [T101,T102] | SALTHILL |  | 53.2606 | -9.1036
MV/LV Substation AR***241X |  | 10 kV | _ | LV | 400 kVA :Building Structure | 0.4 | --> | 0.4 | 0.336 | 3.45 |  | --> | 0.38 | 0 | 0 | 0.389 | 0 |  | --> | C20 ex TRIMMS LANE | Trimms Lane [T41,T42] | SALTHILL |  | 53.2639 | -9.0708
MV/LV Substation BO***242 |  | 10 kV | _ | LV | 400 kVA :Kiosk Substation | 0.4 | --> | 0.4 | 0.286 | 3.45 |  | --> | 0.38 | 0 | 0 | 0.395 | 0 |  | --> | C13 ex TRIMMS LANE | Trimms Lane [T41,T42] | SALTHILL |  | 53.2729 | -9.0553
MV/LV Substation LA***243 |  | 10 kV | _ | LV | 630 kVA :Building Structure | 0.63 | --> | 0.63 | 0 | 0 | Constrained, otherwise capacity available =486 kVA | --> | 0.598 | 0 | 0.004 | 0.5 | 0 |  | --> | C17 ex GALWAY 110KV | Galway 110kv [T102,T103] | GALWAY 110KV |  | 53.2932 | -9.0163
MV/LV Substation BO***244 |  | 10 kV | _ | LV | 630 kVA :Kiosk Substation | 0.63 | --> | 0.63 | 0 | 0 | Constrained, otherwise capacity available =493 kVA | --> | 0.598 | 0 | 0.045 | 0.5 | 0 |  | --> | C17 ex GALWAY 110KV | Galway 110kv [T102,T103] | GALWAY 110KV |  | 53.292 | -9.0164
MV/LV Substation TE***245 |  | 10 kV | _ | LV | 400 kVA :Building Structure | 0.4 | --> | 0.4 | 0 | 0 | Constrained, otherwise capacity available =163 kVA | --> | 0.38 | 0 | 0.056 | 0.37 | 0 |  | --> | C13 ex HEADFORD ROAD | Headford Road [T41,T42] | GALWAY 110KV |  | 53.2849 | -9.0438
MV/LV Substation LI***245X |  | 10 kV | _ | LV | 1000 kVA :Building Structure | 1 | --> | 1 | 0 | 0 | Constrained, otherwise capacity available =889 kVA | --> | 0.95 | 0 | 0 | 0.5 | 0 |  | --> | C23 ex GALWAY 110KV | Galway 110kv [T102,T103] | GALWAY 110KV |  | 53.2869 | -9.0341
MV/LV Substation U.***246 |  | 10 kV | _ | LV | 630 kVA :Kiosk Substation | 0.63 | --> | 0.63 | 0.5 | 11.03 |  | --> | 0.598 | 0 | 0 | 0.5 | 0 |  | --> | C31 ex SALTHILL | Salthill [T101,T102] | SALTHILL |  | 53.2855 | -9.0652
MV/LV Substation LI***246X |  | 10 kV | _ | LV | 1000 kVA :Building Structure | 1 | --> | 1 | 0 | 0 | Constrained, otherwise capacity available =916 kVA | --> | 0.95 | 0 | 0 | 0.5 | 0 |  | --> | C23 ex GALWAY 110KV | Galway 110kv [T102,T103] | GALWAY 110KV |  | 53.2873 | -9.0347
MV/LV Substation KI***248X |  | 10 kV | _ | LV | 400 kVA :Building Structure | 0.4 | --> | 0.4 | 0.336 | 3.45 |  | --> | 0.38 | 0 | 0.005 | 0.385 | 0 |  | --> | C18 ex TRIMMS LANE | Trimms Lane [T41,T42] | SALTHILL |  | 53.2695 | -9.058
MV/LV Substation GA***249X |  | 10 kV | _ | LV | 630 kVA :Kiosk Substation | 0.63 | --> | 0.63 | 0 | 0 | Constrained, otherwise capacity available =560 kVA | --> | 0.598 | 0 | 0.013 | 0.5 | 0 |  | --> | C15 ex ORANMORE | Oranmore [T41,T44] | GALWAY 110KV |  | 53.2507 | -8.967
MV/LV Substation BE***250 |  | 10 kV | _ | LV | 200 kVA :Kiosk Substation | 0.2 | --> | 0.2 | 0 | 0 | Constrained, otherwise capacity available =129 kVA | --> | 0.19 | 0 | 0.016 | 0.188 | 0 |  | --> | C24 ex GALWAY 110KV | Galway 110kv [T102,T103] | GALWAY 110KV |  | 53.2726 | -9.0117
MV/LV Substation KE***250X |  | 20 kV | _ | LV | 400 kVA :Kiosk Substation | 0.4 | --> | 0.4 | 0.346 | 11.03 |  | --> | 0.38 | 0 | 0 | 0.387 | 0 |  | --> | C36 ex SALTHILL | Salthill [T101,T102] | SALTHILL |  | 53.2967 | -9.0935
MV/LV Substation CA***262 |  | 10 kV | _ | LV | 50 kVA :Pole Substation | 0.05 | --> | 0.05 | 0 | 0 | Constrained, otherwise capacity available =45 kVA | --> | 0.048 | 0 | 0 | 0.048 | 0 |  | --> | C20 ex ORANMORE | Oranmore [T41,T44] | GALWAY 110KV |  | 53.3033 | -8.9289
MV/LV Substation PO***266X |  | 20 kV | _ | LV | 50 kVA :Pole Substation | 0.05 | --> | 0.05 | 0.027 | 11.03 |  | --> | 0.048 | 0 | 0.033 | 0.026 | 0 |  | --> | C27 ex SALTHILL | Salthill [T101,T102] | SALTHILL |  | 53.2921 | -9.1627
MV/LV Substation AL***268 |  | 10 kV | _ | LV | 630 kVA :Kiosk Substation | 0.63 | --> | 0.63 | 0 | 0 | Constrained, otherwise capacity available =459 kVA | --> | 0.598 | 0 | 0 | 0.5 | 0 |  | --> | C11 ex HEADFORD ROAD | Headford Road [T41,T42] | GALWAY 110KV |  | 53.2734 | -9.0486
MV/LV Substation UN***269 |  | 10 kV | _ | LV | 400 kVA :Kiosk Substation | 0.4 | --> | 0.4 | 0 | 0 | Constrained, otherwise capacity available =336 kVA | --> | 0.38 | 0 | 0.006 | 0.384 | 0 |  | --> | C17 ex MONEENAGEISHA | Moneenageisha [T41,T42] | GALWAY 110KV |  | 53.2764 | -9.0602
MV/LV Substation CR***270 |  | 10 kV | _ | LV | 400 kVA :Kiosk Substation | 0.4 | --> | 0.4 | 0.273 | 11.03 |  | --> | 0.38 | 0 | 0.066 | 0.348 | 0 |  | --> | C33 ex SALTHILL | Salthill [T101,T102] | SALTHILL |  | 53.2728 | -9.0887
MV/LV Substation WE***271 |  | 10 kV | _ | LV | 200 kVA :Kiosk Substation | 0.2 | --> | 0.2 | 0 | 0 | Constrained, otherwise capacity available =107 kVA | --> | 0.19 | 0 | 0.004 | 0.199 | 0 |  | --> | C18 ex MONEENAGEISHA | Moneenageisha [T41,T42] | GALWAY 110KV |  | 53.2818 | -9.0263
MV/LV Substation HA***272 |  | 10 kV | _ | LV | 400 kVA :Kiosk Substation | 0.4 | --> | 0.4 | 0.317 | 11.03 |  | --> | 0.38 | 0 | 0.004 | 0.388 | 0 |  | --> | C32 ex SALTHILL | Salthill [T101,T102] | SALTHILL |  | 53.2842 | -9.0753
MV/LV Substation RO***275 |  | 10 kV | _ | LV | 200 kVA :Kiosk Substation | 0.2 | --> | 0.2 | 0.124 | 11.03 |  | --> | 0.19 | 0 | 0.033 | 0.176 | 0 |  | --> | C19 ex SALTHILL | Salthill [T101,T102] | SALTHILL |  | 53.2619 | -9.0825
MV/LV Substation MO***277 |  | 10 kV | _ | LV | 630 kVA :Kiosk Substation | 0.63 | --> | 0.63 | 0 | 0 | Constrained, otherwise capacity available =531 kVA | --> | 0.598 | 0 | 0.018 | 0.5 | 0 |  | --> | C20 ex GALWAY 110KV | Galway 110kv [T102,T103] | GALWAY 110KV |  | 53.2875 | -9.0143
MV/LV Substation GR***279 |  | 10 kV | _ | LV | 200 kVA :Kiosk Substation | 0.2 | --> | 0.2 | 0.106 | 3.45 |  | --> | 0.19 | 0 | 0.038 | 0.174 | 0 |  | --> | C12 ex TRIMMS LANE | Trimms Lane [T41,T42] | SALTHILL |  | 53.2656 | -9.0655
MV/LV Substation WI***280 |  | 10 kV | _ | LV | 400 kVA :Building Structure | 0.4 | --> | 0.4 | 0 | 0 | Constrained, otherwise capacity available =366 kVA | --> | 0.38 | 0 | 0 | 0.385 | 0 |  | --> | C26 ex GALWAY 110KV | Galway 110kv [T102,T103] | GALWAY 110KV |  | 53.2903 | -9.011
MV/LV Substation RO***281 |  | 10 kV | _ | LV | 1000 kVA :Building Structure | 1 | --> | 1 | 0 | 0 | Constrained, otherwise capacity available =729 kVA | --> | 0.95 | 0 | 0 | 0.5 | 0 |  | --> | C12 ex HEADFORD ROAD | Headford Road [T41,T42] | GALWAY 110KV |  | 53.2759 | -9.0507
MV/LV Substation TE***282 |  | 10 kV | _ | LV | 200 kVA :Building Structure | 0.2 | --> | 0.2 | 0.198 | 3.45 |  | --> | 0.19 | 0 | 0 | 0.19 | 0 |  | --> | C19 ex TRIMMS LANE | Trimms Lane [T41,T42] | SALTHILL |  | 53.2721 | -9.064
MV/LV Substation CE***283X |  | 20 kV | _ | LV | 50 kVA :Pole Substation | 0.05 | --> | 0.05 | 0.034 | 11.03 |  | --> | 0.048 | 0 | 0.009 | 0.043 | 0 |  | --> | C27 ex SALTHILL | Salthill [T101,T102] | SALTHILL |  | 53.3166 | -9.1518
MV/LV Substation MA***284 |  | 10 kV | _ | LV | 400 kVA :Building Structure | 0.4 | --> | 0.4 | 0 | 0 | Constrained, otherwise capacity available =228 kVA | --> | 0.38 | 0 | 0.015 | 0.39 | 0 |  | --> | C17 ex GALWAY 110KV | Galway 110kv [T102,T103] | GALWAY 110KV |  | 53.2901 | -9.0163
MV/LV Substation DR***289 |  | 10 kV | _ | LV | 630 kVA :Kiosk Substation | 0.63 | --> | 0.63 | 0 | 0 | Constrained, otherwise capacity available =564 kVA | --> | 0.598 | 0 | 0 | 0.5 | 0 |  | --> | C11 ex HEADFORD ROAD | Headford Road [T41,T42] | GALWAY 110KV |  | 53.2769 | -9.048
MV/LV Substation CH***292 |  | 10 kV | _ | LV | 400 kVA :Kiosk Substation | 0.4 | --> | 0.4 | 0.332 | 11.03 |  | --> | 0.38 | 0 | 0.004 | 0.386 | 0 |  | --> | C32 ex SALTHILL | Salthill [T101,T102] | SALTHILL |  | 53.2863 | -9.0764
MV/LV Substation BO***293 |  | 10 kV | _ | LV | 630 kVA :Kiosk Substation | 0.63 | --> | 0.63 | 0 | 0 | Constrained, otherwise capacity available =496 kVA | --> | 0.598 | 0 | 0.013 | 0.5 | 0 |  | --> | C13 ex MONEENAGEISHA | Moneenageisha [T41,T42] | GALWAY 110KV |  | 53.2797 | -9.0427
MV/LV Substation TE***294 |  | 10 kV | _ | LV | 630 kVA :Building Structure | 0.63 | --> | 0.63 | 0.411 | 11.03 |  | --> | 0.598 | 0 | 0 | 0.5 | 0 |  | --> | C34 ex SALTHILL | Salthill [T101,T102] | SALTHILL |  | 53.2766 | -9.0764
MV/LV Substation GL***295 |  | 10 kV | _ | LV | 630 kVA :Kiosk Substation | 0.63 | --> | 0.63 | 0 | 0 | Constrained, otherwise capacity available =549 kVA | --> | 0.598 | 0 | 0.018 | 0.5 | 0 |  | --> | C28 ex GALWAY 110KV | Galway 110kv [T102,T103] | GALWAY 110KV |  | 53.2916 | -9.0218
MV/LV Substation CA***296 |  | 10 kV | _ | LV | 630 kVA :Kiosk Substation | 0.63 | --> | 0.63 | 0 | 0 | Constrained, otherwise capacity available =407 kVA | --> | 0.598 | 0 | 0.03 | 0.5 | 0 |  | --> | C18 ex HEADFORD ROAD | Headford Road [T41,T42] | GALWAY 110KV |  | 53.2877 | -9.0509
MV/LV Substation GA***297 |  | 10 kV | _ | LV | 200 kVA :Kiosk Substation | 0.2 | --> | 0.2 | 0.122 | 11.03 |  | --> | 0.19 | 0 | 0.01 | 0.193 | 0 |  | --> | C32 ex SALTHILL | Salthill [T101,T102] | SALTHILL |  | 53.2796 | -9.0784
MV/LV Substation GR***299 |  | 10 kV | _ | LV | 200 kVA :Kiosk Substation | 0.2 | --> | 0.2 | 0.088 | 3.45 |  | --> | 0.19 | 0 | 0.041 | 0.174 | 0 |  | --> | C12 ex TRIMMS LANE | Trimms Lane [T41,T42] | SALTHILL |  | 53.2646 | -9.0596
MV/LV Substation BE***300 |  | 10 kV | _ | LV | 200 kVA :Kiosk Substation | 0.2 | --> | 0.2 | 0.136 | 3.45 |  | --> | 0.19 | 0 | 0.018 | 0.185 | 0 |  | --> | C12 ex TRIMMS LANE | Trimms Lane [T41,T42] | SALTHILL |  | 53.2639 | -9.0636
MV/LV Substation RO***301 |  | 10 kV | _ | LV | 400 kVA :Kiosk Substation | 0.4 | --> | 0.4 | 0.317 | 11.03 |  | --> | 0.38 | 0 | 0.013 | 0.382 | 0 |  | --> | C29 ex SALTHILL | Salthill [T101,T102] | SALTHILL |  | 53.2748 | -9.086
MV/LV Substation CO***303 |  | 10 kV | _ | LV | 400 kVA :Building Structure | 0.4 | --> | 0.4 | 0.366 | 3.45 |  | --> | 0.38 | 0 | 0 | 0.385 | 0 |  | --> | C13 ex TRIMMS LANE | Trimms Lane [T41,T42] | SALTHILL |  | 53.2737 | -9.0534
MV/LV Substation LI***304 |  | 10 kV | _ | LV | 630 kVA :Building Structure | 0.63 | --> | 0.63 | 0 | 0 | Constrained, otherwise capacity available =503 kVA | --> | 0.598 | 0 | 0 | 0.5 | 0 |  | --> | C23 ex GALWAY 110KV | Galway 110kv [T102,T103] | GALWAY 110KV |  | 53.2859 | -9.0384
MV/LV Substation CA***305 |  | 10 kV | _ | LV | 400 kVA :Kiosk Substation | 0.4 | --> | 0.4 | 0 | 0 | Constrained, otherwise capacity available =271 kVA | --> | 0.38 | 0 | 0.013 | 0.388 | 0 |  | --> | C22 ex GALWAY 110KV | Galway 110kv [T102,T103] | GALWAY 110KV |  | 53.2878 | -9.0045
MV/LV Substation RI***307 |  | 10 kV | _ | LV | 400 kVA :Building Structure | 0.4 | --> | 0.4 | 0 | 0 | Constrained, otherwise capacity available =384 kVA | --> | 0.38 | 0 | 0.05 | 0.345 | 0 |  | --> | C28 ex GALWAY 110KV | Galway 110kv [T102,T103] | GALWAY 110KV |  | 53.2913 | -9.0265
MV/LV Substation P ***309 |  | 10 kV | _ | LV | 200 kVA :Building Structure | 0.2 | --> | 0.2 | 0 | 0 | Constrained, otherwise capacity available =163 kVA | --> | 0.19 | 0 | 0 | 0.195 | 0 |  | --> | C25 ex GALWAY 110KV | Galway 110kv [T102,T103] | GALWAY 110KV |  | 53.2888 | -9.0196
MV/LV Substation DR***310 |  | 10 kV | _ | LV | 200 kVA :Kiosk Substation | 0.2 | --> | 0.2 | 0.171 | 11.03 |  | --> | 0.19 | 0 | 0.014 | 0.184 | 0 |  | --> | C19 ex SALTHILL | Salthill [T101,T102] | SALTHILL |  | 53.2645 | -9.0793
MV/LV Substation TI***311 |  | 10 kV | _ | LV | 630 kVA :Kiosk Substation | 0.63 | --> | 0.63 | 0 | 0 | Constrained, otherwise capacity available =447 kVA | --> | 0.598 | 0 | 0.045 | 0.5 | 0 |  | --> | C18 ex HEADFORD ROAD | Headford Road [T41,T42] | GALWAY 110KV |  | 53.2896 | -9.0468
MV/LV Substation MO***314 |  | 10 kV | _ | LV | 400 kVA :Kiosk Substation | 0.4 | --> | 0.4 | 0 | 0 | Constrained, otherwise capacity available =301 kVA | --> | 0.38 | 0 | 0 | 0.393 | 0 |  | --> | C13 ex MONEENAGEISHA | Moneenageisha [T41,T42] | GALWAY 110KV |  | 53.2817 | -9.0341
MV/LV Substation WA***314X |  | 10 kV | _ | LV | 1000 kVA :Building Structure | 1 | --> | 1 | 0.5 | 3.45 |  | --> | 0.95 | 0 | 0.015 | 0.5 | 0 |  | --> | C11 ex TRIMMS LANE | Trimms Lane [T41,T42] | SALTHILL |  | 53.2589 | -9.079
MV/LV Substation MO***315 |  | 10 kV | _ | LV | 200 kVA :Building Structure | 0.2 | --> | 0.2 | 0 | 0 | Constrained, otherwise capacity available =33 kVA | --> | 0.19 | 0 | 0.005 | 0.208 | 0 |  | --> | C29 ex GALWAY 110KV | Galway 110kv [T102,T103] | GALWAY 110KV |  | 53.2835 | -9.0337
MV/LV Substation BR***315X |  | 10 kV | _ | LV | 400 kVA :Kiosk Substation | 0.4 | --> | 0.4 | 0.367 | 11.03 |  | --> | 0.38 | 0 | 0.014 | 0.374 | 0 |  | --> | C33 ex SALTHILL | Salthill [T101,T102] | SALTHILL |  | 53.2684 | -9.0897
MV/LV Substation KI***316 |  | 10 kV | _ | LV | 1000 kVA :Kiosk Substation | 1 | --> | 1 | 0 | 0 | Constrained, otherwise capacity available =793 kVA | --> | 0.95 | 0 | 0.03 | 0.5 | 0 |  | --> | C19 ex HEADFORD ROAD | Headford Road [T41,T42] | GALWAY 110KV |  | 53.2747 | -9.0462
MV/LV Substation SA***318 |  | 10 kV | _ | LV | 400 kVA :Kiosk Substation | 0.4 | --> | 0.4 | 0 | 0 | Constrained, otherwise capacity available =316 kVA | --> | 0.38 | 0 | 0 | 0.391 | 0 |  | --> | C18 ex HEADFORD ROAD | Headford Road [T41,T42] | GALWAY 110KV |  | 53.2889 | -9.0424
MV/LV Substation SI***320 |  | 10 kV | _ | LV | 400 kVA :Building Structure | 0.4 | --> | 0.4 | 0 | 0 | Constrained, otherwise capacity available =325 kVA | --> | 0.38 | 0 | 0 | 0.39 | 0 |  | --> | C25 ex GALWAY 110KV | Galway 110kv [T102,T103] | GALWAY 110KV |  | 53.2882 | -9.0241
MV/LV Substation BR***321 |  | 10 kV | _ | LV | 630 kVA :Building Structure | 0.63 | --> | 0.63 | 0 | 0 | Constrained, otherwise capacity available =534 kVA | --> | 0.598 | 0 | 0 | 0.5 | 0 |  | --> | C21 ex GALWAY 110KV | Galway 110kv [T102,T103] | GALWAY 110KV |  | 53.2833 | -9.0038
MV/LV Substation JO***323 |  | 10 kV | _ | LV | 630 kVA :Building Structure | 0.63 | --> | 0.63 | 0 | 0 | Constrained, otherwise capacity available =451 kVA | --> | 0.598 | 0 | 0 | 0.5 | 0 |  | --> | C25 ex GALWAY 110KV | Galway 110kv [T102,T103] | GALWAY 110KV |  | 53.289 | -9.022
MV/LV Substation MO***323X |  | 10 kV | _ | LV | 400 kVA :Kiosk Substation | 0.4 | --> | 0.4 | 0 | 0 | Constrained, otherwise capacity available =140 kVA | --> | 0.38 | 0 | 0.04 | 0.384 | 0 |  | --> | C28 ex GALWAY 110KV | Galway 110kv [T102,T103] | GALWAY 110KV |  | 53.2925 | -9.0196
MV/LV Substation CL***324 |  | 10 kV | _ | LV | 400 kVA :Kiosk Substation | 0.4 | --> | 0.4 | 0.306 | 11.03 |  | --> | 0.38 | 0 | 0.046 | 0.359 | 0 |  | --> | C26 ex SALTHILL | Salthill [T101,T102] | SALTHILL |  | 53.2637 | -9.1072
MV/LV Substation GL***324X |  | 10 kV | _ | LV | 400 kVA :Kiosk Substation | 0.4 | --> | 0.4 | 0 | 0 | Constrained, otherwise capacity available =347 kVA | --> | 0.38 | 0 | 0 | 0.387 | 0 |  | --> | C13 ex MONEENAGEISHA | Moneenageisha [T41,T42] | GALWAY 110KV |  | 53.2818 | -9.0358
MV/LV Substation SL***325 |  | 10 kV | _ | LV | 400 kVA :Kiosk Substation | 0.4 | --> | 0.4 | 0 | 0 | Constrained, otherwise capacity available =314 kVA | --> | 0.38 | 0 | 0.005 | 0.388 | 0 |  | --> | C21 ex GALWAY 110KV | Galway 110kv [T102,T103] | GALWAY 110KV |  | 53.284 | -8.9985
MV/LV Substation AT***325X |  | 10 kV | _ | LV | 630 kVA :Kiosk Substation | 0.63 | --> | 0.63 | 0.5 | 3.45 |  | --> | 0.598 | 0 | 0 | 0.5 | 0 |  | --> | C11 ex TRIMMS LANE | Trimms Lane [T41,T42] | SALTHILL |  | 53.2603 | -9.0744
MV/LV Substation GA***326 |  | 10 kV | _ | LV | 630 kVA :Building Structure | 0.63 | --> | 0.63 | 0 | 0 | Constrained, otherwise capacity available =630 kVA | --> | 0.598 | 0 | 0 | 0.5 | 0 |  | --> | C14 ex GALWAY 110KV | Galway 110kv [T102,T103] | GALWAY 110KV |  | 53.2774 | -9.0139
MV/LV Substation LU***327 |  | 10 kV | _ | LV | 630 kVA :Kiosk Substation | 0.63 | --> | 0.63 | 0 | 0 | Constrained, otherwise capacity available =394 kVA | --> | 0.598 | 0 | 0.067 | 0.5 | 0 |  | --> | C24 ex GALWAY 110KV | Galway 110kv [T102,T103] | GALWAY 110KV |  | 53.2747 | -9.0061
MV/LV Substation TI***328 |  | 10 kV | _ | LV | 400 kVA :Kiosk Substation | 0.4 | --> | 0.4 | 0 | 0 | Constrained, otherwise capacity available =302 kVA | --> | 0.38 | 0 | 0.041 | 0.363 | 0 |  | --> | C18 ex HEADFORD ROAD | Headford Road [T41,T42] | GALWAY 110KV |  | 53.2917 | -9.0454
MV/LV Substation TI***329 |  | 10 kV | _ | LV | 400 kVA :Kiosk Substation | 0.4 | --> | 0.4 | 0 | 0 | Constrained, otherwise capacity available =302 kVA | --> | 0.38 | 0 | 0.019 | 0.379 | 0 |  | --> | C18 ex HEADFORD ROAD | Headford Road [T41,T42] | GALWAY 110KV |  | 53.2907 | -9.0436
MV/LV Substation IN***330 |  | 10 kV | _ | LV | 400 kVA :Kiosk Substation | 0.4 | --> | 0.4 | 0.309 | 11.03 |  | --> | 0.38 | 0 | 0.017 | 0.38 | 0 |  | --> | C32 ex SALTHILL | Salthill [T101,T102] | SALTHILL |  | 53.2779 | -9.0815
MV/LV Substation DU***330X |  | 10 kV | _ | LV | 400 kVA :Kiosk Substation | 0.4 | --> | 0.4 | 0 | 0 | Constrained, otherwise capacity available =306 kVA | --> | 0.38 | 0 | 0 | 0.393 | 0 |  | --> | C13 ex HEADFORD ROAD | Headford Road [T41,T42] | GALWAY 110KV |  | 53.2836 | -9.0554
MV/LV Substation BR***331 |  | 10 kV | _ | LV | 400 kVA :Building Structure | 0.4 | --> | 0.4 | 0 | 0 | Constrained, otherwise capacity available =332 kVA | --> | 0.38 | 0 | 0 | 0.389 | 0 |  | --> | C22 ex GALWAY 110KV | Galway 110kv [T102,T103] | GALWAY 110KV |  | 53.2895 | -9.0023
MV/LV Substation AR***331X |  | 10 kV | _ | LV | 100 kVA :Pole Substation | 0.1 | --> | 0.1 | 0.095 | 11.03 |  | --> | 0.095 | 0 | 0.005 | 0.092 | 0 |  | --> | C28 ex SALTHILL | Salthill [T101,T102] | SALTHILL |  | 53.25 | -9.1736
MV/LV Substation OC***332 |  | 10 kV | _ | LV | 400 kVA :Kiosk Substation | 0.4 | --> | 0.4 | 0.264 | 11.03 |  | --> | 0.38 | 0 | 0.049 | 0.362 | 0 |  | --> | C24 ex SALTHILL | Salthill [T101,T102] | SALTHILL |  | 53.2579 | -9.0909
MV/LV Substation CA***333 |  | 10 kV | _ | LV | 400 kVA :Kiosk Substation | 0.4 | --> | 0.4 | 0 | 0 | Constrained, otherwise capacity available =325 kVA | --> | 0.38 | 0 | 0 | 0.39 | 0 |  | --> | C22 ex GALWAY 110KV | Galway 110kv [T102,T103] | GALWAY 110KV |  | 53.2868 | -9.0033
MV/LV Substation GA***333X |  | 10 kV | _ | LV | 400 kVA :Building Structure | 0.4 | --> | 0.4 | 0 | 0 | Constrained, otherwise capacity available =370 kVA | --> | 0.38 | 0 | 0 | 0.384 | 0 |  | --> | C13 ex HEADFORD ROAD | Headford Road [T41,T42] | GALWAY 110KV |  | 53.2861 | -9.0425
MV/LV Substation BA***334 |  | 10 kV | _ | LV | 630 kVA :Building Structure | 0.63 | --> | 0.63 | 0 | 0 | Constrained, otherwise capacity available =547 kVA | --> | 0.598 | 0 | 0.082 | 0.5 | 0 |  | --> | C17 ex GALWAY 110KV | Galway 110kv [T102,T103] | GALWAY 110KV |  | 53.294 | -9.0114
MV/LV Substation FO***334X |  | 10 kV | _ | LV | 400 kVA :Kiosk Substation | 0.4 | --> | 0.4 | 0.334 | 11.03 |  | --> | 0.38 | 0 | 0.005 | 0.385 | 0 |  | --> | C24 ex SALTHILL | Salthill [T101,T102] | SALTHILL |  | 53.2703 | -9.085
MV/LV Substation CO***335 |  | 10 kV | _ | LV | 630 kVA :Building Structure | 0.63 | --> | 0.63 | 0 | 0 | Constrained, otherwise capacity available =566 kVA | --> | 0.598 | 0 | 0 | 0.5 | 0 |  | --> | C27 ex GALWAY 110KV | Galway 110kv [T102,T103] | GALWAY 110KV |  | 53.2701 | -9.0464
MV/LV Substation CL***336 |  | 10 kV | _ | LV | 400 kVA :Kiosk Substation | 0.4 | --> | 0.4 | 0.303 | 11.03 |  | --> | 0.38 | 0 | 0.038 | 0.365 | 0 |  | --> | C29 ex SALTHILL | Salthill [T101,T102] | SALTHILL |  | 53.2761 | -9.0856
MV/LV Substation SC***336X |  | 10 kV | _ | LV | 50 kVA :Pole Substation | 0.05 | --> | 0.05 | 0.027 | 11.03 |  | --> | 0.048 | 0 | 0.023 | 0.034 | 0 |  | --> | C28 ex SALTHILL | Salthill [T101,T102] | SALTHILL |  | 53.2536 | -9.1462
MV/LV Substation LI***337 |  | 10 kV | _ | LV | 400 kVA :Building Structure | 0.4 | --> | 0.4 | 0 | 0 | Constrained, otherwise capacity available =117 kVA | --> | 0.38 | 0 | 0.06 | 0.372 | 0 |  | --> | C23 ex GALWAY 110KV | Galway 110kv [T102,T103] | GALWAY 110KV |  | 53.2846 | -9.0365
MV/LV Substation ID***337X |  | 10 kV | _ | LV | 630 kVA :Building Structure | 0.63 | --> | 0.63 | 0.5 | 11.03 |  | --> | 0.598 | 0 | 0.01 | 0.5 | 0 |  | --> | C32 ex SALTHILL | Salthill [T101,T102] | SALTHILL |  | 53.2914 | -9.0744
MV/LV Substation LI***338 |  | 10 kV | _ | LV | 400 kVA :Building Structure | 0.4 | --> | 0.4 | 0 | 0 | Constrained, otherwise capacity available =288 kVA | --> | 0.38 | 0 | 0 | 0.395 | 0 |  | --> | C23 ex GALWAY 110KV | Galway 110kv [T102,T103] | GALWAY 110KV |  | 53.2865 | -9.0336
MV/LV Substation DA***339 |  | 10 kV | _ | LV | 400 kVA :Kiosk Substation | 0.4 | --> | 0.4 | 0.25 | 11.03 |  | --> | 0.38 | 0 | 0.047 | 0.365 | 0 |  | --> | C36 ex SALTHILL | Salthill [T101,T102] | SALTHILL |  | 53.2897 | -9.0804
MV/LV Substation MI***340 |  | 10 kV | _ | LV | 1000 kVA :Building Structure | 1 | --> | 1 | 0 | 0 | Constrained, otherwise capacity available =527 kVA | --> | 0.95 | 0 | 0.07 | 0.5 | 0 |  | --> | C14 ex HEADFORD ROAD | Headford Road [T41,T42] | GALWAY 110KV |  | 53.2717 | -9.0525
MV/LV Substation OR***340X |  | 10 kV | _ | LV | 200 kVA :Building Structure | 0.2 | --> | 0.2 | 0 | 0 | Constrained, otherwise capacity available =138 kVA | --> | 0.19 | 0 | 0 | 0.198 | 0 |  | --> | C15 ex ORANMORE | Oranmore [T41,T44] | GALWAY 110KV |  | 53.2713 | -8.9332
MV/LV Substation GA***341X |  | 10 kV | _ | LV | 200 kVA :Kiosk Substation | 0.2 | --> | 0.2 | 0.137 | 11.03 |  | --> | 0.19 | 0 | 0.021 | 0.183 | 0 |  | --> | C33 ex SALTHILL | Salthill [T101,T102] | SALTHILL |  | 53.2694 | -9.0912
MV/LV Substation BR***342 |  | 10 kV | _ | LV | 1000 kVA :Building Structure | 1 | --> | 1 | 0.5 | 3.45 |  | --> | 0.95 | 0 | 0.005 | 0.5 | 0 |  | --> | C17 ex TRIMMS LANE | Trimms Lane [T41,T42] | SALTHILL |  | 53.2713 | -9.0548
MV/LV Substation CA***343 |  | 10 kV | _ | LV | 400 kVA :Kiosk Substation | 0.4 | --> | 0.4 | 0 | 0 | Constrained, otherwise capacity available =335 kVA | --> | 0.38 | 0 | 0 | 0.389 | 0 |  | --> | C21 ex GALWAY 110KV | Galway 110kv [T102,T103] | GALWAY 110KV |  | 53.2847 | -9.0054
MV/LV Substation CO***343X |  | 10 kV | _ | LV | 400 kVA :Building Structure | 0.4 | --> | 0.4 | 0 | 0 | Constrained, otherwise capacity available =374 kVA | --> | 0.38 | 0 | 0.15 | 0.272 | 0 |  | --> | C17 ex ORANMORE | Oranmore [T41,T44] | GALWAY 110KV |  | 53.2807 | -8.9286
MV/LV Substation LI***344 |  | 10 kV | _ | LV | 400 kVA :Kiosk Substation | 0.4 | --> | 0.4 | 0 | 0 | Constrained, otherwise capacity available =361 kVA | --> | 0.38 | 0 | 0 | 0.385 | 0 |  | --> | C23 ex GALWAY 110KV | Galway 110kv [T102,T103] | GALWAY 110KV |  | 53.2853 | -9.0351
MV/LV Substation KN***344X |  | 10 kV | _ | LV | 400 kVA :Building Structure | 0.4 | --> | 0.4 | 0.237 | 11.03 |  | --> | 0.38 | 0 | 0.005 | 0.398 | 0 |  | --> | C33 ex SALTHILL | Salthill [T101,T102] | SALTHILL |  | 53.2626 | -9.1057
MV/LV Substation LA***345 |  | 10 kV | _ | LV | 400 kVA :Kiosk Substation | 0.4 | --> | 0.4 | 0.278 | 11.03 |  | --> | 0.38 | 0 | 0.011 | 0.388 | 0 |  | --> | C32 ex SALTHILL | Salthill [T101,T102] | SALTHILL |  | 53.2827 | -9.0764
MV/LV Substation HY***345X |  | 10 kV | _ | LV | 400 kVA :Building Structure | 0.4 | --> | 0.4 | 0.316 | 3.45 |  | --> | 0.38 | 0 | 0 | 0.391 | 0 |  | --> | C17 ex TRIMMS LANE | Trimms Lane [T41,T42] | SALTHILL |  | 53.2713 | -9.0511
MV/LV Substation BA***346 |  | 10 kV | _ | LV | 200 kVA :Building Structure | 0.2 | --> | 0.2 | 0 | 0 | Constrained, otherwise capacity available =95 kVA | --> | 0.19 | 0 | 0.06 | 0.159 | 0 |  | --> | C24 ex GALWAY 110KV | Galway 110kv [T102,T103] | GALWAY 110KV |  | 53.2858 | -9.0122
MV/LV Substation RE***346X |  | 10 kV | _ | LV | 200 kVA :Kiosk Substation | 0.2 | --> | 0.2 | 0 | 0 | Constrained, otherwise capacity available =117 kVA | --> | 0.19 | 0 | 0.025 | 0.182 | 0 |  | --> | C19 ex GALWAY 110KV | Galway 110kv [T102,T103] | GALWAY 110KV |  | 53.2757 | -9.015
MV/LV Substation CA***347 |  | 10 kV | _ | LV | 400 kVA :Kiosk Substation | 0.4 | --> | 0.4 | 0.253 | 11.03 |  | --> | 0.38 | 0 | 0.02 | 0.385 | 0 |  | --> | C24 ex SALTHILL | Salthill [T101,T102] | SALTHILL |  | 53.2595 | -9.1019
MV/LV Substation SA***347X |  | 10 kV | _ | LV | 400 kVA :Building Structure | 0.4 | --> | 0.4 | 0.29 | 3.45 |  | --> | 0.38 | 0 | 0 | 0.394 | 0 |  | --> | C11 ex TRIMMS LANE | Trimms Lane [T41,T42] | SALTHILL |  | 53.2611 | -9.0756
MV/LV Substation LR***348X |  | 10 kV | _ | LV | 1000 kVA :Building Structure | 1 | --> | 1 | 0.5 | 3.45 |  | --> | 0.95 | 0 | 0 | 0.5 | 0 |  | --> | C13 ex TRIMMS LANE | Trimms Lane [T41,T42] | SALTHILL |  | 53.2707 | -9.0569
MV/LV Substation GL***349X |  | 10 kV | _ | LV | 630 kVA :Kiosk Substation | 0.63 | --> | 0.63 | 0 | 0 | Constrained, otherwise capacity available =538 kVA | --> | 0.598 | 0 | 0 | 0.5 | 0 |  | --> | C13 ex HEADFORD ROAD | Headford Road [T41,T42] | GALWAY 110KV |  | 53.284 | -9.043
MV/LV Substation RO***352 |  | 10 kV | _ | LV | 200 kVA :Kiosk Substation | 0.2 | --> | 0.2 | 0 | 0 | Constrained, otherwise capacity available =134 kVA | --> | 0.19 | 0 | 0.014 | 0.188 | 0 |  | --> | C19 ex GALWAY 110KV | Galway 110kv [T102,T103] | GALWAY 110KV |  | 53.2726 | -9.0157
MV/LV Substation DI***352X |  | 10 kV | _ | LV | 630 kVA :Kiosk Substation | 0.63 | --> | 0.63 | 0.5 | 11.03 |  | --> | 0.598 | 0 | 0 | 0.5 | 0 |  | --> | C34 ex SALTHILL | Salthill [T101,T102] | SALTHILL |  | 53.2814 | -9.063
MV/LV Substation KN***353 |  | 10 kV | _ | LV | 400 kVA :Kiosk Substation | 0.4 | --> | 0.4 | 0.274 | 11.03 |  | --> | 0.38 | 0 | 0.039 | 0.368 | 0 |  | --> | C26 ex SALTHILL | Salthill [T101,T102] | SALTHILL |  | 53.2644 | -9.1111
MV/LV Substation BA***354 |  | 10 kV | _ | LV | 630 kVA :Kiosk Substation | 0.63 | --> | 0.63 | 0 | 0 | Constrained, otherwise capacity available =501 kVA | --> | 0.598 | 0 | 0.007 | 0.5 | 0 |  | --> | C18 ex HEADFORD ROAD | Headford Road [T41,T42] | GALWAY 110KV |  | 53.2924 | -9.0421
MV/LV Substation FR***356 |  | 10 kV | _ | LV | 630 kVA :Kiosk Substation | 0.63 | --> | 0.63 | 0.5 | 11.03 |  | --> | 0.598 | 0 | 0.043 | 0.5 | 0 |  | --> | C33 ex SALTHILL | Salthill [T101,T102] | SALTHILL |  | 53.2713 | -9.09
MV/LV Substation CA***360 |  | 10 kV | _ | LV | 400 kVA :Kiosk Substation | 0.4 | --> | 0.4 | 0.342 | 11.03 |  | --> | 0.38 | 0 | 0.005 | 0.384 | 0 |  | --> | C31 ex SALTHILL | Salthill [T101,T102] | SALTHILL |  | 53.278 | -9.0781
MV/LV Substation OR***360X |  | 10 kV | _ | LV | 630 kVA :Building Structure | 0.63 | --> | 0.63 | 0 | 0 | Constrained, otherwise capacity available =424 kVA | --> | 0.598 | 0 | 0.12 | 0.5 | 0 |  | --> | C18 ex ORANMORE | Oranmore [T41,T44] | GALWAY 110KV |  | 53.2781 | -8.9315
MV/LV Substation CR***362 |  | 10 kV | _ | LV | 400 kVA :Kiosk Substation | 0.4 | --> | 0.4 | 0 | 0 | Constrained, otherwise capacity available =310 kVA | --> | 0.38 | 0 | 0.035 | 0.366 | 0 |  | --> | C18 ex HEADFORD ROAD | Headford Road [T41,T42] | GALWAY 110KV |  | 53.2926 | -9.0503
MV/LV Substation MI***363 |  | 10 kV | _ | LV | 630 kVA :Kiosk Substation | 0.63 | --> | 0.63 | 0.249 | 3.45 |  | --> | 0.598 | 0 | 0 | 0.5 | 0 |  | --> | C13 ex TRIMMS LANE | Trimms Lane [T41,T42] | SALTHILL |  | 53.2714 | -9.0571
MV/LV Substation BA***364X |  | 10 kV | _ | LV | 50 kVA :Pole Substation | 0.05 | --> | 0.05 | 0 | 0 | Constrained, otherwise capacity available =32 kVA | --> | 0.048 | 0 | 0 | 0.05 | 0 |  | --> | C28 ex GALWAY 110KV | Galway 110kv [T102,T103] | GALWAY 110KV |  | 53.3135 | -9.0223
MV/LV Substation LA***365 |  | 10 kV | _ | LV | 400 kVA :Kiosk Substation | 0.4 | --> | 0.4 | 0.331 | 11.03 |  | --> | 0.38 | 0 | 0.025 | 0.371 | 0 |  | --> | C32 ex SALTHILL | Salthill [T101,T102] | SALTHILL |  | 53.2822 | -9.0774
MV/LV Substation CA***365X |  | 10 kV | _ | LV | 400 kVA :Kiosk Substation | 0.4 | --> | 0.4 | 0 | 0 | Constrained, otherwise capacity available =289 kVA | --> | 0.38 | 0 | 0 | 0.395 | 0 |  | --> | C22 ex GALWAY 110KV | Galway 110kv [T102,T103] | GALWAY 110KV |  | 53.2869 | -8.999
MV/LV Substation AR***366 |  | 10 kV | _ | LV | 400 kVA :Kiosk Substation | 0.4 | --> | 0.4 | 0.383 | 11.03 |  | --> | 0.38 | 0 | 0 | 0.382 | 0 |  | --> | C19 ex SALTHILL | Salthill [T101,T102] | SALTHILL |  | 53.2578 | -9.0882
MV/LV Substation CI***367 |  | 10 kV | _ | LV | 400 kVA :Building Structure | 0.4 | --> | 0.4 | 0 | 0 | Constrained, otherwise capacity available =280 kVA | --> | 0.38 | 0 | 0 | 0.396 | 0 |  | --> | C13 ex MONEENAGEISHA | Moneenageisha [T41,T42] | GALWAY 110KV |  | 53.2762 | -9.0435
MV/LV Substation BA***367X |  | 10 kV | _ | LV | 400 kVA :Kiosk Substation | 0.4 | --> | 0.4 | 0 | 0 | Constrained, otherwise capacity available =311 kVA | --> | 0.38 | 0 | 0.039 | 0.363 | 0 |  | --> | C22 ex GALWAY 110KV | Galway 110kv [T102,T103] | GALWAY 110KV |  | 53.2901 | -8.9962
MV/LV Substation SE***368 |  | 10 kV | _ | LV | 400 kVA :Kiosk Substation | 0.4 | --> | 0.4 | 0.237 | 11.03 |  | --> | 0.38 | 0 | 0.08 | 0.342 | 0 |  | --> | C33 ex SALTHILL | Salthill [T101,T102] | SALTHILL |  | 53.2621 | -9.1141
MV/LV Substation TH***368X |  | 10 kV | _ | LV | 400 kVA :Kiosk Substation | 0.4 | --> | 0.4 | 0 | 0 | Constrained, otherwise capacity available =211 kVA | --> | 0.38 | 0 | 0.022 | 0.389 | 0 |  | --> | C22 ex GALWAY 110KV | Galway 110kv [T102,T103] | GALWAY 110KV |  | 53.2892 | -9.0002
MV/LV Substation MO***369 |  | 10 kV | _ | LV | 630 kVA :Kiosk Substation | 0.63 | --> | 0.63 | 0.5 | 11.03 |  | --> | 0.598 | 0 | 0.035 | 0.5 | 0 |  | --> | C17 ex SALTHILL | Salthill [T101,T102] | SALTHILL |  | 53.2639 | -9.1186
MV/LV Substation LI***369X |  | 10 kV | _ | LV | 630 kVA :Kiosk Substation | 0.63 | --> | 0.63 | 0 | 0 | Constrained, otherwise capacity available =584 kVA | --> | 0.598 | 0 | 0.006 | 0.5 | 0 |  | --> | C19 ex PARKMORE | Parkmore [T41,T42] | GALWAY 110KV |  | 53.2914 | -8.9931
MV/LV Substation U.***370 |  | 10 kV | _ | LV | 400 kVA :Kiosk Substation | 0.4 | --> | 0.4 | 0.362 | 11.03 |  | --> | 0.38 | 0 | 0 | 0.385 | 0 |  | --> | C36 ex SALTHILL | Salthill [T101,T102] | SALTHILL |  | 53.2915 | -9.0771
MV/LV Substation CO***373 |  | 10 kV | _ | LV | 1000 kVA :Building Structure | 1 | --> | 1 | 0 | 0 | Constrained, otherwise capacity available =672 kVA | --> | 0.95 | 0 | 0 | 0.5 | 0 |  | --> | C16 ex HEADFORD ROAD | Headford Road [T41,T42] | GALWAY 110KV |  | 53.2735 | -9.0508
MV/LV Substation TU***374 |  | 10 kV | _ | LV | 630 kVA :Kiosk Substation | 0.63 | --> | 0.63 | 0.5 | 11.03 |  | --> | 0.598 | 0 | 0.047 | 0.5 | 0 |  | --> | C31 ex SALTHILL | Salthill [T101,T102] | SALTHILL |  | 53.2886 | -9.0776
MV/LV Substation GL***376 |  | 10 kV | _ | LV | 400 kVA :Kiosk Substation | 0.4 | --> | 0.4 | 0 | 0 | Constrained, otherwise capacity available =349 kVA | --> | 0.38 | 0 | 0 | 0.387 | 0 |  | --> | C13 ex MONEENAGEISHA | Moneenageisha [T41,T42] | GALWAY 110KV |  | 53.2765 | -9.0426
MV/LV Substation TH***377X |  | 10 kV | _ | LV | 400 kVA :Building Structure | 0.4 | --> | 0.4 | 0.201 | 3.45 |  | --> | 0.38 | 0 | 0 | 0.406 | 0 |  | --> | C11 ex TRIMMS LANE | Trimms Lane [T41,T42] | SALTHILL |  | 53.2602 | -9.074
MV/LV Substation OL***378 |  | 10 kV | _ | LV | 630 kVA :Kiosk Substation | 0.63 | --> | 0.63 | 0.5 | 11.03 |  | --> | 0.598 | 0 | 0.022 | 0.5 | 0 |  | --> | C33 ex SALTHILL | Salthill [T101,T102] | SALTHILL |  | 53.2635 | -9.1028
MV/LV Substation MC***379 |  | 10 kV | _ | LV | 1000 kVA :Building Structure | 1 | --> | 1 | 0.5 | 3.45 |  | --> | 0.95 | 0 | 0 | 0.5 | 0 |  | --> | C13 ex TRIMMS LANE | Trimms Lane [T41,T42] | SALTHILL |  | 53.2733 | -9.0532
MV/LV Substation AR***380 |  | 10 kV | _ | LV | 400 kVA :Building Structure | 0.4 | --> | 0.4 | 0.252 | 11.03 |  | --> | 0.38 | 0 | 0.106 | 0.321 | 0 |  | --> | C19 ex SALTHILL | Salthill [T101,T102] | SALTHILL |  | 53.2685 | -9.0799
MV/LV Substation ID***380X |  | 10 kV | _ | LV | 400 kVA :Building Structure | 0.4 | --> | 0.4 | 0.279 | 11.03 |  | --> | 0.38 | 0 | 0 | 0.396 | 0 |  | --> | C32 ex SALTHILL | Salthill [T101,T102] | SALTHILL |  | 53.2913 | -9.0737
MV/LV Substation KN***381 |  | 10 kV | _ | LV | 400 kVA :Kiosk Substation | 0.4 | --> | 0.4 | 0.33 | 11.03 |  | --> | 0.38 | 0 | 0.03 | 0.367 | 0 |  | --> | C26 ex SALTHILL | Salthill [T101,T102] | SALTHILL |  | 53.2662 | -9.1113
MV/LV Substation GA***381X |  | 10 kV | _ | LV | 400 kVA :Building Structure | 0.4 | --> | 0.4 | 0 | 0 | Constrained, otherwise capacity available =400 kVA | --> | 0.38 | 0 | 0 | 0.38 | 0 |  | --> | C22 ex ORANMORE | Oranmore [T41,T44] | GALWAY 110KV |  | 53.2819 | -8.923
MV/LV Substation DE***382 |  | 10 kV | _ | LV | 400 kVA :Building Structure | 0.4 | --> | 0.4 | 0 | 0 | Constrained, otherwise capacity available =368 kVA | --> | 0.38 | 0 | 0 | 0.384 | 0 |  | --> | C19 ex GALWAY 110KV | Galway 110kv [T102,T103] | GALWAY 110KV |  | 53.2728 | -9.0323
MV/LV Substation TA***382X |  | 10 kV | _ | LV | 630 kVA :Building Structure | 0.63 | --> | 0.63 | 0 | 0 | Constrained, otherwise capacity available =587 kVA | --> | 0.598 | 0 | 0.13 | 0.5 | 0 |  | --> | C12 ex MONEENAGEISHA | Moneenageisha [T41,T42] | GALWAY 110KV |  | 53.269 | -9.0417
MV/LV Substation WE***383 |  | 10 kV | _ | LV | 630 kVA :Kiosk Substation | 0.63 | --> | 0.63 | 0.5 | 11.03 |  | --> | 0.598 | 0 | 0.087 | 0.5 | 0 |  | --> | C33 ex SALTHILL | Salthill [T101,T102] | SALTHILL |  | 53.2611 | -9.1195
MV/LV Substation TH***384 |  | 10 kV | _ | LV | 400 kVA :Kiosk Substation | 0.4 | --> | 0.4 | 0 | 0 | Constrained, otherwise capacity available =330 kVA | --> | 0.38 | 0 | 0.01 | 0.382 | 0 |  | --> | C13 ex MONEENAGEISHA | Moneenageisha [T41,T42] | GALWAY 110KV |  | 53.2784 | -9.0415
MV/LV Substation MO***385 |  | 10 kV | _ | LV | 630 kVA :Kiosk Substation | 0.63 | --> | 0.63 | 0.5 | 11.03 |  | --> | 0.598 | 0 | 0.042 | 0.5 | 0 |  | --> | C17 ex SALTHILL | Salthill [T101,T102] | SALTHILL |  | 53.2651 | -9.1197
MV/LV Substation RO***386 |  | 10 kV | _ | LV | 400 kVA :Kiosk Substation | 0.4 | --> | 0.4 | 0.364 | 11.03 |  | --> | 0.38 | 0 | 0 | 0.385 | 0 |  | --> | C24 ex SALTHILL | Salthill [T101,T102] | SALTHILL |  | 53.262 | -9.0857
MV/LV Substation RU***388 |  | 10 kV | _ | LV | 200 kVA :Kiosk Substation | 0.2 | --> | 0.2 | 0.16 | 11.03 |  | --> | 0.19 | 0 | 0.024 | 0.178 | 0 |  | --> | C33 ex SALTHILL | Salthill [T101,T102] | SALTHILL |  | 53.2619 | -9.1096
MV/LV Substation AS***389 |  | 10 kV | _ | LV | 400 kVA :Kiosk Substation | 0.4 | --> | 0.4 | 0 | 0 | Constrained, otherwise capacity available =295 kVA | --> | 0.38 | 0 | 0.025 | 0.376 | 0 |  | --> | C23 ex GALWAY 110KV | Galway 110kv [T102,T103] | GALWAY 110KV |  | 53.2889 | -9.0271
MV/LV Substation AS***390 |  | 10 kV | _ | LV | 630 kVA :Kiosk Substation | 0.63 | --> | 0.63 | 0.5 | 11.03 |  | --> | 0.598 | 0 | 0.046 | 0.5 | 0 |  | --> | C17 ex SALTHILL | Salthill [T101,T102] | SALTHILL |  | 53.265 | -9.1149
MV/LV Substation GA***390X |  | 10 kV | _ | LV | 200 kVA :Kiosk Substation | 0.2 | --> | 0.2 | 0.178 | 11.03 |  | --> | 0.19 | 0 | 0 | 0.193 | 0 |  | --> | C18 ex SALTHILL | Salthill [T101,T102] | SALTHILL |  | 53.2652 | -9.1269
MV/LV Substation RO***391 |  | 10 kV | _ | LV | 630 kVA :Building Structure | 0.63 | --> | 0.63 | 0 | 0 | Constrained, otherwise capacity available =498 kVA | --> | 0.598 | 0 | 0.008 | 0.5 | 0 |  | --> | C12 ex HEADFORD ROAD | Headford Road [T41,T42] | GALWAY 110KV |  | 53.2763 | -9.0496
MV/LV Substation PA***392 |  | 10 kV | _ | LV | 50 kVA :Pole Substation | 0.05 | --> | 0.05 | 0 | 0 | Constrained, otherwise capacity available =39 kVA | --> | 0.048 | 0 | 0.006 | 0.044 | 0 |  | --> | C17 ex GALWAY 110KV | Galway 110kv [T102,T103] | GALWAY 110KV |  | 53.297 | -9.0134
MV/LV Substation WO***393 |  | 10 kV | _ | LV | 630 kVA :Kiosk Substation | 0.63 | --> | 0.63 | 0.5 | 11.03 |  | --> | 0.598 | 0 | 0.022 | 0.5 | 0 |  | --> | C28 ex SALTHILL | Salthill [T101,T102] | SALTHILL |  | 53.2612 | -9.1254
MV/LV Substation WO***395 |  | 10 kV | _ | LV | 400 kVA :Kiosk Substation | 0.4 | --> | 0.4 | 0 | 0 | Constrained, otherwise capacity available =366 kVA | --> | 0.38 | 0 | 0.004 | 0.382 | 0 |  | --> | C24 ex GALWAY 110KV | Galway 110kv [T102,T103] | GALWAY 110KV |  | 53.2776 | -9.0045
MV/LV Substation TH***396 |  | 10 kV | _ | LV | 400 kVA :Kiosk Substation | 0.4 | --> | 0.4 | 0.351 | 11.03 |  | --> | 0.38 | 0 | 0.028 | 0.366 | 0 |  | --> | C36 ex SALTHILL | Salthill [T101,T102] | SALTHILL |  | 53.2874 | -9.0864
MV/LV Substation LI***396X |  | 10 kV | _ | LV | 200 kVA :Kiosk Substation | 0.2 | --> | 0.2 | 0.044 | 11.03 |  | --> | 0.19 | 0 | 0.086 | 0.146 | 0 |  | --> | C22 ex SALTHILL | Salthill [T101,T102] | SALTHILL |  | 53.2761 | -9.0992
MV/LV Substation LI***397 |  | 10 kV | _ | LV | 400 kVA :Building Structure | 0.4 | --> | 0.4 | 0 | 0 | Constrained, otherwise capacity available =260 kVA | --> | 0.38 | 0 | 0.075 | 0.339 | 0 |  | --> | C23 ex GALWAY 110KV | Galway 110kv [T102,T103] | GALWAY 110KV |  | 53.2867 | -9.0361
MV/LV Substation BL***397X |  | 10 kV | _ | LV | 630 kVA :Kiosk Substation | 0.63 | --> | 0.63 | 0.5 | 11.03 |  | --> | 0.598 | 0 | 0 | 0.5 | 0 |  | --> | C24 ex SALTHILL | Salthill [T101,T102] | SALTHILL |  | 53.2582 | -9.0932
MV/LV Substation BL***398X |  | 10 kV | _ | LV | 400 kVA :Kiosk Substation | 0.4 | --> | 0.4 | 0.338 | 11.03 |  | --> | 0.38 | 0 | 0 | 0.388 | 0 |  | --> | C24 ex SALTHILL | Salthill [T101,T102] | SALTHILL |  | 53.2592 | -9.0939
MV/LV Substation BA***399 |  | 10 kV | _ | LV | 50 kVA :Pole Substation | 0.05 | --> | 0.05 | 0 | 0 | Constrained, otherwise capacity available =40 kVA | --> | 0.048 | 0 | 0.011 | 0.041 | 0 |  | --> | C28 ex GALWAY 110KV | Galway 110kv [T102,T103] | GALWAY 110KV |  | 53.3038 | -9.0334
MV/LV Substation QU***399X |  | 10 kV | _ | LV | 1000 kVA :Building Structure | 1 | --> | 1 | 0.5 | 3.45 |  | --> | 0.95 | 0 | 0 | 0.5 | 0 |  | --> | C11 ex TRIMMS LANE | Trimms Lane [T41,T42] | SALTHILL |  | 53.2609 | -9.0743
MV/LV Substation BU***4008 |  | 10 kV | _ | LV | 400 kVA :Building Structure | 0.4 | --> | 0.4 | 0 | 0 | Constrained, otherwise capacity available =350 kVA | --> | 0.38 | 0 | 0 | 0.387 | 0 |  | --> | C27 ex GALWAY 110KV | Galway 110kv [T102,T103] | GALWAY 110KV |  | 53.2697 | -9.0368
MV/LV Substation CE***4011 |  | 10 kV | _ | LV | 630 kVA :Building Structure | 0.63 | --> | 0.63 | 0 | 0 | Constrained, otherwise capacity available =552 kVA | --> | 0.598 | 0 | 0.005 | 0.5 | 0 |  | --> | C15 ex ORANMORE | Oranmore [T41,T44] | GALWAY 110KV |  | 53.2691 | -8.9286
MV/LV Substation LA***402 |  | 10 kV | _ | LV | 200 kVA :Kiosk Substation | 0.2 | --> | 0.2 | 0 | 0 | Constrained, otherwise capacity available =131 kVA | --> | 0.19 | 0 | 0 | 0.199 | 0 |  | --> | C18 ex HEADFORD ROAD | Headford Road [T41,T42] | GALWAY 110KV |  | 53.288 | -9.0541
MV/LV Substation GL***4021 |  | 10 kV | _ | LV | 50 kVA :Pole Substation | 0.05 | --> | 0.05 | 0 | 0 | Constrained, otherwise capacity available =50 kVA | --> | 0.048 | 0 | 0 | 0.048 | 0 |  | --> | C20 ex ORANMORE | Oranmore [T41,T44] | GALWAY 110KV |  | 53.296 | -8.9225
MV/LV Substation MI***4024 |  | 10 kV | _ | LV | 50 kVA :Pole Substation | 0.05 | --> | 0.05 | 0 | 0 | Constrained, otherwise capacity available =48 kVA | --> | 0.048 | 0 | 0 | 0.048 | 0 |  | --> | C17 ex ORANMORE | Oranmore [T41,T44] | GALWAY 110KV |  | 53.2884 | -8.9123
MV/LV Substation FA***4027 |  | 10 kV | _ | LV | 400 kVA :Kiosk Substation | 0.4 | --> | 0.4 | 0.399 | 11.03 |  | --> | 0.38 | 0 | 0 | 0.38 | 0 |  | --> | C31 ex SALTHILL | Salthill [T101,T102] | SALTHILL |  | 53.2844 | -9.0684
MV/LV Substation BA***4029 |  | 10 kV | _ | LV | 200 kVA :Kiosk Substation | 0.2 | --> | 0.2 | 0.174 | 11.03 |  | --> | 0.19 | 0 | 0 | 0.194 | 0 |  | --> | C28 ex SALTHILL | Salthill [T101,T102] | SALTHILL |  | 53.2491 | -9.154
MV/LV Substation ME***402X |  | 10 kV | _ | LV | 630 kVA :Kiosk Substation | 0.63 | --> | 0.63 | 0 | 0 | Constrained, otherwise capacity available =492 kVA | --> | 0.598 | 0 | 0 | 0.5 | 0 |  | --> | C24 ex GALWAY 110KV | Galway 110kv [T102,T103] | GALWAY 110KV |  | 53.2792 | -9.0074
MV/LV Substation AN***4036 |  | 10 kV | _ | LV | 1000 kVA :Building Structure | 1 | --> | 1 | 0 | 0 | Constrained, otherwise capacity available =902 kVA | --> | 0.95 | 0 | 0 | 0.5 | 0 |  | --> | C15 ex ORANMORE | Oranmore [T41,T44] | GALWAY 110KV |  | 53.2703 | -8.9301
MV/LV Substation WO***4039 |  | 20 kV | _ | LV | 50 kVA :Pole Substation | 0.05 | --> | 0.05 | 0.042 | 11.03 |  | --> | 0.048 | 0 | 0 | 0.048 | 0 |  | --> | C36 ex SALTHILL | Salthill [T101,T102] | SALTHILL |  | 53.309 | -9.1333
MV/LV Substation ME***403X |  | 10 kV | _ | LV | 630 kVA :Kiosk Substation | 0.63 | --> | 0.63 | 0 | 0 | Constrained, otherwise capacity available =630 kVA | --> | 0.598 | 0 | 0 | 0.5 | 0 |  | --> | C24 ex GALWAY 110KV | Galway 110kv [T102,T103] | GALWAY 110KV |  | 53.2786 | -9.0062
MV/LV Substation ME***4040 |  | 10 kV | _ | LV | 400 kVA :Kiosk Substation | 0.4 | --> | 0.4 | 0 | 0 | Constrained, otherwise capacity available =392 kVA | --> | 0.38 | 0 | 0 | 0.381 | 0 |  | --> | C21 ex GALWAY 110KV | Galway 110kv [T102,T103] | GALWAY 110KV |  | 53.2854 | -8.9829
MV/LV Substation JE***4042 |  | 10 kV | _ | LV | 400 kVA :Kiosk Substation | 0.4 | --> | 0.4 | 0.227 | 3.45 |  | --> | 0.38 | 0 | 0.089 | 0.337 | 0 |  | --> | C18 ex TRIMMS LANE | Trimms Lane [T41,T42] | SALTHILL |  | 53.2693 | -9.0621
MV/LV Substation ST***4043 |  | 10 kV | _ | LV | 400 kVA :Kiosk Substation | 0.4 | --> | 0.4 | 0.236 | 3.45 |  | --> | 0.38 | 0 | 0 | 0.402 | 0 |  | --> | C19 ex TRIMMS LANE | Trimms Lane [T41,T42] | SALTHILL |  | 53.2725 | -9.0661
MV/LV Substation S ***4044 |  | 10 kV | _ | LV | 400 kVA :Building Structure | 0.4 | --> | 0.4 | 0.392 | 11.03 |  | --> | 0.38 | 0 | 0 | 0.381 | 0 |  | --> | C36 ex SALTHILL | Salthill [T101,T102] | SALTHILL |  | 53.2881 | -9.0688
MV/LV Substation LE***4046 |  | 10 kV | _ | LV | 200 kVA :Kiosk Substation | 0.2 | --> | 0.2 | 0.184 | 11.03 |  | --> | 0.19 | 0 | 0 | 0.192 | 0 |  | --> | C18 ex SALTHILL | Salthill [T101,T102] | SALTHILL |  | 53.2662 | -9.12
MV/LV Substation LY***404X |  | 10 kV | _ | LV | 1000 kVA :Building Structure | 1 | --> | 1 | 0 | 0 | Constrained, otherwise capacity available =922 kVA | --> | 0.95 | 0 | 0 | 0.5 | 0 |  | --> | C16 ex HEADFORD ROAD | Headford Road [T41,T42] | GALWAY 110KV |  | 53.2729 | -9.0509
MV/LV Substation ME***405 |  | 10 kV | _ | LV | 100 kVA :Pole Substation | 0.1 | --> | 0.1 | 0 | 0 | Constrained, otherwise capacity available =81 kVA | --> | 0.095 | 0 | 0.016 | 0.086 | 0 |  | --> | C18 ex HEADFORD ROAD | Headford Road [T41,T42] | GALWAY 110KV |  | 53.3023 | -9.0715
MV/LV Substation DO***4055 |  | 10 kV | _ | LV | 400 kVA :Building Structure | 0.4 | --> | 0.4 | 0 | 0 | Constrained, otherwise capacity available =340 kVA | --> | 0.38 | 0 | 0 | 0.388 | 0 |  | --> | C21 ex GALWAY 110KV | Galway 110kv [T102,T103] | GALWAY 110KV |  | 53.2822 | -8.9847
MV/LV Substation NE***4058 |  | 10 kV | _ | LV | 100 kVA :Pole Substation | 0.1 | --> | 0.1 | 0 | 0 | Constrained, otherwise capacity available =77 kVA | --> | 0.095 | 0 | 0.045 | 0.065 | 0 |  | --> | C15 ex ORANMORE | Oranmore [T41,T44] | GALWAY 110KV |  | 53.233 | -8.9481
MV/LV Substation TE***406 |  | 10 kV | _ | LV | 200 kVA :Kiosk Substation | 0.2 | --> | 0.2 | 0 | 0 | Constrained, otherwise capacity available =187 kVA | --> | 0.19 | 0 | 0 | 0.192 | 0 |  | --> | C18 ex HEADFORD ROAD | Headford Road [T41,T42] | GALWAY 110KV |  | 53.2853 | -9.0567
MV/LV Substation BA***4074 |  | 10 kV | _ | LV | 400 kVA :Kiosk Substation | 0.4 | --> | 0.4 | 0.377 | 11.03 |  | --> | 0.38 | 0 | 0.01 | 0.376 | 0 |  | --> | C36 ex SALTHILL | Salthill [T101,T102] | SALTHILL |  | 53.291 | -9.0919
MV/LV Substation OM***4079 |  | 10 kV | _ | LV | 100 kVA :Pole Substation | 0.1 | --> | 0.1 | 0 | 0 | Constrained, otherwise capacity available =95 kVA | --> | 0.095 | 0 | 0 | 0.096 | 0 |  | --> | C16 ex ORANMORE | Oranmore [T41,T44] | GALWAY 110KV |  | 53.2753 | -8.9494
MV/LV Substation TE***407X |  | 10 kV | _ | LV | 1000 kVA :Building Structure | 1 | --> | 1 | 0 | 0 | Constrained, otherwise capacity available =791 kVA | --> | 0.95 | 0 | 0.005 | 0.5 | 0 |  | --> | C13 ex HEADFORD ROAD | Headford Road [T41,T42] | GALWAY 110KV |  | 53.2857 | -9.0445
MV/LV Substation ME***4081 |  | 10 kV | _ | LV | 100 kVA :Pole Substation | 0.1 | --> | 0.1 | 0 | 0 | Constrained, otherwise capacity available =96 kVA | --> | 0.095 | 0 | 0.005 | 0.092 | 0 |  | --> | C18 ex HEADFORD ROAD | Headford Road [T41,T42] | GALWAY 110KV |  | 53.3019 | -9.0702
MV/LV Substation GA***4086 |  | 10 kV | _ | LV | 200 kVA :Kiosk Substation | 0.2 | --> | 0.2 | 0 | 0 | Constrained, otherwise capacity available =190 kVA | --> | 0.19 | 0 | 0.01 | 0.184 | 0 |  | --> | C15 ex ORANMORE | Oranmore [T41,T44] | GALWAY 110KV |  | 53.2661 | -8.9337
MV/LV Substation CA***408X |  | 10 kV | _ | LV | 200 kVA :Kiosk Substation | 0.2 | --> | 0.2 | 0 | 0 | Constrained, otherwise capacity available =127 kVA | --> | 0.19 | 0 | 0.002 | 0.198 | 0 |  | --> | C21 ex GALWAY 110KV | Galway 110kv [T102,T103] | GALWAY 110KV |  | 53.2842 | -9.0078
MV/LV Substation SI***409 |  | 10 kV | _ | LV | 400 kVA :Building Structure | 0.4 | --> | 0.4 | 0 | 0 | Constrained, otherwise capacity available =332 kVA | --> | 0.38 | 0 | 0.01 | 0.382 | 0 |  | --> | C24 ex GALWAY 110KV | Galway 110kv [T102,T103] | GALWAY 110KV |  | 53.2809 | -9.0061
MV/LV Substation FI***4090 |  | 10 kV | _ | LV | 630 kVA :Kiosk Substation | 0.63 | --> | 0.63 | 0 | 0 | Constrained, otherwise capacity available =570 kVA | --> | 0.598 | 0 | 0 | 0.5 | 0 |  | --> | C21 ex GALWAY 110KV | Galway 110kv [T102,T103] | GALWAY 110KV |  | 53.2858 | -8.9889
MV/LV Substation KN***4095 |  | 10 kV | _ | LV | 200 kVA :Kiosk Substation | 0.2 | --> | 0.2 | 0.112 | 11.03 |  | --> | 0.19 | 0 | 0.011 | 0.194 | 0 |  | --> | C17 ex SALTHILL | Salthill [T101,T102] | SALTHILL |  | 53.2694 | -9.1228
MV/LV Substation SC***4096 |  | 10 kV | _ | LV | 50 kVA :Pole Substation | 0.05 | --> | 0.05 | 0 | 0 | Constrained, otherwise capacity available =44 kVA | --> | 0.048 | 0 | 0.005 | 0.044 | 0 |  | --> | C15 ex ORANMORE | Oranmore [T41,T44] | GALWAY 110KV |  | 53.2319 | -8.9486
MV/LV Substation BA***4097 |  | 20 kV | _ | LV | 50 kVA :Pole Substation | 0.05 | --> | 0.05 | 0.044 | 11.03 |  | --> | 0.048 | 0 | 0 | 0.048 | 0 |  | --> | C36 ex SALTHILL | Salthill [T101,T102] | SALTHILL |  | 53.2973 | -9.0989
MV/LV Substation CH***409X |  | 10 kV | _ | LV | 50 kVA :Pole Substation | 0.05 | --> | 0.05 | 0.03 | 11.03 |  | --> | 0.048 | 0 | 0.004 | 0.047 | 0 |  | --> | C36 ex SALTHILL | Salthill [T101,T102] | SALTHILL |  | 53.2944 | -9.0871
MV/LV Substation LU***410 |  | 10 kV | _ | LV | 630 kVA :Kiosk Substation | 0.63 | --> | 0.63 | 0 | 0 | Constrained, otherwise capacity available =531 kVA | --> | 0.598 | 0 | 0 | 0.5 | 0 |  | --> | C24 ex GALWAY 110KV | Galway 110kv [T102,T103] | GALWAY 110KV |  | 53.2757 | -9.0035
MV/LV Substation CA***4103 |  | 10 kV | _ | LV | 50 kVA :Pole Substation | 0.05 | --> | 0.05 | 0 | 0 | Constrained, otherwise capacity available =49 kVA | --> | 0.048 | 0 | 0.01 | 0.04 | 0 |  | --> | C20 ex ORANMORE | Oranmore [T41,T44] | GALWAY 110KV |  | 53.3132 | -8.8689
MV/LV Substation OR***4106 |  | 10 kV | _ | LV | 200 kVA :Kiosk Substation | 0.2 | --> | 0.2 | 0 | 0 | Constrained, otherwise capacity available =133 kVA | --> | 0.19 | 0 | 0.034 | 0.174 | 0 |  | --> | C15 ex ORANMORE | Oranmore [T41,T44] | GALWAY 110KV |  | 53.2555 | -8.9273
MV/LV Substation BR***4108 |  | 10 kV | _ | LV | 100 kVA :Pole Substation | 0.1 | --> | 0.1 | 0 | 0 | Constrained, otherwise capacity available =86 kVA | --> | 0.095 | 0 | 0 | 0.097 | 0 |  | --> | C12 ex PARKMORE | Parkmore [T41,T42] | GALWAY 110KV |  | 53.3328 | -9.0179
MV/LV Substation KN***4111 |  | 10 kV | _ | LV | 50 kVA :Pole Substation | 0.05 | --> | 0.05 | 0.044 | 11.03 |  | --> | 0.048 | 0 | 0 | 0.048 | 0 |  | --> | C28 ex SALTHILL | Salthill [T101,T102] | SALTHILL |  | 53.2544 | -9.1384
MV/LV Substation AL***4115 |  | 10 kV | _ | LV | 200 kVA :Kiosk Substation | 0.2 | --> | 0.2 | 0 | 11.03 |  | --> | 0.19 | 0 | 0 | 0.217 | 0 |  | --> | C22 ex SALTHILL | Salthill [T101,T102] | SALTHILL |  | 53.2704 | -9.0994
MV/LV Substation GA***4116 |  | 10 kV | _ | LV | 630 kVA :Building Structure | 0.63 | --> | 0.63 | 0 | 0 | Constrained, otherwise capacity available =505 kVA | --> | 0.598 | 0 | 0 | 0.5 | 0 |  | --> | C24 ex GALWAY 110KV | Galway 110kv [T102,T103] | GALWAY 110KV |  | 53.2763 | -9.0093
MV/LV Substation MA***4124 |  | 10 kV | _ | LV | 400 kVA :Kiosk Substation | 0.4 | --> | 0.4 | 0.309 | 11.03 |  | --> | 0.38 | 0 | 0.064 | 0.345 | 0 |  | --> | C23 ex SALTHILL | Salthill [T101,T102] | SALTHILL |  | 53.2714 | -9.123
MV/LV Substation NU***412X |  | 10 kV | _ | LV | 400 kVA :Kiosk Substation | 0.4 | --> | 0.4 | 0.386 | 11.03 |  | --> | 0.38 | 0 | 0 | 0.382 | 0 |  | --> | C30 ex SALTHILL | Salthill [T101,T102] | SALTHILL |  | 53.2827 | -9.0652
MV/LV Substation ST***4130 |  | 10 kV | _ | LV | 200 kVA :Kiosk Substation | 0.2 | --> | 0.2 | 0 | 0 | Constrained, otherwise capacity available =185 kVA | --> | 0.19 | 0 | 0.005 | 0.188 | 0 |  | --> | C12 ex ORANMORE | Oranmore [T41,T44] | GALWAY 110KV |  | 53.2771 | -8.9864
MV/LV Substation NU***4135 |  | 10 kV | _ | LV | 400 kVA :Building Structure | 0.4 | --> | 0.4 | 0.327 | 11.03 |  | --> | 0.38 | 0 | 0 | 0.39 | 0 |  | --> | C31 ex SALTHILL | Salthill [T101,T102] | SALTHILL |  | 53.2874 | -9.0666
MV/LV Substation RA***4138 |  | 10 kV | _ | LV | 400 kVA :Kiosk Substation | 0.4 | --> | 0.4 | 0 | 0 | Constrained, otherwise capacity available =345 kVA | --> | 0.38 | 0 | 0.037 | 0.36 | 0 |  | --> | C12 ex ORANMORE | Oranmore [T41,T44] | GALWAY 110KV |  | 53.2721 | -8.9734
MV/LV Substation FE***414 |  | 10 kV | _ | LV | 630 kVA :Kiosk Substation | 0.63 | --> | 0.63 | 0 | 0 | Constrained, otherwise capacity available =590 kVA | --> | 0.598 | 0 | 0 | 0.5 | 0 |  | --> | C21 ex GALWAY 110KV | Galway 110kv [T102,T103] | GALWAY 110KV |  | 53.2864 | -8.9839
MV/LV Substation CE***4142 |  | 10 kV | _ | LV | 200 kVA :Kiosk Substation | 0.2 | --> | 0.2 | 0 | 0 | Constrained, otherwise capacity available =166 kVA | --> | 0.19 | 0 | 0.005 | 0.191 | 0 |  | --> | C15 ex ORANMORE | Oranmore [T41,T44] | GALWAY 110KV |  | 53.2621 | -8.9318
MV/LV Substation TU***4143 |  | 10 kV | _ | LV | 400 kVA :Kiosk Substation | 0.4 | --> | 0.4 | 0 | 0 | Constrained, otherwise capacity available =352 kVA | --> | 0.38 | 0 | 0.084 | 0.324 | 0 |  | --> | C12 ex ORANMORE | Oranmore [T41,T44] | GALWAY 110KV |  | 53.2738 | -8.9768
MV/LV Substation CA***4144 |  | 10 kV | _ | LV | 400 kVA :Kiosk Substation | 0.4 | --> | 0.4 | 0 | 0 | Constrained, otherwise capacity available =400 kVA | --> | 0.38 | 0 | 0 | 0.38 | 0 |  | --> | C28 ex GALWAY 110KV | Galway 110kv [T102,T103] | GALWAY 110KV |  | 53.298 | -9.0344
MV/LV Substation DU***414X |  | 10 kV | _ | LV | 630 kVA :Kiosk Substation | 0.63 | --> | 0.63 | 0 | 0 | Constrained, otherwise capacity available =508 kVA | --> | 0.598 | 0 | 0 | 0.5 | 0 |  | --> | C13 ex HEADFORD ROAD | Headford Road [T41,T42] | GALWAY 110KV |  | 53.2841 | -9.0517
MV/LV Substation RO***4153 |  | 10 kV | _ | LV | 200 kVA :Kiosk Substation | 0.2 | --> | 0.2 | 0 | 0 | Constrained, otherwise capacity available =162 kVA | --> | 0.19 | 0 | 0.023 | 0.178 | 0 |  | --> | C12 ex ORANMORE | Oranmore [T41,T44] | GALWAY 110KV |  | 53.2732 | -8.9909
MV/LV Substation RA***4157 |  | 10 kV | _ | LV | 630 kVA :Building Structure | 0.63 | --> | 0.63 | 0 | 0 | Constrained, otherwise capacity available =497 kVA | --> | 0.598 | 0 | 0.015 | 0.5 | 0 |  | --> | C14 ex GALWAY 110KV | Galway 110kv [T102,T103] | GALWAY 110KV |  | 53.2879 | -9.0176
MV/LV Substation AN***4159 |  | 10 kV | _ | LV | 200 kVA :Kiosk Substation | 0.2 | --> | 0.2 | 0 | 0 | Constrained, otherwise capacity available =125 kVA | --> | 0.19 | 0 | 0.049 | 0.164 | 0 |  | --> | C15 ex ORANMORE | Oranmore [T41,T44] | GALWAY 110KV |  | 53.2742 | -8.9391
MV/LV Substation DU***415X |  | 10 kV | _ | LV | 630 kVA :Kiosk Substation | 0.63 | --> | 0.63 | 0 | 0 | Constrained, otherwise capacity available =547 kVA | --> | 0.598 | 0 | 0 | 0.5 | 0 |  | --> | C13 ex HEADFORD ROAD | Headford Road [T41,T42] | GALWAY 110KV |  | 53.2836 | -9.0513
MV/LV Substation AN***4160 |  | 10 kV | _ | LV | 400 kVA :Kiosk Substation | 0.4 | --> | 0.4 | 0 | 0 | Constrained, otherwise capacity available =270 kVA | --> | 0.38 | 0 | 0.088 | 0.332 | 0 |  | --> | C18 ex ORANMORE | Oranmore [T41,T44] | GALWAY 110KV |  | 53.2697 | -8.9246
MV/LV Substation AB***4161 |  | 20 kV | _ | LV | 630 kVA :Building Structure | 0.63 | --> | 0.63 | 0.459 | 11.03 |  | --> | 0.598 | 0 | 0 | 0.5 | 0 |  | --> | C36 ex SALTHILL | Salthill [T101,T102] | SALTHILL |  | 53.3001 | -9.0992
MV/LV Substation DE***4162 |  | 10 kV | _ | LV | 400 kVA :Building Structure | 0.4 | --> | 0.4 | 0 | 0 | Constrained, otherwise capacity available =297 kVA | --> | 0.38 | 0 | 0 | 0.394 | 0 |  | --> | C19 ex HEADFORD ROAD | Headford Road [T41,T42] | GALWAY 110KV |  | 53.2766 | -9.0465
MV/LV Substation GA***4163 |  | 10 kV | _ | LV | 1000 kVA :Building Structure | 1 | --> | 1 | 0.5 | 11.03 |  | --> | 0.95 | 0 | 0 | 0.5 | 0 |  | --> | C22 ex SALTHILL | Salthill [T101,T102] | SALTHILL |  | 53.2736 | -9.0997
MV/LV Substation GA***4164 |  | 10 kV | _ | LV | 1000 kVA :Building Structure | 1 | --> | 1 | 0.5 | 11.03 |  | --> | 0.95 | 0 | 0 | 0.5 | 0 |  | --> | C22 ex SALTHILL | Salthill [T101,T102] | SALTHILL |  | 53.2736 | -9.0996
MV/LV Substation WW***4166 |  | 10 kV | _ | LV | 630 kVA :Kiosk Substation | 0.63 | --> | 0.63 | 0.423 | 11.03 |  | --> | 0.598 | 0 | 0.076 | 0.5 | 0 |  | --> | C32 ex SALTHILL | Salthill [T101,T102] | SALTHILL |  | 53.2896 | -9.0752
MV/LV Substation MO***4172 |  | 10 kV | _ | LV | 200 kVA :Kiosk Substation | 0.2 | --> | 0.2 | 0.157 | 11.03 |  | --> | 0.19 | 0 | 0.016 | 0.184 | 0 |  | --> | C28 ex SALTHILL | Salthill [T101,T102] | SALTHILL |  | 53.2523 | -9.1619
MV/LV Substation MB***4173 |  | 10 kV | _ | LV | 200 kVA :Kiosk Substation | 0.2 | --> | 0.2 | 0.196 | 11.03 |  | --> | 0.19 | 0 | 0 | 0.19 | 0 |  | --> | C17 ex SALTHILL | Salthill [T101,T102] | SALTHILL |  | 53.2705 | -9.1159
MV/LV Substation BO***4177 |  | 10 kV | _ | LV | 1000 kVA :Building Structure | 1 | --> | 1 | 0 | 0 | Constrained, otherwise capacity available =645 kVA | --> | 0.95 | 0 | 0 | 0.5 | 0 |  | --> | C12 ex MONEENAGEISHA | Moneenageisha [T41,T42] | GALWAY 110KV |  | 53.2722 | -9.0487
MV/LV Substation GA***4180 |  | 10 kV | _ | LV | 200 kVA :Kiosk Substation | 0.2 | --> | 0.2 | 0 | 0 | Constrained, otherwise capacity available =189 kVA | --> | 0.19 | 0 | 0 | 0 | 0 | Constrained, otherwise capacity available =192 kW | --> | C13 ex SPIDDAL |  |  |  | 53.2489 | -9.2141
MV/LV Substation CU***4181 |  | 10 kV | _ | LV | 400 kVA :Kiosk Substation | 0.4 | --> | 0.4 | 0 | 0 | Constrained, otherwise capacity available =334 kVA | --> | 0.38 | 0 | 0.019 | 0.375 | 0 |  | --> | C12 ex ORANMORE | Oranmore [T41,T44] | GALWAY 110KV |  | 53.2741 | -8.9633
MV/LV Substation AR***4182 |  | 10 kV | _ | LV | 400 kVA :Kiosk Substation | 0.4 | --> | 0.4 | 0.33 | 11.03 |  | --> | 0.38 | 0 | 0.083 | 0.328 | 0 |  | --> | C23 ex SALTHILL | Salthill [T101,T102] | SALTHILL |  | 53.2745 | -9.1168
MV/LV Substation WE***4183 |  | 10 kV | _ | LV | 200 kVA :Kiosk Substation | 0.2 | --> | 0.2 | 0.181 | 11.03 |  | --> | 0.19 | 0 | 0 | 0.193 | 0 |  | --> | C34 ex SALTHILL | Salthill [T101,T102] | SALTHILL |  | 53.2772 | -9.0754
MV/LV Substation CL***4184 |  | 10 kV | _ | LV | 400 kVA :Kiosk Substation | 0.4 | --> | 0.4 | 0.4 | 11.03 |  | --> | 0.38 | 0 | 0 | 0.38 | 0 |  | --> | C17 ex SALTHILL | Salthill [T101,T102] | SALTHILL |  | 53.2706 | -9.1242
MV/LV Substation GL***4185 |  | 10 kV | _ | LV | 200 kVA :Kiosk Substation | 0.2 | --> | 0.2 | 0 | 0 | Constrained, otherwise capacity available =176 kVA | --> | 0.19 | 0 | 0.012 | 0 | 0 | Constrained, otherwise capacity available =184 kW | --> | C13 ex SPIDDAL |  |  |  | 53.252 | -9.2134
MV/LV Substation CR***4187 |  | 10 kV | _ | LV | 400 kVA :Kiosk Substation | 0.4 | --> | 0.4 | 0 | 0 | Constrained, otherwise capacity available =353 kVA | --> | 0.38 | 0 | 0 | 0.386 | 0 |  | --> | C12 ex ORANMORE | Oranmore [T41,T44] | GALWAY 110KV |  | 53.277 | -8.9691
MV/LV Substation GL***4188 |  | 10 kV | _ | LV | 400 kVA :Kiosk Substation | 0.4 | --> | 0.4 | 0.277 | 11.03 |  | --> | 0.38 | 0 | 0.011 | 0.388 | 0 |  | --> | C18 ex SALTHILL | Salthill [T101,T102] | SALTHILL |  | 53.2662 | -9.1189
MV/LV Substation CA***4189 |  | 10 kV | _ | LV | 50 kVA :Pole Substation | 0.05 | --> | 0.05 | 0 | 0 | Constrained, otherwise capacity available =47 kVA | --> | 0.048 | 0 | 0 | 0.048 | 0 |  | --> | C20 ex ORANMORE | Oranmore [T41,T44] | GALWAY 110KV |  | 53.3038 | -8.9047
MV/LV Substation GA***418X |  | 10 kV | _ | LV | 400 kVA :Building Structure | 0.4 | --> | 0.4 | 0 | 0 | Constrained, otherwise capacity available =232 kVA | --> | 0.38 | 0 | 0 | 0.402 | 0 |  | --> | C17 ex HEADFORD ROAD | Headford Road [T41,T42] | GALWAY 110KV |  | 53.2814 | -9.0498
MV/LV Substation HO***419 |  | 10 kV | _ | LV | 400 kVA :Kiosk Substation | 0.4 | --> | 0.4 | 0 | 0 | Constrained, otherwise capacity available =286 kVA | --> | 0.38 | 0 | 0 | 0.395 | 0 |  | --> | C13 ex HEADFORD ROAD | Headford Road [T41,T42] | GALWAY 110KV |  | 53.2865 | -9.0424
MV/LV Substation CO***4194 |  | 10 kV | _ | LV | 630 kVA :Building Structure | 0.63 | --> | 0.63 | 0 | 0 | Constrained, otherwise capacity available =601 kVA | --> | 0.598 | 0 | 0.01 | 0.5 | 0 |  | --> | C18 ex ORANMORE | Oranmore [T41,T44] | GALWAY 110KV |  | 53.2606 | -8.924
MV/LV Substation FA***4197 |  | 10 kV | _ | LV | 630 kVA :Kiosk Substation | 0.63 | --> | 0.63 | 0.5 | 11.03 |  | --> | 0.598 | 0 | 0.037 | 0.5 | 0 |  | --> | C32 ex SALTHILL | Salthill [T101,T102] | SALTHILL |  | 53.2811 | -9.0859
MV/LV Substation GA***4198 |  | 10 kV | _ | LV | 400 kVA :Kiosk Substation | 0.4 | --> | 0.4 | 0 | 0 | Constrained, otherwise capacity available =400 kVA | --> | 0.38 | 0 | 0 | 0.38 | 0 |  | --> | C21 ex GALWAY 110KV | Galway 110kv [T102,T103] | GALWAY 110KV |  | 53.288 | -9.0096
MV/LV Substation OC***420 |  | 10 kV | _ | LV | 400 kVA :Kiosk Substation | 0.4 | --> | 0.4 | 0.336 | 3.45 |  | --> | 0.38 | 0 | 0 | 0.389 | 0 |  | --> | C20 ex TRIMMS LANE | Trimms Lane [T41,T42] | SALTHILL |  | 53.2639 | -9.0709
MV/LV Substation LA***4206 |  | 10 kV | _ | LV | 100 kVA :Pole Substation | 0.1 | --> | 0.1 | 0 | 0 | Constrained, otherwise capacity available =100 kVA | --> | 0.095 | 0 | 0 | 0.095 | 0 |  | --> | C18 ex HEADFORD ROAD | Headford Road [T41,T42] | GALWAY 110KV |  | 53.2987 | -9.0482
MV/LV Substation CH***421 |  | 10 kV | _ | LV | 400 kVA :Kiosk Substation | 0.4 | --> | 0.4 | 0.318 | 3.45 |  | --> | 0.38 | 0 | 0.025 | 0.372 | 0 |  | --> | C20 ex TRIMMS LANE | Trimms Lane [T41,T42] | SALTHILL |  | 53.2667 | -9.0682
MV/LV Substation GA***4210 |  | 10 kV | _ | LV | 400 kVA :Kiosk Substation | 0.4 | --> | 0.4 | 0 | 0 | Constrained, otherwise capacity available =349 kVA | --> | 0.38 | 0 | 0 | 0.387 | 0 |  | --> | C12 ex ORANMORE | Oranmore [T41,T44] | GALWAY 110KV |  | 53.2755 | -8.9818
MV/LV Substation CA***4211 |  | 10 kV | _ | LV | 50 kVA :Pole Substation | 0.05 | --> | 0.05 | 0 | 0 | Constrained, otherwise capacity available =50 kVA | --> | 0.048 | 0 | 0 | 0.048 | 0 |  | --> | C20 ex ORANMORE | Oranmore [T41,T44] | GALWAY 110KV |  | 53.308 | -8.9095
MV/LV Substation AS***4213 |  | 10 kV | _ | LV | 100 kVA :Pole Substation | 0.1 | --> | 0.1 | 0 | 0 | Constrained, otherwise capacity available =100 kVA | --> | 0.095 | 0 | 0 | 0.095 | 0 |  | --> | C15 ex ORANMORE | Oranmore [T41,T44] | GALWAY 110KV |  | 53.2336 | -8.9437
MV/LV Substation FA***4216 |  | 10 kV | _ | LV | 400 kVA :Kiosk Substation | 0.4 | --> | 0.4 | 0.32 | 11.03 |  | --> | 0.38 | 0 | 0 | 0.391 | 0 |  | --> | C32 ex SALTHILL | Salthill [T101,T102] | SALTHILL |  | 53.2802 | -9.0793
MV/LV Substation CN***4219 |  | 10 kV | _ | LV | 400 kVA :Kiosk Substation | 0.4 | --> | 0.4 | 0.34 | 11.03 |  | --> | 0.38 | 0 | 0 | 0.388 | 0 |  | --> | C32 ex SALTHILL | Salthill [T101,T102] | SALTHILL |  | 53.2805 | -9.0867
MV/LV Substation GL***422 |  | 10 kV | _ | LV | 630 kVA :Kiosk Substation | 0.63 | --> | 0.63 | 0.453 | 11.03 |  | --> | 0.598 | 0 | 0.012 | 0.5 | 0 |  | --> | C19 ex SALTHILL | Salthill [T101,T102] | SALTHILL |  | 53.2724 | -9.0817
MV/LV Substation GA***4220 |  | 10 kV | _ | LV | 50 kVA :Pole Substation | 0.05 | --> | 0.05 | 0 | 0 | Constrained, otherwise capacity available =48 kVA | --> | 0.048 | 0 | 0 | 0.048 | 0 |  | --> | C16 ex ORANMORE | Oranmore [T41,T44] | GALWAY 110KV |  | 53.2798 | -8.9471
MV/LV Substation BA***4224 |  | 10 kV | _ | LV | 400 kVA :Kiosk Substation | 0.4 | --> | 0.4 | 0 | 0 | Constrained, otherwise capacity available =308 kVA | --> | 0.38 | 0 | 0 | 0.392 | 0 |  | --> | C22 ex GALWAY 110KV | Galway 110kv [T102,T103] | GALWAY 110KV |  | 53.2888 | -8.9941
MV/LV Substation CR***4225 |  | 10 kV | _ | LV | 1000 kVA :Building Structure | 1 | --> | 1 | 0 | 0 | Constrained, otherwise capacity available =734 kVA | --> | 0.95 | 0 | 0 | 0.5 | 0 |  | --> | C25 ex GALWAY 110KV | Galway 110kv [T102,T103] | GALWAY 110KV |  | 53.2865 | -9.023
MV/LV Substation DR***4228 |  | 10 kV | _ | LV | 400 kVA :Kiosk Substation | 0.4 | --> | 0.4 | 0.398 | 11.03 |  | --> | 0.38 | 0 | 0 | 0.38 | 0 |  | --> | C24 ex SALTHILL | Salthill [T101,T102] | SALTHILL |  | 53.2577 | -9.1048
MV/LV Substation CH***422X |  | 10 kV | _ | LV | 50 kVA :Pole Substation | 0.05 | --> | 0.05 | 0.034 | 11.03 |  | --> | 0.048 | 0 | 0 | 0.05 | 0 |  | --> | C36 ex SALTHILL | Salthill [T101,T102] | SALTHILL |  | 53.2969 | -9.0859
MV/LV Substation GL***4230 |  | 10 kV | _ | LV | 630 kVA :Kiosk Substation | 0.63 | --> | 0.63 | 0 | 0 | Constrained, otherwise capacity available =466 kVA | --> | 0.598 | 0 | 0 | 0.5 | 0 |  | --> | C20 ex ORANMORE | Oranmore [T41,T44] | GALWAY 110KV |  | 53.3046 | -8.9422
MV/LV Substation OR***4238 |  | 10 kV | _ | LV | 400 kVA :Kiosk Substation | 0.4 | --> | 0.4 | 0 | 0 | Constrained, otherwise capacity available =359 kVA | --> | 0.38 | 0 | 0.032 | 0.362 | 0 |  | --> | C15 ex ORANMORE | Oranmore [T41,T44] | GALWAY 110KV |  | 53.2646 | -8.9282
MV/LV Substation GL***4243 |  | 10 kV | _ | LV | 630 kVA :Kiosk Substation | 0.63 | --> | 0.63 | 0.5 | 11.03 |  | --> | 0.598 | 0 | 0 | 0.5 | 0 |  | --> | C18 ex SALTHILL | Salthill [T101,T102] | SALTHILL |  | 53.2671 | -9.1186
MV/LV Substation LI***4247 |  | 10 kV | _ | LV | 630 kVA :Building Structure | 0.63 | --> | 0.63 | 0.5 | 11.03 |  | --> | 0.598 | 0 | 0 | 0.5 | 0 |  | --> | C22 ex SALTHILL | Salthill [T101,T102] | SALTHILL |  | 53.2704 | -9.0997
MV/LV Substation CN***4249 |  | 10 kV | _ | LV | 630 kVA :Kiosk Substation | 0.63 | --> | 0.63 | 0 | 0 | Constrained, otherwise capacity available =560 kVA | --> | 0.598 | 0 | 0.024 | 0.5 | 0 |  | --> | C18 ex ORANMORE | Oranmore [T41,T44] | GALWAY 110KV |  | 53.2606 | -8.9265
MV/LV Substation LO***424X |  | 10 kV | _ | LV | 1000 kVA :Building Structure | 1 | --> | 1 | 0 | 0 | Constrained, otherwise capacity available =1000 kVA | --> | 0.95 | 0 | 0 | 0.5 | 0 |  | --> | C12 ex MONEENAGEISHA | Moneenageisha [T41,T42] | GALWAY 110KV |  | 53.2739 | -9.0443
MV/LV Substation WH***425 |  | 10 kV | _ | LV | 400 kVA :Kiosk Substation | 0.4 | --> | 0.4 | 0.371 | 11.03 |  | --> | 0.38 | 0 | 0.006 | 0.38 | 0 |  | --> | C26 ex SALTHILL | Salthill [T101,T102] | SALTHILL |  | 53.2685 | -9.1046
MV/LV Substation SL***4252 |  | 10 kV | _ | LV | 400 kVA :Kiosk Substation | 0.4 | --> | 0.4 | 0.334 | 11.03 |  | --> | 0.38 | 0 | 0.016 | 0.377 | 0 |  | --> | C22 ex SALTHILL | Salthill [T101,T102] | SALTHILL |  | 53.2772 | -9.1073
MV/LV Substation NU***4254 |  | 10 kV | _ | LV | 400 kVA :Building Structure | 0.4 | --> | 0.4 | 0.4 | 11.03 |  | --> | 0.38 | 0 | 0 | 0.38 | 0 |  | --> | C36 ex SALTHILL | Salthill [T101,T102] | SALTHILL |  | 53.2907 | -9.0698
MV/LV Substation MA***4255 |  | 10 kV | _ | LV | 400 kVA :Kiosk Substation | 0.4 | --> | 0.4 | 0.342 | 11.03 |  | --> | 0.38 | 0 | 0.006 | 0.384 | 0 |  | --> | C23 ex SALTHILL | Salthill [T101,T102] | SALTHILL |  | 53.2756 | -9.1175
MV/LV Substation HI***4256 |  | 10 kV | _ | LV | 400 kVA :Kiosk Substation | 0.4 | --> | 0.4 | 0.4 | 11.03 |  | --> | 0.38 | 0 | 0 | 0.38 | 0 |  | --> | C23 ex SALTHILL | Salthill [T101,T102] | SALTHILL |  | 53.2754 | -9.1146
MV/LV Substation SE***4257 |  | 10 kV | _ | LV | 400 kVA :Kiosk Substation | 0.4 | --> | 0.4 | 0.369 | 11.03 |  | --> | 0.38 | 0 | 0.007 | 0.379 | 0 |  | --> | C23 ex SALTHILL | Salthill [T101,T102] | SALTHILL |  | 53.2758 | -9.1154
MV/LV Substation GO***425X |  | 10 kV | _ | LV | 200 kVA :Kiosk Substation | 0.2 | --> | 0.2 | 0.184 | 11.03 |  | --> | 0.19 | 0 | 0 | 0.192 | 0 |  | --> | C31 ex SALTHILL | Salthill [T101,T102] | SALTHILL |  | 53.2835 | -9.0681
MV/LV Substation BL***426 |  | 10 kV | _ | LV | 400 kVA :Building Structure | 0.4 | --> | 0.4 | 0 | 0 | Constrained, otherwise capacity available =372 kVA | --> | 0.38 | 0 | 0 | 0.384 | 0 |  | --> | C14 ex HEADFORD ROAD | Headford Road [T41,T42] | GALWAY 110KV |  | 53.2806 | -9.0525
MV/LV Substation GL***4262 |  | 10 kV | _ | LV | 400 kVA :Building Structure | 0.4 | --> | 0.4 | 0 | 0 | Constrained, otherwise capacity available =376 kVA | --> | 0.38 | 0 | 0 | 0.383 | 0 |  | --> | C20 ex ORANMORE | Oranmore [T41,T44] | GALWAY 110KV |  | 53.292 | -8.9222
MV/LV Substation LE***4264 |  | 10 kV | _ | LV | 400 kVA :Kiosk Substation | 0.4 | --> | 0.4 | 0.389 | 11.03 |  | --> | 0.38 | 0 | 0 | 0.382 | 0 |  | --> | C28 ex SALTHILL | Salthill [T101,T102] | SALTHILL |  | 53.266 | -9.1301
MV/LV Substation TO***4269 |  | 10 kV | _ | LV | 400 kVA :Kiosk Substation | 0.4 | --> | 0.4 | 0 | 0 | Constrained, otherwise capacity available =349 kVA | --> | 0.38 | 0 | 0 | 0.387 | 0 |  | --> | C15 ex ORANMORE | Oranmore [T41,T44] | GALWAY 110KV |  | 53.2572 | -8.9268
MV/LV Substation LA***426X |  | 10 kV | _ | LV | 400 kVA :Building Structure | 0.4 | --> | 0.4 | 0 | 0 | Constrained, otherwise capacity available =317 kVA | --> | 0.38 | 0 | 0 | 0.391 | 0 |  | --> | C13 ex MONEENAGEISHA | Moneenageisha [T41,T42] | GALWAY 110KV |  | 53.2798 | -9.0437
MV/LV Substation HA***427 |  | 10 kV | _ | LV | 200 kVA :Kiosk Substation | 0.2 | --> | 0.2 | 0.146 | 11.03 |  | --> | 0.19 | 0 | 0.02 | 0.182 | 0 |  | --> | C24 ex SALTHILL | Salthill [T101,T102] | SALTHILL |  | 53.2695 | -9.0847
MV/LV Substation SH***4274 |  | 10 kV | _ | LV | 1000 kVA :Building Structure | 1 | --> | 1 | 0 | 0 | Constrained, otherwise capacity available =1000 kVA | --> | 0.95 | 0 | 0 | 0.5 | 0 |  | --> | C12 ex MONEENAGEISHA | Moneenageisha [T41,T42] | GALWAY 110KV |  | 53.2719 | -9.0483
MV/LV Substation AP***4275 |  | 10 kV | _ | LV | 400 kVA :Kiosk Substation | 0.4 | --> | 0.4 | 0 | 0 | Constrained, otherwise capacity available =294 kVA | --> | 0.38 | 0 | 0 | 0.394 | 0 |  | --> | C23 ex GALWAY 110KV | Galway 110kv [T102,T103] | GALWAY 110KV |  | 53.2866 | -9.031
MV/LV Substation GA***4286 |  | 10 kV | _ | LV | 630 kVA :Kiosk Substation | 0.63 | --> | 0.63 | 0.5 | 11.03 |  | --> | 0.598 | 0 | 0.01 | 0.5 | 0 |  | --> | C32 ex SALTHILL | Salthill [T101,T102] | SALTHILL |  | 53.283 | -9.0892
MV/LV Substation AR***4287 |  | 10 kV | _ | LV | 630 kVA :Kiosk Substation | 0.63 | --> | 0.63 | 0.5 | 11.03 |  | --> | 0.598 | 0 | 0.005 | 0.5 | 0 |  | --> | C28 ex SALTHILL | Salthill [T101,T102] | SALTHILL |  | 53.2565 | -9.1517
MV/LV Substation BA***4288 |  | 10 kV | _ | LV | 400 kVA :Kiosk Substation | 0.4 | --> | 0.4 | 0.389 | 11.03 |  | --> | 0.38 | 0 | 0 | 0.381 | 0 |  | --> | C28 ex SALTHILL | Salthill [T101,T102] | SALTHILL |  | 53.2575 | -9.1505
MV/LV Substation GA***4292 |  | 10 kV | _ | LV | 1000 kVA :Building Structure | 1 | --> | 1 | 0 | 0 | Constrained, otherwise capacity available =1000 kVA | --> | 0.95 | 0 | 0 | 0.5 | 0 |  | --> | C12 ex MONEENAGEISHA | Moneenageisha [T41,T42] | GALWAY 110KV |  | 53.2739 | -9.0443
MV/LV Substation SC***429X |  | 10 kV | _ | LV | 400 kVA :Kiosk Substation | 0.4 | --> | 0.4 | 0 | 0 | Constrained, otherwise capacity available =280 kVA | --> | 0.38 | 0 | 0.012 | 0.387 | 0 |  | --> | C18 ex HEADFORD ROAD | Headford Road [T41,T42] | GALWAY 110KV |  | 53.2942 | -9.039
MV/LV Substation CL***4300 |  | 10 kV | _ | LV | 630 kVA :Kiosk Substation | 0.63 | --> | 0.63 | 0 | 0 | Constrained, otherwise capacity available =606 kVA | --> | 0.598 | 0 | 0.023 | 0.5 | 0 |  | --> | C22 ex GALWAY 110KV | Galway 110kv [T102,T103] | GALWAY 110KV |  | 53.2904 | -8.9938
MV/LV Substation CR***4306 |  | 10 kV | _ | LV | 50 kVA :Pole Substation | 0.05 | --> | 0.05 | 0 | 0 | Constrained, otherwise capacity available =50 kVA | --> | 0.048 | 0 | 0 | 0.048 | 0 |  | --> | C20 ex ORANMORE | Oranmore [T41,T44] | GALWAY 110KV |  | 53.319 | -8.9456
MV/LV Substation TE***4307 |  | 10 kV | _ | LV | 1000 kVA :Building Structure | 1 | --> | 1 | 0 | 0 | Constrained, otherwise capacity available =1000 kVA | --> | 0.95 | 0 | 0 | 0.5 | 0 |  | --> | C13 ex HEADFORD ROAD | Headford Road [T41,T42] | GALWAY 110KV |  | 53.2857 | -9.0433
MV/LV Substation RE***4308 |  | 10 kV | _ | LV | 100 kVA :Pole Substation | 0.1 | --> | 0.1 | 0 | 0 | Constrained, otherwise capacity available =96 kVA | --> | 0.095 | 0 | 0 | 0.096 | 0 |  | --> | C15 ex ORANMORE | Oranmore [T41,T44] | GALWAY 110KV |  | 53.2477 | -8.9525
MV/LV Substation TO***430X |  | 10 kV | _ | LV | 630 kVA :Building Structure | 0.63 | --> | 0.63 | 0 | 0 | Constrained, otherwise capacity available =527 kVA | --> | 0.598 | 0 | 0 | 0.5 | 0 |  | --> | C19 ex HEADFORD ROAD | Headford Road [T41,T42] | GALWAY 110KV |  | 53.2748 | -9.046
MV/LV Substation CO***4318 |  | 10 kV | _ | LV | 1000 kVA :Building Structure | 1 | --> | 1 | 0 | 0 | Constrained, otherwise capacity available =900 kVA | --> | 0.95 | 0 | 0 | 0.5 | 0 |  | --> | C13 ex MONEENAGEISHA | Moneenageisha [T41,T42] | GALWAY 110KV |  | 53.2793 | -9.0384
MV/LV Substation ME***431X |  | 10 kV | _ | LV | 400 kVA :Kiosk Substation | 0.4 | --> | 0.4 | 0 | 0 | Constrained, otherwise capacity available =304 kVA | --> | 0.38 | 0 | 0 | 0.393 | 0 |  | --> | C24 ex GALWAY 110KV | Galway 110kv [T102,T103] | GALWAY 110KV |  | 53.2782 | -9.0043
MV/LV Substation CA***4320 |  | 10 kV | _ | LV | 50 kVA :Pole Substation | 0.05 | --> | 0.05 | 0 | 0 | Constrained, otherwise capacity available =50 kVA | --> | 0.048 | 0 | 0 | 0.048 | 0 |  | --> | C20 ex ORANMORE | Oranmore [T41,T44] | GALWAY 110KV |  | 53.3057 | -8.9109
MV/LV Substation CO***4322 |  | 10 kV | _ | LV | 100 kVA :Pole Substation | 0.1 | --> | 0.1 | 0 | 0 | Constrained, otherwise capacity available =98 kVA | --> | 0.095 | 0 | 0 | 0.095 | 0 |  | --> | C18 ex HEADFORD ROAD | Headford Road [T41,T42] | GALWAY 110KV |  | 53.29 | -9.0519
MV/LV Substation SE***4336 |  | 10 kV | _ | LV | 400 kVA :Kiosk Substation | 0.4 | --> | 0.4 | 0.4 | 11.03 |  | --> | 0.38 | 0 | 0 | 0.38 | 0 |  | --> | C28 ex SALTHILL | Salthill [T101,T102] | SALTHILL |  | 53.2517 | -9.1474
MV/LV Substation OA***4339 |  | 10 kV | _ | LV | 100 kVA :Pole Substation | 0.1 | --> | 0.1 | 0 | 0 | Constrained, otherwise capacity available =95 kVA | --> | 0.095 | 0 | 0.011 | 0.088 | 0 |  | --> | C24 ex GALWAY 110KV | Galway 110kv [T102,T103] | GALWAY 110KV |  | 53.2712 | -8.9841
MV/LV Substation LI***433X |  | 10 kV | _ | LV | 630 kVA :Building Structure | 0.63 | --> | 0.63 | 0 | 0 | Constrained, otherwise capacity available =610 kVA | --> | 0.598 | 0 | 0 | 0.5 | 0 |  | --> | C23 ex GALWAY 110KV | Galway 110kv [T102,T103] | GALWAY 110KV |  | 53.2858 | -9.0378
MV/LV Substation CA***434 |  | 10 kV | _ | LV | 100 kVA :Pole Substation | 0.1 | --> | 0.1 | 0 | 0 | Constrained, otherwise capacity available =81 kVA | --> | 0.095 | 0 | 0.005 | 0.094 | 0 |  | --> | C20 ex ORANMORE | Oranmore [T41,T44] | GALWAY 110KV |  | 53.3068 | -8.923
MV/LV Substation RA***4342 |  | 10 kV | _ | LV | 400 kVA :Kiosk Substation | 0.4 | --> | 0.4 | 0.4 | 11.03 |  | --> | 0.38 | 0 | 0 | 0.38 | 0 |  | --> | C22 ex SALTHILL | Salthill [T101,T102] | SALTHILL |  | 53.2772 | -9.0977
MV/LV Substation WO***4344 |  | 10 kV | _ | LV | 400 kVA :Kiosk Substation | 0.4 | --> | 0.4 | 0 | 0 | Constrained, otherwise capacity available =395 kVA | --> | 0.38 | 0 | 0 | 0.381 | 0 |  | --> | C15 ex ORANMORE | Oranmore [T41,T44] | GALWAY 110KV |  | 53.2579 | -8.9213
MV/LV Substation TO***4347 |  | 10 kV | _ | LV | 630 kVA :Kiosk Substation | 0.63 | --> | 0.63 | 0.5 | 11.03 |  | --> | 0.598 | 0 | 0 | 0.5 | 0 |  | --> | C32 ex SALTHILL | Salthill [T101,T102] | SALTHILL |  | 53.2808 | -9.0923
MV/LV Substation AN***4348 |  | 10 kV | _ | LV | 630 kVA :Kiosk Substation | 0.63 | --> | 0.63 | 0.5 | 11.03 |  | --> | 0.598 | 0 | 0 | 0.5 | 0 |  | --> | C32 ex SALTHILL | Salthill [T101,T102] | SALTHILL |  | 53.2816 | -9.0921
MV/LV Substation RA***434X |  | 10 kV | _ | LV | 630 kVA :Kiosk Substation | 0.63 | --> | 0.63 | 0.5 | 11.03 |  | --> | 0.598 | 0 | 0 | 0.5 | 0 |  | --> | C24 ex SALTHILL | Salthill [T101,T102] | SALTHILL |  | 53.2725 | -9.0846
MV/LV Substation IC***4350 |  | 10 kV | _ | LV | 630 kVA :Building Structure | 0.63 | --> | 0.63 | 0 | 0 | Constrained, otherwise capacity available =630 kVA | --> | 0.598 | 0 | 0 | 0.5 | 0 |  | --> | C26 ex GALWAY 110KV | Galway 110kv [T102,T103] | GALWAY 110KV |  | 53.2906 | -9.0076
MV/LV Substation AS***4367 |  | 10 kV | _ | LV | 200 kVA :Pole Substation | 0.2 | --> | 0.2 | 0 | 0 | Constrained, otherwise capacity available =200 kVA | --> | 0.19 | 0 | 0 | 0.19 | 0 |  | --> | C18 ex HEADFORD ROAD | Headford Road [T41,T42] | GALWAY 110KV |  | 53.3033 | -9.0736
MV/LV Substation TH***436X |  | 10 kV | _ | LV | 1000 kVA :Building Structure | 1 | --> | 1 | 0 | 0 | Constrained, otherwise capacity available =791 kVA | --> | 0.95 | 0 | 0 | 0.5 | 0 |  | --> | C16 ex HEADFORD ROAD | Headford Road [T41,T42] | GALWAY 110KV |  | 53.2786 | -9.0487
MV/LV Substation W ***437X |  | 10 kV | _ | LV | 200 kVA :Kiosk Substation | 0.2 | --> | 0.2 | 0.176 | 11.03 |  | --> | 0.19 | 0 | 0.036 | 0.167 | 0 |  | --> | C34 ex SALTHILL | Salthill [T101,T102] | SALTHILL |  | 53.278 | -9.0736
MV/LV Substation MA***4384 |  | 10 kV | _ | LV | 200 kVA :Pole Substation | 0.2 | --> | 0.2 | 0 | 0 | Constrained, otherwise capacity available =200 kVA | --> | 0.19 | 0 | 0 | 0.19 | 0 |  | --> | C15 ex ORANMORE | Oranmore [T41,T44] | GALWAY 110KV |  | 53.2485 | -8.9542
MV/LV Substation BL***438X |  | 10 kV | _ | LV | 1000 kVA :Building Structure | 1 | --> | 1 | 0.5 | 11.03 |  | --> | 0.95 | 0 | 0 | 0.5 | 0 |  | --> | C35 ex SALTHILL | Salthill [T101,T102] | SALTHILL |  | 53.2761 | -9.0716
MV/LV Substation TA***440X |  | 10 kV | _ | LV | 400 kVA :Building Structure | 0.4 | --> | 0.4 | 0 | 0 | Constrained, otherwise capacity available =400 kVA | --> | 0.38 | 0 | 0 | 0.38 | 0 |  | --> | C12 ex MONEENAGEISHA | Moneenageisha [T41,T42] | GALWAY 110KV |  | 53.2678 | -9.0422
MV/LV Substation CA***441X |  | 10 kV | _ | LV | 100 kVA :Pole Substation | 0.1 | --> | 0.1 | 0 | 0 | Constrained, otherwise capacity available =92 kVA | --> | 0.095 | 0 | 0.006 | 0.092 | 0 |  | --> | C20 ex ORANMORE | Oranmore [T41,T44] | GALWAY 110KV |  | 53.3063 | -8.8894
MV/LV Substation CU***442X |  | 10 kV | _ | LV | 630 kVA :Building Structure | 0.63 | --> | 0.63 | 0.5 | 3.45 |  | --> | 0.598 | 0 | 0 | 0.5 | 0 |  | --> | C17 ex TRIMMS LANE | Trimms Lane [T41,T42] | SALTHILL |  | 53.2708 | -9.0538
MV/LV Substation TE***443 |  | 10 kV | _ | LV | 400 kVA :Kiosk Substation | 0.4 | --> | 0.4 | 0 | 0 | Constrained, otherwise capacity available =367 kVA | --> | 0.38 | 0 | 0.007 | 0.379 | 0 |  | --> | C19 ex GALWAY 110KV | Galway 110kv [T102,T103] | GALWAY 110KV |  | 53.272 | -9.0145
MV/LV Substation LU***444 |  | 10 kV | _ | LV | 400 kVA :Kiosk Substation | 0.4 | --> | 0.4 | 0 | 0 | Constrained, otherwise capacity available =291 kVA | --> | 0.38 | 0 | 0.01 | 0.387 | 0 |  | --> | C18 ex HEADFORD ROAD | Headford Road [T41,T42] | GALWAY 110KV |  | 53.2907 | -9.0375
MV/LV Substation CA***445 |  | 10 kV | _ | LV | 400 kVA :Kiosk Substation | 0.4 | --> | 0.4 | 0.335 | 11.03 |  | --> | 0.38 | 0 | 0.009 | 0.382 | 0 |  | --> | C33 ex SALTHILL | Salthill [T101,T102] | SALTHILL |  | 53.2699 | -9.0887
MV/LV Substation RI***445X |  | 10 kV | _ | LV | 400 kVA :Kiosk Substation | 0.4 | --> | 0.4 | 0.386 | 11.03 |  | --> | 0.38 | 0 | 0.008 | 0.376 | 0 |  | --> | C22 ex SALTHILL | Salthill [T101,T102] | SALTHILL |  | 53.2742 | -9.1009
MV/LV Substation CA***446X |  | 10 kV | _ | LV | 200 kVA :Kiosk Substation | 0.2 | --> | 0.2 | 0.044 | 11.03 |  | --> | 0.19 | 0 | 0.03 | 0.188 | 0 |  | --> | C22 ex SALTHILL | Salthill [T101,T102] | SALTHILL |  | 53.2747 | -9.1039
MV/LV Substation CA***447X |  | 10 kV | _ | LV | 400 kVA :Kiosk Substation | 0.4 | --> | 0.4 | 0.356 | 11.03 |  | --> | 0.38 | 0 | 0.015 | 0.375 | 0 |  | --> | C22 ex SALTHILL | Salthill [T101,T102] | SALTHILL |  | 53.2741 | -9.1053
MV/LV Substation LY***448 |  | 10 kV | _ | LV | 200 kVA :Pole Substation | 0.2 | --> | 0.2 | 0 | 0 | Constrained, otherwise capacity available =176 kVA | --> | 0.19 | 0 | 0 | 0.193 | 0 |  | --> | C20 ex ORANMORE | Oranmore [T41,T44] | GALWAY 110KV |  | 53.3233 | -8.9402
MV/LV Substation CA***448X |  | 10 kV | _ | LV | 200 kVA :Kiosk Substation | 0.2 | --> | 0.2 | 0.144 | 11.03 |  | --> | 0.19 | 0 | 0.016 | 0.186 | 0 |  | --> | C22 ex SALTHILL | Salthill [T101,T102] | SALTHILL |  | 53.275 | -9.1072
MV/LV Substation CE***450X |  | 10 kV | _ | LV | 630 kVA :Building Structure | 0.63 | --> | 0.63 | 0 | 0 | Constrained, otherwise capacity available =502 kVA | --> | 0.598 | 0 | 0 | 0.5 | 0 |  | --> | C12 ex MONEENAGEISHA | Moneenageisha [T41,T42] | GALWAY 110KV |  | 53.2707 | -9.047
MV/LV Substation CE***451X |  | 10 kV | _ | LV | 630 kVA :Building Structure | 0.63 | --> | 0.63 | 0 | 0 | Constrained, otherwise capacity available =525 kVA | --> | 0.598 | 0 | 0 | 0.5 | 0 |  | --> | C12 ex MONEENAGEISHA | Moneenageisha [T41,T42] | GALWAY 110KV |  | 53.2703 | -9.0486
MV/LV Substation ME***453X |  | 10 kV | _ | LV | 200 kVA :Kiosk Substation | 0.2 | --> | 0.2 | 0 | 0 | Constrained, otherwise capacity available =170 kVA | --> | 0.19 | 0 | 0 | 0.194 | 0 |  | --> | C14 ex GALWAY 110KV | Galway 110kv [T102,T103] | GALWAY 110KV |  | 53.2771 | -9.0163
MV/LV Substation CA***457X |  | 10 kV | _ | LV | 630 kVA :Kiosk Substation | 0.63 | --> | 0.63 | 0.5 | 11.03 |  | --> | 0.598 | 0 | 0.043 | 0.5 | 0 |  | --> | C22 ex SALTHILL | Salthill [T101,T102] | SALTHILL |  | 53.2723 | -9.1011
MV/LV Substation LA***458 |  | 10 kV | _ | LV | 50 kVA :Pole Substation | 0.05 | --> | 0.05 | 0 | 0 | Constrained, otherwise capacity available =45 kVA | --> | 0.048 | 0 | 0 | 0.048 | 0 |  | --> | C17 ex GALWAY 110KV | Galway 110kv [T102,T103] | GALWAY 110KV |  | 53.2946 | -9.0164
MV/LV Substation DE***458X |  | 10 kV | _ | LV | 1000 kVA :Building Structure | 1 | --> | 1 | 0 | 0 | Constrained, otherwise capacity available =958 kVA | --> | 0.95 | 0 | 0 | 0.5 | 0 |  | --> | C17 ex ORANMORE | Oranmore [T41,T44] | GALWAY 110KV |  | 53.2797 | -8.9326
MV/LV Substation CI***461X |  | 10 kV | _ | LV | 1000 kVA :Building Structure | 1 | --> | 1 | 0 | 0 | Constrained, otherwise capacity available =1000 kVA | --> | 0.95 | 0 | 0 | 0.5 | 0 |  | --> | C13 ex GALWAY 110KV | Galway 110kv [T102,T103] | GALWAY 110KV |  | 53.2979 | -9.0066
MV/LV Substation CI***462X |  | 10 kV | _ | LV | 1000 kVA :Building Structure | 1 | --> | 1 | 0 | 0 | Constrained, otherwise capacity available =804 kVA | --> | 0.95 | 0 | 0.05 | 0.5 | 0 |  | --> | C13 ex GALWAY 110KV | Galway 110kv [T102,T103] | GALWAY 110KV |  | 53.2985 | -9.0079
MV/LV Substation CL***463X |  | 10 kV | _ | LV | 400 kVA :Kiosk Substation | 0.4 | --> | 0.4 | 0 | 0 | Constrained, otherwise capacity available =370 kVA | --> | 0.38 | 0 | 0 | 0.384 | 0 |  | --> | C22 ex GALWAY 110KV | Galway 110kv [T102,T103] | GALWAY 110KV |  | 53.2887 | -8.9996
MV/LV Substation BI***464X |  | 10 kV | _ | LV | 400 kVA :Kiosk Substation | 0.4 | --> | 0.4 | 0.293 | 11.03 |  | --> | 0.38 | 0 | 0.02 | 0.38 | 0 |  | --> | C18 ex SALTHILL | Salthill [T101,T102] | SALTHILL |  | 53.2676 | -9.128
MV/LV Substation CL***465 |  | 10 kV | _ | LV | 400 kVA :Kiosk Substation | 0.4 | --> | 0.4 | 0 | 0 | Constrained, otherwise capacity available =356 kVA | --> | 0.38 | 0 | 0 | 0.386 | 0 |  | --> | C28 ex GALWAY 110KV | Galway 110kv [T102,T103] | GALWAY 110KV |  | 53.3001 | -9.0329
MV/LV Substation GO***467X |  | 10 kV | _ | LV | 200 kVA :Kiosk Substation | 0.2 | --> | 0.2 | 0.132 | 11.03 |  | --> | 0.19 | 0 | 0.008 | 0.193 | 0 |  | --> | C22 ex SALTHILL | Salthill [T101,T102] | SALTHILL |  | 53.2713 | -9.0938
MV/LV Substation FE***468X |  | 10 kV | _ | LV | 400 kVA :Kiosk Substation | 0.4 | --> | 0.4 | 0 | 0 | Constrained, otherwise capacity available =251 kVA | --> | 0.38 | 0 | 0.014 | 0.39 | 0 |  | --> | C21 ex GALWAY 110KV | Galway 110kv [T102,T103] | GALWAY 110KV |  | 53.2855 | -8.9857
MV/LV Substation OR***474X |  | 10 kV | _ | LV | 1000 kVA :Building Structure | 1 | --> | 1 | 0 | 0 | Constrained, otherwise capacity available =829 kVA | --> | 0.95 | 0 | 0 | 0.5 | 0 |  | --> | C18 ex ORANMORE | Oranmore [T41,T44] | GALWAY 110KV |  | 53.273 | -8.9302
MV/LV Substation TU***475X |  | 10 kV | _ | LV | 630 kVA :Kiosk Substation | 0.63 | --> | 0.63 | 0 | 0 | Constrained, otherwise capacity available =566 kVA | --> | 0.598 | 0 | 0 | 0.5 | 0 |  | --> | C21 ex GALWAY 110KV | Galway 110kv [T102,T103] | GALWAY 110KV |  | 53.2833 | -8.9816
MV/LV Substation MU***476X |  | 10 kV | _ | LV | 50 kVA :Pole Substation | 0.05 | --> | 0.05 | 0 | 0 | Constrained, otherwise capacity available =49 kVA | --> | 0.048 | 0 | 0 | 0.048 | 0 |  | --> | C12 ex PARKMORE | Parkmore [T41,T42] | GALWAY 110KV |  | 53.3348 | -9.0182
MV/LV Substation CA***480 |  | 10 kV | _ | LV | 50 kVA :Pole Substation | 0.05 | --> | 0.05 | 0 | 0 | Constrained, otherwise capacity available =46 kVA | --> | 0.048 | 0 | 0.005 | 0.044 | 0 |  | --> | C20 ex ORANMORE | Oranmore [T41,T44] | GALWAY 110KV |  | 53.2973 | -8.923
MV/LV Substation GA***482X |  | 10 kV | _ | LV | 630 kVA :Building Structure | 0.63 | --> | 0.63 | 0.5 | 11.03 |  | --> | 0.598 | 0 | 0.05 | 0.5 | 0 |  | --> | C21 ex SALTHILL | Salthill [T101,T102] | SALTHILL |  | 53.2743 | -9.0987
MV/LV Substation CA***483 |  | 10 kV | _ | LV | 400 kVA :Kiosk Substation | 0.4 | --> | 0.4 | 0.301 | 11.03 |  | --> | 0.38 | 0 | 0.032 | 0.37 | 0 |  | --> | C33 ex SALTHILL | Salthill [T101,T102] | SALTHILL |  | 53.2601 | -9.1071
MV/LV Substation ME***485 |  | 10 kV | _ | LV | 400 kVA :Building Structure | 0.4 | --> | 0.4 | 0.288 | 3.45 |  | --> | 0.38 | 0 | 0 | 0.395 | 0 |  | --> | C17 ex TRIMMS LANE | Trimms Lane [T41,T42] | SALTHILL |  | 53.2706 | -9.052
MV/LV Substation LO***485X |  | 10 kV | _ | LV | 400 kVA :Kiosk Substation | 0.4 | --> | 0.4 | 0 | 0 | Constrained, otherwise capacity available =367 kVA | --> | 0.38 | 0 | 0 | 0.384 | 0 |  | --> | C12 ex MONEENAGEISHA | Moneenageisha [T41,T42] | GALWAY 110KV |  | 53.2757 | -9.0408
MV/LV Substation KI***486X |  | 20 kV | _ | LV | 50 kVA :Pole Substation | 0.05 | --> | 0.05 | 0.044 | 11.03 |  | --> | 0.048 | 0 | 0.005 | 0.045 | 0 |  | --> | C36 ex SALTHILL | Salthill [T101,T102] | SALTHILL |  | 53.304 | -9.1072
MV/LV Substation BA***489X |  | 10 kV | _ | LV | 1000 kVA :Building Structure | 1 | --> | 1 | 0.5 | 3.45 |  | --> | 0.95 | 0 | 0 | 0.5 | 0 |  | --> | C11 ex TRIMMS LANE | Trimms Lane [T41,T42] | SALTHILL |  | 53.2594 | -9.0777
MV/LV Substation OC***491 |  | 10 kV | _ | LV | 400 kVA :Kiosk Substation | 0.4 | --> | 0.4 | 0.312 | 3.45 |  | --> | 0.38 | 0 | 0.007 | 0.387 | 0 |  | --> | C20 ex TRIMMS LANE | Trimms Lane [T41,T42] | SALTHILL |  | 53.2646 | -9.0697
MV/LV Substation PR***491X |  | 10 kV | _ | LV | 630 kVA :Building Structure | 0.63 | --> | 0.63 | 0 | 0 | Constrained, otherwise capacity available =568 kVA | --> | 0.598 | 0 | 0 | 0.5 | 0 |  | --> | C11 ex HEADFORD ROAD | Headford Road [T41,T42] | GALWAY 110KV |  | 53.2754 | -9.048
MV/LV Substation CA***492 |  | 10 kV | _ | LV | 50 kVA :Pole Substation | 0.05 | --> | 0.05 | 0 | 0 | Constrained, otherwise capacity available =41 kVA | --> | 0.048 | 0 | 0.004 | 0.046 | 0 |  | --> | C20 ex ORANMORE | Oranmore [T41,T44] | GALWAY 110KV |  | 53.3046 | -8.931
MV/LV Substation AR***492X |  | 10 kV | _ | LV | 200 kVA :Kiosk Substation | 0.2 | --> | 0.2 | 0.181 | 11.03 |  | --> | 0.19 | 0 | 0 | 0.193 | 0 |  | --> | C23 ex SALTHILL | Salthill [T101,T102] | SALTHILL |  | 53.2708 | -9.1085
MV/LV Substation SU***493 |  | 10 kV | _ | LV | 50 kVA :Pole Substation | 0.05 | --> | 0.05 | 0 | 0 | Constrained, otherwise capacity available =40 kVA | --> | 0.048 | 0 | 0.015 | 0.038 | 0 |  | --> | C20 ex ORANMORE | Oranmore [T41,T44] | GALWAY 110KV |  | 53.3111 | -8.8965
MV/LV Substation CA***497 |  | 10 kV | _ | LV | 50 kVA :Pole Substation | 0.05 | --> | 0.05 | 0 | 0 | Constrained, otherwise capacity available =37 kVA | --> | 0.048 | 0 | 0 | 0.049 | 0 |  | --> | C20 ex ORANMORE | Oranmore [T41,T44] | GALWAY 110KV |  | 53.3093 | -8.8959
MV/LV Substation MA***498 |  | 10 kV | _ | LV | 400 kVA :Building Structure | 0.4 | --> | 0.4 | 0 | 0 | Constrained, otherwise capacity available =323 kVA | --> | 0.38 | 0 | 0.036 | 0.364 | 0 |  | --> | C16 ex ORANMORE | Oranmore [T41,T44] | GALWAY 110KV |  | 53.2788 | -8.9789
MV/LV Substation GO***500X |  | 20 kV | _ | LV | 50 kVA :Pole Substation | 0.05 | --> | 0.05 | 0.045 | 11.03 |  | --> | 0.048 | 0 | 0 | 0.048 | 0 |  | --> | C36 ex SALTHILL | Salthill [T101,T102] | SALTHILL |  | 53.3002 | -9.1053
MV/LV Substation FU***501 |  | 10 kV | _ | LV | 200 kVA :Kiosk Substation | 0.2 | --> | 0.2 | 0 | 0 | Constrained, otherwise capacity available =155 kVA | --> | 0.19 | 0 | 0 | 0.196 | 0 |  | --> | C12 ex ORANMORE | Oranmore [T41,T44] | GALWAY 110KV |  | 53.2775 | -8.9761
MV/LV Substation OL***503X |  | 10 kV | _ | LV | 400 kVA :Kiosk Substation | 0.4 | --> | 0.4 | 0 | 0 | Constrained, otherwise capacity available =348 kVA | --> | 0.38 | 0 | 0 | 0.387 | 0 |  | --> | C22 ex GALWAY 110KV | Galway 110kv [T102,T103] | GALWAY 110KV |  | 53.2882 | -9.0082
MV/LV Substation CL***504X |  | 10 kV | _ | LV | 400 kVA :Kiosk Substation | 0.4 | --> | 0.4 | 0 | 0 | Constrained, otherwise capacity available =311 kVA | --> | 0.38 | 0 | 0.005 | 0.388 | 0 |  | --> | C19 ex HEADFORD ROAD | Headford Road [T41,T42] | GALWAY 110KV |  | 53.2776 | -9.0472
MV/LV Substation BO***508X |  | 10 kV | _ | LV | 400 kVA :Building Structure | 0.4 | --> | 0.4 | 0 | 0 | Constrained, otherwise capacity available =355 kVA | --> | 0.38 | 0 | 0 | 0.386 | 0 |  | --> | C12 ex HEADFORD ROAD | Headford Road [T41,T42] | GALWAY 110KV |  | 53.2764 | -9.0505
MV/LV Substation CL***513X |  | 10 kV | _ | LV | 630 kVA :Kiosk Substation | 0.63 | --> | 0.63 | 0 | 0 | Constrained, otherwise capacity available =570 kVA | --> | 0.598 | 0 | 0.016 | 0.5 | 0 |  | --> | C18 ex ORANMORE | Oranmore [T41,T44] | GALWAY 110KV |  | 53.2668 | -8.9213
MV/LV Substation CO***515X |  | 10 kV | _ | LV | 630 kVA :Kiosk Substation | 0.63 | --> | 0.63 | 0 | 0 | Constrained, otherwise capacity available =577 kVA | --> | 0.598 | 0 | 0.006 | 0.5 | 0 |  | --> | C18 ex ORANMORE | Oranmore [T41,T44] | GALWAY 110KV |  | 53.268 | -8.9203
MV/LV Substation CO***518 |  | 10 kV | _ | LV | 400 kVA :Building Structure | 0.4 | --> | 0.4 | 0 | 0 | Constrained, otherwise capacity available =177 kVA | --> | 0.38 | 0 | 0.01 | 0.402 | 0 |  | --> | C17 ex ORANMORE | Oranmore [T41,T44] | GALWAY 110KV |  | 53.2801 | -8.9306
MV/LV Substation MU***519 |  | 10 kV | _ | LV | 400 kVA :Kiosk Substation | 0.4 | --> | 0.4 | 0 | 0 | Constrained, otherwise capacity available =279 kVA | --> | 0.38 | 0 | 0.051 | 0.358 | 0 |  | --> | C20 ex MONEENAGEISHA | Moneenageisha [T41,T42] | GALWAY 110KV |  | 53.2823 | -9.0409
MV/LV Substation IN***519X |  | 10 kV | _ | LV | 630 kVA :Building Structure | 0.63 | --> | 0.63 | 0 | 0 | Constrained, otherwise capacity available =574 kVA | --> | 0.598 | 0 | 0.06 | 0.5 | 0 |  | --> | C18 ex GALWAY 110KV | Galway 110kv [T102,T103] | GALWAY 110KV |  | 53.2857 | -9.0267
MV/LV Substation GA***520 |  | 10 kV | _ | LV | 400 kVA :Building Structure | 0.4 | --> | 0.4 | 0 | 0 | Constrained, otherwise capacity available =301 kVA | --> | 0.38 | 0 | 0.009 | 0.387 | 0 |  | --> | C17 ex ORANMORE | Oranmore [T41,T44] | GALWAY 110KV |  | 53.2811 | -8.9275
MV/LV Substation GA***520X |  | 10 kV | _ | LV | 630 kVA :Kiosk Substation | 0.63 | --> | 0.63 | 0 | 0 | Constrained, otherwise capacity available =541 kVA | --> | 0.598 | 0 | 0.003 | 0.5 | 0 |  | --> | C22 ex GALWAY 110KV | Galway 110kv [T102,T103] | GALWAY 110KV |  | 53.282 | -8.9767
MV/LV Substation RE***521 |  | 10 kV | _ | LV | 400 kVA :Building Structure | 0.4 | --> | 0.4 | 0 | 0 | Constrained, otherwise capacity available =348 kVA | --> | 0.38 | 0 | 0 | 0.387 | 0 |  | --> | C22 ex ORANMORE | Oranmore [T41,T44] | GALWAY 110KV |  | 53.2806 | -8.925
MV/LV Substation CL***521X |  | 20 kV | _ | LV | 50 kVA :Pole Substation | 0.05 | --> | 0.05 | 0.05 | 11.03 |  | --> | 0.048 | 0 | 0 | 0.048 | 0 |  | --> | C27 ex SALTHILL | Salthill [T101,T102] | SALTHILL |  | 53.3196 | -9.1592
MV/LV Substation GL***522X |  | 10 kV | _ | LV | 400 kVA :Kiosk Substation | 0.4 | --> | 0.4 | 0 | 0 | Constrained, otherwise capacity available =296 kVA | --> | 0.38 | 0 | 0 | 0.394 | 0 |  | --> | C24 ex GALWAY 110KV | Galway 110kv [T102,T103] | GALWAY 110KV |  | 53.2726 | -9.0052
MV/LV Substation OR***523 |  | 10 kV | _ | LV | 200 kVA :Kiosk Substation | 0.2 | --> | 0.2 | 0 | 0 | Constrained, otherwise capacity available =115 kVA | --> | 0.19 | 0 | 0 | 0.201 | 0 |  | --> | C18 ex ORANMORE | Oranmore [T41,T44] | GALWAY 110KV |  | 53.2757 | -8.9298
MV/LV Substation GL***523X |  | 10 kV | _ | LV | 400 kVA :Kiosk Substation | 0.4 | --> | 0.4 | 0 | 0 | Constrained, otherwise capacity available =307 kVA | --> | 0.38 | 0 | 0 | 0.392 | 0 |  | --> | C24 ex GALWAY 110KV | Galway 110kv [T102,T103] | GALWAY 110KV |  | 53.2729 | -9.0039
MV/LV Substation CA***524 |  | 10 kV | _ | LV | 50 kVA :Pole Substation | 0.05 | --> | 0.05 | 0 | 0 | Constrained, otherwise capacity available =9 kVA | --> | 0.048 | 0 | 0.014 | 0.042 | 0 |  | --> | C18 ex ORANMORE | Oranmore [T41,T44] | GALWAY 110KV |  | 53.2742 | -8.9255
MV/LV Substation GL***524X |  | 10 kV | _ | LV | 1000 kVA :Building Structure | 1 | --> | 1 | 0 | 0 | Constrained, otherwise capacity available =851 kVA | --> | 0.95 | 0 | 0 | 0.5 | 0 |  | --> | C24 ex GALWAY 110KV | Galway 110kv [T102,T103] | GALWAY 110KV |  | 53.2725 | -9.0014
MV/LV Substation DE***525X |  | 10 kV | _ | LV | 400 kVA :Building Structure | 0.4 | --> | 0.4 | 0 | 0 | Constrained, otherwise capacity available =244 kVA | --> | 0.38 | 0 | 0 | 0.401 | 0 |  | --> | C17 ex ORANMORE | Oranmore [T41,T44] | GALWAY 110KV |  | 53.2793 | -8.9338
MV/LV Substation GA***526 |  | 10 kV | _ | LV | 200 kVA :Kiosk Substation | 0.2 | --> | 0.2 | 0 | 0 | Constrained, otherwise capacity available =100 kVA | --> | 0.19 | 0 | 0.01 | 0.196 | 0 |  | --> | C18 ex ORANMORE | Oranmore [T41,T44] | GALWAY 110KV |  | 53.2721 | -8.9292
MV/LV Substation AN***526X |  | 10 kV | _ | LV | 200 kVA :Kiosk Substation | 0.2 | --> | 0.2 | 0 | 0 | Constrained, otherwise capacity available =164 kVA | --> | 0.19 | 0 | 0.01 | 0.188 | 0 |  | --> | C22 ex GALWAY 110KV | Galway 110kv [T102,T103] | GALWAY 110KV |  | 53.2906 | -8.9929
MV/LV Substation GA***527 |  | 10 kV | _ | LV | 200 kVA :Building Structure | 0.2 | --> | 0.2 | 0 | 0 | Constrained, otherwise capacity available =118 kVA | --> | 0.19 | 0 | 0 | 0.201 | 0 |  | --> | C15 ex ORANMORE | Oranmore [T41,T44] | GALWAY 110KV |  | 53.2496 | -8.9758
MV/LV Substation GO***528X |  | 10 kV | _ | LV | 200 kVA :Kiosk Substation | 0.2 | --> | 0.2 | 0.152 | 11.03 |  | --> | 0.19 | 0 | 0.02 | 0.182 | 0 |  | --> | C26 ex SALTHILL | Salthill [T101,T102] | SALTHILL |  | 53.2688 | -9.1059
MV/LV Substation GO***529X |  | 10 kV | _ | LV | 200 kVA :Kiosk Substation | 0.2 | --> | 0.2 | 0.2 | 11.03 |  | --> | 0.19 | 0 | 0 | 0.19 | 0 |  | --> | C26 ex SALTHILL | Salthill [T101,T102] | SALTHILL |  | 53.269 | -9.1027
MV/LV Substation CO***530X |  | 10 kV | _ | LV | 200 kVA :Kiosk Substation | 0.2 | --> | 0.2 | 0.17 | 11.03 |  | --> | 0.19 | 0 | 0 | 0.194 | 0 |  | --> | C33 ex SALTHILL | Salthill [T101,T102] | SALTHILL |  | 53.2606 | -9.1226
MV/LV Substation AR***531 |  | 10 kV | _ | LV | 630 kVA :Building Structure | 0.63 | --> | 0.63 | 0 | 0 | Constrained, otherwise capacity available =427 kVA | --> | 0.598 | 0 | 0.008 | 0.5 | 0 |  | --> | C18 ex ORANMORE | Oranmore [T41,T44] | GALWAY 110KV |  | 53.2646 | -8.926
MV/LV Substation RI***531X |  | 10 kV | _ | LV | 400 kVA :Kiosk Substation | 0.4 | --> | 0.4 | 0 | 0 | Constrained, otherwise capacity available =317 kVA | --> | 0.38 | 0 | 0.046 | 0.357 | 0 |  | --> | C23 ex GALWAY 110KV | Galway 110kv [T102,T103] | GALWAY 110KV |  | 53.2885 | -9.028
MV/LV Substation CL***533X |  | 10 kV | _ | LV | 200 kVA :Kiosk Substation | 0.2 | --> | 0.2 | 0.137 | 11.03 |  | --> | 0.19 | 0 | 0 | 0.198 | 0 |  | --> | C26 ex SALTHILL | Salthill [T101,T102] | SALTHILL |  | 53.2674 | -9.1075
MV/LV Substation RO***535 |  | 10 kV | _ | LV | 100 kVA :Pole Substation | 0.1 | --> | 0.1 | 0 | 0 | Constrained, otherwise capacity available =70 kVA | --> | 0.095 | 0 | 0.011 | 0.091 | 0 |  | --> | C15 ex ORANMORE | Oranmore [T41,T44] | GALWAY 110KV |  | 53.2579 | -8.9361
MV/LV Substation BI***535X |  | 10 kV | _ | LV | 200 kVA :Kiosk Substation | 0.2 | --> | 0.2 | 0.175 | 11.03 |  | --> | 0.19 | 0 | 0 | 0.194 | 0 |  | --> | C23 ex SALTHILL | Salthill [T101,T102] | SALTHILL |  | 53.2698 | -9.1044
MV/LV Substation BU***537X |  | 10 kV | _ | LV | 400 kVA :Kiosk Substation | 0.4 | --> | 0.4 | 0.349 | 11.03 |  | --> | 0.38 | 0 | 0.015 | 0.376 | 0 |  | --> | C29 ex SALTHILL | Salthill [T101,T102] | SALTHILL |  | 53.2794 | -9.0914
MV/LV Substation FL***538X |  | 10 kV | _ | LV | 630 kVA :Building Structure | 0.63 | --> | 0.63 | 0 | 0 | Constrained, otherwise capacity available =608 kVA | --> | 0.598 | 0 | 0 | 0.5 | 0 |  | --> | C25 ex GALWAY 110KV | Galway 110kv [T102,T103] | GALWAY 110KV |  | 53.2895 | -9.0204
MV/LV Substation BA***542X |  | 10 kV | _ | LV | 50 kVA :Pole Substation | 0.05 | --> | 0.05 | 0.017 | 11.03 |  | --> | 0.048 | 0 | 0 | 0.052 | 0 |  | --> | C36 ex SALTHILL | Salthill [T101,T102] | SALTHILL |  | 53.2912 | -9.0833
MV/LV Substation LI***544X |  | 10 kV | _ | LV | 400 kVA :Kiosk Substation | 0.4 | --> | 0.4 | 0 | 0 | Constrained, otherwise capacity available =344 kVA | --> | 0.38 | 0 | 0.024 | 0.37 | 0 |  | --> | C24 ex GALWAY 110KV | Galway 110kv [T102,T103] | GALWAY 110KV |  | 53.2743 | -9.0017
MV/LV Substation LI***545X |  | 10 kV | _ | LV | 630 kVA :Kiosk Substation | 0.63 | --> | 0.63 | 0 | 0 | Constrained, otherwise capacity available =480 kVA | --> | 0.598 | 0 | 0.01 | 0.5 | 0 |  | --> | C24 ex GALWAY 110KV | Galway 110kv [T102,T103] | GALWAY 110KV |  | 53.2747 | -9.0002
MV/LV Substation CR***552X |  | 10 kV | _ | LV | 630 kVA :Building Structure | 0.63 | --> | 0.63 | 0.463 | 3.45 |  | --> | 0.598 | 0 | 0 | 0.5 | 0 |  | --> | C17 ex TRIMMS LANE | Trimms Lane [T41,T42] | SALTHILL |  | 53.2673 | -9.0605
MV/LV Substation FA***557X |  | 10 kV | _ | LV | 1000 kVA :Building Structure | 1 | --> | 1 | 0 | 0 | Constrained, otherwise capacity available =896 kVA | --> | 0.95 | 0 | 0 | 0.5 | 0 |  | --> | C19 ex HEADFORD ROAD | Headford Road [T41,T42] | GALWAY 110KV |  | 53.2738 | -9.046
MV/LV Substation MA***558X |  | 10 kV | _ | LV | 400 kVA :Kiosk Substation | 0.4 | --> | 0.4 | 0.343 | 11.03 |  | --> | 0.38 | 0 | 0.002 | 0.386 | 0 |  | --> | C18 ex SALTHILL | Salthill [T101,T102] | SALTHILL |  | 53.2668 | -9.1247
MV/LV Substation MA***559X |  | 10 kV | _ | LV | 400 kVA :Kiosk Substation | 0.4 | --> | 0.4 | 0.356 | 11.03 |  | --> | 0.38 | 0 | 0 | 0.386 | 0 |  | --> | C18 ex SALTHILL | Salthill [T101,T102] | SALTHILL |  | 53.2662 | -9.1266
MV/LV Substation DE***560 |  | 10 kV | _ | LV | 50 kVA :Pole Substation | 0.05 | --> | 0.05 | 0 | 0 | Constrained, otherwise capacity available =49 kVA | --> | 0.048 | 0 | 0 | 0.048 | 0 |  | --> | C15 ex ORANMORE | Oranmore [T41,T44] | GALWAY 110KV |  | 53.2479 | -8.9732
MV/LV Substation LU***560X |  | 10 kV | _ | LV | 200 kVA :Kiosk Substation | 0.2 | --> | 0.2 | 0.172 | 11.03 |  | --> | 0.19 | 0 | 0.006 | 0.189 | 0 |  | --> | C18 ex SALTHILL | Salthill [T101,T102] | SALTHILL |  | 53.2675 | -9.1249
MV/LV Substation BE***561X |  | 10 kV | _ | LV | 400 kVA :Kiosk Substation | 0.4 | --> | 0.4 | 0 | 0 | Constrained, otherwise capacity available =322 kVA | --> | 0.38 | 0 | 0.005 | 0.387 | 0 |  | --> | C21 ex GALWAY 110KV | Galway 110kv [T102,T103] | GALWAY 110KV |  | 53.2828 | -9.0012
MV/LV Substation TU***562 |  | 10 kV | _ | LV | 400 kVA :Kiosk Substation | 0.4 | --> | 0.4 | 0.343 | 11.03 |  | --> | 0.38 | 0 | 0 | 0.388 | 0 |  | --> | C29 ex SALTHILL | Salthill [T101,T102] | SALTHILL |  | 53.2774 | -9.0869
MV/LV Substation DO***563 |  | 10 kV | _ | LV | 630 kVA :Kiosk Substation | 0.63 | --> | 0.63 | 0 | 0 | Constrained, otherwise capacity available =254 kVA | --> | 0.598 | 0 | 0.005 | 0.5 | 0 |  | --> | C21 ex GALWAY 110KV | Galway 110kv [T102,T103] | GALWAY 110KV |  | 53.2862 | -8.9863
MV/LV Substation GO***564X |  | 10 kV | _ | LV | 630 kVA :Kiosk Substation | 0.63 | --> | 0.63 | 0 | 0 | Constrained, otherwise capacity available =364 kVA | --> | 0.598 | 0 | 0 | 0.5 | 0 |  | --> | C13 ex HEADFORD ROAD | Headford Road [T41,T42] | GALWAY 110KV |  | 53.2855 | -9.0501
MV/LV Substation GO***565X |  | 10 kV | _ | LV | 630 kVA :Kiosk Substation | 0.63 | --> | 0.63 | 0 | 0 | Constrained, otherwise capacity available =630 kVA | --> | 0.598 | 0 | 0 | 0.5 | 0 |  | --> | C13 ex HEADFORD ROAD | Headford Road [T41,T42] | GALWAY 110KV |  | 53.2847 | -9.0492
MV/LV Substation TI***566X |  | 10 kV | _ | LV | 630 kVA :Kiosk Substation | 0.63 | --> | 0.63 | 0 | 0 | Constrained, otherwise capacity available =505 kVA | --> | 0.598 | 0 | 0 | 0.5 | 0 |  | --> | C15 ex ORANMORE | Oranmore [T41,T44] | GALWAY 110KV |  | 53.2686 | -8.9291
MV/LV Substation MO***568X |  | 10 kV | _ | LV | 1000 kVA :Kiosk Substation | 1 | --> | 1 | 0 | 0 | Constrained, otherwise capacity available =786 kVA | --> | 0.95 | 0 | 0.15 | 0.5 | 0 |  | --> | C29 ex GALWAY 110KV | Galway 110kv [T102,T103] | GALWAY 110KV |  | 53.283 | -9.0358
MV/LV Substation BA***569X |  | 10 kV | _ | LV | 50 kVA :Pole Substation | 0.05 | --> | 0.05 | 0 | 0 | Constrained, otherwise capacity available =50 kVA | --> | 0.048 | 0 | 0 | 0.048 | 0 |  | --> | C28 ex GALWAY 110KV | Galway 110kv [T102,T103] | GALWAY 110KV |  | 53.3048 | -9.0182
MV/LV Substation CO***570X |  | 10 kV | _ | LV | 630 kVA :Building Structure | 0.63 | --> | 0.63 | 0 | 0 | Constrained, otherwise capacity available =628 kVA | --> | 0.598 | 0 | 0 | 0.5 | 0 |  | --> | C16 ex HEADFORD ROAD | Headford Road [T41,T42] | GALWAY 110KV |  | 53.2733 | -9.0504
MV/LV Substation SA***575X |  | 10 kV | _ | LV | 1000 kVA :Building Structure | 1 | --> | 1 | 0 | 0 | Constrained, otherwise capacity available =882 kVA | --> | 0.95 | 0 | 0.006 | 0.5 | 0 |  | --> | C22 ex MONEENAGEISHA | Moneenageisha [T41,T42] | GALWAY 110KV |  | 53.2818 | -9.0297
MV/LV Substation SA***576X |  | 10 kV | _ | LV | 1000 kVA :Building Structure | 1 | --> | 1 | 0 | 0 | Constrained, otherwise capacity available =975 kVA | --> | 0.95 | 0 | 0 | 0.5 | 0 |  | --> | C22 ex MONEENAGEISHA | Moneenageisha [T41,T42] | GALWAY 110KV |  | 53.2819 | -9.0298
MV/LV Substation CL***578X |  | 10 kV | _ | LV | 630 kVA :Building Structure | 0.63 | --> | 0.63 | 0.495 | 11.03 |  | --> | 0.598 | 0 | 0 | 0.5 | 0 |  | --> | C26 ex SALTHILL | Salthill [T101,T102] | SALTHILL |  | 53.2693 | -9.1087
MV/LV Substation SE***580X |  | 10 kV | _ | LV | 400 kVA :Kiosk Substation | 0.4 | --> | 0.4 | 0 | 0 | Constrained, otherwise capacity available =269 kVA | --> | 0.38 | 0 | 0 | 0.398 | 0 |  | --> | C22 ex GALWAY 110KV | Galway 110kv [T102,T103] | GALWAY 110KV |  | 53.2873 | -8.9834
MV/LV Substation SE***581X |  | 10 kV | _ | LV | 400 kVA :Kiosk Substation | 0.4 | --> | 0.4 | 0 | 0 | Constrained, otherwise capacity available =356 kVA | --> | 0.38 | 0 | 0 | 0.386 | 0 |  | --> | C22 ex GALWAY 110KV | Galway 110kv [T102,T103] | GALWAY 110KV |  | 53.2889 | -8.9854
MV/LV Substation RO***582X |  | 10 kV | _ | LV | 400 kVA :Kiosk Substation | 0.4 | --> | 0.4 | 0.322 | 3.45 |  | --> | 0.38 | 0 | 0.016 | 0.379 | 0 |  | --> | C21 ex TRIMMS LANE | Trimms Lane [T41,T42] | SALTHILL |  | 53.2677 | -9.0748
MV/LV Substation BO***584X |  | 10 kV | _ | LV | 400 kVA :Kiosk Substation | 0.4 | --> | 0.4 | 0 | 0 | Constrained, otherwise capacity available =342 kVA | --> | 0.38 | 0 | 0.011 | 0.38 | 0 |  | --> | C28 ex GALWAY 110KV | Galway 110kv [T102,T103] | GALWAY 110KV |  | 53.2944 | -9.0318
MV/LV Substation BO***585X |  | 10 kV | _ | LV | 400 kVA :Kiosk Substation | 0.4 | --> | 0.4 | 0 | 0 | Constrained, otherwise capacity available =319 kVA | --> | 0.38 | 0 | 0.008 | 0.385 | 0 |  | --> | C28 ex GALWAY 110KV | Galway 110kv [T102,T103] | GALWAY 110KV |  | 53.2958 | -9.0311
MV/LV Substation AR***586X |  | 10 kV | _ | LV | 400 kVA :Kiosk Substation | 0.4 | --> | 0.4 | 0 | 0 | Constrained, otherwise capacity available =364 kVA | --> | 0.38 | 0 | 0.006 | 0.38 | 0 |  | --> | C28 ex GALWAY 110KV | Galway 110kv [T102,T103] | GALWAY 110KV |  | 53.2968 | -9.031
MV/LV Substation CA***587X |  | 10 kV | _ | LV | 400 kVA :Kiosk Substation | 0.4 | --> | 0.4 | 0 | 0 | Constrained, otherwise capacity available =302 kVA | --> | 0.38 | 0 | 0.031 | 0.37 | 0 |  | --> | C12 ex ORANMORE | Oranmore [T41,T44] | GALWAY 110KV |  | 53.2761 | -8.9716
MV/LV Substation BA***589 |  | 10 kV | _ | LV | 100 kVA :Pole Substation | 0.1 | --> | 0.1 | 0 | 0 | Constrained, otherwise capacity available =69 kVA | --> | 0.095 | 0 | 0 | 0.099 | 0 |  | --> | C28 ex GALWAY 110KV | Galway 110kv [T102,T103] | GALWAY 110KV |  | 53.2983 | -9.0369
MV/LV Substation GL***590 |  | 10 kV | _ | LV | 100 kVA :Pole Substation | 0.1 | --> | 0.1 | 0 | 0 | Constrained, otherwise capacity available =68 kVA | --> | 0.095 | 0 | 0.005 | 0.096 | 0 |  | --> | C20 ex ORANMORE | Oranmore [T41,T44] | GALWAY 110KV |  | 53.3149 | -8.9402
MV/LV Substation CA***591X |  | 10 kV | _ | LV | 630 kVA :Kiosk Substation | 0.63 | --> | 0.63 | 0 | 0 | Constrained, otherwise capacity available =524 kVA | --> | 0.598 | 0 | 0.03 | 0.5 | 0 |  | --> | C15 ex ORANMORE | Oranmore [T41,T44] | GALWAY 110KV |  | 53.275 | -8.9343
MV/LV Substation CA***592X |  | 10 kV | _ | LV | 200 kVA :Kiosk Substation | 0.2 | --> | 0.2 | 0 | 0 | Constrained, otherwise capacity available =141 kVA | --> | 0.19 | 0 | 0.029 | 0.176 | 0 |  | --> | C15 ex ORANMORE | Oranmore [T41,T44] | GALWAY 110KV |  | 53.2766 | -8.9347
MV/LV Substation CU***593X |  | 10 kV | _ | LV | 200 kVA :Kiosk Substation | 0.2 | --> | 0.2 | 0 | 0 | Constrained, otherwise capacity available =126 kVA | --> | 0.19 | 0 | 0 | 0.2 | 0 |  | --> | C19 ex PARKMORE | Parkmore [T41,T42] | GALWAY 110KV |  | 53.2916 | -8.9912
MV/LV Substation KN***597X |  | 10 kV | _ | LV | 200 kVA :Building Structure | 0.2 | --> | 0.2 | 0.183 | 11.03 |  | --> | 0.19 | 0 | 0 | 0.192 | 0 |  | --> | C33 ex SALTHILL | Salthill [T101,T102] | SALTHILL |  | 53.2551 | -9.109
MV/LV Substation WA***598 |  | 10 kV | _ | LV | 100 kVA :Pole Substation | 0.1 | --> | 0.1 | 0 | 0 | Constrained, otherwise capacity available =70 kVA | --> | 0.095 | 0 | 0 | 0.099 | 0 |  | --> | C17 ex GALWAY 110KV | Galway 110kv [T102,T103] | GALWAY 110KV |  | 53.2943 | -9.0172
MV/LV Substation PE***598X |  | 10 kV | _ | LV | 200 kVA :Building Structure | 0.2 | --> | 0.2 | 0.165 | 11.03 |  | --> | 0.19 | 0 | 0 | 0.195 | 0 |  | --> | C24 ex SALTHILL | Salthill [T101,T102] | SALTHILL |  | 53.2626 | -9.0847
MV/LV Substation CA***599 |  | 10 kV | _ | LV | 50 kVA :Pole Substation | 0.05 | --> | 0.05 | 0 | 0 | Constrained, otherwise capacity available =25 kVA | --> | 0.048 | 0 | 0 | 0.05 | 0 |  | --> | C20 ex ORANMORE | Oranmore [T41,T44] | GALWAY 110KV |  | 53.3029 | -8.9262
MV/LV Substation AR***599X |  | 10 kV | _ | LV | 400 kVA :Kiosk Substation | 0.4 | --> | 0.4 | 0 | 0 | Constrained, otherwise capacity available =326 kVA | --> | 0.38 | 0 | 0.008 | 0.384 | 0 |  | --> | C21 ex GALWAY 110KV | Galway 110kv [T102,T103] | GALWAY 110KV |  | 53.2834 | -9
MV/LV Substation RI***600X |  | 10 kV | _ | LV | 50 kVA :Pole Substation | 0.05 | --> | 0.05 | 0 | 0 | Constrained, otherwise capacity available =47 kVA | --> | 0.048 | 0 | 0 | 0.048 | 0 |  | --> | C15 ex ORANMORE | Oranmore [T41,T44] | GALWAY 110KV |  | 53.2473 | -8.9509
MV/LV Substation TU***601X |  | 10 kV | _ | LV | 400 kVA :Kiosk Substation | 0.4 | --> | 0.4 | 0 | 0 | Constrained, otherwise capacity available =339 kVA | --> | 0.38 | 0 | 0.021 | 0.373 | 0 |  | --> | C21 ex GALWAY 110KV | Galway 110kv [T102,T103] | GALWAY 110KV |  | 53.2816 | -8.9844
MV/LV Substation MA***603X |  | 10 kV | _ | LV | 200 kVA :Kiosk Substation | 0.2 | --> | 0.2 | 0 | 0 | Constrained, otherwise capacity available =186 kVA | --> | 0.19 | 0 | 0 | 0.192 | 0 |  | --> | C15 ex ORANMORE | Oranmore [T41,T44] | GALWAY 110KV |  | 53.2652 | -8.9297
MV/LV Substation SU***604X |  | 10 kV | _ | LV | 200 kVA :Kiosk Substation | 0.2 | --> | 0.2 | 0 | 0 | Constrained, otherwise capacity available =178 kVA | --> | 0.19 | 0 | 0.005 | 0.189 | 0 |  | --> | C18 ex HEADFORD ROAD | Headford Road [T41,T42] | GALWAY 110KV |  | 53.2891 | -9.0406
MV/LV Substation RI***605 |  | 10 kV | _ | LV | 630 kVA :Kiosk Substation | 0.63 | --> | 0.63 | 0 | 0 | Constrained, otherwise capacity available =557 kVA | --> | 0.598 | 0 | 0 | 0.5 | 0 |  | --> | C28 ex GALWAY 110KV | Galway 110kv [T102,T103] | GALWAY 110KV |  | 53.2893 | -9.025
MV/LV Substation LE***606X |  | 10 kV | _ | LV | 200 kVA :Kiosk Substation | 0.2 | --> | 0.2 | 0.156 | 11.03 |  | --> | 0.19 | 0 | 0.013 | 0.186 | 0 |  | --> | C17 ex SALTHILL | Salthill [T101,T102] | SALTHILL |  | 53.2682 | -9.1169
MV/LV Substation SA***607X |  | 10 kV | _ | LV | 400 kVA :Building Structure | 0.4 | --> | 0.4 | 0 | 0 | Constrained, otherwise capacity available =339 kVA | --> | 0.38 | 0 | 0 | 0.388 | 0 |  | --> | C20 ex MONEENAGEISHA | Moneenageisha [T41,T42] | GALWAY 110KV |  | 53.2823 | -9.0392
MV/LV Substation DE***608 |  | 10 kV | _ | LV | 630 kVA :Kiosk Substation | 0.63 | --> | 0.63 | 0 | 0 | Constrained, otherwise capacity available =586 kVA | --> | 0.598 | 0 | 0 | 0.5 | 0 |  | --> | C17 ex ORANMORE | Oranmore [T41,T44] | GALWAY 110KV |  | 53.281 | -8.9346
MV/LV Substation LI***608X |  | 10 kV | _ | LV | 630 kVA :Kiosk Substation | 0.63 | --> | 0.63 | 0 | 0 | Constrained, otherwise capacity available =621 kVA | --> | 0.598 | 0 | 0 | 0.5 | 0 |  | --> | C24 ex GALWAY 110KV | Galway 110kv [T102,T103] | GALWAY 110KV |  | 53.2743 | -9.0031
MV/LV Substation SA***609 |  | 10 kV | _ | LV | 50 kVA :Pole Substation | 0.05 | --> | 0.05 | 0 | 0 | Constrained, otherwise capacity available =42 kVA | --> | 0.048 | 0 | 0 | 0.049 | 0 |  | --> | C15 ex ORANMORE | Oranmore [T41,T44] | GALWAY 110KV |  | 53.245 | -8.969
MV/LV Substation SE***609X |  | 10 kV | _ | LV | 50 kVA :Pole Substation | 0.05 | --> | 0.05 | 0 | 0 | Constrained, otherwise capacity available =44 kVA | --> | 0.048 | 0 | 0.01 | 0.041 | 0 |  | --> | C15 ex ORANMORE | Oranmore [T41,T44] | GALWAY 110KV |  | 53.2385 | -8.9429
MV/LV Substation DO***610X |  | 10 kV | _ | LV | 630 kVA :Building Structure | 0.63 | --> | 0.63 | 0.402 | 3.45 |  | --> | 0.598 | 0 | 0 | 0.5 | 0 |  | --> | C17 ex TRIMMS LANE | Trimms Lane [T41,T42] | SALTHILL |  | 53.271 | -9.0516
MV/LV Substation FR***611X |  | 10 kV | _ | LV | 400 kVA :Kiosk Substation | 0.4 | --> | 0.4 | 0 | 0 | Constrained, otherwise capacity available =317 kVA | --> | 0.38 | 0 | 0.005 | 0.388 | 0 |  | --> | C18 ex ORANMORE | Oranmore [T41,T44] | GALWAY 110KV |  | 53.2694 | -8.9197
MV/LV Substation SH***612X |  | 10 kV | _ | LV | 400 kVA :Kiosk Substation | 0.4 | --> | 0.4 | 0.391 | 3.45 |  | --> | 0.38 | 0 | 0.006 | 0.377 | 0 |  | --> | C19 ex TRIMMS LANE | Trimms Lane [T41,T42] | SALTHILL |  | 53.2692 | -9.0667
MV/LV Substation CI***614 |  | 10 kV | _ | LV | 630 kVA :Kiosk Substation | 0.63 | --> | 0.63 | 0 | 0 | Constrained, otherwise capacity available =511 kVA | --> | 0.598 | 0 | 0 | 0.5 | 0 |  | --> | C20 ex MONEENAGEISHA | Moneenageisha [T41,T42] | GALWAY 110KV |  | 53.2799 | -9.0464
MV/LV Substation FA***615X |  | 10 kV | _ | LV | 630 kVA :Kiosk Substation | 0.63 | --> | 0.63 | 0.5 | 11.03 |  | --> | 0.598 | 0 | 0 | 0.5 | 0 |  | --> | C17 ex SALTHILL | Salthill [T101,T102] | SALTHILL |  | 53.268 | -9.123
MV/LV Substation CL***616 |  | 10 kV | _ | LV | 200 kVA :Kiosk Substation | 0.2 | --> | 0.2 | 0 | 0 | Constrained, otherwise capacity available =143 kVA | --> | 0.19 | 0 | 0.018 | 0.184 | 0 |  | --> | C22 ex GALWAY 110KV | Galway 110kv [T102,T103] | GALWAY 110KV |  | 53.2881 | -9.003
MV/LV Substation RA***616X |  | 10 kV | _ | LV | 630 kVA :Building Structure | 0.63 | --> | 0.63 | 0 | 0 | Constrained, otherwise capacity available =630 kVA | --> | 0.598 | 0 | 0 | 0.5 | 0 |  | --> | C13 ex GALWAY 110KV | Galway 110kv [T102,T103] | GALWAY 110KV |  | 53.2998 | -8.998
MV/LV Substation B ***617X |  | 10 kV | _ | LV | 400 kVA :Kiosk Substation | 0.4 | --> | 0.4 | 0 | 0 | Constrained, otherwise capacity available =383 kVA | --> | 0.38 | 0 | 0 | 0.382 | 0 |  | --> | C22 ex GALWAY 110KV | Galway 110kv [T102,T103] | GALWAY 110KV |  | 53.2859 | -9.0005
MV/LV Substation GA***619X |  | 10 kV | _ | LV | 630 kVA :Building Structure | 0.63 | --> | 0.63 | 0.5 | 11.03 |  | --> | 0.598 | 0 | 0 | 0.5 | 0 |  | --> | C21 ex SALTHILL | Salthill [T101,T102] | SALTHILL |  | 53.2752 | -9.0976
MV/LV Substation OR***620 |  | 10 kV | _ | LV | 400 kVA :Kiosk Substation | 0.4 | --> | 0.4 | 0 | 0 | Constrained, otherwise capacity available =178 kVA | --> | 0.38 | 0 | 0.08 | 0.35 | 0 |  | --> | C15 ex ORANMORE | Oranmore [T41,T44] | GALWAY 110KV |  | 53.2674 | -8.9302
MV/LV Substation LO***621X |  | 10 kV | _ | LV | 400 kVA :Kiosk Substation | 0.4 | --> | 0.4 | 0 | 0 | Constrained, otherwise capacity available =294 kVA | --> | 0.38 | 0 | 0 | 0.394 | 0 |  | --> | C28 ex GALWAY 110KV | Galway 110kv [T102,T103] | GALWAY 110KV |  | 53.2974 | -9.0277
MV/LV Substation RO***622 |  | 10 kV | _ | LV | 400 kVA :Kiosk Substation | 0.4 | --> | 0.4 | 0 | 0 | Constrained, otherwise capacity available =370 kVA | --> | 0.38 | 0 | 0.005 | 0.38 | 0 |  | --> | C24 ex GALWAY 110KV | Galway 110kv [T102,T103] | GALWAY 110KV |  | 53.2858 | -9.0108
MV/LV Substation CL***622X |  | 10 kV | _ | LV | 400 kVA :Kiosk Substation | 0.4 | --> | 0.4 | 0 | 0 | Constrained, otherwise capacity available =299 kVA | --> | 0.38 | 0 | 0 | 0.394 | 0 |  | --> | C28 ex GALWAY 110KV | Galway 110kv [T102,T103] | GALWAY 110KV |  | 53.2989 | -9.0243
MV/LV Substation CA***625 |  | 10 kV | _ | LV | 200 kVA :Pole Substation | 0.2 | --> | 0.2 | 0 | 0 | Constrained, otherwise capacity available =141 kVA | --> | 0.19 | 0 | 0 | 0.198 | 0 |  | --> | C28 ex GALWAY 110KV | Galway 110kv [T102,T103] | GALWAY 110KV |  | 53.3202 | -9.0189
MV/LV Substation AN***625X |  | 10 kV | _ | LV | 400 kVA :Kiosk Substation | 0.4 | --> | 0.4 | 0.337 | 11.03 |  | --> | 0.38 | 0 | 0.013 | 0.379 | 0 |  | --> | C33 ex SALTHILL | Salthill [T101,T102] | SALTHILL |  | 53.2703 | -9.0957
MV/LV Substation TO***626 |  | 10 kV | _ | LV | 630 kVA :Building Structure | 0.63 | --> | 0.63 | 0 | 0 | Constrained, otherwise capacity available =302 kVA | --> | 0.598 | 0 | 0.005 | 0.5 | 0 |  | --> | C14 ex HEADFORD ROAD | Headford Road [T41,T42] | GALWAY 110KV |  | 53.2761 | -9.0538
MV/LV Substation CA***626X |  | 10 kV | _ | LV | 200 kVA :Kiosk Substation | 0.2 | --> | 0.2 | 0 | 0 | Constrained, otherwise capacity available =195 kVA | --> | 0.19 | 0 | 0.02 | 0.176 | 0 |  | --> | C20 ex ORANMORE | Oranmore [T41,T44] | GALWAY 110KV |  | 53.3191 | -8.9082
MV/LV Substation BA***627 |  | 10 kV | _ | LV | 630 kVA :Building Structure | 0.63 | --> | 0.63 | 0 | 0 | Constrained, otherwise capacity available =270 kVA | --> | 0.598 | 0 | 0.05 | 0.5 | 0 |  | --> | C26 ex GALWAY 110KV | Galway 110kv [T102,T103] | GALWAY 110KV |  | 53.291 | -9.0073
MV/LV Substation OC***628X |  | 10 kV | _ | LV | 200 kVA :Kiosk Substation | 0.2 | --> | 0.2 | 0 | 0 | Constrained, otherwise capacity available =167 kVA | --> | 0.19 | 0 | 0.011 | 0.186 | 0 |  | --> | C18 ex ORANMORE | Oranmore [T41,T44] | GALWAY 110KV |  | 53.2734 | -8.9329
MV/LV Substation TH***630 |  | 10 kV | _ | LV | 200 kVA :Pole Substation | 0.2 | --> | 0.2 | 0 | 0 | Constrained, otherwise capacity available =200 kVA | --> | 0.19 | 0 | 0 | 0.19 | 0 |  | --> | C18 ex ORANMORE | Oranmore [T41,T44] | GALWAY 110KV |  | 53.2763 | -8.9308
MV/LV Substation DI***631 |  | 10 kV | _ | LV | 630 kVA :Building Structure | 0.63 | --> | 0.63 | 0 | 0 | Constrained, otherwise capacity available =469 kVA | --> | 0.598 | 0 | 0 | 0.5 | 0 |  | --> | C20 ex ORANMORE | Oranmore [T41,T44] | GALWAY 110KV |  | 53.2991 | -8.9231
MV/LV Substation HA***633 |  | 10 kV | _ | LV | 400 kVA :Building Structure | 0.4 | --> | 0.4 | 0 | 0 | Constrained, otherwise capacity available =342 kVA | --> | 0.38 | 0 | 0.056 | 0.347 | 0 |  | --> | C27 ex GALWAY 110KV | Galway 110kv [T102,T103] | GALWAY 110KV |  | 53.2696 | -9.0421
MV/LV Substation SE***633X |  | 10 kV | _ | LV | 630 kVA :Kiosk Substation | 0.63 | --> | 0.63 | 0.468 | 11.03 |  | --> | 0.598 | 0 | 0.01 | 0.5 | 0 |  | --> | C28 ex SALTHILL | Salthill [T101,T102] | SALTHILL |  | 53.2502 | -9.1551
MV/LV Substation BA***638X |  | 10 kV | _ | LV | 1000 kVA :Building Structure | 1 | --> | 1 | 0 | 0 | Constrained, otherwise capacity available =826 kVA | --> | 0.95 | 0 | 0 | 0.5 | 0 |  | --> | C26 ex GALWAY 110KV | Galway 110kv [T102,T103] | GALWAY 110KV |  | 53.2913 | -9.0026
MV/LV Substation FE***640X |  | 10 kV | _ | LV | 630 kVA :Building Structure | 0.63 | --> | 0.63 | 0.5 | 11.03 |  | --> | 0.598 | 0 | 0 | 0.5 | 0 |  | --> | C21 ex SALTHILL | Salthill [T101,T102] | SALTHILL |  | 53.2717 | -9.1009
MV/LV Substation NE***645 |  | 10 kV | _ | LV | 630 kVA :Kiosk Substation | 0.63 | --> | 0.63 | 0 | 0 | Constrained, otherwise capacity available =600 kVA | --> | 0.598 | 0 | 0.09 | 0.5 | 0 |  | --> | C20 ex ORANMORE | Oranmore [T41,T44] | GALWAY 110KV |  | 53.315 | -8.8774
MV/LV Substation RO***646X |  | 10 kV | _ | LV | 200 kVA :Kiosk Substation | 0.2 | --> | 0.2 | 0.182 | 11.03 |  | --> | 0.19 | 0 | 0.004 | 0.19 | 0 |  | --> | C23 ex SALTHILL | Salthill [T101,T102] | SALTHILL |  | 53.2727 | -9.1101
MV/LV Substation CA***647X |  | 10 kV | _ | LV | 400 kVA :Kiosk Substation | 0.4 | --> | 0.4 | 0 | 0 | Constrained, otherwise capacity available =308 kVA | --> | 0.38 | 0 | 0.042 | 0.361 | 0 |  | --> | C12 ex ORANMORE | Oranmore [T41,T44] | GALWAY 110KV |  | 53.2803 | -8.9783
MV/LV Substation CA***652 |  | 10 kV | _ | LV | 100 kVA :Pole Substation | 0.1 | --> | 0.1 | 0 | 0 | Constrained, otherwise capacity available =95 kVA | --> | 0.095 | 0 | 0 | 0.096 | 0 |  | --> | C20 ex ORANMORE | Oranmore [T41,T44] | GALWAY 110KV |  | 53.3024 | -8.9255
MV/LV Substation DU***652X |  | 10 kV | _ | LV | 400 kVA :Kiosk Substation | 0.4 | --> | 0.4 | 0 | 0 | Constrained, otherwise capacity available =331 kVA | --> | 0.38 | 0 | 0 | 0.389 | 0 |  | --> | C12 ex ORANMORE | Oranmore [T41,T44] | GALWAY 110KV |  | 53.2758 | -8.9753
MV/LV Substation SY***658 |  | 10 kV | _ | LV | 100 kVA :Pole Substation | 0.1 | --> | 0.1 | 0 | 0 | Constrained, otherwise capacity available =78 kVA | --> | 0.095 | 0 | 0 | 0.098 | 0 |  | --> | C28 ex GALWAY 110KV | Galway 110kv [T102,T103] | GALWAY 110KV |  | 53.3313 | -9.0219
MV/LV Substation SA***658X |  | 20 kV | _ | LV | 100 kVA :Pole Substation | 0.1 | --> | 0.1 | 0.086 | 11.03 |  | --> | 0.095 | 0 | 0 | 0.097 | 0 |  | --> | C36 ex SALTHILL | Salthill [T101,T102] | SALTHILL |  | 53.2952 | -9.1332
MV/LV Substation BY***659 |  | 10 kV | _ | LV | 400 kVA :Building Structure | 0.4 | --> | 0.4 | 0 | 0 | Constrained, otherwise capacity available =394 kVA | --> | 0.38 | 0 | 0 | 0.381 | 0 |  | --> | C20 ex ORANMORE | Oranmore [T41,T44] | GALWAY 110KV |  | 53.3263 | -8.9427
MV/LV Substation BL***664X |  | 10 kV | _ | LV | 630 kVA :Kiosk Substation | 0.63 | --> | 0.63 | 0 | 0 | Constrained, otherwise capacity available =496 kVA | --> | 0.598 | 0 | 0.07 | 0.5 | 0 |  | --> | C15 ex ORANMORE | Oranmore [T41,T44] | GALWAY 110KV |  | 53.263 | -8.934
MV/LV Substation BL***666X |  | 10 kV | _ | LV | 200 kVA :Kiosk Substation | 0.2 | --> | 0.2 | 0 | 0 | Constrained, otherwise capacity available =151 kVA | --> | 0.19 | 0 | 0.016 | 0.185 | 0 |  | --> | C15 ex ORANMORE | Oranmore [T41,T44] | GALWAY 110KV |  | 53.2633 | -8.9365
MV/LV Substation OA***670 |  | 10 kV | _ | LV | 400 kVA :Kiosk Substation | 0.4 | --> | 0.4 | 0 | 0 | Constrained, otherwise capacity available =307 kVA | --> | 0.38 | 0 | 0.03 | 0.37 | 0 |  | --> | C18 ex ORANMORE | Oranmore [T41,T44] | GALWAY 110KV |  | 53.2751 | -8.929
MV/LV Substation AN***670X |  | 10 kV | _ | LV | 400 kVA :Kiosk Substation | 0.4 | --> | 0.4 | 0 | 0 | Constrained, otherwise capacity available =306 kVA | --> | 0.38 | 0 | 0.046 | 0.359 | 0 |  | --> | C12 ex ORANMORE | Oranmore [T41,T44] | GALWAY 110KV |  | 53.2818 | -8.9806
MV/LV Substation ST***671X |  | 10 kV | _ | LV | 400 kVA :Kiosk Substation | 0.4 | --> | 0.4 | 0.383 | 11.03 |  | --> | 0.38 | 0 | 0 | 0.382 | 0 |  | --> | C34 ex SALTHILL | Salthill [T101,T102] | SALTHILL |  | 53.2808 | -9.0668
MV/LV Substation CA***672 |  | 10 kV | _ | LV | 200 kVA :Kiosk Substation | 0.2 | --> | 0.2 | 0 | 0 | Constrained, otherwise capacity available =152 kVA | --> | 0.19 | 0 | 0.073 | 0.142 | 0 |  | --> | C18 ex HEADFORD ROAD | Headford Road [T41,T42] | GALWAY 110KV |  | 53.2951 | -9.0523
MV/LV Substation KI***674 |  | 10 kV | _ | LV | 100 kVA :Pole Substation | 0.1 | --> | 0.1 | 0 | 0 | Constrained, otherwise capacity available =93 kVA | --> | 0.095 | 0 | 0.021 | 0.08 | 0 |  | --> | C20 ex ORANMORE | Oranmore [T41,T44] | GALWAY 110KV |  | 53.3073 | -8.917
MV/LV Substation KE***675 |  | 10 kV | _ | LV | 50 kVA :Pole Substation | 0.05 | --> | 0.05 | 0 | 0 | Constrained, otherwise capacity available =38 kVA | --> | 0.048 | 0 | 0 | 0.049 | 0 |  | --> | C28 ex GALWAY 110KV | Galway 110kv [T102,T103] | GALWAY 110KV |  | 53.3356 | -9.0221
MV/LV Substation BA***676X |  | 10 kV | _ | LV | 400 kVA :Kiosk Substation | 0.4 | --> | 0.4 | 0 | 0 | Constrained, otherwise capacity available =334 kVA | --> | 0.38 | 0 | 0.005 | 0.385 | 0 |  | --> | C12 ex ORANMORE | Oranmore [T41,T44] | GALWAY 110KV |  | 53.2779 | -8.9743
MV/LV Substation AR***678X |  | 10 kV | _ | LV | 400 kVA :Kiosk Substation | 0.4 | --> | 0.4 | 0.358 | 11.03 |  | --> | 0.38 | 0 | 0.054 | 0.346 | 0 |  | --> | C23 ex SALTHILL | Salthill [T101,T102] | SALTHILL |  | 53.276 | -9.1102
MV/LV Substation RA***679X |  | 10 kV | _ | LV | 400 kVA :Kiosk Substation | 0.4 | --> | 0.4 | 0.346 | 11.03 |  | --> | 0.38 | 0 | 0.026 | 0.368 | 0 |  | --> | C23 ex SALTHILL | Salthill [T101,T102] | SALTHILL |  | 53.2726 | -9.1163
MV/LV Substation CA***681X |  | 10 kV | _ | LV | 400 kVA :Building Structure | 0.4 | --> | 0.4 | 0 | 0 | Constrained, otherwise capacity available =399 kVA | --> | 0.38 | 0 | 0 | 0.38 | 0 |  | --> | C23 ex GALWAY 110KV | Galway 110kv [T102,T103] | GALWAY 110KV |  | 53.2849 | -9.0358
MV/LV Substation CA***682 |  | 10 kV | _ | LV | 50 kVA :Pole Substation | 0.05 | --> | 0.05 | 0 | 0 | Constrained, otherwise capacity available =42 kVA | --> | 0.048 | 0 | 0.012 | 0.04 | 0 |  | --> | C20 ex ORANMORE | Oranmore [T41,T44] | GALWAY 110KV |  | 53.3066 | -8.915
MV/LV Substation RI***682X |  | 10 kV | _ | LV | 200 kVA :Kiosk Substation | 0.2 | --> | 0.2 | 0 | 0 | Constrained, otherwise capacity available =147 kVA | --> | 0.19 | 0 | 0.004 | 0.194 | 0 |  | --> | C18 ex ORANMORE | Oranmore [T41,T44] | GALWAY 110KV |  | 53.2678 | -8.9283
MV/LV Substation RI***683X |  | 10 kV | _ | LV | 630 kVA :Kiosk Substation | 0.63 | --> | 0.63 | 0 | 0 | Constrained, otherwise capacity available =520 kVA | --> | 0.598 | 0 | 0.025 | 0.5 | 0 |  | --> | C18 ex ORANMORE | Oranmore [T41,T44] | GALWAY 110KV |  | 53.2664 | -8.927
MV/LV Substation RO***684X |  | 10 kV | _ | LV | 400 kVA :Kiosk Substation | 0.4 | --> | 0.4 | 0.335 | 11.03 |  | --> | 0.38 | 0 | 0.01 | 0.381 | 0 |  | --> | C32 ex SALTHILL | Salthill [T101,T102] | SALTHILL |  | 53.2781 | -9.0919
MV/LV Substation RO***685X |  | 10 kV | _ | LV | 400 kVA :Kiosk Substation | 0.4 | --> | 0.4 | 0.297 | 11.03 |  | --> | 0.38 | 0 | 0.016 | 0.382 | 0 |  | --> | C32 ex SALTHILL | Salthill [T101,T102] | SALTHILL |  | 53.2768 | -9.0905
MV/LV Substation RO***686X |  | 10 kV | _ | LV | 400 kVA :Kiosk Substation | 0.4 | --> | 0.4 | 0 | 0 | Constrained, otherwise capacity available =322 kVA | --> | 0.38 | 0 | 0.024 | 0.373 | 0 |  | --> | C12 ex ORANMORE | Oranmore [T41,T44] | GALWAY 110KV |  | 53.2776 | -8.9721
MV/LV Substation RO***687X |  | 10 kV | _ | LV | 200 kVA :Kiosk Substation | 0.2 | --> | 0.2 | 0 | 0 | Constrained, otherwise capacity available =119 kVA | --> | 0.19 | 0 | 0.019 | 0.187 | 0 |  | --> | C12 ex ORANMORE | Oranmore [T41,T44] | GALWAY 110KV |  | 53.2788 | -8.9686
MV/LV Substation BA***688 |  | 10 kV | _ | LV | 50 kVA :Pole Substation | 0.05 | --> | 0.05 | 0 | 0 | Constrained, otherwise capacity available =48 kVA | --> | 0.048 | 0 | 0 | 0.048 | 0 |  | --> | C28 ex GALWAY 110KV | Galway 110kv [T102,T103] | GALWAY 110KV |  | 53.3069 | -9.0299
MV/LV Substation RO***688X |  | 10 kV | _ | LV | 200 kVA :Kiosk Substation | 0.2 | --> | 0.2 | 0 | 0 | Constrained, otherwise capacity available =161 kVA | --> | 0.19 | 0 | 0.01 | 0.188 | 0 |  | --> | C12 ex ORANMORE | Oranmore [T41,T44] | GALWAY 110KV |  | 53.2781 | -8.9661
MV/LV Substation CA***689 |  | 10 kV | _ | LV | 200 kVA :Pole Substation | 0.2 | --> | 0.2 | 0 | 0 | Constrained, otherwise capacity available =124 kVA | --> | 0.19 | 0 | 0 | 0.2 | 0 |  | --> | C20 ex ORANMORE | Oranmore [T41,T44] | GALWAY 110KV |  | 53.3051 | -8.9395
MV/LV Substation CO***695 |  | 10 kV | _ | LV | 200 kVA :Pole Substation | 0.2 | --> | 0.2 | 0 | 0 | Constrained, otherwise capacity available =175 kVA | --> | 0.19 | 0 | 0 | 0.194 | 0 |  | --> | C28 ex GALWAY 110KV | Galway 110kv [T102,T103] | GALWAY 110KV |  | 53.329 | -9.0206
MV/LV Substation PR***696X |  | 10 kV | _ | LV | 630 kVA :Building Structure | 0.63 | --> | 0.63 | 0 | 0 | Constrained, otherwise capacity available =538 kVA | --> | 0.598 | 0 | 0 | 0.5 | 0 |  | --> | C20 ex ORANMORE | Oranmore [T41,T44] | GALWAY 110KV |  | 53.28 | -8.9373
MV/LV Substation GA***697X |  | 10 kV | _ | LV | 200 kVA :Kiosk Substation | 0.2 | --> | 0.2 | 0 | 0 | Constrained, otherwise capacity available =159 kVA | --> | 0.19 | 0 | 0.013 | 0.186 | 0 |  | --> | C12 ex ORANMORE | Oranmore [T41,T44] | GALWAY 110KV |  | 53.2747 | -8.9737
MV/LV Substation TH***698 |  | 10 kV | _ | LV | 400 kVA :Kiosk Substation | 0.4 | --> | 0.4 | 0.347 | 11.03 |  | --> | 0.38 | 0 | 0.049 | 0.351 | 0 |  | --> | C19 ex SALTHILL | Salthill [T101,T102] | SALTHILL |  | 53.266 | -9.0774
MV/LV Substation FI***700X |  | 10 kV | _ | LV | 400 kVA :Kiosk Substation | 0.4 | --> | 0.4 | 0 | 0 | Constrained, otherwise capacity available =307 kVA | --> | 0.38 | 0 | 0.015 | 0.382 | 0 |  | --> | C21 ex GALWAY 110KV | Galway 110kv [T102,T103] | GALWAY 110KV |  | 53.285 | -8.9885
MV/LV Substation WE***702 |  | 10 kV | _ | LV | 630 kVA :Kiosk Substation | 0.63 | --> | 0.63 | 0 | 0 | Constrained, otherwise capacity available =510 kVA | --> | 0.598 | 0 | 0 | 0.5 | 0 |  | --> | C18 ex ORANMORE | Oranmore [T41,T44] | GALWAY 110KV |  | 53.2771 | -8.9246
MV/LV Substation RO***703 |  | 10 kV | _ | LV | 50 kVA :Pole Substation | 0.05 | --> | 0.05 | 0 | 0 | Constrained, otherwise capacity available =32 kVA | --> | 0.048 | 0 | 0.007 | 0.045 | 0 |  | --> | C18 ex HEADFORD ROAD | Headford Road [T41,T42] | GALWAY 110KV |  | 53.2862 | -9.0505
MV/LV Substation TE***704 |  | 10 kV | _ | LV | 400 kVA :Kiosk Substation | 0.4 | --> | 0.4 | 0.19 | 11.03 |  | --> | 0.38 | 0 | 0.057 | 0.365 | 0 |  | --> | C24 ex SALTHILL | Salthill [T101,T102] | SALTHILL |  | 53.2629 | -9.0896
MV/LV Substation BA***704X |  | 10 kV | _ | LV | 400 kVA :Kiosk Substation | 0.4 | --> | 0.4 | 0.375 | 11.03 |  | --> | 0.38 | 0 | 0 | 0.383 | 0 |  | --> | C28 ex SALTHILL | Salthill [T101,T102] | SALTHILL |  | 53.2589 | -9.1272
MV/LV Substation CO***705 |  | 10 kV | _ | LV | 400 kVA :Kiosk Substation | 0.4 | --> | 0.4 | 0.349 | 3.45 |  | --> | 0.38 | 0 | 0 | 0.387 | 0 |  | --> | C20 ex TRIMMS LANE | Trimms Lane [T41,T42] | SALTHILL |  | 53.2633 | -9.0711
MV/LV Substation GO***706 |  | 10 kV | _ | LV | 400 kVA :Kiosk Substation | 0.4 | --> | 0.4 | 0.334 | 11.03 |  | --> | 0.38 | 0 | 0.01 | 0.382 | 0 |  | --> | C24 ex SALTHILL | Salthill [T101,T102] | SALTHILL |  | 53.2584 | -9.0965
MV/LV Substation GA***711X |  | 10 kV | _ | LV | 200 kVA :Kiosk Substation | 0.2 | --> | 0.2 | 0 | 0 | Constrained, otherwise capacity available =155 kVA | --> | 0.19 | 0 | 0.005 | 0.192 | 0 |  | --> | C22 ex GALWAY 110KV | Galway 110kv [T102,T103] | GALWAY 110KV |  | 53.283 | -8.9772
MV/LV Substation CU***714X |  | 10 kV | _ | LV | 200 kVA :Kiosk Substation | 0.2 | --> | 0.2 | 0.157 | 11.03 |  | --> | 0.19 | 0 | 0.028 | 0.175 | 0 |  | --> | C23 ex SALTHILL | Salthill [T101,T102] | SALTHILL |  | 53.2741 | -9.1114
MV/LV Substation LE***715X |  | 10 kV | _ | LV | 630 kVA :Kiosk Substation | 0.63 | --> | 0.63 | 0.5 | 11.03 |  | --> | 0.598 | 0 | 0 | 0.5 | 0 |  | --> | C17 ex SALTHILL | Salthill [T101,T102] | SALTHILL |  | 53.2694 | -9.119
MV/LV Substation CO***718X |  | 10 kV | _ | LV | 200 kVA :Pole Substation | 0.2 | --> | 0.2 | 0 | 0 | Constrained, otherwise capacity available =198 kVA | --> | 0.19 | 0 | 0 | 0.19 | 0 |  | --> | C28 ex GALWAY 110KV | Galway 110kv [T102,T103] | GALWAY 110KV |  | 53.3262 | -9.0167
MV/LV Substation DU***722X |  | 10 kV | _ | LV | 400 kVA :Kiosk Substation | 0.4 | --> | 0.4 | 0 | 0 | Constrained, otherwise capacity available =340 kVA | --> | 0.38 | 0 | 0.159 | 0.27 | 0 |  | --> | C21 ex GALWAY 110KV | Galway 110kv [T102,T103] | GALWAY 110KV |  | 53.2873 | -9.0109
MV/LV Substation CU***723X |  | 10 kV | _ | LV | 200 kVA :Kiosk Substation | 0.2 | --> | 0.2 | 0 | 0 | Constrained, otherwise capacity available =171 kVA | --> | 0.19 | 0 | 0.015 | 0.183 | 0 |  | --> | C12 ex ORANMORE | Oranmore [T41,T44] | GALWAY 110KV |  | 53.274 | -8.9666
MV/LV Substation DE***726 |  | 10 kV | _ | LV | 630 kVA :Kiosk Substation | 0.63 | --> | 0.63 | 0 | 0 | Constrained, otherwise capacity available =560 kVA | --> | 0.598 | 0 | 0.04 | 0.5 | 0 |  | --> | C17 ex ORANMORE | Oranmore [T41,T44] | GALWAY 110KV |  | 53.2821 | -8.9314
MV/LV Substation CL***730X |  | 10 kV | _ | LV | 400 kVA :Kiosk Substation | 0.4 | --> | 0.4 | 0 | 0 | Constrained, otherwise capacity available =339 kVA | --> | 0.38 | 0 | 0.01 | 0.381 | 0 |  | --> | C18 ex ORANMORE | Oranmore [T41,T44] | GALWAY 110KV |  | 53.2656 | -8.9246
MV/LV Substation GO***731X |  | 10 kV | _ | LV | 400 kVA :Kiosk Substation | 0.4 | --> | 0.4 | 0 | 0 | Constrained, otherwise capacity available =353 kVA | --> | 0.38 | 0 | 0 | 0.386 | 0 |  | --> | C13 ex HEADFORD ROAD | Headford Road [T41,T42] | GALWAY 110KV |  | 53.2846 | -9.0478
MV/LV Substation GO***732X |  | 10 kV | _ | LV | 400 kVA :Kiosk Substation | 0.4 | --> | 0.4 | 0 | 0 | Constrained, otherwise capacity available =364 kVA | --> | 0.38 | 0 | 0 | 0.385 | 0 |  | --> | C13 ex HEADFORD ROAD | Headford Road [T41,T42] | GALWAY 110KV |  | 53.2847 | -9.0477
MV/LV Substation WE***734X |  | 10 kV | _ | LV | 1000 kVA :Building Structure | 1 | --> | 1 | 0 | 0 | Constrained, otherwise capacity available =918 kVA | --> | 0.95 | 0 | 0 | 0.5 | 0 |  | --> | C22 ex MONEENAGEISHA | Moneenageisha [T41,T42] | GALWAY 110KV |  | 53.2813 | -9.0319
MV/LV Substation WE***735X |  | 10 kV | _ | LV | 1000 kVA :Building Structure | 1 | --> | 1 | 0 | 0 | Constrained, otherwise capacity available =917 kVA | --> | 0.95 | 0 | 0 | 0.5 | 0 |  | --> | C22 ex MONEENAGEISHA | Moneenageisha [T41,T42] | GALWAY 110KV |  | 53.2813 | -9.0319
MV/LV Substation B ***736X |  | 10 kV | _ | LV | 630 kVA :Building Structure | 0.63 | --> | 0.63 | 0 | 0 | Constrained, otherwise capacity available =522 kVA | --> | 0.598 | 0 | 0 | 0.5 | 0 |  | --> | C21 ex GALWAY 110KV | Galway 110kv [T102,T103] | GALWAY 110KV |  | 53.2823 | -9.0034
MV/LV Substation OR***739X |  | 10 kV | _ | LV | 400 kVA :Kiosk Substation | 0.4 | --> | 0.4 | 0 | 0 | Constrained, otherwise capacity available =320 kVA | --> | 0.38 | 0 | 0.013 | 0.381 | 0 |  | --> | C15 ex ORANMORE | Oranmore [T41,T44] | GALWAY 110KV |  | 53.2567 | -8.9263
MV/LV Substation CA***740 |  | 10 kV | _ | LV | 50 kVA :Pole Substation | 0.05 | --> | 0.05 | 0 | 0 | Constrained, otherwise capacity available =39 kVA | --> | 0.048 | 0 | 0.009 | 0.042 | 0 |  | --> | C20 ex ORANMORE | Oranmore [T41,T44] | GALWAY 110KV |  | 53.3123 | -8.8852
MV/LV Substation OR***740X |  | 10 kV | _ | LV | 630 kVA :Kiosk Substation | 0.63 | --> | 0.63 | 0 | 0 | Constrained, otherwise capacity available =552 kVA | --> | 0.598 | 0 | 0.011 | 0.5 | 0 |  | --> | C15 ex ORANMORE | Oranmore [T41,T44] | GALWAY 110KV |  | 53.2575 | -8.923
MV/LV Substation ES***741X |  | 10 kV | _ | LV | 200 kVA :Kiosk Substation | 0.2 | --> | 0.2 | 0 | 0 | Constrained, otherwise capacity available =160 kVA | --> | 0.19 | 0 | 0.01 | 0.188 | 0 |  | --> | C17 ex GALWAY 110KV | Galway 110kv [T102,T103] | GALWAY 110KV |  | 53.2905 | -9.0145
MV/LV Substation PA***742X |  | 20 kV | _ | LV | 100 kVA :Pole Substation | 0.1 | --> | 0.1 | 0.098 | 11.03 |  | --> | 0.095 | 0 | 0 | 0.095 | 0 |  | --> | C27 ex SALTHILL | Salthill [T101,T102] | SALTHILL |  | 53.2756 | -9.1586
MV/LV Substation DU***743X |  | 10 kV | _ | LV | 200 kVA :Kiosk Substation | 0.2 | --> | 0.2 | 0 | 0 | Constrained, otherwise capacity available =190 kVA | --> | 0.19 | 0 | 0.004 | 0.188 | 0 |  | --> | C22 ex GALWAY 110KV | Galway 110kv [T102,T103] | GALWAY 110KV |  | 53.2899 | -8.9947
MV/LV Substation RA***748X |  | 10 kV | _ | LV | 1000 kVA :Building Structure | 1 | --> | 1 | 0 | 0 | Constrained, otherwise capacity available =967 kVA | --> | 0.95 | 0 | 0 | 0.5 | 0 |  | --> | C13 ex GALWAY 110KV | Galway 110kv [T102,T103] | GALWAY 110KV |  | 53.2986 | -8.9974
MV/LV Substation PA***749X |  | 10 kV | _ | LV | 400 kVA :Building Structure | 0.4 | --> | 0.4 | 0 | 0 | Constrained, otherwise capacity available =272 kVA | --> | 0.38 | 0 | 0 | 0.397 | 0 |  | --> | C19 ex HEADFORD ROAD | Headford Road [T41,T42] | GALWAY 110KV |  | 53.2746 | -9.046
MV/LV Substation PL***751X |  | 10 kV | _ | LV | 630 kVA :Building Structure | 0.63 | --> | 0.63 | 0 | 0 | Constrained, otherwise capacity available =491 kVA | --> | 0.598 | 0 | 0 | 0.5 | 0 |  | --> | C13 ex HEADFORD ROAD | Headford Road [T41,T42] | GALWAY 110KV |  | 53.2845 | -9.0516
MV/LV Substation PL***752X |  | 10 kV | _ | LV | 630 kVA :Building Structure | 0.63 | --> | 0.63 | 0 | 0 | Constrained, otherwise capacity available =512 kVA | --> | 0.598 | 0 | 0 | 0.5 | 0 |  | --> | C13 ex HEADFORD ROAD | Headford Road [T41,T42] | GALWAY 110KV |  | 53.2848 | -9.0514
MV/LV Substation CA***753 |  | 10 kV | _ | LV | 50 kVA :Pole Substation | 0.05 | --> | 0.05 | 0 | 0 | Constrained, otherwise capacity available =44 kVA | --> | 0.048 | 0 | 0.006 | 0.044 | 0 |  | --> | C20 ex ORANMORE | Oranmore [T41,T44] | GALWAY 110KV |  | 53.307 | -8.9073
MV/LV Substation GL***754X |  | 10 kV | _ | LV | 630 kVA :Kiosk Substation | 0.63 | --> | 0.63 | 0 | 0 | Constrained, otherwise capacity available =454 kVA | --> | 0.598 | 0 | 0.03 | 0.5 | 0 |  | --> | C17 ex GALWAY 110KV | Galway 110kv [T102,T103] | GALWAY 110KV |  | 53.2933 | -9.0124
MV/LV Substation HA***757 |  | 10 kV | _ | LV | 200 kVA :Pole Substation | 0.2 | --> | 0.2 | 0 | 0 | Constrained, otherwise capacity available =136 kVA | --> | 0.19 | 0 | 0 | 0.199 | 0 |  | --> | C28 ex GALWAY 110KV | Galway 110kv [T102,T103] | GALWAY 110KV |  | 53.3261 | -9.0193
MV/LV Substation CO***760 |  | 10 kV | _ | LV | 50 kVA :Pole Substation | 0.05 | --> | 0.05 | 0 | 0 | Constrained, otherwise capacity available =38 kVA | --> | 0.048 | 0 | 0 | 0.049 | 0 |  | --> | C18 ex ORANMORE | Oranmore [T41,T44] | GALWAY 110KV |  | 53.2729 | -8.9194
MV/LV Substation CA***761 |  | 10 kV | _ | LV | 400 kVA :Building Structure | 0.4 | --> | 0.4 | 0 | 0 | Constrained, otherwise capacity available =384 kVA | --> | 0.38 | 0 | 0 | 0.382 | 0 |  | --> | C20 ex ORANMORE | Oranmore [T41,T44] | GALWAY 110KV |  | 53.3016 | -8.9441
MV/LV Substation RA***762X |  | 10 kV | _ | LV | 200 kVA :Kiosk Substation | 0.2 | --> | 0.2 | 0 | 0 | Constrained, otherwise capacity available =165 kVA | --> | 0.19 | 0 | 0 | 0.195 | 0 |  | --> | C25 ex GALWAY 110KV | Galway 110kv [T102,T103] | GALWAY 110KV |  | 53.2896 | -9.0153
MV/LV Substation RO***763 |  | 10 kV | _ | LV | 100 kVA :Pole Substation | 0.1 | --> | 0.1 | 0 | 0 | Constrained, otherwise capacity available =70 kVA | --> | 0.095 | 0 | 0.01 | 0.092 | 0 |  | --> | C18 ex ORANMORE | Oranmore [T41,T44] | GALWAY 110KV |  | 53.2724 | -8.9241
MV/LV Substation LA***764 |  | 10 kV | _ | LV | 400 kVA :Kiosk Substation | 0.4 | --> | 0.4 | 0 | 0 | Constrained, otherwise capacity available =365 kVA | --> | 0.38 | 0 | 0 | 0.385 | 0 |  | --> | C18 ex HEADFORD ROAD | Headford Road [T41,T42] | GALWAY 110KV |  | 53.3088 | -9.0672
MV/LV Substation CR***767X |  | 10 kV | _ | LV | 630 kVA :Kiosk Substation | 0.63 | --> | 0.63 | 0.5 | 11.03 |  | --> | 0.598 | 0 | 0.012 | 0.5 | 0 |  | --> | C28 ex SALTHILL | Salthill [T101,T102] | SALTHILL |  | 53.251 | -9.1564
MV/LV Substation OR***768 |  | 10 kV | _ | LV | 630 kVA :Building Structure | 0.63 | --> | 0.63 | 0 | 0 | Constrained, otherwise capacity available =405 kVA | --> | 0.598 | 0 | 0.011 | 0.5 | 0 |  | --> | C22 ex ORANMORE | Oranmore [T41,T44] | GALWAY 110KV |  | 53.2779 | -8.928
MV/LV Substation CR***768X |  | 10 kV | _ | LV | 200 kVA :Kiosk Substation | 0.2 | --> | 0.2 | 0.179 | 11.03 |  | --> | 0.19 | 0 | 0.022 | 0.176 | 0 |  | --> | C28 ex SALTHILL | Salthill [T101,T102] | SALTHILL |  | 53.2518 | -9.1586
MV/LV Substation BR***769 |  | 10 kV | _ | LV | 630 kVA :Building Structure | 0.63 | --> | 0.63 | 0 | 0 | Constrained, otherwise capacity available =473 kVA | --> | 0.598 | 0 | 0.006 | 0.5 | 0 |  | --> | C22 ex GALWAY 110KV | Galway 110kv [T102,T103] | GALWAY 110KV |  | 53.2895 | -9.0016
MV/LV Substation MU***771X |  | 10 kV | _ | LV | 630 kVA :Kiosk Substation | 0.63 | --> | 0.63 | 0 | 0 | Constrained, otherwise capacity available =502 kVA | --> | 0.598 | 0 | 0 | 0.5 | 0 |  | --> | C23 ex GALWAY 110KV | Galway 110kv [T102,T103] | GALWAY 110KV |  | 53.2896 | -9.0273
MV/LV Substation DO***772 |  | 10 kV | _ | LV | 50 kVA :Pole Substation | 0.05 | --> | 0.05 | 0 | 0 | Constrained, otherwise capacity available =46 kVA | --> | 0.048 | 0 | 0 | 0.048 | 0 |  | --> | C16 ex ORANMORE | Oranmore [T41,T44] | GALWAY 110KV |  | 53.2789 | -8.9741
MV/LV Substation AL***772X |  | 10 kV | _ | LV | 630 kVA :Kiosk Substation | 0.63 | --> | 0.63 | 0.48 | 11.03 |  | --> | 0.598 | 0 | 0 | 0.5 | 0 |  | --> | C26 ex SALTHILL | Salthill [T101,T102] | SALTHILL |  | 53.2682 | -9.1003
MV/LV Substation CL***773X |  | 10 kV | _ | LV | 200 kVA :Kiosk Substation | 0.2 | --> | 0.2 | 0.158 | 11.03 |  | --> | 0.19 | 0 | 0.005 | 0.192 | 0 |  | --> | C33 ex SALTHILL | Salthill [T101,T102] | SALTHILL |  | 53.2666 | -9.1036
MV/LV Substation CI***777 |  | 10 kV | _ | LV | 630 kVA :Building Structure | 0.63 | --> | 0.63 | 0 | 0 | Constrained, otherwise capacity available =133 kVA | --> | 0.598 | 0 | 0.06 | 0.5 | 0 |  | --> | C17 ex HEADFORD ROAD | Headford Road [T41,T42] | GALWAY 110KV |  | 53.2803 | -9.0495
MV/LV Substation FE***777X |  | 10 kV | _ | LV | 200 kVA :Kiosk Substation | 0.2 | --> | 0.2 | 0 | 0 | Constrained, otherwise capacity available =152 kVA | --> | 0.19 | 0 | 0 | 0.196 | 0 |  | --> | C21 ex GALWAY 110KV | Galway 110kv [T102,T103] | GALWAY 110KV |  | 53.2844 | -8.9875
MV/LV Substation PO***778 |  | 10 kV | _ | LV | 400 kVA :Kiosk Substation | 0.4 | --> | 0.4 | 0.305 | 11.03 |  | --> | 0.38 | 0 | 0.027 | 0.373 | 0 |  | --> | C17 ex SALTHILL | Salthill [T101,T102] | SALTHILL |  | 53.2669 | -9.1147
MV/LV Substation NI***779 |  | 10 kV | _ | LV | 630 kVA :Kiosk Substation | 0.63 | --> | 0.63 | 0.5 | 3.45 |  | --> | 0.598 | 0 | 0.004 | 0.5 | 0 |  | --> | C18 ex TRIMMS LANE | Trimms Lane [T41,T42] | SALTHILL |  | 53.2678 | -9.0657
MV/LV Substation RO***779X |  | 10 kV | _ | LV | 50 kVA :Pole Substation | 0.05 | --> | 0.05 | 0 | 0 | Constrained, otherwise capacity available =44 kVA | --> | 0.048 | 0 | 0 | 0.048 | 0 |  | --> | C24 ex GALWAY 110KV | Galway 110kv [T102,T103] | GALWAY 110KV |  | 53.2706 | -8.9917
MV/LV Substation IN***780 |  | 10 kV | _ | LV | 630 kVA :Building Structure | 0.63 | --> | 0.63 | 0 | 0 | Constrained, otherwise capacity available =602 kVA | --> | 0.598 | 0 | 0.01 | 0.5 | 0 |  | --> | C18 ex GALWAY 110KV | Galway 110kv [T102,T103] | GALWAY 110KV |  | 53.2869 | -9.0266
MV/LV Substation OL***781 |  | 10 kV | _ | LV | 630 kVA :Building Structure | 0.63 | --> | 0.63 | 0 | 0 | Constrained, otherwise capacity available =520 kVA | --> | 0.598 | 0 | 0.02 | 0.5 | 0 |  | --> | C22 ex GALWAY 110KV | Galway 110kv [T102,T103] | GALWAY 110KV |  | 53.2892 | -9.0052
MV/LV Substation CL***782 |  | 10 kV | _ | LV | 200 kVA :Kiosk Substation | 0.2 | --> | 0.2 | 0.118 | 11.03 |  | --> | 0.19 | 0 | 0.03 | 0.179 | 0 |  | --> | C17 ex SALTHILL | Salthill [T101,T102] | SALTHILL |  | 53.2679 | -9.1138
MV/LV Substation RO***783X |  | 10 kV | _ | LV | 630 kVA :Kiosk Substation | 0.63 | --> | 0.63 | 0 | 0 | Constrained, otherwise capacity available =551 kVA | --> | 0.598 | 0 | 0 | 0.5 | 0 |  | --> | C12 ex ORANMORE | Oranmore [T41,T44] | GALWAY 110KV |  | 53.2764 | -8.9744
MV/LV Substation EY***784 |  | 10 kV | _ | LV | 630 kVA :Building Structure | 0.63 | --> | 0.63 | 0 | 0 | Constrained, otherwise capacity available =503 kVA | --> | 0.598 | 0 | 0 | 0.5 | 0 |  | --> | C12 ex HEADFORD ROAD | Headford Road [T41,T42] | GALWAY 110KV |  | 53.2752 | -9.0515
MV/LV Substation RO***784X |  | 10 kV | _ | LV | 200 kVA :Kiosk Substation | 0.2 | --> | 0.2 | 0 | 0 | Constrained, otherwise capacity available =190 kVA | --> | 0.19 | 0 | 0.01 | 0.184 | 0 |  | --> | C12 ex ORANMORE | Oranmore [T41,T44] | GALWAY 110KV |  | 53.2737 | -8.9687
MV/LV Substation GO***785 |  | 10 kV | _ | LV | 400 kVA :Kiosk Substation | 0.4 | --> | 0.4 | 0.329 | 11.03 |  | --> | 0.38 | 0 | 0.004 | 0.387 | 0 |  | --> | C22 ex SALTHILL | Salthill [T101,T102] | SALTHILL |  | 53.2734 | -9.0924
MV/LV Substation BI***786 |  | 10 kV | _ | LV | 400 kVA :Kiosk Substation | 0.4 | --> | 0.4 | 0.249 | 3.45 |  | --> | 0.38 | 0 | 0.042 | 0.369 | 0 |  | --> | C14 ex TRIMMS LANE | Trimms Lane [T41,T42] | SALTHILL |  | 53.2667 | -9.0707
MV/LV Substation SL***787 |  | 10 kV | _ | LV | 400 kVA :Kiosk Substation | 0.4 | --> | 0.4 | 0.316 | 11.03 |  | --> | 0.38 | 0 | 0.036 | 0.365 | 0 |  | --> | C23 ex SALTHILL | Salthill [T101,T102] | SALTHILL |  | 53.272 | -9.1042
MV/LV Substation AS***794X |  | 10 kV | _ | LV | 200 kVA :Kiosk Substation | 0.2 | --> | 0.2 | 0 | 0 | Constrained, otherwise capacity available =187 kVA | --> | 0.19 | 0 | 0.017 | 0.179 | 0 |  | --> | C15 ex ORANMORE | Oranmore [T41,T44] | GALWAY 110KV |  | 53.2616 | -8.9352
MV/LV Substation KI***797X |  | 10 kV | _ | LV | 400 kVA :Kiosk Substation | 0.4 | --> | 0.4 | 0 | 0 | Constrained, otherwise capacity available =328 kVA | --> | 0.38 | 0 | 0.006 | 0.385 | 0 |  | --> | C24 ex GALWAY 110KV | Galway 110kv [T102,T103] | GALWAY 110KV |  | 53.2734 | -9.0001
MV/LV Substation CA***801X |  | 10 kV | _ | LV | 200 kVA :Kiosk Substation | 0.2 | --> | 0.2 | 0 | 0 | Constrained, otherwise capacity available =127 kVA | --> | 0.19 | 0 | 0.065 | 0.152 | 0 |  | --> | C15 ex ORANMORE | Oranmore [T41,T44] | GALWAY 110KV |  | 53.2671 | -8.9334
MV/LV Substation TO***803X |  | 10 kV | _ | LV | 200 kVA :Kiosk Substation | 0.2 | --> | 0.2 | 0 | 0 | Constrained, otherwise capacity available =191 kVA | --> | 0.19 | 0 | 0 | 0.191 | 0 |  | --> | C17 ex ORANMORE | Oranmore [T41,T44] | GALWAY 110KV |  | 53.2791 | -8.9345
MV/LV Substation LE***805X |  | 10 kV | _ | LV | 1000 kVA :Building Structure | 1 | --> | 1 | 0 | 0 | Constrained, otherwise capacity available =953 kVA | --> | 0.95 | 0 | 0 | 0.5 | 0 |  | --> | C22 ex ORANMORE | Oranmore [T41,T44] | GALWAY 110KV |  | 53.2788 | -8.9269
MV/LV Substation SL***808X |  | 10 kV | _ | LV | 400 kVA :Kiosk Substation | 0.4 | --> | 0.4 | 0.303 | 11.03 |  | --> | 0.38 | 0 | 0 | 0.393 | 0 |  | --> | C23 ex SALTHILL | Salthill [T101,T102] | SALTHILL |  | 53.2728 | -9.1183
MV/LV Substation SL***809X |  | 10 kV | _ | LV | 400 kVA :Kiosk Substation | 0.4 | --> | 0.4 | 0.263 | 11.03 |  | --> | 0.38 | 0 | 0 | 0.398 | 0 |  | --> | C23 ex SALTHILL | Salthill [T101,T102] | SALTHILL |  | 53.2728 | -9.1196
MV/LV Substation FA***814X |  | 10 kV | _ | LV | 630 kVA :Building Structure | 0.63 | --> | 0.63 | 0 | 0 | Constrained, otherwise capacity available =612 kVA | --> | 0.598 | 0 | 0 | 0.5 | 0 |  | --> | C12 ex MONEENAGEISHA | Moneenageisha [T41,T42] | GALWAY 110KV |  | 53.2746 | -9.042
MV/LV Substation DR***815X |  | 10 kV | _ | LV | 200 kVA :Kiosk Substation | 0.2 | --> | 0.2 | 0.2 | 11.03 |  | --> | 0.19 | 0 | 0 | 0.19 | 0 |  | --> | C22 ex SALTHILL | Salthill [T101,T102] | SALTHILL |  | 53.2763 | -9.1052
MV/LV Substation BO***817X |  | 10 kV | _ | LV | 630 kVA :Building Structure | 0.63 | --> | 0.63 | 0 | 0 | Constrained, otherwise capacity available =577 kVA | --> | 0.598 | 0 | 0.01 | 0.5 | 0 |  | --> | C22 ex MONEENAGEISHA | Moneenageisha [T41,T42] | GALWAY 110KV |  | 53.278 | -9.0193
MV/LV Substation OR***818X |  | 10 kV | _ | LV | 200 kVA :Kiosk Substation | 0.2 | --> | 0.2 | 0 | 0 | Constrained, otherwise capacity available =171 kVA | --> | 0.19 | 0 | 0.014 | 0.184 | 0 |  | --> | C15 ex ORANMORE | Oranmore [T41,T44] | GALWAY 110KV |  | 53.2585 | -8.9323
MV/LV Substation CA***819X |  | 10 kV | _ | LV | 400 kVA :Kiosk Substation | 0.4 | --> | 0.4 | 0 | 0 | Constrained, otherwise capacity available =249 kVA | --> | 0.38 | 0 | 0 | 0.4 | 0 |  | --> | C28 ex GALWAY 110KV | Galway 110kv [T102,T103] | GALWAY 110KV |  | 53.2965 | -9.0341
MV/LV Substation WE***821X |  | 10 kV | _ | LV | 1000 kVA :Building Structure | 1 | --> | 1 | 0 | 0 | Constrained, otherwise capacity available =689 kVA | --> | 0.95 | 0 | 0 | 0.5 | 0 |  | --> | C22 ex MONEENAGEISHA | Moneenageisha [T41,T42] | GALWAY 110KV |  | 53.2812 | -9.0318
MV/LV Substation TH***822X |  | 10 kV | _ | LV | 200 kVA :Kiosk Substation | 0.2 | --> | 0.2 | 0.141 | 11.03 |  | --> | 0.19 | 0 | 0.011 | 0.19 | 0 |  | --> | C28 ex SALTHILL | Salthill [T101,T102] | SALTHILL |  | 53.2536 | -9.155
MV/LV Substation HI***823X |  | 10 kV | _ | LV | 630 kVA :Kiosk Substation | 0.63 | --> | 0.63 | 0.5 | 11.03 |  | --> | 0.598 | 0 | 0.038 | 0.5 | 0 |  | --> | C13 ex SALTHILL | Salthill [T101,T102] | SALTHILL |  | 53.2715 | -9.0781
MV/LV Substation CL***824X |  | 10 kV | _ | LV | 200 kVA :Building Structure | 0.2 | --> | 0.2 | 0.194 | 3.45 |  | --> | 0.19 | 0 | 0 | 0.191 | 0 |  | --> | C12 ex TRIMMS LANE | Trimms Lane [T41,T42] | SALTHILL |  | 53.2671 | -9.0528
MV/LV Substation IN***828X |  | 10 kV | _ | LV | 400 kVA :Kiosk Substation | 0.4 | --> | 0.4 | 0 | 0 | Constrained, otherwise capacity available =323 kVA | --> | 0.38 | 0 | 0 | 0.39 | 0 |  | --> | C12 ex ORANMORE | Oranmore [T41,T44] | GALWAY 110KV |  | 53.2831 | -8.9797
MV/LV Substation CR***832X |  | 10 kV | _ | LV | 200 kVA :Kiosk Substation | 0.2 | --> | 0.2 | 0.147 | 11.03 |  | --> | 0.19 | 0 | 0.031 | 0.174 | 0 |  | --> | C28 ex SALTHILL | Salthill [T101,T102] | SALTHILL |  | 53.2527 | -9.1547
MV/LV Substation RI***833X |  | 10 kV | _ | LV | 200 kVA :Kiosk Substation | 0.2 | --> | 0.2 | 0 | 0 | Constrained, otherwise capacity available =154 kVA | --> | 0.19 | 0 | 0.019 | 0.182 | 0 |  | --> | C18 ex ORANMORE | Oranmore [T41,T44] | GALWAY 110KV |  | 53.2665 | -8.9259
MV/LV Substation AS***835X |  | 10 kV | _ | LV | 200 kVA :Kiosk Substation | 0.2 | --> | 0.2 | 0 | 0 | Constrained, otherwise capacity available =174 kVA | --> | 0.19 | 0 | 0 | 0.194 | 0 |  | --> | C19 ex GALWAY 110KV | Galway 110kv [T102,T103] | GALWAY 110KV |  | 53.2752 | -9.0141
MV/LV Substation DR***836X |  | 10 kV | _ | LV | 400 kVA :Kiosk Substation | 0.4 | --> | 0.4 | 0.3 | 11.03 |  | --> | 0.38 | 0 | 0.004 | 0.39 | 0 |  | --> | C17 ex SALTHILL | Salthill [T101,T102] | SALTHILL |  | 53.2707 | -9.1199
MV/LV Substation WE***839X |  | 10 kV | _ | LV | 200 kVA :Building Structure | 0.2 | --> | 0.2 | 0 | 0 | Constrained, otherwise capacity available =200 kVA | --> | 0.19 | 0 | 0 | 0.19 | 0 |  | --> | C11 ex ORANMORE | Oranmore [T41,T44] | GALWAY 110KV |  | 53.2823 | -8.9751
MV/LV Substation IN***841X |  | 10 kV | _ | LV | 630 kVA :Building Structure | 0.63 | --> | 0.63 | 0 | 0 | Constrained, otherwise capacity available =531 kVA | --> | 0.598 | 0 | 0.03 | 0.5 | 0 |  | --> | C19 ex MONEENAGEISHA | Moneenageisha [T41,T42] | GALWAY 110KV |  | 53.2855 | -9.0311
MV/LV Substation BA***850X |  | 10 kV | _ | LV | 50 kVA :Pole Substation | 0.05 | --> | 0.05 | 0 | 0 | Constrained, otherwise capacity available =42 kVA | --> | 0.048 | 0 | 0 | 0.048 | 0 |  | --> | C28 ex GALWAY 110KV | Galway 110kv [T102,T103] | GALWAY 110KV |  | 53.3102 | -9.0192
MV/LV Substation BL***851X |  | 20 kV | _ | LV | 50 kVA :Pole Substation | 0.05 | --> | 0.05 | 0.05 | 11.03 |  | --> | 0.048 | 0 | 0 | 0.048 | 0 |  | --> | C36 ex SALTHILL | Salthill [T101,T102] | SALTHILL |  | 53.305 | -9.1176
MV/LV Substation HA***857X |  | 10 kV | _ | LV | 630 kVA :Kiosk Substation | 0.63 | --> | 0.63 | 0 | 0 | Constrained, otherwise capacity available =580 kVA | --> | 0.598 | 0 | 0.038 | 0.5 | 0 |  | --> | C15 ex ORANMORE | Oranmore [T41,T44] | GALWAY 110KV |  | 53.2645 | -8.9325
MV/LV Substation CE***860X |  | 10 kV | _ | LV | 1000 kVA :Building Structure | 1 | --> | 1 | 0 | 0 | Constrained, otherwise capacity available =690 kVA | --> | 0.95 | 0 | 0 | 0.5 | 0 |  | --> | C23 ex GALWAY 110KV | Galway 110kv [T102,T103] | GALWAY 110KV |  | 53.2861 | -9.0363
MV/LV Substation SA***861X |  | 10 kV | _ | LV | 630 kVA :Building Structure | 0.63 | --> | 0.63 | 0.434 | 11.03 |  | --> | 0.598 | 0 | 0 | 0.5 | 0 |  | --> | C19 ex SALTHILL | Salthill [T101,T102] | SALTHILL |  | 53.2584 | -9.0869
MV/LV Substation BO***862X |  | 10 kV | _ | LV | 630 kVA :Kiosk Substation | 0.63 | --> | 0.63 | 0 | 0 | Constrained, otherwise capacity available =433 kVA | --> | 0.598 | 0 | 0.06 | 0.5 | 0 |  | --> | C12 ex ORANMORE | Oranmore [T41,T44] | GALWAY 110KV |  | 53.2766 | -8.9673
MV/LV Substation CA***863X |  | 10 kV | _ | LV | 400 kVA :Kiosk Substation | 0.4 | --> | 0.4 | 0 | 0 | Constrained, otherwise capacity available =356 kVA | --> | 0.38 | 0 | 0 | 0.386 | 0 |  | --> | C21 ex GALWAY 110KV | Galway 110kv [T102,T103] | GALWAY 110KV |  | 53.283 | -8.9899
MV/LV Substation AN***864X |  | 10 kV | _ | LV | 400 kVA :Kiosk Substation | 0.4 | --> | 0.4 | 0 | 0 | Constrained, otherwise capacity available =367 kVA | --> | 0.38 | 0 | 0.015 | 0.373 | 0 |  | --> | C21 ex GALWAY 110KV | Galway 110kv [T102,T103] | GALWAY 110KV |  | 53.2801 | -8.9829
MV/LV Substation SL***865X |  | 10 kV | _ | LV | 200 kVA :Kiosk Substation | 0.2 | --> | 0.2 | 0.149 | 11.03 |  | --> | 0.19 | 0 | 0.012 | 0.188 | 0 |  | --> | C17 ex SALTHILL | Salthill [T101,T102] | SALTHILL |  | 53.2682 | -9.1193
MV/LV Substation CE***869X |  | 10 kV | _ | LV | 400 kVA :Kiosk Substation | 0.4 | --> | 0.4 | 0 | 0 | Constrained, otherwise capacity available =389 kVA | --> | 0.38 | 0 | 0 | 0.381 | 0 |  | --> | C24 ex GALWAY 110KV | Galway 110kv [T102,T103] | GALWAY 110KV |  | 53.2787 | -9.0081
MV/LV Substation CU***870X |  | 10 kV | _ | LV | 1000 kVA :Building Structure | 1 | --> | 1 | 0 | 0 | Constrained, otherwise capacity available =863 kVA | --> | 0.95 | 0 | 0 | 0.5 | 0 |  | --> | C13 ex MONEENAGEISHA | Moneenageisha [T41,T42] | GALWAY 110KV |  | 53.2818 | -9.0407
MV/LV Substation CU***871X |  | 10 kV | _ | LV | 1000 kVA :Building Structure | 1 | --> | 1 | 0 | 0 | Constrained, otherwise capacity available =939 kVA | --> | 0.95 | 0 | 0 | 0.5 | 0 |  | --> | C13 ex MONEENAGEISHA | Moneenageisha [T41,T42] | GALWAY 110KV |  | 53.2818 | -9.0407
MV/LV Substation GE***872X |  | 10 kV | _ | LV | 1000 kVA :Building Structure | 1 | --> | 1 | 0 | 0 | Constrained, otherwise capacity available =878 kVA | --> | 0.95 | 0 | 0 | 0.5 | 0 |  | --> | C12 ex MONEENAGEISHA | Moneenageisha [T41,T42] | GALWAY 110KV |  | 53.2743 | -9.044
MV/LV Substation CO***873X |  | 10 kV | _ | LV | 400 kVA :Kiosk Substation | 0.4 | --> | 0.4 | 0 | 0 | Constrained, otherwise capacity available =301 kVA | --> | 0.38 | 0 | 0.072 | 0.34 | 0 |  | --> | C18 ex ORANMORE | Oranmore [T41,T44] | GALWAY 110KV |  | 53.2626 | -8.9263
MV/LV Substation CN***874 |  | 10 kV | _ | LV | 400 kVA :Kiosk Substation | 0.4 | --> | 0.4 | 0.312 | 11.03 |  | --> | 0.38 | 0 | 0.023 | 0.375 | 0 |  | --> | C29 ex SALTHILL | Salthill [T101,T102] | SALTHILL |  | 53.2793 | -9.0879
MV/LV Substation HI***874X |  | 10 kV | _ | LV | 200 kVA :Kiosk Substation | 0.2 | --> | 0.2 | 0.147 | 11.03 |  | --> | 0.19 | 0 | 0.039 | 0.168 | 0 |  | --> | C13 ex SALTHILL | Salthill [T101,T102] | SALTHILL |  | 53.2708 | -9.0765
MV/LV Substation HE***875X |  | 10 kV | _ | LV | 200 kVA :Kiosk Substation | 0.2 | --> | 0.2 | 0.172 | 11.03 |  | --> | 0.19 | 0 | 0.016 | 0.182 | 0 |  | --> | C28 ex SALTHILL | Salthill [T101,T102] | SALTHILL |  | 53.2554 | -9.1526
MV/LV Substation DU***876 |  | 10 kV | _ | LV | 1000 kVA :Building Structure | 1 | --> | 1 | 0.5 | 3.45 |  | --> | 0.95 | 0 | 0.005 | 0.5 | 0 |  | --> | C17 ex TRIMMS LANE | Trimms Lane [T41,T42] | SALTHILL |  | 53.2691 | -9.0519
MV/LV Substation BO***876X |  | 10 kV | _ | LV | 630 kVA :Kiosk Substation | 0.63 | --> | 0.63 | 0 | 0 | Constrained, otherwise capacity available =602 kVA | --> | 0.598 | 0 | 0 | 0.5 | 0 |  | --> | C12 ex ORANMORE | Oranmore [T41,T44] | GALWAY 110KV |  | 53.2762 | -8.966
MV/LV Substation DU***877 |  | 10 kV | _ | LV | 630 kVA :Building Structure | 0.63 | --> | 0.63 | 0.498 | 3.45 |  | --> | 0.598 | 0 | 0 | 0.5 | 0 |  | --> | C17 ex TRIMMS LANE | Trimms Lane [T41,T42] | SALTHILL |  | 53.2688 | -9.0506
MV/LV Substation CA***877X |  | 10 kV | _ | LV | 400 kVA :Building Structure | 0.4 | --> | 0.4 | 0 | 0 | Constrained, otherwise capacity available =337 kVA | --> | 0.38 | 0 | 0 | 0.388 | 0 |  | --> | C15 ex ORANMORE | Oranmore [T41,T44] | GALWAY 110KV |  | 53.2676 | -8.9308
MV/LV Substation BA***878 |  | 10 kV | _ | LV | 1000 kVA :Building Structure | 1 | --> | 1 | 0 | 0 | Constrained, otherwise capacity available =874 kVA | --> | 0.95 | 0 | 0 | 0.5 | 0 |  | --> | C26 ex GALWAY 110KV | Galway 110kv [T102,T103] | GALWAY 110KV |  | 53.291 | -9.0046
MV/LV Substation GL***878X |  | 10 kV | _ | LV | 1000 kVA :Building Structure | 1 | --> | 1 | 0 | 0 | Constrained, otherwise capacity available =879 kVA | --> | 0.95 | 0 | 0 | 0.5 | 0 |  | --> | C22 ex ORANMORE | Oranmore [T41,T44] | GALWAY 110KV |  | 53.2844 | -8.9327
MV/LV Substation DR***881 |  | 10 kV | _ | LV | 400 kVA :Kiosk Substation | 0.4 | --> | 0.4 | 0.334 | 11.03 |  | --> | 0.38 | 0 | 0.012 | 0.38 | 0 |  | --> | C23 ex SALTHILL | Salthill [T101,T102] | SALTHILL |  | 53.2695 | -9.1136
MV/LV Substation RI***882 |  | 10 kV | _ | LV | 630 kVA :Building Structure | 0.63 | --> | 0.63 | 0 | 0 | Constrained, otherwise capacity available =630 kVA | --> | 0.598 | 0 | 0 | 0.5 | 0 |  | --> | C15 ex ORANMORE | Oranmore [T41,T44] | GALWAY 110KV |  | 53.2503 | -8.9737
MV/LV Substation CA***882X |  | 10 kV | _ | LV | 400 kVA :Kiosk Substation | 0.4 | --> | 0.4 | 0 | 0 | Constrained, otherwise capacity available =325 kVA | --> | 0.38 | 0 | 0.005 | 0.386 | 0 |  | --> | C12 ex ORANMORE | Oranmore [T41,T44] | GALWAY 110KV |  | 53.2757 | -8.9705
MV/LV Substation WE***883 |  | 10 kV | _ | LV | 630 kVA :Building Structure | 0.63 | --> | 0.63 | 0.469 | 11.03 |  | --> | 0.598 | 0 | 0 | 0.5 | 0 |  | --> | C34 ex SALTHILL | Salthill [T101,T102] | SALTHILL |  | 53.2766 | -9.0772
MV/LV Substation GL***884 |  | 10 kV | _ | LV | 400 kVA :Kiosk Substation | 0.4 | --> | 0.4 | 0 | 0 | Constrained, otherwise capacity available =307 kVA | --> | 0.38 | 0 | 0.014 | 0.382 | 0 |  | --> | C24 ex GALWAY 110KV | Galway 110kv [T102,T103] | GALWAY 110KV |  | 53.2724 | -9.0068
MV/LV Substation CO***884X |  | 10 kV | _ | LV | 630 kVA :Building Structure | 0.63 | --> | 0.63 | 0 | 0 | Constrained, otherwise capacity available =546 kVA | --> | 0.598 | 0 | 0 | 0.5 | 0 |  | --> | C13 ex HEADFORD ROAD | Headford Road [T41,T42] | GALWAY 110KV |  | 53.2863 | -9.0394
MV/LV Substation CO***885 |  | 10 kV | _ | LV | 400 kVA :Building Structure | 0.4 | --> | 0.4 | 0 | 0 | Constrained, otherwise capacity available =325 kVA | --> | 0.38 | 0 | 0.045 | 0.357 | 0 |  | --> | C23 ex GALWAY 110KV | Galway 110kv [T102,T103] | GALWAY 110KV |  | 53.2857 | -9.0349
MV/LV Substation AN***885X |  | 10 kV | _ | LV | 400 kVA :Kiosk Substation | 0.4 | --> | 0.4 | 0 | 0 | Constrained, otherwise capacity available =358 kVA | --> | 0.38 | 0 | 0 | 0.386 | 0 |  | --> | C28 ex GALWAY 110KV | Galway 110kv [T102,T103] | GALWAY 110KV |  | 53.2965 | -9.0316
MV/LV Substation BA***886 |  | 10 kV | _ | LV | 50 kVA :Pole Substation | 0.05 | --> | 0.05 | 0 | 0 | Constrained, otherwise capacity available =46 kVA | --> | 0.048 | 0 | 0 | 0.048 | 0 |  | --> | C21 ex GALWAY 110KV | Galway 110kv [T102,T103] | GALWAY 110KV |  | 53.2877 | -8.993
MV/LV Substation OR***886X |  | 10 kV | _ | LV | 400 kVA :Kiosk Substation | 0.4 | --> | 0.4 | 0 | 0 | Constrained, otherwise capacity available =320 kVA | --> | 0.38 | 0 | 0.018 | 0.378 | 0 |  | --> | C15 ex ORANMORE | Oranmore [T41,T44] | GALWAY 110KV |  | 53.2569 | -8.9301
MV/LV Substation RO***887 |  | 10 kV | _ | LV | 400 kVA :Kiosk Substation | 0.4 | --> | 0.4 | 0.341 | 11.03 |  | --> | 0.38 | 0 | 0.003 | 0.386 | 0 |  | --> | C22 ex SALTHILL | Salthill [T101,T102] | SALTHILL |  | 53.2737 | -9.0915
MV/LV Substation ID***889 |  | 10 kV | _ | LV | 630 kVA :Building Structure | 0.63 | --> | 0.63 | 0.5 | 11.03 |  | --> | 0.598 | 0 | 0.025 | 0.5 | 0 |  | --> | C32 ex SALTHILL | Salthill [T101,T102] | SALTHILL |  | 53.2904 | -9.0746
MV/LV Substation CA***892 |  | 10 kV | _ | LV | 200 kVA :Kiosk Substation | 0.2 | --> | 0.2 | 0.143 | 11.03 |  | --> | 0.19 | 0 | 0.003 | 0.195 | 0 |  | --> | C32 ex SALTHILL | Salthill [T101,T102] | SALTHILL |  | 53.2782 | -9.0836
MV/LV Substation TU***893 |  | 10 kV | _ | LV | 630 kVA :Building Structure | 0.63 | --> | 0.63 | 0 | 0 | Constrained, otherwise capacity available =534 kVA | --> | 0.598 | 0 | 0.06 | 0.5 | 0 |  | --> | C14 ex MONEENAGEISHA | Moneenageisha [T41,T42] | GALWAY 110KV |  | 53.2838 | -9.0372
MV/LV Substation SC***895 |  | 10 kV | _ | LV | 100 kVA :Pole Substation | 0.1 | --> | 0.1 | 0.099 | 11.03 |  | --> | 0.095 | 0 | 0 | 0.095 | 0 |  | --> | C36 ex SALTHILL | Salthill [T101,T102] | SALTHILL |  | 53.2897 | -9.0843
MV/LV Substation GO***895X |  | 10 kV | _ | LV | 400 kVA :Building Structure | 0.4 | --> | 0.4 | 0 | 0 | Constrained, otherwise capacity available =398 kVA | --> | 0.38 | 0 | 0 | 0.38 | 0 |  | --> | C22 ex ORANMORE | Oranmore [T41,T44] | GALWAY 110KV |  | 53.283 | -8.9288
MV/LV Substation AT***896X |  | 10 kV | _ | LV | 400 kVA :Building Structure | 0.4 | --> | 0.4 | 0.356 | 3.45 |  | --> | 0.38 | 0 | 0 | 0.386 | 0 |  | --> | C13 ex TRIMMS LANE | Trimms Lane [T41,T42] | SALTHILL |  | 53.2703 | -9.0569
MV/LV Substation CL***897 |  | 10 kV | _ | LV | 200 kVA :Pole Substation | 0.2 | --> | 0.2 | 0.199 | 11.03 |  | --> | 0.19 | 0 | 0 | 0.19 | 0 |  | --> | C36 ex SALTHILL | Salthill [T101,T102] | SALTHILL |  | 53.2837 | -9.0859
MV/LV Substation AN***899X |  | 10 kV | _ | LV | 200 kVA :Kiosk Substation | 0.2 | --> | 0.2 | 0.155 | 11.03 |  | --> | 0.19 | 0 | 0.003 | 0.194 | 0 |  | --> | C28 ex SALTHILL | Salthill [T101,T102] | SALTHILL |  | 53.2521 | -9.1531
MV/LV Substation AG***902 |  | 10 kV | _ | LV | 50 kVA :Pole Substation | 0.05 | --> | 0.05 | 0.025 | 11.03 |  | --> | 0.048 | 0 | 0.017 | 0.038 | 0 |  | --> | C36 ex SALTHILL | Salthill [T101,T102] | SALTHILL |  | 53.2921 | -9.0829
MV/LV Substation CH***904X |  | 10 kV | _ | LV | 200 kVA :Kiosk Substation | 0.2 | --> | 0.2 | 0.127 | 11.03 |  | --> | 0.19 | 0 | 0.003 | 0.198 | 0 |  | --> | C28 ex SALTHILL | Salthill [T101,T102] | SALTHILL |  | 53.2658 | -9.1288
MV/LV Substation CH***906 |  | 10 kV | _ | LV | 50 kVA :Pole Substation | 0.05 | --> | 0.05 | 0.024 | 11.03 |  | --> | 0.048 | 0 | 0.02 | 0.036 | 0 |  | --> | C36 ex SALTHILL | Salthill [T101,T102] | SALTHILL |  | 53.2958 | -9.0847
MV/LV Substation SR***908X |  | 10 kV | _ | LV | 630 kVA :Kiosk Substation | 0.63 | --> | 0.63 | 0 | 0 | Constrained, otherwise capacity available =517 kVA | --> | 0.598 | 0 | 0.021 | 0.5 | 0 |  | --> | C21 ex GALWAY 110KV | Galway 110kv [T102,T103] | GALWAY 110KV |  | 53.2817 | -8.9989
MV/LV Substation CO***909X |  | 10 kV | _ | LV | 400 kVA :Kiosk Substation | 0.4 | --> | 0.4 | 0 | 0 | Constrained, otherwise capacity available =286 kVA | --> | 0.38 | 0 | 0.019 | 0.381 | 0 |  | --> | C21 ex GALWAY 110KV | Galway 110kv [T102,T103] | GALWAY 110KV |  | 53.2802 | -9.0002
MV/LV Substation LE***911X |  | 10 kV | _ | LV | 400 kVA :Kiosk Substation | 0.4 | --> | 0.4 | 0.22 | 11.03 |  | --> | 0.38 | 0 | 0.003 | 0.402 | 0 |  | --> | C17 ex SALTHILL | Salthill [T101,T102] | SALTHILL |  | 53.2695 | -9.1201
MV/LV Substation CO***912X |  | 10 kV | _ | LV | 400 kVA :Kiosk Substation | 0.4 | --> | 0.4 | 0 | 0 | Constrained, otherwise capacity available =264 kVA | --> | 0.38 | 0 | 0.021 | 0.383 | 0 |  | --> | C12 ex ORANMORE | Oranmore [T41,T44] | GALWAY 110KV |  | 53.2806 | -8.9856
MV/LV Substation AB***913X |  | 10 kV | _ | LV | 400 kVA :Kiosk Substation | 0.4 | --> | 0.4 | 0 | 0 | Constrained, otherwise capacity available =356 kVA | --> | 0.38 | 0 | 0 | 0.386 | 0 |  | --> | C18 ex ORANMORE | Oranmore [T41,T44] | GALWAY 110KV |  | 53.2672 | -8.9258
MV/LV Substation MA***914X |  | 10 kV | _ | LV | 50 kVA :Pole Substation | 0.05 | --> | 0.05 | 0 | 0 | Constrained, otherwise capacity available =22 kVA | --> | 0.048 | 0 | 0 | 0.051 | 0 |  | --> | C15 ex ORANMORE | Oranmore [T41,T44] | GALWAY 110KV |  | 53.2323 | -8.9511
MV/LV Substation LE***916X |  | 10 kV | _ | LV | 630 kVA :Kiosk Substation | 0.63 | --> | 0.63 | 0.493 | 11.03 |  | --> | 0.598 | 0 | 0.009 | 0.5 | 0 |  | --> | C18 ex SALTHILL | Salthill [T101,T102] | SALTHILL |  | 53.2665 | -9.1213
MV/LV Substation BO***923X |  | 10 kV | _ | LV | 630 kVA :Kiosk Substation | 0.63 | --> | 0.63 | 0 | 0 | Constrained, otherwise capacity available =560 kVA | --> | 0.598 | 0 | 0 | 0.5 | 0 |  | --> | C12 ex ORANMORE | Oranmore [T41,T44] | GALWAY 110KV |  | 53.2762 | -8.966
MV/LV Substation BO***924X |  | 10 kV | _ | LV | 400 kVA :Kiosk Substation | 0.4 | --> | 0.4 | 0 | 0 | Constrained, otherwise capacity available =359 kVA | --> | 0.38 | 0 | 0.01 | 0.378 | 0 |  | --> | C12 ex ORANMORE | Oranmore [T41,T44] | GALWAY 110KV |  | 53.2748 | -8.9655
MV/LV Substation KE***925 |  | 20 kV | _ | LV | 50 kVA :Pole Substation | 0.05 | --> | 0.05 | 0.048 | 11.03 |  | --> | 0.048 | 0 | 0 | 0.048 | 0 |  | --> | C36 ex SALTHILL | Salthill [T101,T102] | SALTHILL |  | 53.3008 | -9.1006
MV/LV Substation GO***928 |  | 20 kV | _ | LV | 50 kVA :Pole Substation | 0.05 | --> | 0.05 | 0.029 | 11.03 |  | --> | 0.048 | 0 | 0.01 | 0.043 | 0 |  | --> | C36 ex SALTHILL | Salthill [T101,T102] | SALTHILL |  | 53.2974 | -9.1084
MV/LV Substation GO***929 |  | 20 kV | _ | LV | 50 kVA :Pole Substation | 0.05 | --> | 0.05 | 0.026 | 11.03 |  | --> | 0.048 | 0 | 0 | 0.051 | 0 |  | --> | C36 ex SALTHILL | Salthill [T101,T102] | SALTHILL |  | 53.2981 | -9.1101
MV/LV Substation DO***930X |  | 10 kV | _ | LV | 200 kVA :Kiosk Substation | 0.2 | --> | 0.2 | 0.154 | 3.45 |  | --> | 0.19 | 0 | 0 | 0.196 | 0 |  | --> | C21 ex TRIMMS LANE | Trimms Lane [T41,T42] | SALTHILL |  | 53.2687 | -9.0766
MV/LV Substation TO***931 |  | 20 kV | _ | LV | 50 kVA :Pole Substation | 0.05 | --> | 0.05 | 0.048 | 11.03 |  | --> | 0.048 | 0 | 0 | 0.048 | 0 |  | --> | C36 ex SALTHILL | Salthill [T101,T102] | SALTHILL |  | 53.2938 | -9.1055
MV/LV Substation TO***933 |  | 20 kV | _ | LV | 50 kVA :Pole Substation | 0.05 | --> | 0.05 | 0.016 | 11.03 |  | --> | 0.048 | 0 | 0 | 0.052 | 0 |  | --> | C36 ex SALTHILL | Salthill [T101,T102] | SALTHILL |  | 53.2923 | -9.1127
MV/LV Substation TO***934 |  | 20 kV | _ | LV | 200 kVA :Pole Substation | 0.2 | --> | 0.2 | 0.182 | 11.03 |  | --> | 0.19 | 0 | 0 | 0.192 | 0 |  | --> | C36 ex SALTHILL | Salthill [T101,T102] | SALTHILL |  | 53.2912 | -9.1119
MV/LV Substation DO***934X |  | 10 kV | _ | LV | 200 kVA :Kiosk Substation | 0.2 | --> | 0.2 | 0 | 0 | Constrained, otherwise capacity available =191 kVA | --> | 0.19 | 0 | 0 | 0.191 | 0 |  | --> | C12 ex ORANMORE | Oranmore [T41,T44] | GALWAY 110KV |  | 53.2807 | -8.977
MV/LV Substation BR***935X |  | 10 kV | _ | LV | 200 kVA :Kiosk Substation | 0.2 | --> | 0.2 | 0.16 | 11.03 |  | --> | 0.19 | 0 | 0 | 0.196 | 0 |  | --> | C35 ex SALTHILL | Salthill [T101,T102] | SALTHILL |  | 53.2791 | -9.0678
MV/LV Substation TO***936 |  | 20 kV | _ | LV | 50 kVA :Pole Substation | 0.05 | --> | 0.05 | 0.033 | 11.03 |  | --> | 0.048 | 0 | 0.016 | 0.038 | 0 |  | --> | C36 ex SALTHILL | Salthill [T101,T102] | SALTHILL |  | 53.2899 | -9.1121
MV/LV Substation NA***937X |  | 10 kV | _ | LV | 200 kVA :Kiosk Substation | 0.2 | --> | 0.2 | 0.154 | 11.03 |  | --> | 0.19 | 0 | 0 | 0.196 | 0 |  | --> | C23 ex SALTHILL | Salthill [T101,T102] | SALTHILL |  | 53.2749 | -9.1126
MV/LV Substation CO***938X |  | 10 kV | _ | LV | 200 kVA :Kiosk Substation | 0.2 | --> | 0.2 | 0 | 0 | Constrained, otherwise capacity available =198 kVA | --> | 0.19 | 0 | 0 | 0.19 | 0 |  | --> | C12 ex ORANMORE | Oranmore [T41,T44] | GALWAY 110KV |  | 53.2753 | -8.9837
MV/LV Substation BR***941 |  | 20 kV | _ | LV | 200 kVA :Pole Substation | 0.2 | --> | 0.2 | 0.122 | 11.03 |  | --> | 0.19 | 0 | 0 | 0.2 | 0 |  | --> | C36 ex SALTHILL | Salthill [T101,T102] | SALTHILL |  | 53.3084 | -9.1104
MV/LV Substation OR***952X |  | 10 kV | _ | LV | 400 kVA :Building Structure | 0.4 | --> | 0.4 | 0 | 0 | Constrained, otherwise capacity available =240 kVA | --> | 0.38 | 0 | 0.004 | 0.398 | 0 |  | --> | C18 ex ORANMORE | Oranmore [T41,T44] | GALWAY 110KV |  | 53.2703 | -8.9276
MV/LV Substation CA***953X |  | 10 kV | _ | LV | 1000 kVA :Building Structure | 1 | --> | 1 | 0 | 0 | Constrained, otherwise capacity available =990 kVA | --> | 0.95 | 0 | 0 | 0.5 | 0 |  | --> | C17 ex GALWAY 110KV | Galway 110kv [T102,T103] | GALWAY 110KV |  | 53.294 | -9.0149
MV/LV Substation CA***954X |  | 10 kV | _ | LV | 1000 kVA :Building Structure | 1 | --> | 1 | 0 | 0 | Constrained, otherwise capacity available =987 kVA | --> | 0.95 | 0 | 0 | 0.5 | 0 |  | --> | C17 ex GALWAY 110KV | Galway 110kv [T102,T103] | GALWAY 110KV |  | 53.2933 | -9.0162
MV/LV Substation BA***955X |  | 10 kV | _ | LV | 630 kVA :Building Structure | 0.63 | --> | 0.63 | 0 | 0 | Constrained, otherwise capacity available =538 kVA | --> | 0.598 | 0 | 0 | 0.5 | 0 |  | --> | C17 ex GALWAY 110KV | Galway 110kv [T102,T103] | GALWAY 110KV |  | 53.2943 | -9.0132
MV/LV Substation ST***960X |  | 10 kV | _ | LV | 630 kVA :Building Structure | 0.63 | --> | 0.63 | 0 | 0 | Constrained, otherwise capacity available =630 kVA | --> | 0.598 | 0 | 0 | 0.5 | 0 |  | --> | C27 ex GALWAY 110KV | Galway 110kv [T102,T103] | GALWAY 110KV |  | 53.2715 | -9.0516
MV/LV Substation BR***962X |  | 10 kV | _ | LV | 1000 kVA :Building Structure | 1 | --> | 1 | 0 | 0 | Constrained, otherwise capacity available =822 kVA | --> | 0.95 | 0 | 0 | 0.5 | 0 |  | --> | C22 ex GALWAY 110KV | Galway 110kv [T102,T103] | GALWAY 110KV |  | 53.2903 | -8.987
MV/LV Substation SL***966X |  | 10 kV | _ | LV | 200 kVA :Kiosk Substation | 0.2 | --> | 0.2 | 0.15 | 11.03 |  | --> | 0.19 | 0 | 0.015 | 0.186 | 0 |  | --> | C29 ex SALTHILL | Salthill [T101,T102] | SALTHILL |  | 53.2808 | -9.0886
MV/LV Substation CO***968X |  | 10 kV | _ | LV | 100 kVA :Pole Substation | 0.1 | --> | 0.1 | 0 | 0 | Constrained, otherwise capacity available =82 kVA | --> | 0.095 | 0 | 0.003 | 0.095 | 0 |  | --> | C28 ex GALWAY 110KV | Galway 110kv [T102,T103] | GALWAY 110KV |  | 53.2979 | -9.0395
MV/LV Substation CR***969X |  | 10 kV | _ | LV | 50 kVA :Pole Substation | 0.05 | --> | 0.05 | 0 | 0 | Constrained, otherwise capacity available =44 kVA | --> | 0.048 | 0 | 0 | 0.048 | 0 |  | --> | C20 ex ORANMORE | Oranmore [T41,T44] | GALWAY 110KV |  | 53.3193 | -8.9427
MV/LV Substation BA***970X |  | 10 kV | _ | LV | 400 kVA :Building Structure | 0.4 | --> | 0.4 | 0 | 0 | Constrained, otherwise capacity available =357 kVA | --> | 0.38 | 0 | 0 | 0.386 | 0 |  | --> | C26 ex GALWAY 110KV | Galway 110kv [T102,T103] | GALWAY 110KV |  | 53.2901 | -9.0097
MV/LV Substation DR***972 |  | 20 kV | _ | LV | 50 kVA :Pole Substation | 0.05 | --> | 0.05 | 0.046 | 11.03 |  | --> | 0.048 | 0 | 0.01 | 0.041 | 0 |  | --> | C36 ex SALTHILL | Salthill [T101,T102] | SALTHILL |  | 53.2921 | -9.1223
MV/LV Substation RA***972X |  | 10 kV | _ | LV | 630 kVA :Building Structure | 0.63 | --> | 0.63 | 0 | 0 | Constrained, otherwise capacity available =520 kVA | --> | 0.598 | 0 | 0 | 0.5 | 0 |  | --> | C15 ex ORANMORE | Oranmore [T41,T44] | GALWAY 110KV |  | 53.2679 | -8.9313
MV/LV Substation RE***974X |  | 10 kV | _ | LV | 50 kVA :Pole Substation | 0.05 | --> | 0.05 | 0 | 0 | Constrained, otherwise capacity available =21 kVA | --> | 0.048 | 0 | 0.01 | 0.044 | 0 |  | --> | C15 ex ORANMORE | Oranmore [T41,T44] | GALWAY 110KV |  | 53.2575 | -8.9393
MV/LV Substation RA***975X |  | 10 kV | _ | LV | 1000 kVA :Building Structure | 1 | --> | 1 | 0 | 0 | Constrained, otherwise capacity available =827 kVA | --> | 0.95 | 0 | 0.03 | 0.5 | 0 |  | --> | C13 ex GALWAY 110KV | Galway 110kv [T102,T103] | GALWAY 110KV |  | 53.2985 | -8.9986
MV/LV Substation GL***977X |  | 10 kV | _ | LV | 630 kVA :Building Structure | 0.63 | --> | 0.63 | 0 | 0 | Constrained, otherwise capacity available =525 kVA | --> | 0.598 | 0 | 0 | 0.5 | 0 |  | --> | C17 ex GALWAY 110KV | Galway 110kv [T102,T103] | GALWAY 110KV |  | 53.2921 | -9.0121
MV/LV Substation OR***979X |  | 10 kV | _ | LV | 200 kVA :Kiosk Substation | 0.2 | --> | 0.2 | 0 | 0 | Constrained, otherwise capacity available =183 kVA | --> | 0.19 | 0 | 0 | 0.192 | 0 |  | --> | C15 ex ORANMORE | Oranmore [T41,T44] | GALWAY 110KV |  | 53.2716 | -8.9321
MV/LV Substation RE***981X |  | 10 kV | _ | LV | 200 kVA :Kiosk Substation | 0.2 | --> | 0.2 | 0.179 | 3.45 |  | --> | 0.19 | 0 | 0.011 | 0.185 | 0 |  | --> | C11 ex TRIMMS LANE | Trimms Lane [T41,T42] | SALTHILL |  | 53.262 | -9.0738
MV/LV Substation CA***983X |  | 10 kV | _ | LV | 50 kVA :Pole Substation | 0.05 | --> | 0.05 | 0 | 0 | Constrained, otherwise capacity available =50 kVA | --> | 0.048 | 0 | 0 | 0.048 | 0 |  | --> | C20 ex ORANMORE | Oranmore [T41,T44] | GALWAY 110KV |  | 53.316 | -8.8909
MV/LV Substation TW***984X |  | 10 kV | _ | LV | 630 kVA :Building Structure | 0.63 | --> | 0.63 | 0.5 | 11.03 |  | --> | 0.598 | 0 | 0 | 0.5 | 0 |  | --> | C28 ex SALTHILL | Salthill [T101,T102] | SALTHILL |  | 53.2516 | -9.1528
MV/LV Substation GA***985X |  | 10 kV | _ | LV | 400 kVA :Building Structure | 0.4 | --> | 0.4 | 0.216 | 11.03 |  | --> | 0.38 | 0 | 0 | 0.403 | 0 |  | --> | C21 ex SALTHILL | Salthill [T101,T102] | SALTHILL |  | 53.2722 | -9.1005
MV/LV Substation HA***986 |  | 10 kV | _ | LV | 400 kVA :Kiosk Substation | 0.4 | --> | 0.4 | 0.294 | 11.03 |  | --> | 0.38 | 0 | 0.124 | 0.302 | 0 |  | --> | C23 ex SALTHILL | Salthill [T101,T102] | SALTHILL |  | 53.2703 | -9.1053
MV/LV Substation AR***987 |  | 10 kV | _ | LV | 400 kVA :Kiosk Substation | 0.4 | --> | 0.4 | 0.288 | 11.03 |  | --> | 0.38 | 0 | 0.035 | 0.369 | 0 |  | --> | C23 ex SALTHILL | Salthill [T101,T102] | SALTHILL |  | 53.2706 | -9.1101
MV/LV Substation B ***987X |  | 10 kV | _ | LV | 630 kVA :Building Structure | 0.63 | --> | 0.63 | 0.5 | 11.03 |  | --> | 0.598 | 0 | 0 | 0.5 | 0 |  | --> | C21 ex SALTHILL | Salthill [T101,T102] | SALTHILL |  | 53.2717 | -9.0982
MV/LV Substation RE***988X |  | 10 kV | _ | LV | 630 kVA :Kiosk Substation | 0.63 | --> | 0.63 | 0 | 0 | Constrained, otherwise capacity available =538 kVA | --> | 0.598 | 0 | 0.069 | 0.5 | 0 |  | --> | C12 ex ORANMORE | Oranmore [T41,T44] | GALWAY 110KV |  | 53.274 | -8.9754
MV/LV Substation DU***990X |  | 10 kV | _ | LV | 400 kVA :Kiosk Substation | 0.4 | --> | 0.4 | 0.321 | 11.03 |  | --> | 0.38 | 0 | 0 | 0.391 | 0 |  | --> | C28 ex SALTHILL | Salthill [T101,T102] | SALTHILL |  | 53.2497 | -9.2102
MV/LV Substation NA***995X |  | 10 kV | _ | LV | 630 kVA :Building Structure | 0.63 | --> | 0.63 | 0.5 | 11.03 |  | --> | 0.598 | 0 | 0 | 0.5 | 0 |  | --> | C21 ex SALTHILL | Salthill [T101,T102] | SALTHILL |  | 53.276 | -9.095
MV/LV Substation B ***998X |  | 10 kV | _ | LV | 630 kVA :Building Structure | 0.63 | --> | 0.63 | 0 | 0 | Constrained, otherwise capacity available =616 kVA | --> | 0.598 | 0 | 0 | 0.5 | 0 |  | --> | C22 ex GALWAY 110KV | Galway 110kv [T102,T103] | GALWAY 110KV |  | 53.2855 | -9.0009
MV/LV Substation TO***999X |  | 10 kV | _ | LV | 1000 kVA :Building Structure | 1 | --> | 1 | 0 | 0 | Constrained, otherwise capacity available =854 kVA | --> | 0.95 | 0 | 0.04 | 0.5 | 0 |  | --> | C18 ex HEADFORD ROAD | Headford Road [T41,T42] | GALWAY 110KV |  | 53.2944 | -9.0373
MV/LV Substation TH***001 |  | 10 kV | _ | LV | 630 kVA :Kiosk Substation | 0.63 | --> | 0.63 | 0 | 0 | Constrained, otherwise capacity available =370 kVA | --> | 0.598 | 0 | 0 | 0.5 | 0 |  | --> | E13 ex DALTON | Dalton [T421,T422] | DALTON |  | 53.7197 | -8.9983
MV/LV Substation BA***002 |  | 10 kV | _ | LV | 400 kVA :Building Structure | 0.4 | --> | 0.4 | 0 | 0 | Constrained, otherwise capacity available =360 kVA | --> | 0.38 | 0 | 0.015 | 0.374 | 0 |  | --> | E13 ex DALTON | Dalton [T421,T422] | DALTON |  | 53.7147 | -8.9945
MV/LV Substation SU***003 |  | 10 kV | _ | LV | 200 kVA :Pole Substation | 0.2 | --> | 0.2 | 0 | 0 | Constrained, otherwise capacity available =200 kVA | --> | 0.19 | 0 | 0 | 0.19 | 0 |  | --> | E13 ex DALTON | Dalton [T421,T422] | DALTON |  | 53.7192 | -8.9957
MV/LV Substation SE***007Y |  | 10 kV | _ | LV | 50 kVA :Pole Substation | 0.05 | --> | 0.05 | 0 | 0 | Constrained, otherwise capacity available =46 kVA | --> | 0.048 | 0 | 0 | 0.048 | 0 |  | --> | E12 ex DALTON | Dalton [T421,T422] | DALTON |  | 53.7243 | -8.9829
MV/LV Substation TH***013 |  | 10 kV | _ | LV | 400 kVA :Kiosk Substation | 0.4 | --> | 0.4 | 0 | 0 | Constrained, otherwise capacity available =352 kVA | --> | 0.38 | 0 | 0.014 | 0.376 | 0 |  | --> | E13 ex DALTON | Dalton [T421,T422] | DALTON |  | 53.7235 | -8.9979
MV/LV Substation BA***015 |  | 10 kV | _ | LV | 400 kVA :Kiosk Substation | 0.4 | --> | 0.4 | 0 | 0 | Constrained, otherwise capacity available =297 kVA | --> | 0.38 | 0 | 0.024 | 0.376 | 0 |  | --> | E12 ex DALTON | Dalton [T421,T422] | DALTON |  | 53.7226 | -8.9905
MV/LV Substation CO***018 |  | 10 kV | _ | LV | 400 kVA :Kiosk Substation | 0.4 | --> | 0.4 | 0 | 0 | Constrained, otherwise capacity available =324 kVA | --> | 0.38 | 0 | 0 | 0.39 | 0 |  | --> | E13 ex DALTON | Dalton [T421,T422] | DALTON |  | 53.723 | -9.0016
MV/LV Substation PI***018Y |  | 20 kV | _ | LV | 50 kVA :Pole Substation | 0.05 | --> | 0.05 | 0 | 0 | Constrained, otherwise capacity available =32 kVA | --> | 0.048 | 0 | 0 | 0.05 | 0 |  | --> | E14 ex DALTON | Dalton [T421,T422] | DALTON |  | 53.7888 | -8.9278
MV/LV Substation LI***019 |  | 10 kV | _ | LV | 400 kVA :Kiosk Substation | 0.4 | --> | 0.4 | 0 | 0 | Constrained, otherwise capacity available =263 kVA | --> | 0.38 | 0 | 0.031 | 0.375 | 0 |  | --> | E12 ex DALTON | Dalton [T421,T422] | DALTON |  | 53.7294 | -9.0058
MV/LV Substation PO***028 |  | 10 kV | _ | LV | 200 kVA :Building Structure | 0.2 | --> | 0.2 | 0 | 0 |  | --> | 0.19 | 0 | 0 | 0.227 | 0 |  | --> | E13 ex DALTON | Dalton [T421,T422] | DALTON |  | 53.7205 | -8.9969
MV/LV Substation CA***029 |  | 10 kV | _ | LV | 200 kVA :Kiosk Substation | 0.2 | --> | 0.2 | 0 | 0 | Constrained, otherwise capacity available =98 kVA | --> | 0.19 | 0 | 0.006 | 0.199 | 0 |  | --> | E13 ex DALTON | Dalton [T421,T422] | DALTON |  | 53.7225 | -8.9988
MV/LV Substation JA***030 |  | 10 kV | _ | LV | 400 kVA :Kiosk Substation | 0.4 | --> | 0.4 | 0 | 0 | Constrained, otherwise capacity available =265 kVA | --> | 0.38 | 0 | 0 | 0.398 | 0 |  | --> | E13 ex DALTON | Dalton [T421,T422] | DALTON |  | 53.7186 | -8.9986
MV/LV Substation CR***031 |  | 10 kV | _ | LV | 400 kVA :Kiosk Substation | 0.4 | --> | 0.4 | 0 | 0 | Constrained, otherwise capacity available =288 kVA | --> | 0.38 | 0 | 0 | 0.395 | 0 |  | --> | E13 ex DALTON | Dalton [T421,T422] | DALTON |  | 53.7155 | -8.9987
MV/LV Substation MO***033 |  | 10 kV | _ | LV | 630 kVA :Kiosk Substation | 0.63 | --> | 0.63 | 0 | 0 | Constrained, otherwise capacity available =471 kVA | --> | 0.598 | 0 | 0.045 | 0.5 | 0 |  | --> | E13 ex DALTON | Dalton [T421,T422] | DALTON |  | 53.7209 | -8.9991
MV/LV Substation C ***037 |  | 10 kV | _ | LV | 50 kVA :Pole Substation | 0.05 | --> | 0.05 | 0 | 0 | Constrained, otherwise capacity available =42 kVA | --> | 0.048 | 0 | 0 | 0.049 | 0 |  | --> | E13 ex DALTON | Dalton [T421,T422] | DALTON |  | 53.72 | -9.0023
MV/LV Substation KN***039 |  | 20 kV | _ | LV | 200 kVA :Kiosk Substation | 0.2 | --> | 0.2 | 0 | 0 | Constrained, otherwise capacity available =146 kVA | --> | 0.19 | 0 | 0.05 | 0.16 | 0 |  | --> | E14 ex DALTON | Dalton [T421,T422] | DALTON |  | 53.7927 | -8.9186
MV/LV Substation CL***042 |  | 10 kV | _ | LV | 200 kVA :Kiosk Substation | 0.2 | --> | 0.2 | 0 | 0 | Constrained, otherwise capacity available =181 kVA | --> | 0.19 | 0 | 0.005 | 0.189 | 0 |  | --> | E12 ex DALTON | Dalton [T421,T422] | DALTON |  | 53.7242 | -8.9879
MV/LV Substation LU***043 |  | 10 kV | _ | LV | 200 kVA :Kiosk Substation | 0.2 | --> | 0.2 | 0 | 0 | Constrained, otherwise capacity available =154 kVA | --> | 0.19 | 0 | 0.009 | 0.19 | 0 |  | --> | E13 ex DALTON | Dalton [T421,T422] | DALTON |  | 53.7255 | -9.0002
MV/LV Substation BA***055Y |  | 20 kV | _ | LV | 200 kVA :Pole Substation | 0.2 | --> | 0.2 | 0 | 0 | Constrained, otherwise capacity available =151 kVA | --> | 0.19 | 0 | 0 | 0.197 | 0 |  | --> | E14 ex DALTON | Dalton [T421,T422] | DALTON |  | 53.7525 | -8.9653
MV/LV Substation BA***058Y |  | 20 kV | _ | LV | 50 kVA :Pole Substation | 0.05 | --> | 0.05 | 0 | 0 | Constrained, otherwise capacity available =48 kVA | --> | 0.048 | 0 | 0 | 0.048 | 0 |  | --> | E14 ex DALTON | Dalton [T421,T422] | DALTON |  | 53.7637 | -8.9679
MV/LV Substation BA***059Y |  | 20 kV | _ | LV | 50 kVA :Pole Substation | 0.05 | --> | 0.05 | 0 | 0 | Constrained, otherwise capacity available =49 kVA | --> | 0.048 | 0 | 0.01 | 0.04 | 0 |  | --> | E14 ex DALTON | Dalton [T421,T422] | DALTON |  | 53.7406 | -8.976
MV/LV Substation BU***065Y |  | 20 kV | _ | LV | 50 kVA :Pole Substation | 0.05 | --> | 0.05 | 0 | 0 | Constrained, otherwise capacity available =47 kVA | --> | 0.048 | 0 | 0 | 0.048 | 0 |  | --> | E18 ex DALTON | Dalton [T421,T422] | DALTON |  | 53.6709 | -8.8795
MV/LV Substation CL***073Y |  | 10 kV | _ | LV | 50 kVA :Pole Substation | 0.05 | --> | 0.05 | 0 | 0 | Constrained, otherwise capacity available =25 kVA | --> | 0.048 | 0 | 0 | 0.051 | 0 |  | --> | E12 ex DALTON | Dalton [T421,T422] | DALTON |  | 53.7289 | -8.9934
MV/LV Substation TO***075Y |  | 10 kV | _ | LV | 100 kVA :Pole Substation | 0.1 | --> | 0.1 | 0 | 0 | Constrained, otherwise capacity available =86 kVA | --> | 0.095 | 0 | 0 | 0.097 | 0 |  | --> | E13 ex DALTON | Dalton [T421,T422] | DALTON |  | 53.7206 | -8.9813
MV/LV Substation KN***085Y |  | 20 kV | _ | LV | 200 kVA :Building Structure | 0.2 | --> | 0.2 | 0 | 0 | Constrained, otherwise capacity available =156 kVA | --> | 0.19 | 0 | 0 | 0.196 | 0 |  | --> | E14 ex DALTON | Dalton [T421,T422] | DALTON |  | 53.7981 | -8.902
MV/LV Substation AS***105Y |  | 10 kV | _ | LV | 200 kVA :Kiosk Substation | 0.2 | --> | 0.2 | 0 | 0 | Constrained, otherwise capacity available =157 kVA | --> | 0.19 | 0 | 0.005 | 0.192 | 0 |  | --> | E12 ex DALTON | Dalton [T421,T422] | DALTON |  | 53.7253 | -8.9918
MV/LV Substation AR***110Y |  | 20 kV | _ | LV | 200 kVA :Kiosk Substation | 0.2 | --> | 0.2 | 0 | 0 | Constrained, otherwise capacity available =170 kVA | --> | 0.19 | 0 | 0.005 | 0 | 0 | Constrained, otherwise capacity available =190 kW | --> | E17 ex WINDSOR | Windsor [T421,T422] | CASTLEBAR |  | 53.7996 | -9.1269
MV/LV Substation SE***113Y |  | 20 kV | _ | LV | 50 kVA :Pole Substation | 0.05 | --> | 0.05 | 0 | 0 | Constrained, otherwise capacity available =40 kVA | --> | 0.048 | 0 | 0 | 0.049 | 0 |  | --> | E14 ex DALTON | Dalton [T421,T422] | DALTON |  | 53.7994 | -8.9265
MV/LV Substation SE***114Y |  | 20 kV | _ | LV | 50 kVA :Pole Substation | 0.05 | --> | 0.05 | 0 | 0 | Constrained, otherwise capacity available =49 kVA | --> | 0.048 | 0 | 0 | 0.048 | 0 |  | --> | E14 ex DALTON | Dalton [T421,T422] | DALTON |  | 53.7814 | -8.9322
MV/LV Substation TE***115Y |  | 20 kV | _ | LV | 50 kVA :Pole Substation | 0.05 | --> | 0.05 | 0 | 0 | Constrained, otherwise capacity available =29 kVA | --> | 0.048 | 0 | 0 | 0.05 | 0 |  | --> | E14 ex DALTON | Dalton [T421,T422] | DALTON |  | 53.7655 | -8.9657
MV/LV Substation CU***131Y |  | 20 kV | _ | LV | 50 kVA :Pole Substation | 0.05 | --> | 0.05 | 0 | 0 | Constrained, otherwise capacity available =47 kVA | --> | 0.048 | 0 | 0 | 0.048 | 0 |  | --> | E18 ex DALTON | Dalton [T421,T422] | DALTON |  | 53.6807 | -8.8879
MV/LV Substation LI***148Y |  | 20 kV | _ | LV | 200 kVA :Kiosk Substation | 0.2 | --> | 0.2 | 0 | 0 | Constrained, otherwise capacity available =155 kVA | --> | 0.19 | 0 | 0 | 0.196 | 0 |  | --> | E21 ex DALTON | Dalton [T421,T422] | DALTON |  | 53.7353 | -8.9953
MV/LV Substation CL***164Y |  | 20 kV | _ | LV | 200 kVA :Kiosk Substation | 0.2 | --> | 0.2 | 0 | 0 | Constrained, otherwise capacity available =137 kVA | --> | 0.19 | 0 | 0.013 | 0.189 | 0 |  | --> | E14 ex DALTON | Dalton [T421,T422] | DALTON |  | 53.7346 | -8.991
MV/LV Substation BU***172Y |  | 10 kV | _ | LV | 400 kVA :Kiosk Substation | 0.4 | --> | 0.4 | 0 | 0 | Constrained, otherwise capacity available =269 kVA | --> | 0.38 | 0 | 0.021 | 0.382 | 0 |  | --> | E13 ex DALTON | Dalton [T421,T422] | DALTON |  | 53.7133 | -8.9972
MV/LV Substation HO***174Y |  | 20 kV | _ | LV | 50 kVA :Pole Substation | 0.05 | --> | 0.05 | 0 | 0 | Constrained, otherwise capacity available =41 kVA | --> | 0.048 | 0 | 0 | 0.049 | 0 |  | --> | E18 ex DALTON | Dalton [T421,T422] | DALTON |  | 53.6708 | -8.9559
MV/LV Substation EL***175Y |  | 10 kV | _ | LV | 400 kVA :Kiosk Substation | 0.4 | --> | 0.4 | 0 | 0 | Constrained, otherwise capacity available =319 kVA | --> | 0.38 | 0 | 0.005 | 0.387 | 0 |  | --> | E13 ex DALTON | Dalton [T421,T422] | DALTON |  | 53.7263 | -8.997
MV/LV Substation KN***185Y |  | 20 kV | _ | LV | 50 kVA :Pole Substation | 0.05 | --> | 0.05 | 0 | 0 | Constrained, otherwise capacity available =37 kVA | --> | 0.048 | 0 | 0.005 | 0.046 | 0 |  | --> | E14 ex DALTON | Dalton [T421,T422] | DALTON |  | 53.785 | -8.9424
MV/LV Substation BA***191Y |  | 20 kV | _ | LV | 50 kVA :Pole Substation | 0.05 | --> | 0.05 | 0 | 0 | Constrained, otherwise capacity available =37 kVA | --> | 0.048 | 0 | 0 | 0.049 | 0 |  | --> | E18 ex DALTON | Dalton [T421,T422] | DALTON |  | 53.665 | -8.8864
MV/LV Substation CO***194Y |  | 20 kV | _ | LV | 630 kVA :Building Structure | 0.63 | --> | 0.63 | 0 | 0 | Constrained, otherwise capacity available =469 kVA | --> | 0.598 | 0 | 0 | 0.5 | 0 |  | --> | E21 ex DALTON | Dalton [T421,T422] | DALTON |  | 53.7388 | -9.0031
MV/LV Substation CA***198Y |  | 20 kV | _ | LV | 50 kVA :Pole Substation | 0.05 | --> | 0.05 | 0 | 0 | Constrained, otherwise capacity available =47 kVA | --> | 0.048 | 0 | 0 | 0.048 | 0 |  | --> | E14 ex DALTON | Dalton [T421,T422] | DALTON |  | 53.7963 | -8.9242
MV/LV Substation EL***204Y |  | 10 kV | _ | LV | 400 kVA :Kiosk Substation | 0.4 | --> | 0.4 | 0 | 0 | Constrained, otherwise capacity available =332 kVA | --> | 0.38 | 0 | 0 | 0.389 | 0 |  | --> | E13 ex DALTON | Dalton [T421,T422] | DALTON |  | 53.7279 | -8.999
MV/LV Substation CA***206Y |  | 20 kV | _ | LV | 200 kVA :Kiosk Substation | 0.2 | --> | 0.2 | 0 | 0 | Constrained, otherwise capacity available =170 kVA | --> | 0.19 | 0 | 0.004 | 0.191 | 0 |  | --> | E14 ex DALTON | Dalton [T421,T422] | DALTON |  | 53.7899 | -8.9249
MV/LV Substation BA***210 |  | 20 kV | _ | LV | 200 kVA :Pole Substation | 0.2 | --> | 0.2 | 0 | 0 | Constrained, otherwise capacity available =122 kVA | --> | 0.19 | 0 | 0.005 | 0.197 | 0 |  | --> | E18 ex DALTON | Dalton [T421,T422] | DALTON |  | 53.6699 | -8.9565
MV/LV Substation CH***211Y |  | 10 kV | _ | LV | 400 kVA :Kiosk Substation | 0.4 | --> | 0.4 | 0 | 0 | Constrained, otherwise capacity available =360 kVA | --> | 0.38 | 0 | 0 | 0.385 | 0 |  | --> | E13 ex DALTON | Dalton [T421,T422] | DALTON |  | 53.7202 | -8.9949
MV/LV Substation WO***214Y |  | 20 kV | _ | LV | 50 kVA :Pole Substation | 0.05 | --> | 0.05 | 0 | 0 | Constrained, otherwise capacity available =37 kVA | --> | 0.048 | 0 | 0 | 0.049 | 0 |  | --> | E18 ex DALTON | Dalton [T421,T422] | DALTON |  | 53.6852 | -8.9339
MV/LV Substation TU***223Y |  | 20 kV | _ | LV | 200 kVA :Pole Substation | 0.2 | --> | 0.2 | 0 | 0 | Constrained, otherwise capacity available =78 kVA | --> | 0.19 | 0 | 0 | 0.206 | 0 |  | --> | E18 ex DALTON | Dalton [T421,T422] | DALTON |  | 53.6673 | -8.956
MV/LV Substation KN***224Y |  | 20 kV | _ | LV | 100 kVA :Pole Substation | 0.1 | --> | 0.1 | 0 | 0 | Constrained, otherwise capacity available =89 kVA | --> | 0.095 | 0 | 0 | 0.097 | 0 |  | --> | E14 ex DALTON | Dalton [T421,T422] | DALTON |  | 53.7908 | -8.9222
MV/LV Substation DR***226Y |  | 20 kV | _ | LV | 100 kVA :Pole Substation | 0.1 | --> | 0.1 | 0 | 0 | Constrained, otherwise capacity available =87 kVA | --> | 0.095 | 0 | 0 | 0.097 | 0 |  | --> | E14 ex DALTON | Dalton [T421,T422] | DALTON |  | 53.8001 | -8.9108
MV/LV Substation TA***232Y |  | 20 kV | _ | LV | 50 kVA :Pole Substation | 0.05 | --> | 0.05 | 0 | 0 | Constrained, otherwise capacity available =46 kVA | --> | 0.048 | 0 | 0 | 0.048 | 0 |  | --> | E19 ex DALTON | Dalton [T421,T422] | DALTON |  | 53.6926 | -9.0756
MV/LV Substation ME***233Y |  | 20 kV | _ | LV | 400 kVA :Kiosk Substation | 0.4 | --> | 0.4 | 0 | 0 | Constrained, otherwise capacity available =374 kVA | --> | 0.38 | 0 | 0.012 | 0.375 | 0 |  | --> | E14 ex DALTON | Dalton [T421,T422] | DALTON |  | 53.8017 | -8.9248
MV/LV Substation IR***237 |  | 20 kV | _ | LV | 100 kVA :Pole Substation | 0.1 | --> | 0.1 | 0 | 0 | Constrained, otherwise capacity available =70 kVA | --> | 0.095 | 0 | 0.01 | 0.092 | 0 |  | --> | E18 ex DALTON | Dalton [T421,T422] | DALTON |  | 53.663 | -8.8863
MV/LV Substation DR***243Y |  | 20 kV | _ | LV | 50 kVA :Pole Substation | 0.05 | --> | 0.05 | 0 | 0 | Constrained, otherwise capacity available =40 kVA | --> | 0.048 | 0 | 0 | 0.049 | 0 |  | --> | E18 ex DALTON | Dalton [T421,T422] | DALTON |  | 53.663 | -8.8962
MV/LV Substation GL***244Y |  | 20 kV | _ | LV | 200 kVA :Kiosk Substation | 0.2 | --> | 0.2 | 0 | 0 | Constrained, otherwise capacity available =170 kVA | --> | 0.19 | 0 | 0.011 | 0.186 | 0 |  | --> | E14 ex DALTON | Dalton [T421,T422] | DALTON |  | 53.8033 | -8.9257
MV/LV Substation DR***247Y |  | 20 kV | _ | LV | 50 kVA :Pole Substation | 0.05 | --> | 0.05 | 0 | 0 | Constrained, otherwise capacity available =41 kVA | --> | 0.048 | 0 | 0 | 0.049 | 0 |  | --> | E14 ex DALTON | Dalton [T421,T422] | DALTON |  | 53.7948 | -8.9082
MV/LV Substation AR***248Y |  | 10 kV | _ | LV | 200 kVA :Kiosk Substation | 0.2 | --> | 0.2 | 0 | 0 | Constrained, otherwise capacity available =168 kVA | --> | 0.19 | 0 | 0 | 0.194 | 0 |  | --> | E12 ex DALTON | Dalton [T421,T422] | DALTON |  | 53.7284 | -9.0131
MV/LV Substation CO***252Y |  | 20 kV | _ | LV | 50 kVA :Pole Substation | 0.05 | --> | 0.05 | 0 | 0 | Constrained, otherwise capacity available =46 kVA | --> | 0.048 | 0 | 0 | 0.048 | 0 |  | --> | E18 ex DALTON | Dalton [T421,T422] | DALTON |  | 53.6413 | -8.8784
MV/LV Substation BO***261Y |  | 20 kV | _ | LV | 50 kVA :Pole Substation | 0.05 | --> | 0.05 | 0 | 0 | Constrained, otherwise capacity available =47 kVA | --> | 0.048 | 0 | 0 | 0.048 | 0 |  | --> | E21 ex DALTON | Dalton [T421,T422] | DALTON |  | 53.7424 | -9.0905
MV/LV Substation MC***262Y |  | 10 kV | _ | LV | 400 kVA :Building Structure | 0.4 | --> | 0.4 | 0 | 0 | Constrained, otherwise capacity available =365 kVA | --> | 0.38 | 0 | 0 | 0.385 | 0 |  | --> | E12 ex DALTON | Dalton [T421,T422] | DALTON |  | 53.7256 | -8.9899
MV/LV Substation AL***277Y |  | 10 kV | _ | LV | 200 kVA :Pole Substation | 0.2 | --> | 0.2 | 0 | 0 | Constrained, otherwise capacity available =150 kVA | --> | 0.19 | 0 | 0 | 0.197 | 0 |  | --> | E12 ex DALTON | Dalton [T421,T422] | DALTON |  | 53.723 | -8.9948
MV/LV Substation CL***286Y |  | 20 kV | _ | LV | 50 kVA :Pole Substation | 0.05 | --> | 0.05 | 0 | 0 | Constrained, otherwise capacity available =42 kVA | --> | 0.048 | 0 | 0 | 0.049 | 0 |  | --> | E21 ex DALTON | Dalton [T421,T422] | DALTON |  | 53.7655 | -9.0565
MV/LV Substation CL***287Y |  | 20 kV | _ | LV | 50 kVA :Pole Substation | 0.05 | --> | 0.05 | 0 | 0 | Constrained, otherwise capacity available =49 kVA | --> | 0.048 | 0 | 0.01 | 0.04 | 0 |  | --> | E14 ex DALTON | Dalton [T421,T422] | DALTON |  | 53.8111 | -8.9389
MV/LV Substation LI***289Y |  | 10 kV | _ | LV | 400 kVA :Kiosk Substation | 0.4 | --> | 0.4 | 0 | 0 | Constrained, otherwise capacity available =388 kVA | --> | 0.38 | 0 | 0.009 | 0.375 | 0 |  | --> | E12 ex DALTON | Dalton [T421,T422] | DALTON |  | 53.73 | -9.0121
MV/LV Substation AD***292 |  | 20 kV | _ | LV | 200 kVA :Pole Substation | 0.2 | --> | 0.2 | 0 | 0 | Constrained, otherwise capacity available =186 kVA | --> | 0.19 | 0 | 0 | 0.192 | 0 |  | --> | E18 ex DALTON | Dalton [T421,T422] | DALTON |  | 53.6302 | -8.8011
MV/LV Substation SO***293Y |  | 20 kV | _ | LV | 50 kVA :Pole Substation | 0.05 | --> | 0.05 | 0 | 0 | Constrained, otherwise capacity available =49 kVA | --> | 0.048 | 0 | 0 | 0.048 | 0 |  | --> | E21 ex DALTON | Dalton [T421,T422] | DALTON |  | 53.7383 | -9.0018
MV/LV Substation KP***299Y |  | 20 kV | _ | LV | 400 kVA :Building Structure | 0.4 | --> | 0.4 | 0 | 0 | Constrained, otherwise capacity available =391 kVA | --> | 0.38 | 0 | 0 | 0.381 | 0 |  | --> | E14 ex DALTON | Dalton [T421,T422] | DALTON |  | 53.7982 | -8.9152
MV/LV Substation C ***300Y |  | 20 kV | _ | LV | 100 kVA :Pole Substation | 0.1 | --> | 0.1 | 0 | 0 | Constrained, otherwise capacity available =80 kVA | --> | 0.095 | 0 | 0 | 0.098 | 0 |  | --> | E21 ex DALTON | Dalton [T421,T422] | DALTON |  | 53.7409 | -9.0068
MV/LV Substation CI***302Y |  | 10 kV | _ | LV | 200 kVA :Kiosk Substation | 0.2 | --> | 0.2 | 0 | 0 | Constrained, otherwise capacity available =188 kVA | --> | 0.19 | 0 | 0 | 0.192 | 0 |  | --> | E13 ex DALTON | Dalton [T421,T422] | DALTON |  | 53.7173 | -9.0019
MV/LV Substation KN***306 |  | 20 kV | _ | LV | 200 kVA :Pole Substation | 0.2 | --> | 0.2 | 0 | 0 | Constrained, otherwise capacity available =148 kVA | --> | 0.19 | 0 | 0.005 | 0.193 | 0 |  | --> | E14 ex DALTON | Dalton [T421,T422] | DALTON |  | 53.7955 | -8.9199
MV/LV Substation IN***307 |  | 20 kV | _ | LV | 630 kVA :Building Structure | 0.63 | --> | 0.63 | 0 | 0 | Constrained, otherwise capacity available =582 kVA | --> | 0.598 | 0 | 0 | 0.5 | 0 |  | --> | E21 ex DALTON | Dalton [T421,T422] | DALTON |  | 53.7398 | -9.0061
MV/LV Substation SI***307Y |  | 10 kV | _ | LV | 630 kVA :Kiosk Substation | 0.63 | --> | 0.63 | 0 | 0 | Constrained, otherwise capacity available =492 kVA | --> | 0.598 | 0 | 0 | 0.5 | 0 |  | --> | E13 ex DALTON | Dalton [T421,T422] | DALTON |  | 53.7251 | -8.9964
MV/LV Substation DR***325Y |  | 20 kV | _ | LV | 100 kVA :Pole Substation | 0.1 | --> | 0.1 | 0 | 0 | Constrained, otherwise capacity available =93 kVA | --> | 0.095 | 0 | 0 | 0.096 | 0 |  | --> | E14 ex DALTON | Dalton [T421,T422] | DALTON |  | 53.7387 | -8.9723
MV/LV Substation NE***326Y |  | 20 kV | _ | LV | 100 kVA :Pole Substation | 0.1 | --> | 0.1 | 0 | 0 | Constrained, otherwise capacity available =88 kVA | --> | 0.095 | 0 | 0.005 | 0.093 | 0 |  | --> | E18 ex DALTON | Dalton [T421,T422] | DALTON |  | 53.667 | -8.9647
MV/LV Substation BA***327 |  | 20 kV | _ | LV | 50 kVA :Pole Substation | 0.05 | --> | 0.05 | 0 | 0 | Constrained, otherwise capacity available =46 kVA | --> | 0.048 | 0 | 0 | 0.048 | 0 |  | --> | E18 ex DALTON | Dalton [T421,T422] | DALTON |  | 53.6656 | -8.9486
MV/LV Substation KN***328 |  | 20 kV | _ | LV | 50 kVA :Pole Substation | 0.05 | --> | 0.05 | 0 | 0 | Constrained, otherwise capacity available =10 kVA | --> | 0.048 | 0 | 0.014 | 0.042 | 0 |  | --> | E14 ex DALTON | Dalton [T421,T422] | DALTON |  | 53.7849 | -8.9149
MV/LV Substation BA***329 |  | 20 kV | _ | LV | 100 kVA :Pole Substation | 0.1 | --> | 0.1 | 0 | 0 | Constrained, otherwise capacity available =62 kVA | --> | 0.095 | 0 | 0.006 | 0.096 | 0 |  | --> | E18 ex DALTON | Dalton [T421,T422] | DALTON |  | 53.6679 | -8.9606
MV/LV Substation CA***339Y |  | 20 kV | _ | LV | 50 kVA :Pole Substation | 0.05 | --> | 0.05 | 0 | 0 | Constrained, otherwise capacity available =32 kVA | --> | 0.048 | 0 | 0 | 0.05 | 0 |  | --> | E18 ex DALTON | Dalton [T421,T422] | DALTON |  | 53.6871 | -8.9798
MV/LV Substation ST***349 |  | 20 kV | _ | LV | 50 kVA :Pole Substation | 0.05 | --> | 0.05 | 0 | 0 | Constrained, otherwise capacity available =36 kVA | --> | 0.048 | 0 | 0.006 | 0.045 | 0 |  | --> | E14 ex DALTON | Dalton [T421,T422] | DALTON |  | 53.733 | -8.9868
MV/LV Substation IR***349Y |  | 20 kV | _ | LV | 50 kVA :Pole Substation | 0.05 | --> | 0.05 | 0 | 0 | Constrained, otherwise capacity available =35 kVA | --> | 0.048 | 0 | 0.005 | 0.046 | 0 |  | --> | E18 ex DALTON | Dalton [T421,T422] | DALTON |  | 53.6647 | -8.8929
MV/LV Substation DR***350 |  | 20 kV | _ | LV | 100 kVA :Pole Substation | 0.1 | --> | 0.1 | 0 | 0 | Constrained, otherwise capacity available =100 kVA | --> | 0.095 | 0 | 0 | 0.095 | 0 |  | --> | E17 ex DALTON | Dalton [T421,T422] | DALTON |  | 53.7249 | -8.9631
MV/LV Substation LU***351 |  | 20 kV | _ | LV | 50 kVA :Pole Substation | 0.05 | --> | 0.05 | 0 | 0 | Constrained, otherwise capacity available =34 kVA | --> | 0.048 | 0 | 0 | 0.05 | 0 |  | --> | E21 ex DALTON | Dalton [T421,T422] | DALTON |  | 53.7413 | -9.015
MV/LV Substation EG***351Y |  | 20 kV | _ | LV | 50 kVA :Pole Substation | 0.05 | --> | 0.05 | 0 | 0 | Constrained, otherwise capacity available =43 kVA | --> | 0.048 | 0 | 0.03 | 0.026 | 0 |  | --> | E19 ex DALTON | Dalton [T421,T422] | DALTON |  | 53.6729 | -9.0027
MV/LV Substation SW***352Y |  | 10 kV | _ | LV | 400 kVA :Building Structure | 0.4 | --> | 0.4 | 0 | 0 | Constrained, otherwise capacity available =254 kVA | --> | 0.38 | 0 | 0 | 0.4 | 0 |  | --> | E13 ex DALTON | Dalton [T421,T422] | DALTON |  | 53.7219 | -8.9966
MV/LV Substation CA***356Y |  | 20 kV | _ | LV | 50 kVA :Pole Substation | 0.05 | --> | 0.05 | 0 | 0 | Constrained, otherwise capacity available =46 kVA | --> | 0.048 | 0 | 0 | 0.048 | 0 |  | --> | E14 ex DALTON | Dalton [T421,T422] | DALTON |  | 53.8016 | -8.932
MV/LV Substation BA***359 |  | 20 kV | _ | LV | 50 kVA :Pole Substation | 0.05 | --> | 0.05 | 0 | 0 | Constrained, otherwise capacity available =24 kVA | --> | 0.048 | 0 | 0.005 | 0.047 | 0 |  | --> | E14 ex DALTON | Dalton [T421,T422] | DALTON |  | 53.793 | -8.9114
MV/LV Substation BA***359Y |  | 20 kV | _ | LV | 200 kVA :Pole Substation | 0.2 | --> | 0.2 | 0 | 0 | Constrained, otherwise capacity available =145 kVA | --> | 0.19 | 0 | 0 | 0.197 | 0 |  | --> | E18 ex DALTON | Dalton [T421,T422] | DALTON |  | 53.6717 | -8.9615
MV/LV Substation CO***4002 |  | 10 kV | _ | LV | 400 kVA :Kiosk Substation | 0.4 | --> | 0.4 | 0 | 0 | Constrained, otherwise capacity available =330 kVA | --> | 0.38 | 0 | 0.013 | 0.38 | 0 |  | --> | E13 ex DALTON | Dalton [T421,T422] | DALTON |  | 53.725 | -9.0015
MV/LV Substation CU***4004 |  | 20 kV | _ | LV | 200 kVA :Kiosk Substation | 0.2 | --> | 0.2 | 0 | 0 | Constrained, otherwise capacity available =180 kVA | --> | 0.19 | 0 | 0 | 0.193 | 0 |  | --> | E14 ex DALTON | Dalton [T421,T422] | DALTON |  | 53.7975 | -8.9201
MV/LV Substation GA***4005 |  | 20 kV | _ | LV | 50 kVA :Pole Substation | 0.05 | --> | 0.05 | 0 | 0 | Constrained, otherwise capacity available =43 kVA | --> | 0.048 | 0 | 0.005 | 0.045 | 0 |  | --> | E19 ex DALTON | Dalton [T421,T422] | DALTON |  | 53.6476 | -9.0206
MV/LV Substation CU***4014 |  | 20 kV | _ | LV | 50 kVA :Pole Substation | 0.05 | --> | 0.05 | 0 | 0 | Constrained, otherwise capacity available =47 kVA | --> | 0.048 | 0 | 0 | 0.048 | 0 |  | --> | E17 ex DALTON | Dalton [T421,T422] | DALTON |  | 53.7167 | -8.9227
MV/LV Substation DR***4034 |  | 20 kV | _ | LV | 50 kVA :Pole Substation | 0.05 | --> | 0.05 | 0 | 0 | Constrained, otherwise capacity available =47 kVA | --> | 0.048 | 0 | 0 | 0.048 | 0 |  | --> | E17 ex DALTON | Dalton [T421,T422] | DALTON |  | 53.7283 | -8.962
MV/LV Substation SE***404 |  | 10 kV | _ | LV | 200 kVA :Pole Substation | 0.2 | --> | 0.2 | 0 | 0 | Constrained, otherwise capacity available =142 kVA | --> | 0.19 | 0 | 0.014 | 0.187 | 0 |  | --> | E13 ex DALTON | Dalton [T421,T422] | DALTON |  | 53.7149 | -9.0044
MV/LV Substation CA***4065 |  | 20 kV | _ | LV | 50 kVA :Pole Substation | 0.05 | --> | 0.05 | 0 | 0 | Constrained, otherwise capacity available =42 kVA | --> | 0.048 | 0 | 0 | 0.049 | 0 |  | --> | E17 ex DALTON | Dalton [T421,T422] | DALTON |  | 53.7355 | -8.9688
MV/LV Substation KN***4079 |  | 20 kV | _ | LV | 50 kVA :Pole Substation | 0.05 | --> | 0.05 | 0 | 0 | Constrained, otherwise capacity available =50 kVA | --> | 0.048 | 0 | 0 | 0.048 | 0 |  | --> | E14 ex DALTON | Dalton [T421,T422] | DALTON |  | 53.7892 | -8.9265
MV/LV Substation IR***4080 |  | 10 kV | _ | LV | 50 kVA :Pole Substation | 0.05 | --> | 0.05 | 0 | 0 | Constrained, otherwise capacity available =50 kVA | --> | 0.048 | 0 | 0 | 0.048 | 0 |  | --> | E13 ex DALTON | Dalton [T421,T422] | DALTON |  | 53.7173 | -9.0043
MV/LV Substation LO***410X |  | 20 kV | _ | LV | 50 kVA :Pole Substation | 0.05 | --> | 0.05 | 0 | 0 | Constrained, otherwise capacity available =30 kVA | --> | 0.048 | 0 | 0 | 0.05 | 0 |  | --> | E14 ex DALTON | Dalton [T421,T422] | DALTON |  | 53.7517 | -8.9715
MV/LV Substation RU***4118 |  | 20 kV | _ | LV | 50 kVA :Pole Substation | 0.05 | --> | 0.05 | 0 | 0 | Constrained, otherwise capacity available =49 kVA | --> | 0.048 | 0 | 0 | 0.048 | 0 |  | --> | E21 ex DALTON | Dalton [T421,T422] | DALTON |  | 53.7402 | -9.0052
MV/LV Substation BO***4126 |  | 20 kV | _ | LV | 50 kVA :Pole Substation | 0.05 | --> | 0.05 | 0 | 0 | Constrained, otherwise capacity available =47 kVA | --> | 0.048 | 0 | 0 | 0.048 | 0 |  | --> | E14 ex DALTON | Dalton [T421,T422] | DALTON |  | 53.7299 | -8.9827
MV/LV Substation LU***4133 |  | 20 kV | _ | LV | 50 kVA :Pole Substation | 0.05 | --> | 0.05 | 0 | 0 | Constrained, otherwise capacity available =43 kVA | --> | 0.048 | 0 | 0 | 0.048 | 0 |  | --> | E21 ex DALTON | Dalton [T421,T422] | DALTON |  | 53.7389 | -9.0139
MV/LV Substation CA***4147 |  | 20 kV | _ | LV | 50 kVA :Pole Substation | 0.05 | --> | 0.05 | 0 | 0 | Constrained, otherwise capacity available =40 kVA | --> | 0.048 | 0 | 0.015 | 0.038 | 0 |  | --> | E14 ex DALTON | Dalton [T421,T422] | DALTON |  | 53.7478 | -8.931
MV/LV Substation LI***4149 |  | 20 kV | _ | LV | 50 kVA :Pole Substation | 0.05 | --> | 0.05 | 0 | 0 | Constrained, otherwise capacity available =40 kVA | --> | 0.048 | 0 | 0 | 0.049 | 0 |  | --> | E18 ex DALTON | Dalton [T421,T422] | DALTON |  | 53.7022 | -8.9814
MV/LV Substation CO***4150 |  | 20 kV | _ | LV | 50 kVA :Pole Substation | 0.05 | --> | 0.05 | 0 | 0 | Constrained, otherwise capacity available =44 kVA | --> | 0.048 | 0 | 0.027 | 0.028 | 0 |  | --> | E18 ex DALTON | Dalton [T421,T422] | DALTON |  | 53.6409 | -8.8832
MV/LV Substation GA***4164 |  | 20 kV | _ | LV | 50 kVA :Pole Substation | 0.05 | --> | 0.05 | 0 | 0 | Constrained, otherwise capacity available =50 kVA | --> | 0.048 | 0 | 0 | 0.048 | 0 |  | --> | E18 ex DALTON | Dalton [T421,T422] | DALTON |  | 53.6947 | -8.9575
MV/LV Substation HI***4166 |  | 10 kV | _ | LV | 100 kVA :Pole Substation | 0.1 | --> | 0.1 | 0 | 0 |  | --> | 0.095 | 0 | 0 | 0.11 | 0 |  | --> | E12 ex DALTON | Dalton [T421,T422] | DALTON |  | 53.7225 | -8.9928
MV/LV Substation LI***4184 |  | 10 kV | _ | LV | 400 kVA :Building Structure | 0.4 | --> | 0.4 | 0 | 0 | Constrained, otherwise capacity available =400 kVA | --> | 0.38 | 0 | 0 | 0.38 | 0 |  | --> | E12 ex DALTON | Dalton [T421,T422] | DALTON |  | 53.7236 | -8.9924
MV/LV Substation NE***4190 |  | 20 kV | _ | LV | 400 kVA :Kiosk Substation | 0.4 | --> | 0.4 | 0 | 0 | Constrained, otherwise capacity available =387 kVA | --> | 0.38 | 0 | 0 | 0.382 | 0 |  | --> | E18 ex DALTON | Dalton [T421,T422] | DALTON |  | 53.6677 | -8.966
MV/LV Substation CL***425X |  | 20 kV | _ | LV | 50 kVA :Pole Substation | 0.05 | --> | 0.05 | 0 | 0 | Constrained, otherwise capacity available =46 kVA | --> | 0.048 | 0 | 0 | 0.048 | 0 |  | --> | E18 ex DALTON | Dalton [T421,T422] | DALTON |  | 53.6999 | -8.9912
MV/LV Substation TE***459X |  | 20 kV | _ | LV | 50 kVA :Pole Substation | 0.05 | --> | 0.05 | 0 | 0 | Constrained, otherwise capacity available =42 kVA | --> | 0.048 | 0 | 0.005 | 0.045 | 0 |  | --> | E19 ex DALTON | Dalton [T421,T422] | DALTON |  | 53.7026 | -9.0786
MV/LV Substation LE***460 |  | 20 kV | _ | LV | 50 kVA :Pole Substation | 0.05 | --> | 0.05 | 0 | 0 | Constrained, otherwise capacity available =48 kVA | --> | 0.048 | 0 | 0 | 0.048 | 0 |  | --> | E19 ex DALTON | Dalton [T421,T422] | DALTON |  | 53.6107 | -9.0344
MV/LV Substation PO***467 |  | 20 kV | _ | LV | 50 kVA :Pole Substation | 0.05 | --> | 0.05 | 0 | 0 | Constrained, otherwise capacity available =41 kVA | --> | 0.048 | 0 | 0.003 | 0.046 | 0 |  | --> | E19 ex DALTON | Dalton [T421,T422] | DALTON |  | 53.6329 | -9.0457
MV/LV Substation MA***476X |  | 20 kV | _ | LV | 50 kVA :Pole Substation | 0.05 | --> | 0.05 | 0 | 0 | Constrained, otherwise capacity available =41 kVA | --> | 0.048 | 0 | 0.008 | 0.043 | 0 |  | --> | E21 ex DALTON | Dalton [T421,T422] | DALTON |  | 53.7609 | -9.1185
MV/LV Substation LU***477X |  | 20 kV | _ | LV | 100 kVA :Pole Substation | 0.1 | --> | 0.1 | 0 | 0 | Constrained, otherwise capacity available =84 kVA | --> | 0.095 | 0 | 0.005 | 0.093 | 0 |  | --> | E18 ex DALTON | Dalton [T421,T422] | DALTON |  | 53.674 | -8.9534
MV/LV Substation BA***478X |  | 20 kV | _ | LV | 50 kVA :Pole Substation | 0.05 | --> | 0.05 | 0 | 0 | Constrained, otherwise capacity available =43 kVA | --> | 0.048 | 0 | 0 | 0.048 | 0 |  | --> | E19 ex DALTON | Dalton [T421,T422] | DALTON |  | 53.6235 | -8.9841
MV/LV Substation CA***487X |  | 20 kV | _ | LV | 50 kVA :Pole Substation | 0.05 | --> | 0.05 | 0 | 0 | Constrained, otherwise capacity available =38 kVA | --> | 0.048 | 0 | 0 | 0.049 | 0 |  | --> | E14 ex DALTON | Dalton [T421,T422] | DALTON |  | 53.787 | -8.9177
MV/LV Substation KN***488X |  | 20 kV | _ | LV | 50 kVA :Pole Substation | 0.05 | --> | 0.05 | 0 | 0 | Constrained, otherwise capacity available =45 kVA | --> | 0.048 | 0 | 0 | 0.048 | 0 |  | --> | E14 ex DALTON | Dalton [T421,T422] | DALTON |  | 53.792 | -8.9223
MV/LV Substation CA***493X |  | 10 kV | _ | LV | 50 kVA :Pole Substation | 0.05 | --> | 0.05 | 0 | 0 | Constrained, otherwise capacity available =48 kVA | --> | 0.048 | 0 | 0 | 0.048 | 0 |  | --> | E13 ex DALTON | Dalton [T421,T422] | DALTON |  | 53.7126 | -8.9953
MV/LV Substation BA***496X |  | 20 kV | _ | LV | 50 kVA :Pole Substation | 0.05 | --> | 0.05 | 0 | 0 | Constrained, otherwise capacity available =46 kVA | --> | 0.048 | 0 | 0.004 | 0.045 | 0 |  | --> | E14 ex DALTON | Dalton [T421,T422] | DALTON |  | 53.7435 | -8.972
MV/LV Substation LE***498 |  | 20 kV | _ | LV | 50 kVA :Pole Substation | 0.05 | --> | 0.05 | 0 | 0 | Constrained, otherwise capacity available =32 kVA | --> | 0.048 | 0 | 0 | 0.05 | 0 |  | --> | E19 ex DALTON | Dalton [T421,T422] | DALTON |  | 53.6695 | -9.1037
MV/LV Substation BA***502X |  | 20 kV | _ | LV | 50 kVA :Pole Substation | 0.05 | --> | 0.05 | 0 | 0 | Constrained, otherwise capacity available =40 kVA | --> | 0.048 | 0 | 0 | 0.049 | 0 |  | --> | E14 ex DALTON | Dalton [T421,T422] | DALTON |  | 53.7663 | -8.9715
MV/LV Substation CA***503X |  | 20 kV | _ | LV | 50 kVA :Pole Substation | 0.05 | --> | 0.05 | 0 | 0 | Constrained, otherwise capacity available =44 kVA | --> | 0.048 | 0 | 0.01 | 0.041 | 0 |  | --> | E18 ex DALTON | Dalton [T421,T422] | DALTON |  | 53.7076 | -8.9768
MV/LV Substation PO***506 |  | 20 kV | _ | LV | 50 kVA :Pole Substation | 0.05 | --> | 0.05 | 0 | 0 | Constrained, otherwise capacity available =43 kVA | --> | 0.048 | 0 | 0 | 0.048 | 0 |  | --> | E19 ex DALTON | Dalton [T421,T422] | DALTON |  | 53.6866 | -9.0864
MV/LV Substation KN***528X |  | 20 kV | _ | LV | 200 kVA :Pole Substation | 0.2 | --> | 0.2 | 0 | 0 | Constrained, otherwise capacity available =171 kVA | --> | 0.19 | 0 | 0 | 0.194 | 0 |  | --> | E14 ex DALTON | Dalton [T421,T422] | DALTON |  | 53.7887 | -8.9228
MV/LV Substation CA***552X |  | 10 kV | _ | LV | 50 kVA :Pole Substation | 0.05 | --> | 0.05 | 0 | 0 | Constrained, otherwise capacity available =44 kVA | --> | 0.048 | 0 | 0 | 0.048 | 0 |  | --> | E13 ex DALTON | Dalton [T421,T422] | DALTON |  | 53.7117 | -8.9942
MV/LV Substation CA***573X |  | 20 kV | _ | LV | 50 kVA :Pole Substation | 0.05 | --> | 0.05 | 0 | 0 | Constrained, otherwise capacity available =48 kVA | --> | 0.048 | 0 | 0 | 0.048 | 0 |  | --> | E21 ex DALTON | Dalton [T421,T422] | DALTON |  | 53.8087 | -9.0979
MV/LV Substation BE***585X |  | 20 kV | _ | LV | 200 kVA :Pole Substation | 0.2 | --> | 0.2 | 0 | 0 | Constrained, otherwise capacity available =200 kVA | --> | 0.19 | 0 | 0 | 0.19 | 0 |  | --> | E14 ex DALTON | Dalton [T421,T422] | DALTON |  | 53.7848 | -8.9195
MV/LV Substation DA***610X |  | 20 kV | _ | LV | 50 kVA :Pole Substation | 0.05 | --> | 0.05 | 0 | 0 | Constrained, otherwise capacity available =22 kVA | --> | 0.048 | 0 | 0 | 0.051 | 0 |  | --> | E18 ex DALTON | Dalton [T421,T422] | DALTON |  | 53.6254 | -8.8591
MV/LV Substation CL***612 |  | 20 kV | _ | LV | 100 kVA :Pole Substation | 0.1 | --> | 0.1 | 0 | 0 | Constrained, otherwise capacity available =62 kVA | --> | 0.095 | 0 | 0.015 | 0.089 | 0 |  | --> | E17 ex DALTON | Dalton [T421,T422] | DALTON |  | 53.7243 | -8.9789
MV/LV Substation CL***613 |  | 20 kV | _ | LV | 100 kVA :Pole Substation | 0.1 | --> | 0.1 | 0 | 0 | Constrained, otherwise capacity available =94 kVA | --> | 0.095 | 0 | 0 | 0.096 | 0 |  | --> | E17 ex DALTON | Dalton [T421,T422] | DALTON |  | 53.7225 | -8.9761
MV/LV Substation LO***638 |  | 20 kV | _ | LV | 50 kVA :Pole Substation | 0.05 | --> | 0.05 | 0 | 0 | Constrained, otherwise capacity available =45 kVA | --> | 0.048 | 0 | 0.015 | 0.037 | 0 |  | --> | E14 ex DALTON | Dalton [T421,T422] | DALTON |  | 53.7483 | -8.9385
MV/LV Substation TU***642X |  | 20 kV | _ | LV | 50 kVA :Pole Substation | 0.05 | --> | 0.05 | 0 | 0 | Constrained, otherwise capacity available =48 kVA | --> | 0.048 | 0 | 0 | 0.048 | 0 |  | --> | E21 ex DALTON | Dalton [T421,T422] | DALTON |  | 53.7938 | -9.1445
MV/LV Substation EJ***673 |  | 20 kV | _ | LV | 50 kVA :Pole Substation | 0.05 | --> | 0.05 | 0 | 0 | Constrained, otherwise capacity available =36 kVA | --> | 0.048 | 0 | 0 | 0.049 | 0 |  | --> | E14 ex DALTON | Dalton [T421,T422] | DALTON |  | 53.7839 | -8.9271
MV/LV Substation KN***680 |  | 20 kV | _ | LV | 100 kVA :Pole Substation | 0.1 | --> | 0.1 | 0 | 0 | Constrained, otherwise capacity available =75 kVA | --> | 0.095 | 0 | 0.014 | 0.088 | 0 |  | --> | E14 ex DALTON | Dalton [T421,T422] | DALTON |  | 53.7869 | -8.9235
MV/LV Substation KN***681 |  | 20 kV | _ | LV | 400 kVA :Kiosk Substation | 0.4 | --> | 0.4 | 0 | 0 | Constrained, otherwise capacity available =223 kVA | --> | 0.38 | 0 | 0 | 0.404 | 0 |  | --> | E14 ex DALTON | Dalton [T421,T422] | DALTON |  | 53.7925 | -8.9205
MV/LV Substation KN***688 |  | 20 kV | _ | LV | 100 kVA :Pole Substation | 0.1 | --> | 0.1 | 0 | 0 | Constrained, otherwise capacity available =94 kVA | --> | 0.095 | 0 | 0 | 0.096 | 0 |  | --> | E14 ex DALTON | Dalton [T421,T422] | DALTON |  | 53.7991 | -8.918
MV/LV Substation BA***690X |  | 20 kV | _ | LV | 50 kVA :Pole Substation | 0.05 | --> | 0.05 | 0 | 0 | Constrained, otherwise capacity available =43 kVA | --> | 0.048 | 0 | 0 | 0.048 | 0 |  | --> | E14 ex DALTON | Dalton [T421,T422] | DALTON |  | 53.7466 | -8.9703
MV/LV Substation BR***692X |  | 20 kV | _ | LV | 50 kVA :Pole Substation | 0.05 | --> | 0.05 | 0 | 0 | Constrained, otherwise capacity available =49 kVA | --> | 0.048 | 0 | 0 | 0.048 | 0 |  | --> | E19 ex DALTON | Dalton [T421,T422] | DALTON |  | 53.701 | -9.009
MV/LV Substation RU***720X |  | 20 kV | _ | LV | 200 kVA :Kiosk Substation | 0.2 | --> | 0.2 | 0 | 0 | Constrained, otherwise capacity available =173 kVA | --> | 0.19 | 0 | 0.011 | 0.186 | 0 |  | --> | E19 ex DALTON | Dalton [T421,T422] | DALTON |  | 53.705 | -9
MV/LV Substation BA***726X |  | 20 kV | _ | LV | 50 kVA :Pole Substation | 0.05 | --> | 0.05 | 0 | 0 | Constrained, otherwise capacity available =43 kVA | --> | 0.048 | 0 | 0 | 0.048 | 0 |  | --> | E18 ex DALTON | Dalton [T421,T422] | DALTON |  | 53.668 | -8.952
MV/LV Substation BR***760 |  | 20 kV | _ | LV | 50 kVA :Pole Substation | 0.05 | --> | 0.05 | 0 | 0 | Constrained, otherwise capacity available =45 kVA | --> | 0.048 | 0 | 0 | 0.048 | 0 |  | --> | E17 ex DALTON | Dalton [T421,T422] | DALTON |  | 53.7199 | -8.8834
MV/LV Substation CU***770X |  | 20 kV | _ | LV | 50 kVA :Pole Substation | 0.05 | --> | 0.05 | 0 | 0 | Constrained, otherwise capacity available =43 kVA | --> | 0.048 | 0 | 0 | 0.048 | 0 |  | --> | E14 ex DALTON | Dalton [T421,T422] | DALTON |  | 53.7949 | -8.9225
MV/LV Substation CL***774X |  | 20 kV | _ | LV | 100 kVA :Pole Substation | 0.1 | --> | 0.1 | 0 | 0 | Constrained, otherwise capacity available =92 kVA | --> | 0.095 | 0 | 0 | 0.096 | 0 |  | --> | E14 ex DALTON | Dalton [T421,T422] | DALTON |  | 53.7982 | -8.9148
MV/LV Substation AT***785 |  | 20 kV | _ | LV | 50 kVA :Pole Substation | 0.05 | --> | 0.05 | 0 | 0 | Constrained, otherwise capacity available =47 kVA | --> | 0.048 | 0 | 0 | 0.048 | 0 |  | --> | E21 ex DALTON | Dalton [T421,T422] | DALTON |  | 53.7368 | -9.0053
MV/LV Substation BR***788 |  | 20 kV | _ | LV | 50 kVA :Pole Substation | 0.05 | --> | 0.05 | 0 | 0 | Constrained, otherwise capacity available =46 kVA | --> | 0.048 | 0 | 0 | 0.048 | 0 |  | --> | E21 ex DALTON | Dalton [T421,T422] | DALTON |  | 53.7849 | -9.1553
MV/LV Substation DR***799 |  | 20 kV | _ | LV | 200 kVA :Pole Substation | 0.2 | --> | 0.2 | 0 | 0 | Constrained, otherwise capacity available =176 kVA | --> | 0.19 | 0 | 0 | 0.193 | 0 |  | --> | E14 ex DALTON | Dalton [T421,T422] | DALTON |  | 53.7948 | -8.9132
MV/LV Substation AB***804X |  | 20 kV | _ | LV | 100 kVA :Pole Substation | 0.1 | --> | 0.1 | 0 | 0 | Constrained, otherwise capacity available =88 kVA | --> | 0.095 | 0 | 0.005 | 0.093 | 0 |  | --> | E18 ex DALTON | Dalton [T421,T422] | DALTON |  | 53.6719 | -8.9573
MV/LV Substation CL***805X |  | 20 kV | _ | LV | 200 kVA :Pole Substation | 0.2 | --> | 0.2 | 0 | 0 | Constrained, otherwise capacity available =180 kVA | --> | 0.19 | 0 | 0 | 0.193 | 0 |  | --> | E21 ex DALTON | Dalton [T421,T422] | DALTON |  | 53.7335 | -8.9948
MV/LV Substation AB***808 |  | 20 kV | _ | LV | 50 kVA :Pole Substation | 0.05 | --> | 0.05 | 0 | 0 | Constrained, otherwise capacity available =44 kVA | --> | 0.048 | 0 | 0 | 0.048 | 0 |  | --> | E21 ex DALTON | Dalton [T421,T422] | DALTON |  | 53.7542 | -9.0321
MV/LV Substation CH***811 |  | 20 kV | _ | LV | 200 kVA :Kiosk Substation | 0.2 | --> | 0.2 | 0 | 0 | Constrained, otherwise capacity available =195 kVA | --> | 0.19 | 0 | 0 | 0.191 | 0 |  | --> | E14 ex DALTON | Dalton [T421,T422] | DALTON |  | 53.7862 | -8.9138
MV/LV Substation MU***818 |  | 20 kV | _ | LV | 50 kVA :Pole Substation | 0.05 | --> | 0.05 | 0 | 0 | Constrained, otherwise capacity available =50 kVA | --> | 0.048 | 0 | 0 | 0.048 | 0 |  | --> | E19 ex DALTON | Dalton [T421,T422] | DALTON |  | 53.6712 | -9.1097
MV/LV Substation ST***818X |  | 20 kV | _ | LV | 50 kVA :Pole Substation | 0.05 | --> | 0.05 | 0 | 0 | Constrained, otherwise capacity available =10 kVA | --> | 0.048 | 0 | 0.01 | 0.045 | 0 |  | --> | E14 ex DALTON | Dalton [T421,T422] | DALTON |  | 53.7345 | -8.9797
MV/LV Substation K/***824 |  | 20 kV | _ | LV | 200 kVA :Pole Substation | 0.2 | --> | 0.2 | 0 | 0 | Constrained, otherwise capacity available =176 kVA | --> | 0.19 | 0 | 0 | 0.193 | 0 |  | --> | E14 ex DALTON | Dalton [T421,T422] | DALTON |  | 53.7985 | -8.9257
MV/LV Substation GA***825 |  | 20 kV | _ | LV | 100 kVA :Pole Substation | 0.1 | --> | 0.1 | 0 | 0 | Constrained, otherwise capacity available =92 kVA | --> | 0.095 | 0 | 0 | 0.096 | 0 |  | --> | E18 ex DALTON | Dalton [T421,T422] | DALTON |  | 53.634 | -8.8285
MV/LV Substation CA***827 |  | 20 kV | _ | LV | 50 kVA :Pole Substation | 0.05 | --> | 0.05 | 0 | 0 | Constrained, otherwise capacity available =20 kVA | --> | 0.048 | 0 | 0 | 0.051 | 0 |  | --> | E19 ex DALTON | Dalton [T421,T422] | DALTON |  | 53.7013 | -9.0207
MV/LV Substation CU***839X |  | 20 kV | _ | LV | 50 kVA :Pole Substation | 0.05 | --> | 0.05 | 0 | 0 | Constrained, otherwise capacity available =42 kVA | --> | 0.048 | 0 | 0 | 0.049 | 0 |  | --> | E14 ex DALTON | Dalton [T421,T422] | DALTON |  | 53.7979 | -8.9208
MV/LV Substation KN***842 |  | 20 kV | _ | LV | 50 kVA :Pole Substation | 0.05 | --> | 0.05 | 0 | 0 | Constrained, otherwise capacity available =40 kVA | --> | 0.048 | 0 | 0 | 0.049 | 0 |  | --> | E21 ex DALTON | Dalton [T421,T422] | DALTON |  | 53.7569 | -9.0751
MV/LV Substation DE***843X |  | 20 kV | _ | LV | 50 kVA :Pole Substation | 0.05 | --> | 0.05 | 0 | 0 | Constrained, otherwise capacity available =48 kVA | --> | 0.048 | 0 | 0 | 0.048 | 0 |  | --> | E19 ex DALTON | Dalton [T421,T422] | DALTON |  | 53.6939 | -9.0601
MV/LV Substation CL***845 |  | 10 kV | _ | LV | 50 kVA :Pole Substation | 0.05 | --> | 0.05 | 0 | 0 | Constrained, otherwise capacity available =42 kVA | --> | 0.048 | 0 | 0 | 0.048 | 0 |  | --> | E13 ex DALTON | Dalton [T421,T422] | DALTON |  | 53.7234 | -8.9815
MV/LV Substation FA***846X |  | 20 kV | _ | LV | 50 kVA :Pole Substation | 0.05 | --> | 0.05 | 0 | 0 | Constrained, otherwise capacity available =49 kVA | --> | 0.048 | 0 | 0 | 0.048 | 0 |  | --> | E19 ex DALTON | Dalton [T421,T422] | DALTON |  | 53.6914 | -9.026
MV/LV Substation BR***847X |  | 20 kV | _ | LV | 50 kVA :Pole Substation | 0.05 | --> | 0.05 | 0 | 0 | Constrained, otherwise capacity available =46 kVA | --> | 0.048 | 0 | 0 | 0.048 | 0 |  | --> | E19 ex DALTON | Dalton [T421,T422] | DALTON |  | 53.6977 | -9.0139
MV/LV Substation ME***848 |  | 10 kV | _ | LV | 630 kVA :Kiosk Substation | 0.63 | --> | 0.63 | 0 | 0 | Constrained, otherwise capacity available =549 kVA | --> | 0.598 | 0 | 0.018 | 0.5 | 0 |  | --> | E12 ex DALTON | Dalton [T421,T422] | DALTON |  | 53.731 | -9.0018
MV/LV Substation LI***848X |  | 10 kV | _ | LV | 50 kVA :Pole Substation | 0.05 | --> | 0.05 | 0 | 0 | Constrained, otherwise capacity available =47 kVA | --> | 0.048 | 0 | 0 | 0.048 | 0 |  | --> | E13 ex DALTON | Dalton [T421,T422] | DALTON |  | 53.7117 | -8.9924
MV/LV Substation CL***849X |  | 10 kV | _ | LV | 50 kVA :Pole Substation | 0.05 | --> | 0.05 | 0 | 0 | Constrained, otherwise capacity available =50 kVA | --> | 0.048 | 0 | 0 | 0.048 | 0 |  | --> | E13 ex DALTON | Dalton [T421,T422] | DALTON |  | 53.7181 | -8.9877
MV/LV Substation RO***857 |  | 10 kV | _ | LV | 200 kVA :Kiosk Substation | 0.2 | --> | 0.2 | 0 | 0 | Constrained, otherwise capacity available =161 kVA | --> | 0.19 | 0 | 0.01 | 0.188 | 0 |  | --> | E12 ex DALTON | Dalton [T421,T422] | DALTON |  | 53.7184 | -9.0196
MV/LV Substation IN***860 |  | 20 kV | _ | LV | 200 kVA :Pole Substation | 0.2 | --> | 0.2 | 0 | 0 | Constrained, otherwise capacity available =155 kVA | --> | 0.19 | 0 | 0.05 | 0.159 | 0 |  | --> | E21 ex DALTON | Dalton [T421,T422] | DALTON |  | 53.7396 | -9.0075
MV/LV Substation BA***875 |  | 20 kV | _ | LV | 50 kVA :Pole Substation | 0.05 | --> | 0.05 | 0 | 0 | Constrained, otherwise capacity available =50 kVA | --> | 0.048 | 0 | 0 | 0.048 | 0 |  | --> | E21 ex DALTON | Dalton [T421,T422] | DALTON |  | 53.7624 | -9.0455
MV/LV Substation BE***906 |  | 20 kV | _ | LV | 100 kVA :Pole Substation | 0.1 | --> | 0.1 | 0 | 0 | Constrained, otherwise capacity available =91 kVA | --> | 0.095 | 0 | 0 | 0.096 | 0 |  | --> | E21 ex DALTON | Dalton [T421,T422] | DALTON |  | 53.7793 | -9.0754
MV/LV Substation MA***906X |  | 10 kV | _ | LV | 50 kVA :Pole Substation | 0.05 | --> | 0.05 | 0 | 0 | Constrained, otherwise capacity available =42 kVA | --> | 0.048 | 0 | 0.01 | 0.041 | 0 |  | --> | E13 ex DALTON | Dalton [T421,T422] | DALTON |  | 53.7151 | -9.0066
MV/LV Substation MA***907X |  | 10 kV | _ | LV | 400 kVA :Kiosk Substation | 0.4 | --> | 0.4 | 0 | 0 | Constrained, otherwise capacity available =323 kVA | --> | 0.38 | 0 | 0.023 | 0.373 | 0 |  | --> | E13 ex DALTON | Dalton [T421,T422] | DALTON |  | 53.7162 | -9.0071
MV/LV Substation AL***909X |  | 20 kV | _ | LV | 50 kVA :Pole Substation | 0.05 | --> | 0.05 | 0 | 0 | Constrained, otherwise capacity available =21 kVA | --> | 0.048 | 0 | 0 | 0.051 | 0 |  | --> | E18 ex DALTON | Dalton [T421,T422] | DALTON |  | 53.6687 | -8.9528
MV/LV Substation CO***911X |  | 20 kV | _ | LV | 200 kVA :Pole Substation | 0.2 | --> | 0.2 | 0 | 0 | Constrained, otherwise capacity available =129 kVA | --> | 0.19 | 0 | 0 | 0.2 | 0 |  | --> | E19 ex DALTON | Dalton [T421,T422] | DALTON |  | 53.687 | -9.0121
MV/LV Substation KN***924X |  | 20 kV | _ | LV | 200 kVA :Pole Substation | 0.2 | --> | 0.2 | 0 | 0 | Constrained, otherwise capacity available =170 kVA | --> | 0.19 | 0 | 0 | 0.194 | 0 |  | --> | E14 ex DALTON | Dalton [T421,T422] | DALTON |  | 53.7917 | -8.9136
MV/LV Substation CL***931X |  | 10 kV | _ | LV | 200 kVA :Kiosk Substation | 0.2 | --> | 0.2 | 0 | 0 | Constrained, otherwise capacity available =158 kVA | --> | 0.19 | 0 | 0.008 | 0.19 | 0 |  | --> | E13 ex DALTON | Dalton [T421,T422] | DALTON |  | 53.7155 | -8.9938
MV/LV Substation DE***946X |  | 20 kV | _ | LV | 200 kVA :Pole Substation | 0.2 | --> | 0.2 | 0 | 0 | Constrained, otherwise capacity available =176 kVA | --> | 0.19 | 0 | 0 | 0.193 | 0 |  | --> | E21 ex DALTON | Dalton [T421,T422] | DALTON |  | 53.7409 | -9.0056
MV/LV Substation CR***954X |  | 20 kV | _ | LV | 200 kVA :Kiosk Substation | 0.2 | --> | 0.2 | 0 | 0 | Constrained, otherwise capacity available =182 kVA | --> | 0.19 | 0 | 0.004 | 0.189 | 0 |  | --> | E14 ex DALTON | Dalton [T421,T422] | DALTON |  | 53.7841 | -8.9181
MV/LV Substation SE***957X |  | 20 kV | _ | LV | 50 kVA :Pole Substation | 0.05 | --> | 0.05 | 0 | 0 | Constrained, otherwise capacity available =43 kVA | --> | 0.048 | 0 | 0.01 | 0.041 | 0 |  | --> | E17 ex DALTON | Dalton [T421,T422] | DALTON |  | 53.7234 | -8.9722
MV/LV Substation BR***962X |  | 20 kV | _ | LV | 50 kVA :Pole Substation | 0.05 | --> | 0.05 | 0 | 0 | Constrained, otherwise capacity available =25 kVA | --> | 0.048 | 0 | 0 | 0.051 | 0 |  | --> | E17 ex DALTON | Dalton [T421,T422] | DALTON |  | 53.7206 | -8.8729
MV/LV Substation EL***967X |  | 10 kV | _ | LV | 200 kVA :Kiosk Substation | 0.2 | --> | 0.2 | 0 | 0 | Constrained, otherwise capacity available =165 kVA | --> | 0.19 | 0 | 0 | 0.195 | 0 |  | --> | E12 ex DALTON | Dalton [T421,T422] | DALTON |  | 53.7281 | -8.9948
MV/LV Substation MA***969 |  | 20 kV | _ | LV | 200 kVA :Kiosk Substation | 0.2 | --> | 0.2 | 0 | 0 | Constrained, otherwise capacity available =167 kVA | --> | 0.19 | 0 | 0.005 | 0.191 | 0 |  | --> | E21 ex DALTON | Dalton [T421,T422] | DALTON |  | 53.7644 | -9.1201
MV/LV Substation MA***972 |  | 20 kV | _ | LV | 50 kVA :Pole Substation | 0.05 | --> | 0.05 | 0 | 0 | Constrained, otherwise capacity available =46 kVA | --> | 0.048 | 0 | 0 | 0.048 | 0 |  | --> | E21 ex DALTON | Dalton [T421,T422] | DALTON |  | 53.76 | -9.1144
MV/LV Substation AR***981 |  | 20 kV | _ | LV | 50 kVA :Pole Substation | 0.05 | --> | 0.05 | 0 | 0 | Constrained, otherwise capacity available =39 kVA | --> | 0.048 | 0 | 0 | 0.049 | 0 |  | --> | E21 ex DALTON | Dalton [T421,T422] | DALTON |  | 53.7996 | -9.1226
MV/LV Substation MA***982X |  | 10 kV | _ | LV | 50 kVA :Pole Substation | 0.05 | --> | 0.05 | 0 | 0 | Constrained, otherwise capacity available =45 kVA | --> | 0.048 | 0 | 0 | 0.048 | 0 |  | --> | E12 ex DALTON | Dalton [T421,T422] | DALTON |  | 53.7193 | -9.0183
MV/LV Substation AR***983X |  | 10 kV | _ | LV | 200 kVA :Kiosk Substation | 0.2 | --> | 0.2 | 0 | 0 | Constrained, otherwise capacity available =183 kVA | --> | 0.19 | 0 | 0 | 0.192 | 0 |  | --> | E13 ex DALTON | Dalton [T421,T422] | DALTON |  | 53.7167 | -8.9984
MV/LV Substation CA***988 |  | 20 kV | _ | LV | 200 kVA :Pole Substation | 0.2 | --> | 0.2 | 0 | 0 | Constrained, otherwise capacity available =200 kVA | --> | 0.19 | 0 | 0 | 0.19 | 0 |  | --> | E18 ex DALTON | Dalton [T421,T422] | DALTON |  | 53.6928 | -8.9799
MV/LV Substation DE***991X |  | 20 kV | _ | LV | 50 kVA :Pole Substation | 0.05 | --> | 0.05 | 0 | 0 | Constrained, otherwise capacity available =47 kVA | --> | 0.048 | 0 | 0 | 0.048 | 0 |  | --> | E14 ex DALTON | Dalton [T421,T422] | DALTON |  | 53.7736 | -8.9678
MV/LV Substation BA***993 |  | 20 kV | _ | LV | 100 kVA :Pole Substation | 0.1 | --> | 0.1 | 0 | 0 | Constrained, otherwise capacity available =95 kVA | --> | 0.095 | 0 | 0 | 0.096 | 0 |  | --> | E18 ex DALTON | Dalton [T421,T422] | DALTON |  | 53.6753 | -8.9656
MV/LV Substation WE***994X |  | 20 kV | _ | LV | 50 kVA :Pole Substation | 0.05 | --> | 0.05 | 0 | 0 | Constrained, otherwise capacity available =42 kVA | --> | 0.048 | 0 | 0.01 | 0.041 | 0 |  | --> | E14 ex DALTON | Dalton [T421,T422] | DALTON |  | 53.8373 | -8.9568
MV/LV Substation RO***996X |  | 20 kV | _ | LV | 100 kVA :Pole Substation | 0.1 | --> | 0.1 | 0 | 0 | Constrained, otherwise capacity available =100 kVA | --> | 0.095 | 0 | 0 | 0.095 | 0 |  | --> | E19 ex DALTON | Dalton [T421,T422] | DALTON |  | 53.6188 | -9.041
MV/LV Substation PA***998X |  | 20 kV | _ | LV | 50 kVA :Pole Substation | 0.05 | --> | 0.05 | 0 | 0 | Constrained, otherwise capacity available =50 kVA | --> | 0.048 | 0 | 0 | 0.048 | 0 |  | --> | E21 ex DALTON | Dalton [T421,T422] | DALTON |  | 53.7468 | -9.0243
MV/LV Substation RO***001 |  | 10 kV | _ | LV | 400 kVA :Kiosk Substation | 0.4 | --> | 0.4 | 0.16 | 1.93 |  | --> | 0.38 | 0 | 0.015 | 0 | 0 | Constrained, otherwise capacity available =400 kW | --> | C13 ex TURLOUGH ROAD | Turlough Road [T41,T42] | CASTLEBAR |  | 53.855 | -9.2981
MV/LV Substation LU***003 |  | 10 kV | _ | LV | 630 kVA :Kiosk Substation | 0.63 | --> | 0.63 | 0.378 | 1.93 |  | --> | 0.598 | 0 | 0 | 0 | 0 | Constrained, otherwise capacity available =632 kW | --> | C13 ex TURLOUGH ROAD | Turlough Road [T41,T42] | CASTLEBAR |  | 53.8576 | -9.2965
MV/LV Substation BA***004 |  | 10 kV | _ | LV | 630 kVA :Building Structure | 0.63 | --> | 0.63 | 0 | 0 | Constrained, otherwise capacity available =311 kVA | --> | 0.598 | 0 | 0.055 | 0 | 0 | Constrained, otherwise capacity available =600 kW | --> | C13 ex KNOCKAPHUNTA | Knockaphunta [T41,T42] | CASTLEBAR |  | 53.8563 | -9.2876
MV/LV Substation WA***005 |  | 10 kV | _ | LV | 200 kVA :Pole Substation | 0.2 | --> | 0.2 | 0.152 | 1.93 |  | --> | 0.19 | 0 | 0.02 | 0 | 0 | Constrained, otherwise capacity available =182 kW | --> | C16 ex TURLOUGH ROAD | Turlough Road [T41,T42] | CASTLEBAR |  | 53.8643 | -9.3003
MV/LV Substation MU***006 |  | 10 kV | _ | LV | 630 kVA :Building Structure | 0.63 | --> | 0.63 | 0.423 | 1.51 |  | --> | 0.598 | 0 | 0 | 0 | 0 | Constrained, otherwise capacity available =626 kW | --> | C19 ex TURLOUGH ROAD | Turlough Road [T43] | CASTLEBAR |  | 53.8595 | -9.2968
MV/LV Substation BE***008 |  | 10 kV | _ | LV | 400 kVA :Kiosk Substation | 0.4 | --> | 0.4 | 0.198 | 1.51 |  | --> | 0.38 | 0 | 0.015 | 0 | 0 | Constrained, otherwise capacity available =396 kW | --> | C19 ex TURLOUGH ROAD | Turlough Road [T43] | CASTLEBAR |  | 53.8577 | -9.3042
MV/LV Substation A.***013 |  | 10 kV | _ | LV | 400 kVA :Kiosk Substation | 0.4 | --> | 0.4 | 0.374 | 1.93 |  | --> | 0.38 | 0 | 0 | 0 | 0 | Constrained, otherwise capacity available =384 kW | --> | C13 ex TURLOUGH ROAD | Turlough Road [T41,T42] | CASTLEBAR |  | 53.8567 | -9.2994
MV/LV Substation CA***014 |  | 10 kV | _ | LV | 50 kVA :Pole Substation | 0.05 | --> | 0.05 | 0.047 | 1.93 |  | --> | 0.048 | 0 | 0 | 0 | 0 | Constrained, otherwise capacity available =48 kW | --> | C16 ex TURLOUGH ROAD | Turlough Road [T41,T42] | CASTLEBAR |  | 53.8658 | -9.3011
MV/LV Substation TH***015 |  | 10 kV | _ | LV | 200 kVA :Kiosk Substation | 0.2 | --> | 0.2 | 0.13 | 1.93 |  | --> | 0.19 | 0 | 0.033 | 0 | 0 | Constrained, otherwise capacity available =175 kW | --> | C13 ex TURLOUGH ROAD | Turlough Road [T41,T42] | CASTLEBAR |  | 53.8635 | -9.289
MV/LV Substation CU***016 |  | 10 kV | _ | LV | 400 kVA :Kiosk Substation | 0.4 | --> | 0.4 | 0 | 0 | Constrained, otherwise capacity available =339 kVA | --> | 0.38 | 0 | 0.011 | 0 | 0 | Constrained, otherwise capacity available =380 kW | --> | C13 ex KNOCKAPHUNTA | Knockaphunta [T41,T42] | CASTLEBAR |  | 53.8538 | -9.2908
MV/LV Substation CA***017 |  | 10 kV | _ | LV | 400 kVA :Kiosk Substation | 0.4 | --> | 0.4 | 0.265 | 1.51 |  | --> | 0.38 | 0 | 0 | 0 | 0 | Constrained, otherwise capacity available =398 kW | --> | C19 ex TURLOUGH ROAD | Turlough Road [T43] | CASTLEBAR |  | 53.8615 | -9.2964
MV/LV Substation HA***018 |  | 10 kV | _ | LV | 200 kVA :Kiosk Substation | 0.2 | --> | 0.2 | 0 | 0 | Constrained, otherwise capacity available =168 kVA | --> | 0.19 | 0 | 0 | 0 | 0 | Constrained, otherwise capacity available =194 kW | --> | C22 ex KNOCKAPHUNTA | Knockaphunta [T41,T42] | CASTLEBAR |  | 53.8477 | -9.3058
MV/LV Substation ST***021 |  | 10 kV | _ | LV | 200 kVA :Pole Substation | 0.2 | --> | 0.2 | 0 | 0 | Constrained, otherwise capacity available =151 kVA | --> | 0.19 | 0 | 0 | 0 | 0 | Constrained, otherwise capacity available =197 kW | --> | C13 ex KNOCKAPHUNTA | Knockaphunta [T41,T42] | CASTLEBAR |  | 53.851 | -9.2908
MV/LV Substation WE***022 |  | 10 kV | _ | LV | 100 kVA :Pole Substation | 0.1 | --> | 0.1 | 0 | 0 | Constrained, otherwise capacity available =66 kVA | --> | 0.095 | 0 | 0.022 | 0 | 0 | Constrained, otherwise capacity available =83 kW | --> | C19 ex KNOCKAPHUNTA | Knockaphunta [T41,T42] | CASTLEBAR |  | 53.848 | -9.3139
MV/LV Substation AG***024 |  | 10 kV | _ | LV | 630 kVA :Kiosk Substation | 0.63 | --> | 0.63 | 0 | 0 | Constrained, otherwise capacity available =501 kVA | --> | 0.598 | 0 | 0.017 | 0 | 0 | Constrained, otherwise capacity available =603 kW | --> | C13 ex KNOCKAPHUNTA | Knockaphunta [T41,T42] | CASTLEBAR |  | 53.8469 | -9.3013
MV/LV Substation NE***026 |  | 10 kV | _ | LV | 100 kVA :Pole Substation | 0.1 | --> | 0.1 | 0.1 | 1.93 |  | --> | 0.095 | 0 | 0 | 0 | 0 | Constrained, otherwise capacity available =95 kW | --> | C16 ex TURLOUGH ROAD | Turlough Road [T41,T42] | CASTLEBAR |  | 53.8565 | -9.3142
MV/LV Substation TH***027 |  | 10 kV | _ | LV | 200 kVA :Kiosk Substation | 0.2 | --> | 0.2 | 0.152 | 1.51 |  | --> | 0.19 | 0 | 0.053 | 0 | 0 | Constrained, otherwise capacity available =157 kW | --> | C19 ex TURLOUGH ROAD | Turlough Road [T43] | CASTLEBAR |  | 53.8677 | -9.2925
MV/LV Substation CH***028 |  | 10 kV | _ | LV | 630 kVA :Kiosk Substation | 0.63 | --> | 0.63 | 0.443 | 1.51 |  | --> | 0.598 | 0 | 0 | 0 | 0 | Constrained, otherwise capacity available =624 kW | --> | C19 ex TURLOUGH ROAD | Turlough Road [T43] | CASTLEBAR |  | 53.8543 | -9.3012
MV/LV Substation JA***029 |  | 20 kV | _ | LV | 400 kVA :Kiosk Substation | 0.4 | --> | 0.4 | 0 | 0 | Constrained, otherwise capacity available =372 kVA | --> | 0.38 | 0 | 0.011 | 0 | 0 | Constrained, otherwise capacity available =376 kW | --> | E16 ex WINDSOR | Windsor [T421,T422] | CASTLEBAR |  | 53.8531 | -9.2751
MV/LV Substation GO***030 |  | 10 kV | _ | LV | 50 kVA :Pole Substation | 0.05 | --> | 0.05 | 0 | 0 | Constrained, otherwise capacity available =50 kVA | --> | 0.048 | 0 | 0 | 0 | 0 | Constrained, otherwise capacity available =48 kW | --> | E18 ex WINDSOR | Windsor [T421,T422] | CASTLEBAR |  | 53.8491 | -9.2815
MV/LV Substation RA***033 |  | 10 kV | _ | LV | 630 kVA :Kiosk Substation | 0.63 | --> | 0.63 | 0.428 | 1.51 |  | --> | 0.598 | 0 | 0.02 | 0 | 0 | Constrained, otherwise capacity available =611 kW | --> | C19 ex TURLOUGH ROAD | Turlough Road [T43] | CASTLEBAR |  | 53.86 | -9.301
MV/LV Substation GA***036 |  | 10 kV | _ | LV | 630 kVA :Kiosk Substation | 0.63 | --> | 0.63 | 0.5 | 1.51 |  | --> | 0.598 | 0 | 0.016 | 0 | 0 | Constrained, otherwise capacity available =592 kW | --> | C19 ex TURLOUGH ROAD | Turlough Road [T43] | CASTLEBAR |  | 53.8617 | -9.3031
MV/LV Substation BA***037 |  | 10 kV | _ | LV | 100 kVA :Pole Substation | 0.1 | --> | 0.1 | 0 | 0 | Constrained, otherwise capacity available =66 kVA | --> | 0.095 | 0 | 0 | 0 | 0 | Constrained, otherwise capacity available =100 kW | --> | C13 ex KNOCKAPHUNTA | Knockaphunta [T41,T42] | CASTLEBAR |  | 53.8458 | -9.2889
MV/LV Substation EL***037Y |  | 20 kV | _ | LV | 50 kVA :Pole Substation | 0.05 | --> | 0.05 | 0 | 0 | Constrained, otherwise capacity available =46 kVA | --> | 0.048 | 0 | 0 | 0 | 0 | Constrained, otherwise capacity available =48 kW | --> | E17 ex WINDSOR | Windsor [T421,T422] | CASTLEBAR |  | 53.8046 | -9.128
MV/LV Substation SP***038 |  | 10 kV | _ | LV | 100 kVA :Pole Substation | 0.1 | --> | 0.1 | 0 | 0 | Constrained, otherwise capacity available =24 kVA | --> | 0.095 | 0 | 0 | 0 | 0 | Constrained, otherwise capacity available =105 kW | --> | C13 ex KNOCKAPHUNTA | Knockaphunta [T41,T42] | CASTLEBAR |  | 53.8508 | -9.2947
MV/LV Substation BR***039 |  | 10 kV | _ | LV | 630 kVA :Building Structure | 0.63 | --> | 0.63 | 0.446 | 1.93 |  | --> | 0.598 | 0 | 0.01 | 0 | 0 | Constrained, otherwise capacity available =616 kW | --> | C13 ex TURLOUGH ROAD | Turlough Road [T41,T42] | CASTLEBAR |  | 53.8569 | -9.2977
MV/LV Substation TU***040 |  | 10 kV | _ | LV | 400 kVA :Kiosk Substation | 0.4 | --> | 0.4 | 0.27 | 1.51 |  | --> | 0.38 | 0 | 0.019 | 0 | 0 | Constrained, otherwise capacity available =383 kW | --> | C19 ex TURLOUGH ROAD | Turlough Road [T43] | CASTLEBAR |  | 53.8641 | -9.2941
MV/LV Substation CO***040Y |  | 10 kV | _ | LV | 200 kVA :Pole Substation | 0.2 | --> | 0.2 | 0 | 0 | Constrained, otherwise capacity available =185 kVA | --> | 0.19 | 0 | 0.005 | 0 | 0 | Constrained, otherwise capacity available =188 kW | --> | C20 ex KNOCKAPHUNTA | Knockaphunta [T41,T42] | CASTLEBAR |  | 53.8045 | -9.2154
MV/LV Substation MA***043 |  | 10 kV | _ | LV | 630 kVA :Kiosk Substation | 0.63 | --> | 0.63 | 0.5 | 1.93 |  | --> | 0.598 | 0 | 0 | 0 | 0 | Constrained, otherwise capacity available =615 kW | --> | C13 ex TURLOUGH ROAD | Turlough Road [T41,T42] | CASTLEBAR |  | 53.8561 | -9.2982
MV/LV Substation PI***045 |  | 10 kV | _ | LV | 50 kVA :Pole Substation | 0.05 | --> | 0.05 | 0.031 | 1.93 |  | --> | 0.048 | 0 | 0 | 0 | 0 | Constrained, otherwise capacity available =50 kW | --> | C13 ex TURLOUGH ROAD | Turlough Road [T41,T42] | CASTLEBAR |  | 53.8603 | -9.2885
MV/LV Substation LA***045Y |  | 10 kV | _ | LV | 630 kVA :Kiosk Substation | 0.63 | --> | 0.63 | 0 | 0 | Constrained, otherwise capacity available =571 kVA | --> | 0.598 | 0 | 0 | 0 | 0 | Constrained, otherwise capacity available =607 kW | --> | C22 ex KNOCKAPHUNTA | Knockaphunta [T41,T42] | CASTLEBAR |  | 53.8528 | -9.3051
MV/LV Substation VI***047 |  | 10 kV | _ | LV | 400 kVA :Kiosk Substation | 0.4 | --> | 0.4 | 0.294 | 1.51 |  | --> | 0.38 | 0 | 0.01 | 0 | 0 | Constrained, otherwise capacity available =387 kW | --> | C19 ex TURLOUGH ROAD | Turlough Road [T43] | CASTLEBAR |  | 53.8608 | -9.3052
MV/LV Substation SE***047Y |  | 10 kV | _ | LV | 630 kVA :Kiosk Substation | 0.63 | --> | 0.63 | 0.5 | 1.93 |  | --> | 0.598 | 0 | 0 | 0 | 0 | Constrained, otherwise capacity available =608 kW | --> | C13 ex TURLOUGH ROAD | Turlough Road [T41,T42] | CASTLEBAR |  | 53.8552 | -9.2982
MV/LV Substation SA***048 |  | 10 kV | _ | LV | 400 kVA :Kiosk Substation | 0.4 | --> | 0.4 | 0.294 | 1.51 |  | --> | 0.38 | 0 | 0 | 0 | 0 | Constrained, otherwise capacity available =394 kW | --> | C19 ex TURLOUGH ROAD | Turlough Road [T43] | CASTLEBAR |  | 53.8634 | -9.2998
MV/LV Substation HE***048Y |  | 10 kV | _ | LV | 1000 kVA :Building Structure | 1 | --> | 1 | 0.5 | 1.93 |  | --> | 0.95 | 0 | 0 | 0 | 0 | Constrained, otherwise capacity available =961 kW | --> | C13 ex TURLOUGH ROAD | Turlough Road [T41,T42] | CASTLEBAR |  | 53.8558 | -9.3002
MV/LV Substation IN***052 |  | 10 kV | _ | LV | 200 kVA :Building Structure | 0.2 | --> | 0.2 | 0 | 0 | Constrained, otherwise capacity available =78 kVA | --> | 0.19 | 0 | 0.011 | 0 | 0 | Constrained, otherwise capacity available =198 kW | --> | E18 ex WINDSOR | Windsor [T421,T422] | CASTLEBAR |  | 53.8565 | -9.2837
MV/LV Substation MC***052Y |  | 10 kV | _ | LV | 400 kVA :Kiosk Substation | 0.4 | --> | 0.4 | 0 | 0 | Constrained, otherwise capacity available =381 kVA | --> | 0.38 | 0 | 0 | 0 | 0 | Constrained, otherwise capacity available =383 kW | --> | E18 ex WINDSOR | Windsor [T421,T422] | CASTLEBAR |  | 53.8541 | -9.2832
MV/LV Substation TH***054 |  | 10 kV | _ | LV | 400 kVA :Kiosk Substation | 0.4 | --> | 0.4 | 0 | 0 | Constrained, otherwise capacity available =329 kVA | --> | 0.38 | 0 | 0.031 | 0 | 0 | Constrained, otherwise capacity available =367 kW | --> | C13 ex KNOCKAPHUNTA | Knockaphunta [T41,T42] | CASTLEBAR |  | 53.8476 | -9.2978
MV/LV Substation SA***057Y |  | 10 kV | _ | LV | 50 kVA :Pole Substation | 0.05 | --> | 0.05 | 0 | 0 | Constrained, otherwise capacity available =38 kVA | --> | 0.048 | 0 | 0 | 0 | 0 | Constrained, otherwise capacity available =49 kW | --> | C13 ex KNOCKAPHUNTA | Knockaphunta [T41,T42] | CASTLEBAR |  | 53.8446 | -9.2894
MV/LV Substation BL***058 |  | 10 kV | _ | LV | 200 kVA :Pole Substation | 0.2 | --> | 0.2 | 0.164 | 1.93 |  | --> | 0.19 | 0 | 0.015 | 0 | 0 | Constrained, otherwise capacity available =184 kW | --> | C16 ex TURLOUGH ROAD | Turlough Road [T41,T42] | CASTLEBAR |  | 53.8571 | -9.3092
MV/LV Substation BA***058Y |  | 10 kV | _ | LV | 50 kVA :Pole Substation | 0.05 | --> | 0.05 | 0 | 0 | Constrained, otherwise capacity available =50 kVA | --> | 0.048 | 0 | 0 | 0 | 0 | Constrained, otherwise capacity available =48 kW | --> | C20 ex KNOCKAPHUNTA | Knockaphunta [T41,T42] | CASTLEBAR |  | 53.8406 | -9.2807
MV/LV Substation KN***059Y |  | 10 kV | _ | LV | 50 kVA :Pole Substation | 0.05 | --> | 0.05 | 0.05 | 1.93 |  | --> | 0.048 | 0 | 0 | 0 | 0 | Constrained, otherwise capacity available =48 kW | --> | C16 ex TURLOUGH ROAD | Turlough Road [T41,T42] | CASTLEBAR |  | 53.8637 | -9.3084
MV/LV Substation CO***060 |  | 10 kV | _ | LV | 630 kVA :Kiosk Substation | 0.63 | --> | 0.63 | 0 | 0 | Constrained, otherwise capacity available =472 kVA | --> | 0.598 | 0 | 0 | 0 | 0 | Constrained, otherwise capacity available =620 kW | --> | C13 ex KNOCKAPHUNTA | Knockaphunta [T41,T42] | CASTLEBAR |  | 53.8537 | -9.2964
MV/LV Substation S ***060Y |  | 10 kV | _ | LV | 50 kVA :Pole Substation | 0.05 | --> | 0.05 | 0 | 0 | Constrained, otherwise capacity available =47 kVA | --> | 0.048 | 0 | 0 | 0 | 0 | Constrained, otherwise capacity available =48 kW | --> | C18 ex KNOCKAPHUNTA | Knockaphunta [T41,T42] | CASTLEBAR |  | 53.8576 | -9.3251
MV/LV Substation CH***062 |  | 10 kV | _ | LV | 630 kVA :Kiosk Substation | 0.63 | --> | 0.63 | 0.464 | 1.93 |  | --> | 0.598 | 0 | 0.005 | 0 | 0 | Constrained, otherwise capacity available =617 kW | --> | C13 ex TURLOUGH ROAD | Turlough Road [T41,T42] | CASTLEBAR |  | 53.8577 | -9.294
MV/LV Substation CH***063 |  | 10 kV | _ | LV | 630 kVA :Kiosk Substation | 0.63 | --> | 0.63 | 0.5 | 1.93 |  | --> | 0.598 | 0 | 0 | 0 | 0 | Constrained, otherwise capacity available =598 kW | --> | C13 ex TURLOUGH ROAD | Turlough Road [T41,T42] | CASTLEBAR |  | 53.8572 | -9.2962
MV/LV Substation MI***063Y |  | 10 kV | _ | LV | 50 kVA :Pole Substation | 0.05 | --> | 0.05 | 0 | 0 | Constrained, otherwise capacity available =37 kVA | --> | 0.048 | 0 | 0.006 | 0 | 0 | Constrained, otherwise capacity available =45 kW | --> | C20 ex KNOCKAPHUNTA | Knockaphunta [T41,T42] | CASTLEBAR |  | 53.8349 | -9.2754
MV/LV Substation BA***064 |  | 10 kV | _ | LV | 50 kVA :Pole Substation | 0.05 | --> | 0.05 | 0.049 | 1.93 |  | --> | 0.048 | 0 | 0 | 0 | 0 | Constrained, otherwise capacity available =48 kW | --> | C16 ex TURLOUGH ROAD | Turlough Road [T41,T42] | CASTLEBAR |  | 53.8718 | -9.2913
MV/LV Substation VO***066 |  | 10 kV | _ | LV | 630 kVA :Kiosk Substation | 0.63 | --> | 0.63 | 0.429 | 1.93 |  | --> | 0.598 | 0 | 0.008 | 0 | 0 | Constrained, otherwise capacity available =619 kW | --> | C13 ex TURLOUGH ROAD | Turlough Road [T41,T42] | CASTLEBAR |  | 53.8575 | -9.2892
MV/LV Substation MA***067 |  | 10 kV | _ | LV | 400 kVA :Kiosk Substation | 0.4 | --> | 0.4 | 0 | 0 | Constrained, otherwise capacity available =349 kVA | --> | 0.38 | 0 | 0.01 | 0 | 0 | Constrained, otherwise capacity available =380 kW | --> | C13 ex KNOCKAPHUNTA | Knockaphunta [T41,T42] | CASTLEBAR |  | 53.8491 | -9.2865
MV/LV Substation CA***068 |  | 10 kV | _ | LV | 630 kVA :Kiosk Substation | 0.63 | --> | 0.63 | 0.5 | 1.51 |  | --> | 0.598 | 0 | 0.004 | 0 | 0 | Constrained, otherwise capacity available =609 kW | --> | C19 ex TURLOUGH ROAD | Turlough Road [T43] | CASTLEBAR |  | 53.8615 | -9.2956
MV/LV Substation TE***069 |  | 10 kV | _ | LV | 200 kVA :Kiosk Substation | 0.2 | --> | 0.2 | 0 | 0 | Constrained, otherwise capacity available =118 kVA | --> | 0.19 | 0 | 0 | 0 | 0 | Constrained, otherwise capacity available =201 kW | --> | C13 ex KNOCKAPHUNTA | Knockaphunta [T41,T42] | CASTLEBAR |  | 53.8527 | -9.2966
MV/LV Substation KN***070 |  | 10 kV | _ | LV | 200 kVA :Kiosk Substation | 0.2 | --> | 0.2 | 0.139 | 1.93 |  | --> | 0.19 | 0 | 0 | 0 | 0 | Constrained, otherwise capacity available =198 kW | --> | C13 ex TURLOUGH ROAD | Turlough Road [T41,T42] | CASTLEBAR |  | 53.8609 | -9.2939
MV/LV Substation FO***073 |  | 10 kV | _ | LV | 200 kVA :Pole Substation | 0.2 | --> | 0.2 | 0 | 0 | Constrained, otherwise capacity available =175 kVA | --> | 0.19 | 0 | 0 | 0 | 0 | Constrained, otherwise capacity available =193 kW | --> | E18 ex WINDSOR | Windsor [T421,T422] | CASTLEBAR |  | 53.8586 | -9.2839
MV/LV Substation ST***074 |  | 10 kV | _ | LV | 400 kVA :Building Structure | 0.4 | --> | 0.4 | 0 | 0 | Constrained, otherwise capacity available =344 kVA | --> | 0.38 | 0 | 0 | 0 | 0 | Constrained, otherwise capacity available =388 kW | --> | C22 ex KNOCKAPHUNTA | Knockaphunta [T41,T42] | CASTLEBAR |  | 53.8501 | -9.3034
MV/LV Substation SP***075 |  | 10 kV | _ | LV | 400 kVA :Kiosk Substation | 0.4 | --> | 0.4 | 0.289 | 1.93 |  | --> | 0.38 | 0 | 0.018 | 0 | 0 | Constrained, otherwise capacity available =382 kW | --> | C13 ex TURLOUGH ROAD | Turlough Road [T41,T42] | CASTLEBAR |  | 53.8604 | -9.2843
MV/LV Substation RA***076 |  | 10 kV | _ | LV | 630 kVA :Kiosk Substation | 0.63 | --> | 0.63 | 0.5 | 1.51 |  | --> | 0.598 | 0 | 0.019 | 0 | 0 | Constrained, otherwise capacity available =592 kW | --> | C19 ex TURLOUGH ROAD | Turlough Road [T43] | CASTLEBAR |  | 53.861 | -9.2995
MV/LV Substation DU***077 |  | 10 kV | _ | LV | 630 kVA :Building Structure | 0.63 | --> | 0.63 | 0.408 | 1.51 |  | --> | 0.598 | 0 | 0.02 | 0 | 0 | Constrained, otherwise capacity available =613 kW | --> | C19 ex TURLOUGH ROAD | Turlough Road [T43] | CASTLEBAR |  | 53.8564 | -9.3014
MV/LV Substation SA***078 |  | 10 kV | _ | LV | 400 kVA :Kiosk Substation | 0.4 | --> | 0.4 | 0 | 0 | Constrained, otherwise capacity available =344 kVA | --> | 0.38 | 0 | 0.01 | 0 | 0 | Constrained, otherwise capacity available =380 kW | --> | C13 ex KNOCKAPHUNTA | Knockaphunta [T41,T42] | CASTLEBAR |  | 53.847 | -9.2911
MV/LV Substation DA***079 |  | 10 kV | _ | LV | 200 kVA :Building Structure | 0.2 | --> | 0.2 | 0 | 0 | Constrained, otherwise capacity available =153 kVA | --> | 0.19 | 0 | 0 | 0 | 0 | Constrained, otherwise capacity available =196 kW | --> | E18 ex WINDSOR | Windsor [T421,T422] | CASTLEBAR |  | 53.8512 | -9.2871
MV/LV Substation MC***080Y |  | 10 kV | _ | LV | 50 kVA :Pole Substation | 0.05 | --> | 0.05 | 0 | 0 | Constrained, otherwise capacity available =50 kVA | --> | 0.048 | 0 | 0 | 0 | 0 | Constrained, otherwise capacity available =48 kW | --> | C20 ex KNOCKAPHUNTA | Knockaphunta [T41,T42] | CASTLEBAR |  | 53.806 | -9.2101
MV/LV Substation MA***083 |  | 20 kV | _ | LV | 50 kVA :Pole Substation | 0.05 | --> | 0.05 | 0 | 0 | Constrained, otherwise capacity available =50 kVA | --> | 0.048 | 0 | 0 | 0 | 0 | Constrained, otherwise capacity available =48 kW | --> | E17 ex WINDSOR | Windsor [T421,T422] | CASTLEBAR |  | 53.841 | -9.1741
MV/LV Substation BR***086Y |  | 20 kV | _ | LV | 630 kVA :Building Structure | 0.63 | --> | 0.63 | 0 | 0 | Constrained, otherwise capacity available =406 kVA | --> | 0.598 | 0 | 0.011 | 0 | 0 | Constrained, otherwise capacity available =620 kW | --> | E16 ex WINDSOR | Windsor [T421,T422] | CASTLEBAR |  | 53.8474 | -9.2798
MV/LV Substation CO***087 |  | 10 kV | _ | LV | 400 kVA :Kiosk Substation | 0.4 | --> | 0.4 | 0 | 0 | Constrained, otherwise capacity available =327 kVA | --> | 0.38 | 0 | 0 | 0 | 0 | Constrained, otherwise capacity available =390 kW | --> | C13 ex KNOCKAPHUNTA | Knockaphunta [T41,T42] | CASTLEBAR |  | 53.844 | -9.2906
MV/LV Substation PO***088 |  | 10 kV | _ | LV | 200 kVA :Pole Substation | 0.2 | --> | 0.2 | 0.128 | 1.93 |  | --> | 0.19 | 0 | 0.038 | 0 | 0 | Constrained, otherwise capacity available =171 kW | --> | C16 ex TURLOUGH ROAD | Turlough Road [T41,T42] | CASTLEBAR |  | 53.8658 | -9.3004
MV/LV Substation CH***089 |  | 10 kV | _ | LV | 400 kVA :Kiosk Substation | 0.4 | --> | 0.4 | 0 | 0 | Constrained, otherwise capacity available =302 kVA | --> | 0.38 | 0 | 0.033 | 0 | 0 | Constrained, otherwise capacity available =369 kW | --> | C13 ex KNOCKAPHUNTA | Knockaphunta [T41,T42] | CASTLEBAR |  | 53.8494 | -9.2919
MV/LV Substation MA***089Y |  | 10 kV | _ | LV | 50 kVA :Pole Substation | 0.05 | --> | 0.05 | 0 | 0 | Constrained, otherwise capacity available =50 kVA | --> | 0.048 | 0 | 0 | 0 | 0 | Constrained, otherwise capacity available =48 kW | --> | C18 ex KNOCKAPHUNTA | Knockaphunta [T41,T42] | CASTLEBAR |  | 53.854 | -9.335
MV/LV Substation CH***090 |  | 10 kV | _ | LV | 400 kVA :Kiosk Substation | 0.4 | --> | 0.4 | 0 | 0 | Constrained, otherwise capacity available =348 kVA | --> | 0.38 | 0 | 0.01 | 0 | 0 | Constrained, otherwise capacity available =380 kW | --> | C13 ex KNOCKAPHUNTA | Knockaphunta [T41,T42] | CASTLEBAR |  | 53.8497 | -9.2939
MV/LV Substation GA***092 |  | 10 kV | _ | LV | 200 kVA :Kiosk Substation | 0.2 | --> | 0.2 | 0.123 | 1.51 |  | --> | 0.19 | 0 | 0.026 | 0 | 0 | Constrained, otherwise capacity available =181 kW | --> | C19 ex TURLOUGH ROAD | Turlough Road [T43] | CASTLEBAR |  | 53.8611 | -9.3083
MV/LV Substation BO***093 |  | 10 kV | _ | LV | 50 kVA :Pole Substation | 0.05 | --> | 0.05 | 0.026 | 1.51 |  | --> | 0.048 | 0 | 0 | 0 | 0 | Constrained, otherwise capacity available =51 kW | --> | C19 ex TURLOUGH ROAD | Turlough Road [T43] | CASTLEBAR |  | 53.8682 | -9.2878
MV/LV Substation IN***094 |  | 10 kV | _ | LV | 200 kVA :Building Structure | 0.2 | --> | 0.2 | 0 | 0 | Constrained, otherwise capacity available =62 kVA | --> | 0.19 | 0 | 0.031 | 0 | 0 | Constrained, otherwise capacity available =185 kW | --> | E18 ex WINDSOR | Windsor [T421,T422] | CASTLEBAR |  | 53.8552 | -9.2839
MV/LV Substation KN***096 |  | 10 kV | _ | LV | 200 kVA :Kiosk Substation | 0.2 | --> | 0.2 | 0 | 0 | Constrained, otherwise capacity available =100 kVA | --> | 0.19 | 0 | 0.024 | 0 | 0 | Constrained, otherwise capacity available =185 kW | --> | C19 ex KNOCKAPHUNTA | Knockaphunta [T41,T42] | CASTLEBAR |  | 53.8423 | -9.3205
MV/LV Substation SW***097 |  | 10 kV | _ | LV | 400 kVA :Kiosk Substation | 0.4 | --> | 0.4 | 0 | 0 | Constrained, otherwise capacity available =332 kVA | --> | 0.38 | 0 | 0.011 | 0 | 0 | Constrained, otherwise capacity available =381 kW | --> | C13 ex KNOCKAPHUNTA | Knockaphunta [T41,T42] | CASTLEBAR |  | 53.8518 | -9.2996
MV/LV Substation CU***097Y |  | 10 kV | _ | LV | 50 kVA :Pole Substation | 0.05 | --> | 0.05 | 0 | 0 | Constrained, otherwise capacity available =49 kVA | --> | 0.048 | 0 | 0 | 0 | 0 | Constrained, otherwise capacity available =48 kW | --> | C20 ex KNOCKAPHUNTA | Knockaphunta [T41,T42] | CASTLEBAR |  | 53.8193 | -9.1945
MV/LV Substation WA***098Y |  | 20 kV | _ | LV | 400 kVA :Building Structure | 0.4 | --> | 0.4 | 0 | 0 | Constrained, otherwise capacity available =399 kVA | --> | 0.38 | 0 | 0 | 0 | 0 | Constrained, otherwise capacity available =380 kW | --> | E16 ex WINDSOR | Windsor [T421,T422] | CASTLEBAR |  | 53.8598 | -9.2708
MV/LV Substation P ***099 |  | 20 kV | _ | LV | 400 kVA :Building Structure | 0.4 | --> | 0.4 | 0 | 0 | Constrained, otherwise capacity available =218 kVA | --> | 0.38 | 0 | 0.021 | 0 | 0 | Constrained, otherwise capacity available =389 kW | --> | E16 ex WINDSOR | Windsor [T421,T422] | CASTLEBAR |  | 53.8482 | -9.2838
MV/LV Substation AG***100 |  | 10 kV | _ | LV | 400 kVA :Kiosk Substation | 0.4 | --> | 0.4 | 0 | 0 | Constrained, otherwise capacity available =330 kVA | --> | 0.38 | 0 | 0.023 | 0 | 0 | Constrained, otherwise capacity available =372 kW | --> | C13 ex KNOCKAPHUNTA | Knockaphunta [T41,T42] | CASTLEBAR |  | 53.8495 | -9.2997
MV/LV Substation RO***101 |  | 10 kV | _ | LV | 200 kVA :Kiosk Substation | 0.2 | --> | 0.2 | 0.157 | 1.93 |  | --> | 0.19 | 0 | 0.004 | 0 | 0 | Constrained, otherwise capacity available =193 kW | --> | C13 ex TURLOUGH ROAD | Turlough Road [T41,T42] | CASTLEBAR |  | 53.8618 | -9.2906
MV/LV Substation LA***102 |  | 10 kV | _ | LV | 200 kVA :Pole Substation | 0.2 | --> | 0.2 | 0 | 0 | Constrained, otherwise capacity available =162 kVA | --> | 0.19 | 0 | 0 | 0 | 0 | Constrained, otherwise capacity available =195 kW | --> | C13 ex KNOCKAPHUNTA | Knockaphunta [T41,T42] | CASTLEBAR |  | 53.8567 | -9.2913
MV/LV Substation IN***103 |  | 10 kV | _ | LV | 200 kVA :Building Structure | 0.2 | --> | 0.2 | 0 | 0 | Constrained, otherwise capacity available =112 kVA | --> | 0.19 | 0 | 0 | 0 | 0 | Constrained, otherwise capacity available =202 kW | --> | E18 ex WINDSOR | Windsor [T421,T422] | CASTLEBAR |  | 53.8548 | -9.2803
MV/LV Substation CO***107 |  | 10 kV | _ | LV | 400 kVA :Building Structure | 0.4 | --> | 0.4 | 0.251 | 1.51 |  | --> | 0.38 | 0 | 0.012 | 0 | 0 | Constrained, otherwise capacity available =384 kW | --> | C19 ex TURLOUGH ROAD | Turlough Road [T43] | CASTLEBAR |  | 53.8534 | -9.2996
MV/LV Substation BA***110Y |  | 10 kV | _ | LV | 50 kVA :Pole Substation | 0.05 | --> | 0.05 | 0.048 | 1.93 |  | --> | 0.048 | 0 | 0 | 0 | 0 | Constrained, otherwise capacity available =48 kW | --> | C18 ex TURLOUGH ROAD | Turlough Road [T41,T42] | CASTLEBAR |  | 53.8888 | -9.1595
MV/LV Substation EL***114Y |  | 10 kV | _ | LV | 630 kVA :Kiosk Substation | 0.63 | --> | 0.63 | 0.5 | 1.93 |  | --> | 0.598 | 0 | 0.005 | 0 | 0 | Constrained, otherwise capacity available =606 kW | --> | C13 ex TURLOUGH ROAD | Turlough Road [T41,T42] | CASTLEBAR |  | 53.8554 | -9.2985
MV/LV Substation CO***116Y |  | 10 kV | _ | LV | 400 kVA :Kiosk Substation | 0.4 | --> | 0.4 | 0 | 0 | Constrained, otherwise capacity available =300 kVA | --> | 0.38 | 0 | 0.064 | 0 | 0 | Constrained, otherwise capacity available =346 kW | --> | C19 ex KNOCKAPHUNTA | Knockaphunta [T41,T42] | CASTLEBAR |  | 53.8431 | -9.317
MV/LV Substation AG***124Y |  | 10 kV | _ | LV | 200 kVA :Pole Substation | 0.2 | --> | 0.2 | 0 | 0 | Constrained, otherwise capacity available =200 kVA | --> | 0.19 | 0 | 0 | 0 | 0 | Constrained, otherwise capacity available =190 kW | --> | C13 ex KNOCKAPHUNTA | Knockaphunta [T41,T42] | CASTLEBAR |  | 53.8357 | -9.296
MV/LV Substation CU***125Y |  | 10 kV | _ | LV | 50 kVA :Pole Substation | 0.05 | --> | 0.05 | 0 | 0 | Constrained, otherwise capacity available =48 kVA | --> | 0.048 | 0 | 0 | 0 | 0 | Constrained, otherwise capacity available =48 kW | --> | C20 ex KNOCKAPHUNTA | Knockaphunta [T41,T42] | CASTLEBAR |  | 53.8118 | -9.2
MV/LV Substation MI***131Y |  | 20 kV | _ | LV | 400 kVA :Kiosk Substation | 0.4 | --> | 0.4 | 0 | 0 | Constrained, otherwise capacity available =342 kVA | --> | 0.38 | 0 | 0.019 | 0 | 0 | Constrained, otherwise capacity available =374 kW | --> | E16 ex WINDSOR | Windsor [T421,T422] | CASTLEBAR |  | 53.8449 | -9.2854
MV/LV Substation TE***135Y |  | 10 kV | _ | LV | 630 kVA :Kiosk Substation | 0.63 | --> | 0.63 | 0 | 0 | Constrained, otherwise capacity available =494 kVA | --> | 0.598 | 0 | 0 | 0 | 0 | Constrained, otherwise capacity available =617 kW | --> | C19 ex KNOCKAPHUNTA | Knockaphunta [T41,T42] | CASTLEBAR |  | 53.8504 | -9.31
MV/LV Substation MA***147Y |  | 10 kV | _ | LV | 630 kVA :Building Structure | 0.63 | --> | 0.63 | 0 | 0 | Constrained, otherwise capacity available =596 kVA | --> | 0.598 | 0 | 0 | 0 | 0 | Constrained, otherwise capacity available =603 kW | --> | E18 ex WINDSOR | Windsor [T421,T422] | CASTLEBAR |  | 53.8543 | -9.2853
MV/LV Substation CO***203 |  | 20 kV | _ | LV | 400 kVA :Kiosk Substation | 0.4 | --> | 0.4 | 0 | 0 | Constrained, otherwise capacity available =338 kVA | --> | 0.38 | 0 | 0.019 | 0 | 0 | Constrained, otherwise capacity available =374 kW | --> | E17 ex WINDSOR | Windsor [T421,T422] | CASTLEBAR |  | 53.8076 | -9.1352
MV/LV Substation GO***228 |  | 10 kV | _ | LV | 50 kVA :Pole Substation | 0.05 | --> | 0.05 | 0 | 0 | Constrained, otherwise capacity available =18 kVA | --> | 0.048 | 0 | 0.007 | 0 | 0 | Constrained, otherwise capacity available =47 kW | --> | C20 ex KNOCKAPHUNTA | Knockaphunta [T41,T42] | CASTLEBAR |  | 53.8329 | -9.2724
MV/LV Substation MC***236 |  | 20 kV | _ | LV | 50 kVA :Pole Substation | 0.05 | --> | 0.05 | 0 | 0 | Constrained, otherwise capacity available =49 kVA | --> | 0.048 | 0 | 0 | 0 | 0 | Constrained, otherwise capacity available =48 kW | --> | E17 ex WINDSOR | Windsor [T421,T422] | CASTLEBAR |  | 53.8072 | -9.1302
MV/LV Substation LI***242 |  | 20 kV | _ | LV | 50 kVA :Pole Substation | 0.05 | --> | 0.05 | 0 | 0 | Constrained, otherwise capacity available =48 kVA | --> | 0.048 | 0 | 0 | 0 | 0 | Constrained, otherwise capacity available =48 kW | --> | E17 ex WINDSOR | Windsor [T421,T422] | CASTLEBAR |  | 53.8682 | -9.249
MV/LV Substation SN***249 |  | 10 kV | _ | LV | 100 kVA :Pole Substation | 0.1 | --> | 0.1 | 0 | 0 | Constrained, otherwise capacity available =96 kVA | --> | 0.095 | 0 | 0.005 | 0 | 0 | Constrained, otherwise capacity available =92 kW | --> | C18 ex KNOCKAPHUNTA | Knockaphunta [T41,T42] | CASTLEBAR |  | 53.8648 | -9.3184
MV/LV Substation WA***259 |  | 10 kV | _ | LV | 400 kVA :Kiosk Substation | 0.4 | --> | 0.4 | 0 | 0 | Constrained, otherwise capacity available =389 kVA | --> | 0.38 | 0 | 0 | 0 | 0 | Constrained, otherwise capacity available =382 kW | --> | C13 ex KNOCKAPHUNTA | Knockaphunta [T41,T42] | CASTLEBAR |  | 53.8409 | -9.2926
MV/LV Substation GR***284 |  | 10 kV | _ | LV | 50 kVA :Pole Substation | 0.05 | --> | 0.05 | 0 | 0 | Constrained, otherwise capacity available =48 kVA | --> | 0.048 | 0 | 0 | 0 | 0 | Constrained, otherwise capacity available =48 kW | --> | C18 ex KNOCKAPHUNTA | Knockaphunta [T41,T42] | CASTLEBAR |  | 53.8663 | -9.3555
MV/LV Substation KN***289 |  | 10 kV | _ | LV | 50 kVA :Pole Substation | 0.05 | --> | 0.05 | 0 | 0 | Constrained, otherwise capacity available =43 kVA | --> | 0.048 | 0 | 0 | 0 | 0 | Constrained, otherwise capacity available =48 kW | --> | C19 ex KNOCKAPHUNTA | Knockaphunta [T41,T42] | CASTLEBAR |  | 53.8454 | -9.3184
MV/LV Substation BA***302 |  | 10 kV | _ | LV | 50 kVA :Pole Substation | 0.05 | --> | 0.05 | 0.028 | 1.93 |  | --> | 0.048 | 0 | 0.009 | 0 | 0 | Constrained, otherwise capacity available =44 kW | --> | C18 ex TURLOUGH ROAD | Turlough Road [T41,T42] | CASTLEBAR |  | 53.8923 | -9.1528
MV/LV Substation CE***304 |  | 10 kV | _ | LV | 50 kVA :Pole Substation | 0.05 | --> | 0.05 | 0 | 0 | Constrained, otherwise capacity available =18 kVA | --> | 0.048 | 0 | 0.005 | 0 | 0 | Constrained, otherwise capacity available =48 kW | --> | C20 ex KNOCKAPHUNTA | Knockaphunta [T41,T42] | CASTLEBAR |  | 53.8501 | -9.2713
MV/LV Substation GR***310 |  | 10 kV | _ | LV | 50 kVA :Pole Substation | 0.05 | --> | 0.05 | 0 | 0 | Constrained, otherwise capacity available =35 kVA | --> | 0.048 | 0 | 0.006 | 0 | 0 | Constrained, otherwise capacity available =45 kW | --> | C18 ex KNOCKAPHUNTA | Knockaphunta [T41,T42] | CASTLEBAR |  | 53.8587 | -9.3542
MV/LV Substation BU***324 |  | 20 kV | _ | LV | 100 kVA :Pole Substation | 0.1 | --> | 0.1 | 0 | 0 | Constrained, otherwise capacity available =96 kVA | --> | 0.095 | 0 | 0 | 0 | 0 | Constrained, otherwise capacity available =96 kW | --> | C21 ex KNOCKAPHUNTA | Knockaphunta [T41,T42] | CASTLEBAR |  | 53.8045 | -9.289
MV/LV Substation HO***329 |  | 10 kV | _ | LV | 100 kVA :Pole Substation | 0.1 | --> | 0.1 | 0.05 | 1.93 |  | --> | 0.095 | 0 | 0 | 0 | 0 | Constrained, otherwise capacity available =102 kW | --> | C18 ex TURLOUGH ROAD | Turlough Road [T41,T42] | CASTLEBAR |  | 53.8878 | -9.1966
MV/LV Substation VI***339 |  | 10 kV | _ | LV | 200 kVA :Kiosk Substation | 0.2 | --> | 0.2 | 0.149 | 1.93 |  | --> | 0.19 | 0 | 0.017 | 0 | 0 | Constrained, otherwise capacity available =184 kW | --> | C16 ex TURLOUGH ROAD | Turlough Road [T41,T42] | CASTLEBAR |  | 53.8604 | -9.3152
MV/LV Substation KI***353 |  | 20 kV | _ | LV | 50 kVA :Pole Substation | 0.05 | --> | 0.05 | 0 | 0 | Constrained, otherwise capacity available =28 kVA | --> | 0.048 | 0 | 0.008 | 0 | 0 | Constrained, otherwise capacity available =44 kW | --> | E17 ex WINDSOR | Windsor [T421,T422] | CASTLEBAR |  | 53.8523 | -9.2598
MV/LV Substation BA***358 |  | 20 kV | _ | LV | 50 kVA :Pole Substation | 0.05 | --> | 0.05 | 0 | 0 | Constrained, otherwise capacity available =45 kVA | --> | 0.048 | 0 | 0 | 0 | 0 | Constrained, otherwise capacity available =48 kW | --> | C21 ex KNOCKAPHUNTA | Knockaphunta [T41,T42] | CASTLEBAR |  | 53.7991 | -9.3165
MV/LV Substation GR***391 |  | 20 kV | _ | LV | 50 kVA :Pole Substation | 0.05 | --> | 0.05 | 0 | 0 | Constrained, otherwise capacity available =48 kVA | --> | 0.048 | 0 | 0 | 0 | 0 | Constrained, otherwise capacity available =48 kW | --> | E17 ex WINDSOR | Windsor [T421,T422] | CASTLEBAR |  | 53.8626 | -9.1906
MV/LV Substation BO***4007 |  | 10 kV | _ | LV | 50 kVA :Pole Substation | 0.05 | --> | 0.05 | 0.034 | 1.93 |  | --> | 0.048 | 0 | 0 | 0 | 0 | Constrained, otherwise capacity available =50 kW | --> | C18 ex TURLOUGH ROAD | Turlough Road [T41,T42] | CASTLEBAR |  | 53.8498 | -9.157
MV/LV Substation LA***4015 |  | 10 kV | _ | LV | 50 kVA :Pole Substation | 0.05 | --> | 0.05 | 0.05 | 1.93 |  | --> | 0.048 | 0 | 0 | 0 | 0 | Constrained, otherwise capacity available =48 kW | --> | C18 ex TURLOUGH ROAD | Turlough Road [T41,T42] | CASTLEBAR |  | 53.9117 | -9.1955
MV/LV Substation BA***4017 |  | 10 kV | _ | LV | 50 kVA :Pole Substation | 0.05 | --> | 0.05 | 0.049 | 1.93 |  | --> | 0.048 | 0 | 0 | 0 | 0 | Constrained, otherwise capacity available =48 kW | --> | C18 ex TURLOUGH ROAD | Turlough Road [T41,T42] | CASTLEBAR |  | 53.8946 | -9.1634
MV/LV Substation CA***4019 |  | 10 kV | _ | LV | 100 kVA :Pole Substation | 0.1 | --> | 0.1 | 0.082 | 1.93 |  | --> | 0.095 | 0 | 0 | 0 | 0 | Constrained, otherwise capacity available =97 kW | --> | C18 ex TURLOUGH ROAD | Turlough Road [T41,T42] | CASTLEBAR |  | 53.9062 | -9.1841
MV/LV Substation PA***4035 |  | 10 kV | _ | LV | 50 kVA :Pole Substation | 0.05 | --> | 0.05 | 0.047 | 1.93 |  | --> | 0.048 | 0 | 0 | 0 | 0 | Constrained, otherwise capacity available =48 kW | --> | C18 ex TURLOUGH ROAD | Turlough Road [T41,T42] | CASTLEBAR |  | 53.9345 | -9.2
MV/LV Substation LA***4045 |  | 10 kV | _ | LV | 50 kVA :Pole Substation | 0.05 | --> | 0.05 | 0.05 | 1.93 |  | --> | 0.048 | 0 | 0 | 0 | 0 | Constrained, otherwise capacity available =48 kW | --> | C18 ex TURLOUGH ROAD | Turlough Road [T41,T42] | CASTLEBAR |  | 53.9157 | -9.1936
MV/LV Substation CA***405X |  | 10 kV | _ | LV | 200 kVA :Kiosk Substation | 0.2 | --> | 0.2 | 0.149 | 1.51 |  | --> | 0.19 | 0 | 0 | 0 | 0 | Constrained, otherwise capacity available =197 kW | --> | C19 ex TURLOUGH ROAD | Turlough Road [T43] | CASTLEBAR |  | 53.8669 | -9.2907
MV/LV Substation AG***406 |  | 20 kV | _ | LV | 50 kVA :Pole Substation | 0.05 | --> | 0.05 | 0 | 0 | Constrained, otherwise capacity available =44 kVA | --> | 0.048 | 0 | 0.005 | 0 | 0 | Constrained, otherwise capacity available =45 kW | --> | E17 ex WINDSOR | Windsor [T421,T422] | CASTLEBAR |  | 53.8671 | -9.2623
MV/LV Substation BR***4060 |  | 20 kV | _ | LV | 50 kVA :Pole Substation | 0.05 | --> | 0.05 | 0 | 0 | Constrained, otherwise capacity available =45 kVA | --> | 0.048 | 0 | 0 | 0 | 0 | Constrained, otherwise capacity available =48 kW | --> | E17 ex WINDSOR | Windsor [T421,T422] | CASTLEBAR |  | 53.8437 | -9.2363
MV/LV Substation KO***4086 |  | 10 kV | _ | LV | 200 kVA :Pole Substation | 0.2 | --> | 0.2 | 0 | 0 | Constrained, otherwise capacity available =156 kVA | --> | 0.19 | 0 | 0 | 0 | 0 | Constrained, otherwise capacity available =196 kW | --> | C13 ex KNOCKAPHUNTA | Knockaphunta [T41,T42] | CASTLEBAR |  | 53.8374 | -9.2939
MV/LV Substation BV***4100 |  | 10 kV | _ | LV | 50 kVA :Pole Substation | 0.05 | --> | 0.05 | 0.046 | 1.93 |  | --> | 0.048 | 0 | 0.005 | 0 | 0 | Constrained, otherwise capacity available =44 kW | --> | C18 ex TURLOUGH ROAD | Turlough Road [T41,T42] | CASTLEBAR |  | 53.8872 | -9.1548
MV/LV Substation CA***4118 |  | 20 kV | _ | LV | 400 kVA :Building Structure | 0.4 | --> | 0.4 | 0 | 0 | Constrained, otherwise capacity available =400 kVA | --> | 0.38 | 0 | 0 | 0 | 0 | Constrained, otherwise capacity available =380 kW | --> | E16 ex WINDSOR | Windsor [T421,T422] | CASTLEBAR |  | 53.8474 | -9.2806
MV/LV Substation AB***4119 |  | 20 kV | _ | LV | 630 kVA :Building Structure | 0.63 | --> | 0.63 | 0 | 0 | Constrained, otherwise capacity available =532 kVA | --> | 0.598 | 0 | 0 | 0 | 0 | Constrained, otherwise capacity available =612 kW | --> | E15 ex WINDSOR | Windsor [T421,T422] | CASTLEBAR |  | 53.8568 | -9.2732
MV/LV Substation N5***4125 |  | 10 kV | _ | LV | 400 kVA :Building Structure | 0.4 | --> | 0.4 | 0.315 | 1.93 |  | --> | 0.38 | 0 | 0 | 0 | 0 | Constrained, otherwise capacity available =391 kW | --> | C18 ex TURLOUGH ROAD | Turlough Road [T41,T42] | CASTLEBAR |  | 53.8816 | -9.1967
MV/LV Substation LU***413 |  | 20 kV | _ | LV | 50 kVA :Pole Substation | 0.05 | --> | 0.05 | 0 | 0 | Constrained, otherwise capacity available =46 kVA | --> | 0.048 | 0 | 0 | 0 | 0 | Constrained, otherwise capacity available =48 kW | --> | E17 ex WINDSOR | Windsor [T421,T422] | CASTLEBAR |  | 53.8658 | -9.2028
MV/LV Substation ID***4130 |  | 20 kV | _ | LV | 630 kVA :Building Structure | 0.63 | --> | 0.63 | 0 | 0 | Constrained, otherwise capacity available =614 kVA | --> | 0.598 | 0 | 0 | 0 | 0 | Constrained, otherwise capacity available =601 kW | --> | E16 ex WINDSOR | Windsor [T421,T422] | CASTLEBAR |  | 53.851 | -9.2762
MV/LV Substation SI***4139 |  | 10 kV | _ | LV | 400 kVA :Kiosk Substation | 0.4 | --> | 0.4 | 0.4 | 1.51 |  | --> | 0.38 | 0 | 0 | 0 | 0 | Constrained, otherwise capacity available =380 kW | --> | C19 ex TURLOUGH ROAD | Turlough Road [T43] | CASTLEBAR |  | 53.869 | -9.2831
MV/LV Substation TU***4151 |  | 10 kV | _ | LV | 50 kVA :Pole Substation | 0.05 | --> | 0.05 | 0 | 0 | Constrained, otherwise capacity available =41 kVA | --> | 0.048 | 0 | 0.006 | 0 | 0 | Constrained, otherwise capacity available =44 kW | --> | C18 ex KNOCKAPHUNTA | Knockaphunta [T41,T42] | CASTLEBAR |  | 53.8479 | -9.3399
MV/LV Substation CA***4157 |  | 20 kV | _ | LV | 50 kVA :Pole Substation | 0.05 | --> | 0.05 | 0 | 0 | Constrained, otherwise capacity available =47 kVA | --> | 0.048 | 0 | 0 | 0 | 0 | Constrained, otherwise capacity available =48 kW | --> | E17 ex WINDSOR | Windsor [T421,T422] | CASTLEBAR |  | 53.8648 | -9.2121
MV/LV Substation CO***4158 |  | 20 kV | _ | LV | 50 kVA :Pole Substation | 0.05 | --> | 0.05 | 0 | 0 | Constrained, otherwise capacity available =50 kVA | --> | 0.048 | 0 | 0 | 0 | 0 | Constrained, otherwise capacity available =48 kW | --> | E17 ex WINDSOR | Windsor [T421,T422] | CASTLEBAR |  | 53.8467 | -9.2484
MV/LV Substation DR***416 |  | 10 kV | _ | LV | 50 kVA :Pole Substation | 0.05 | --> | 0.05 | 0 | 0 | Constrained, otherwise capacity available =32 kVA | --> | 0.048 | 0 | 0.007 | 0 | 0 | Constrained, otherwise capacity available =45 kW | --> | E18 ex WINDSOR | Windsor [T421,T422] | CASTLEBAR |  | 53.8541 | -9.276
MV/LV Substation FO***4163 |  | 20 kV | _ | LV | 630 kVA :Building Structure | 0.63 | --> | 0.63 | 0 | 0 | Constrained, otherwise capacity available =247 kVA | --> | 0.598 | 0 | 0 | 0 | 0 | Constrained, otherwise capacity available =649 kW | --> | E16 ex WINDSOR | Windsor [T421,T422] | CASTLEBAR |  | 53.852 | -9.2743
MV/LV Substation HO***4168 |  | 10 kV | _ | LV | 630 kVA :Kiosk Substation | 0.63 | --> | 0.63 | 0 | 0 | Constrained, otherwise capacity available =605 kVA | --> | 0.598 | 0 | 0.011 | 0 | 0 | Constrained, otherwise capacity available =594 kW | --> | C22 ex KNOCKAPHUNTA | Knockaphunta [T41,T42] | CASTLEBAR |  | 53.8454 | -9.3105
MV/LV Substation KN***417 |  | 10 kV | _ | LV | 50 kVA :Pole Substation | 0.05 | --> | 0.05 | 0 | 0 | Constrained, otherwise capacity available =26 kVA | --> | 0.048 | 0 | 0.022 | 0 | 0 | Constrained, otherwise capacity available =34 kW | --> | E18 ex WINDSOR | Windsor [T421,T422] | CASTLEBAR |  | 53.8496 | -9.2806
MV/LV Substation CO***4175 |  | 10 kV | _ | LV | 630 kVA :Kiosk Substation | 0.63 | --> | 0.63 | 0 | 0 | Constrained, otherwise capacity available =602 kVA | --> | 0.598 | 0 | 0.005 | 0 | 0 | Constrained, otherwise capacity available =598 kW | --> | C19 ex KNOCKAPHUNTA | Knockaphunta [T41,T42] | CASTLEBAR |  | 53.8404 | -9.3183
MV/LV Substation CO***4180 |  | 20 kV | _ | LV | 50 kVA :Pole Substation | 0.05 | --> | 0.05 | 0 | 0 | Constrained, otherwise capacity available =50 kVA | --> | 0.048 | 0 | 0 | 0 | 0 | Constrained, otherwise capacity available =48 kW | --> | C18 ex KNOCKAPHUNTA | Knockaphunta [T41,T42] | CASTLEBAR |  | 53.8575 | -9.3836
MV/LV Substation GO***4182 |  | 10 kV | _ | LV | 50 kVA :Pole Substation | 0.05 | --> | 0.05 | 0 | 0 | Constrained, otherwise capacity available =50 kVA | --> | 0.048 | 0 | 0 | 0 | 0 | Constrained, otherwise capacity available =48 kW | --> | C20 ex KNOCKAPHUNTA | Knockaphunta [T41,T42] | CASTLEBAR |  | 53.8396 | -9.2673
MV/LV Substation SH***419 |  | 10 kV | _ | LV | 50 kVA :Pole Substation | 0.05 | --> | 0.05 | 0 | 0 | Constrained, otherwise capacity available =43 kVA | --> | 0.048 | 0 | 0.009 | 0 | 0 | Constrained, otherwise capacity available =42 kW | --> | C20 ex KNOCKAPHUNTA | Knockaphunta [T41,T42] | CASTLEBAR |  | 53.8469 | -9.2706
MV/LV Substation BA***422 |  | 20 kV | _ | LV | 50 kVA :Pole Substation | 0.05 | --> | 0.05 | 0 | 0 | Constrained, otherwise capacity available =44 kVA | --> | 0.048 | 0 | 0 | 0 | 0 | Constrained, otherwise capacity available =48 kW | --> | E17 ex WINDSOR | Windsor [T421,T422] | CASTLEBAR |  | 53.8088 | -9.1256
MV/LV Substation MA***4239 |  | 10 kV | _ | LV | 50 kVA :Pole Substation | 0.05 | --> | 0.05 | 0 | 0 | Constrained, otherwise capacity available =50 kVA | --> | 0.048 | 0 | 0 | 0 | 0 | Constrained, otherwise capacity available =48 kW | --> | C20 ex KNOCKAPHUNTA | Knockaphunta [T41,T42] | CASTLEBAR |  | 53.8271 | -9.1908
MV/LV Substation EC***4252 |  | 10 kV | _ | LV | 630 kVA :Kiosk Substation | 0.63 | --> | 0.63 | 0 | 0 | Constrained, otherwise capacity available =534 kVA | --> | 0.598 | 0 | 0 | 0 | 0 | Constrained, otherwise capacity available =612 kW | --> | C13 ex KNOCKAPHUNTA | Knockaphunta [T41,T42] | CASTLEBAR |  | 53.8571 | -9.2854
MV/LV Substation LI***4269 |  | 10 kV | _ | LV | 630 kVA :Kiosk Substation | 0.63 | --> | 0.63 | 0.5 | 1.51 |  | --> | 0.598 | 0 | 0 | 0 | 0 | Constrained, otherwise capacity available =599 kW | --> | C19 ex TURLOUGH ROAD | Turlough Road [T43] | CASTLEBAR |  | 53.8636 | -9.3042
MV/LV Substation BA***4271 |  | 10 kV | _ | LV | 200 kVA :Pole Substation | 0.2 | --> | 0.2 | 0.2 | 1.93 |  | --> | 0.19 | 0 | 0 | 0 | 0 | Constrained, otherwise capacity available =190 kW | --> | C18 ex TURLOUGH ROAD | Turlough Road [T41,T42] | CASTLEBAR |  | 53.8948 | -9.1547
MV/LV Substation RA***449X |  | 10 kV | _ | LV | 50 kVA :Pole Substation | 0.05 | --> | 0.05 | 0.032 | 1.93 |  | --> | 0.048 | 0 | 0.005 | 0 | 0 | Constrained, otherwise capacity available =46 kW | --> | C16 ex TURLOUGH ROAD | Turlough Road [T41,T42] | CASTLEBAR |  | 53.8763 | -9.3112
MV/LV Substation BR***451 |  | 20 kV | _ | LV | 100 kVA :Pole Substation | 0.1 | --> | 0.1 | 0 | 0 | Constrained, otherwise capacity available =73 kVA | --> | 0.095 | 0 | 0.005 | 0 | 0 | Constrained, otherwise capacity available =95 kW | --> | E17 ex WINDSOR | Windsor [T421,T422] | CASTLEBAR |  | 53.8481 | -9.2393
MV/LV Substation DE***452 |  | 20 kV | _ | LV | 50 kVA :Pole Substation | 0.05 | --> | 0.05 | 0 | 0 | Constrained, otherwise capacity available =39 kVA | --> | 0.048 | 0 | 0 | 0 | 0 | Constrained, otherwise capacity available =49 kW | --> | E17 ex WINDSOR | Windsor [T421,T422] | CASTLEBAR |  | 53.8448 | -9.2361
MV/LV Substation MA***459 |  | 20 kV | _ | LV | 50 kVA :Pole Substation | 0.05 | --> | 0.05 | 0 | 0 | Constrained, otherwise capacity available =40 kVA | --> | 0.048 | 0 | 0.005 | 0 | 0 | Constrained, otherwise capacity available =45 kW | --> | E17 ex WINDSOR | Windsor [T421,T422] | CASTLEBAR |  | 53.8318 | -9.1832
MV/LV Substation SN***460X |  | 10 kV | _ | LV | 100 kVA :Pole Substation | 0.1 | --> | 0.1 | 0 | 0 | Constrained, otherwise capacity available =92 kVA | --> | 0.095 | 0 | 0.006 | 0 | 0 | Constrained, otherwise capacity available =92 kW | --> | C18 ex KNOCKAPHUNTA | Knockaphunta [T41,T42] | CASTLEBAR |  | 53.8643 | -9.3302
MV/LV Substation BE***466 |  | 10 kV | _ | LV | 50 kVA :Pole Substation | 0.05 | --> | 0.05 | 0 | 0 | Constrained, otherwise capacity available =16 kVA | --> | 0.048 | 0 | 0.015 | 0 | 0 | Constrained, otherwise capacity available =41 kW | --> | C20 ex KNOCKAPHUNTA | Knockaphunta [T41,T42] | CASTLEBAR |  | 53.8018 | -9.2143
MV/LV Substation BA***471 |  | 10 kV | _ | LV | 50 kVA :Pole Substation | 0.05 | --> | 0.05 | 0 | 0 | Constrained, otherwise capacity available =40 kVA | --> | 0.048 | 0 | 0 | 0 | 0 | Constrained, otherwise capacity available =49 kW | --> | C20 ex KNOCKAPHUNTA | Knockaphunta [T41,T42] | CASTLEBAR |  | 53.7899 | -9.1884
MV/LV Substation PU***474 |  | 10 kV | _ | LV | 50 kVA :Pole Substation | 0.05 | --> | 0.05 | 0 | 0 | Constrained, otherwise capacity available =50 kVA | --> | 0.048 | 0 | 0 | 0 | 0 | Constrained, otherwise capacity available =48 kW | --> | C20 ex KNOCKAPHUNTA | Knockaphunta [T41,T42] | CASTLEBAR |  | 53.7791 | -9.1855
MV/LV Substation MA***492X |  | 10 kV | _ | LV | 50 kVA :Pole Substation | 0.05 | --> | 0.05 | 0 | 0 | Constrained, otherwise capacity available =49 kVA | --> | 0.048 | 0 | 0 | 0 | 0 | Constrained, otherwise capacity available =48 kW | --> | C20 ex KNOCKAPHUNTA | Knockaphunta [T41,T42] | CASTLEBAR |  | 53.8311 | -9.1867
MV/LV Substation BA***494X |  | 20 kV | _ | LV | 50 kVA :Pole Substation | 0.05 | --> | 0.05 | 0 | 0 | Constrained, otherwise capacity available =38 kVA | --> | 0.048 | 0 | 0 | 0 | 0 | Constrained, otherwise capacity available =49 kW | --> | E17 ex WINDSOR | Windsor [T421,T422] | CASTLEBAR |  | 53.8041 | -9.1339
MV/LV Substation RA***503X |  | 10 kV | _ | LV | 50 kVA :Pole Substation | 0.05 | --> | 0.05 | 0.03 | 1.93 |  | --> | 0.048 | 0 | 0.009 | 0 | 0 | Constrained, otherwise capacity available =44 kW | --> | C16 ex TURLOUGH ROAD | Turlough Road [T41,T42] | CASTLEBAR |  | 53.8628 | -9.3073
MV/LV Substation MU***506X |  | 10 kV | _ | LV | 100 kVA :Pole Substation | 0.1 | --> | 0.1 | 0 | 0 | Constrained, otherwise capacity available =97 kVA | --> | 0.095 | 0 | 0 | 0 | 0 | Constrained, otherwise capacity available =95 kW | --> | C20 ex KNOCKAPHUNTA | Knockaphunta [T41,T42] | CASTLEBAR |  | 53.8051 | -9.2272
MV/LV Substation BA***514 |  | 10 kV | _ | LV | 100 kVA :Pole Substation | 0.1 | --> | 0.1 | 0 | 0 | Constrained, otherwise capacity available =97 kVA | --> | 0.095 | 0 | 0 | 0 | 0 | Constrained, otherwise capacity available =96 kW | --> | C20 ex KNOCKAPHUNTA | Knockaphunta [T41,T42] | CASTLEBAR |  | 53.7831 | -9.1834
MV/LV Substation PI***523 |  | 20 kV | _ | LV | 100 kVA :Pole Substation | 0.1 | --> | 0.1 | 0 | 0 | Constrained, otherwise capacity available =94 kVA | --> | 0.095 | 0 | 0 | 0 | 0 | Constrained, otherwise capacity available =96 kW | --> | E17 ex WINDSOR | Windsor [T421,T422] | CASTLEBAR |  | 53.8125 | -9.1497
MV/LV Substation ST***524 |  | 20 kV | _ | LV | 100 kVA :Pole Substation | 0.1 | --> | 0.1 | 0 | 0 | Constrained, otherwise capacity available =85 kVA | --> | 0.095 | 0 | 0.006 | 0 | 0 | Constrained, otherwise capacity available =93 kW | --> | E17 ex WINDSOR | Windsor [T421,T422] | CASTLEBAR |  | 53.8074 | -9.1377
MV/LV Substation CL***536X |  | 20 kV | _ | LV | 50 kVA :Pole Substation | 0.05 | --> | 0.05 | 0 | 0 | Constrained, otherwise capacity available =47 kVA | --> | 0.048 | 0 | 0 | 0 | 0 | Constrained, otherwise capacity available =48 kW | --> | C14 ex KNOCKAPHUNTA | Knockaphunta [T41,T42] | CASTLEBAR |  | 53.8192 | -9.3576
MV/LV Substation KI***546X |  | 20 kV | _ | LV | 50 kVA :Pole Substation | 0.05 | --> | 0.05 | 0 | 0 | Constrained, otherwise capacity available =38 kVA | --> | 0.048 | 0 | 0.011 | 0 | 0 | Constrained, otherwise capacity available =41 kW | --> | E17 ex WINDSOR | Windsor [T421,T422] | CASTLEBAR |  | 53.8551 | -9.2647
MV/LV Substation BA***552 |  | 20 kV | _ | LV | 200 kVA :Pole Substation | 0.2 | --> | 0.2 | 0 | 0 | Constrained, otherwise capacity available =40 kVA | --> | 0.19 | 0 | 0.005 | 0 | 0 | Constrained, otherwise capacity available =207 kW | --> | E17 ex WINDSOR | Windsor [T421,T422] | CASTLEBAR |  | 53.8058 | -9.1299
MV/LV Substation FA***553 |  | 20 kV | _ | LV | 200 kVA :Pole Substation | 0.2 | --> | 0.2 | 0 | 0 | Constrained, otherwise capacity available =122 kVA | --> | 0.19 | 0 | 0.021 | 0 | 0 | Constrained, otherwise capacity available =185 kW | --> | E17 ex WINDSOR | Windsor [T421,T422] | CASTLEBAR |  | 53.8024 | -9.1291
MV/LV Substation BA***560X |  | 10 kV | _ | LV | 50 kVA :Pole Substation | 0.05 | --> | 0.05 | 0.047 | 1.93 |  | --> | 0.048 | 0 | 0 | 0 | 0 | Constrained, otherwise capacity available =48 kW | --> | C18 ex TURLOUGH ROAD | Turlough Road [T41,T42] | CASTLEBAR |  | 53.8995 | -9.1774
MV/LV Substation BL***563X |  | 10 kV | _ | LV | 200 kVA :Kiosk Substation | 0.2 | --> | 0.2 | 0.149 | 1.93 |  | --> | 0.19 | 0 | 0.004 | 0 | 0 | Constrained, otherwise capacity available =194 kW | --> | C16 ex TURLOUGH ROAD | Turlough Road [T41,T42] | CASTLEBAR |  | 53.855 | -9.3148
MV/LV Substation MA***566X |  | 10 kV | _ | LV | 200 kVA :Kiosk Substation | 0.2 | --> | 0.2 | 0 | 0 | Constrained, otherwise capacity available =142 kVA | --> | 0.19 | 0 | 0.005 | 0 | 0 | Constrained, otherwise capacity available =194 kW | --> | C19 ex KNOCKAPHUNTA | Knockaphunta [T41,T42] | CASTLEBAR |  | 53.8407 | -9.3257
MV/LV Substation MA***568X |  | 10 kV | _ | LV | 630 kVA :Building Structure | 0.63 | --> | 0.63 | 0.458 | 1.51 |  | --> | 0.598 | 0 | 0.011 | 0 | 0 | Constrained, otherwise capacity available =613 kW | --> | C19 ex TURLOUGH ROAD | Turlough Road [T43] | CASTLEBAR |  | 53.8562 | -9.3017
MV/LV Substation HO***570X |  | 10 kV | _ | LV | 400 kVA :Kiosk Substation | 0.4 | --> | 0.4 | 0 | 0 | Constrained, otherwise capacity available =360 kVA | --> | 0.38 | 0 | 0.005 | 0 | 0 | Constrained, otherwise capacity available =382 kW | --> | E18 ex WINDSOR | Windsor [T421,T422] | CASTLEBAR |  | 53.8517 | -9.2711
MV/LV Substation HO***572X |  | 10 kV | _ | LV | 400 kVA :Kiosk Substation | 0.4 | --> | 0.4 | 0 | 0 | Constrained, otherwise capacity available =328 kVA | --> | 0.38 | 0 | 0 | 0 | 0 | Constrained, otherwise capacity available =390 kW | --> | C19 ex KNOCKAPHUNTA | Knockaphunta [T41,T42] | CASTLEBAR |  | 53.8497 | -9.3126
MV/LV Substation A.***573X |  | 20 kV | _ | LV | 1000 kVA :Building Structure | 1 | --> | 1 | 0 | 0 | Constrained, otherwise capacity available =1000 kVA | --> | 0.95 | 0 | 0 | 0 | 0 | Constrained, otherwise capacity available =950 kW | --> | E16 ex WINDSOR | Windsor [T421,T422] | CASTLEBAR |  | 53.8506 | -9.2789
MV/LV Substation RE***576X |  | 10 kV | _ | LV | 100 kVA :Pole Substation | 0.1 | --> | 0.1 | 0 | 0 | Constrained, otherwise capacity available =95 kVA | --> | 0.095 | 0 | 0 | 0 | 0 | Constrained, otherwise capacity available =96 kW | --> | E18 ex WINDSOR | Windsor [T421,T422] | CASTLEBAR |  | 53.8505 | -9.2837
MV/LV Substation SP***578X |  | 10 kV | _ | LV | 400 kVA :Kiosk Substation | 0.4 | --> | 0.4 | 0 | 0 | Constrained, otherwise capacity available =318 kVA | --> | 0.38 | 0 | 0 | 0 | 0 | Constrained, otherwise capacity available =391 kW | --> | C13 ex KNOCKAPHUNTA | Knockaphunta [T41,T42] | CASTLEBAR |  | 53.8529 | -9.2947
MV/LV Substation KN***579X |  | 10 kV | _ | LV | 200 kVA :Kiosk Substation | 0.2 | --> | 0.2 | 0 | 0 | Constrained, otherwise capacity available =150 kVA | --> | 0.19 | 0 | 0.014 | 0 | 0 | Constrained, otherwise capacity available =186 kW | --> | C19 ex KNOCKAPHUNTA | Knockaphunta [T41,T42] | CASTLEBAR |  | 53.8408 | -9.3221
MV/LV Substation TU***587 |  | 10 kV | _ | LV | 100 kVA :Pole Substation | 0.1 | --> | 0.1 | 0.074 | 1.93 |  | --> | 0.095 | 0 | 0.006 | 0 | 0 | Constrained, otherwise capacity available =94 kW | --> | C18 ex TURLOUGH ROAD | Turlough Road [T41,T42] | CASTLEBAR |  | 53.8839 | -9.2161
MV/LV Substation FA***591X |  | 10 kV | _ | LV | 200 kVA :Kiosk Substation | 0.2 | --> | 0.2 | 0 | 0 | Constrained, otherwise capacity available =148 kVA | --> | 0.19 | 0 | 0.018 | 0 | 0 | Constrained, otherwise capacity available =184 kW | --> | E18 ex WINDSOR | Windsor [T421,T422] | CASTLEBAR |  | 53.8619 | -9.2825
MV/LV Substation PA***599 |  | 10 kV | _ | LV | 33 kVA :Pole Substation | 0.033 | --> | 0.033 | 0.023 | 1.93 |  | --> | 0.031 | 0 | 0.005 | 0 | 0 | Constrained, otherwise capacity available =29 kW | --> | C18 ex TURLOUGH ROAD | Turlough Road [T41,T42] | CASTLEBAR |  | 53.909 | -9.1976
MV/LV Substation BA***603X |  | 10 kV | _ | LV | 50 kVA :Pole Substation | 0.05 | --> | 0.05 | 0.049 | 1.93 |  | --> | 0.048 | 0 | 0 | 0 | 0 | Constrained, otherwise capacity available =48 kW | --> | C18 ex TURLOUGH ROAD | Turlough Road [T41,T42] | CASTLEBAR |  | 53.8713 | -9.2638
MV/LV Substation N5***609X |  | 10 kV | _ | LV | 630 kVA :Kiosk Substation | 0.63 | --> | 0.63 | 0 | 0 | Constrained, otherwise capacity available =394 kVA | --> | 0.598 | 0 | 0.055 | 0 | 0 | Constrained, otherwise capacity available =589 kW | --> | E18 ex WINDSOR | Windsor [T421,T422] | CASTLEBAR |  | 53.8572 | -9.2807
MV/LV Substation RO***618X |  | 10 kV | _ | LV | 200 kVA :Kiosk Substation | 0.2 | --> | 0.2 | 0.158 | 1.93 |  | --> | 0.19 | 0 | 0.005 | 0 | 0 | Constrained, otherwise capacity available =192 kW | --> | C16 ex TURLOUGH ROAD | Turlough Road [T41,T42] | CASTLEBAR |  | 53.8662 | -9.2988
MV/LV Substation MC***619X |  | 10 kV | _ | LV | 400 kVA :Building Structure | 0.4 | --> | 0.4 | 0.112 | 1.93 |  | --> | 0.38 | 0 | 0.03 | 0 | 0 | Constrained, otherwise capacity available =395 kW | --> | C16 ex TURLOUGH ROAD | Turlough Road [T41,T42] | CASTLEBAR |  | 53.855 | -9.3066
MV/LV Substation SI***624X |  | 10 kV | _ | LV | 200 kVA :Kiosk Substation | 0.2 | --> | 0.2 | 0.118 | 1.93 |  | --> | 0.19 | 0 | 0.024 | 0 | 0 | Constrained, otherwise capacity available =183 kW | --> | C16 ex TURLOUGH ROAD | Turlough Road [T41,T42] | CASTLEBAR |  | 53.8678 | -9.2989
MV/LV Substation VO***631X |  | 20 kV | _ | LV | 630 kVA :Building Structure | 0.63 | --> | 0.63 | 0 | 0 | Constrained, otherwise capacity available =582 kVA | --> | 0.598 | 0 | 0.011 | 0 | 0 | Constrained, otherwise capacity available =597 kW | --> | E16 ex WINDSOR | Windsor [T421,T422] | CASTLEBAR |  | 53.8508 | -9.2811
MV/LV Substation AU***632X |  | 20 kV | _ | LV | 50 kVA :Pole Substation | 0.05 | --> | 0.05 | 0 | 0 | Constrained, otherwise capacity available =44 kVA | --> | 0.048 | 0 | 0 | 0 | 0 | Constrained, otherwise capacity available =48 kW | --> | E17 ex WINDSOR | Windsor [T421,T422] | CASTLEBAR |  | 53.8671 | -9.2677
MV/LV Substation FO***644X |  | 10 kV | _ | LV | 200 kVA :Kiosk Substation | 0.2 | --> | 0.2 | 0.164 | 1.93 |  | --> | 0.19 | 0 | 0 | 0 | 0 | Constrained, otherwise capacity available =195 kW | --> | C16 ex TURLOUGH ROAD | Turlough Road [T41,T42] | CASTLEBAR |  | 53.8619 | -9.3103
MV/LV Substation FO***650 |  | 10 kV | _ | LV | 200 kVA :Kiosk Substation | 0.2 | --> | 0.2 | 0.134 | 1.93 |  | --> | 0.19 | 0 | 0.023 | 0 | 0 | Constrained, otherwise capacity available =182 kW | --> | C16 ex TURLOUGH ROAD | Turlough Road [T41,T42] | CASTLEBAR |  | 53.8607 | -9.3108
MV/LV Substation SU***651X |  | 10 kV | _ | LV | 200 kVA :Kiosk Substation | 0.2 | --> | 0.2 | 0 | 0 | Constrained, otherwise capacity available =128 kVA | --> | 0.19 | 0 | 0.025 | 0 | 0 | Constrained, otherwise capacity available =181 kW | --> | E18 ex WINDSOR | Windsor [T421,T422] | CASTLEBAR |  | 53.8634 | -9.2824
MV/LV Substation TU***653X |  | 10 kV | _ | LV | 400 kVA :Building Structure | 0.4 | --> | 0.4 | 0.374 | 1.93 |  | --> | 0.38 | 0 | 0 | 0 | 0 | Constrained, otherwise capacity available =384 kW | --> | C18 ex TURLOUGH ROAD | Turlough Road [T41,T42] | CASTLEBAR |  | 53.8834 | -9.2076
MV/LV Substation CE***670X |  | 10 kV | _ | LV | 630 kVA :Kiosk Substation | 0.63 | --> | 0.63 | 0 | 0 | Constrained, otherwise capacity available =552 kVA | --> | 0.598 | 0 | 0.01 | 0 | 0 | Constrained, otherwise capacity available =602 kW | --> | E18 ex WINDSOR | Windsor [T421,T422] | CASTLEBAR |  | 53.8565 | -9.279
MV/LV Substation ME***674X |  | 10 kV | _ | LV | 200 kVA :Kiosk Substation | 0.2 | --> | 0.2 | 0 | 0 | Constrained, otherwise capacity available =149 kVA | --> | 0.19 | 0 | 0.016 | 0 | 0 | Constrained, otherwise capacity available =185 kW | --> | C19 ex KNOCKAPHUNTA | Knockaphunta [T41,T42] | CASTLEBAR |  | 53.8409 | -9.324
MV/LV Substation TR***687X |  | 10 kV | _ | LV | 200 kVA :Kiosk Substation | 0.2 | --> | 0.2 | 0 | 0 | Constrained, otherwise capacity available =172 kVA | --> | 0.19 | 0 | 0 | 0 | 0 | Constrained, otherwise capacity available =194 kW | --> | C22 ex KNOCKAPHUNTA | Knockaphunta [T41,T42] | CASTLEBAR |  | 53.8468 | -9.3074
MV/LV Substation DE***689 |  | 20 kV | _ | LV | 50 kVA :Pole Substation | 0.05 | --> | 0.05 | 0 | 0 | Constrained, otherwise capacity available =40 kVA | --> | 0.048 | 0 | 0 | 0 | 0 | Constrained, otherwise capacity available =49 kW | --> | C18 ex KNOCKAPHUNTA | Knockaphunta [T41,T42] | CASTLEBAR |  | 53.8537 | -9.375
MV/LV Substation BA***691X |  | 20 kV | _ | LV | 100 kVA :Pole Substation | 0.1 | --> | 0.1 | 0 | 0 | Constrained, otherwise capacity available =69 kVA | --> | 0.095 | 0 | 0.004 | 0 | 0 | Constrained, otherwise capacity available =96 kW | --> | E17 ex WINDSOR | Windsor [T421,T422] | CASTLEBAR |  | 53.8101 | -9.1311
MV/LV Substation AL***703X |  | 10 kV | _ | LV | 630 kVA :Kiosk Substation | 0.63 | --> | 0.63 | 0 | 0 | Constrained, otherwise capacity available =286 kVA | --> | 0.598 | 0 | 0 | 0 | 0 | Constrained, otherwise capacity available =644 kW | --> | C22 ex KNOCKAPHUNTA | Knockaphunta [T41,T42] | CASTLEBAR |  | 53.8539 | -9.3046
MV/LV Substation RI***704X |  | 20 kV | _ | LV | 100 kVA :Pole Substation | 0.1 | --> | 0.1 | 0 | 0 | Constrained, otherwise capacity available =84 kVA | --> | 0.095 | 0 | 0 | 0 | 0 | Constrained, otherwise capacity available =97 kW | --> | E15 ex WINDSOR | Windsor [T421,T422] | CASTLEBAR |  | 53.8545 | -9.2732
MV/LV Substation LA***707X |  | 10 kV | _ | LV | 200 kVA :Kiosk Substation | 0.2 | --> | 0.2 | 0.137 | 1.93 |  | --> | 0.19 | 0 | 0.015 | 0 | 0 | Constrained, otherwise capacity available =187 kW | --> | C16 ex TURLOUGH ROAD | Turlough Road [T41,T42] | CASTLEBAR |  | 53.869 | -9.3
MV/LV Substation CR***708X |  | 10 kV | _ | LV | 100 kVA :Pole Substation | 0.1 | --> | 0.1 | 0.09 | 1.93 |  | --> | 0.095 | 0 | 0.011 | 0 | 0 | Constrained, otherwise capacity available =88 kW | --> | C18 ex TURLOUGH ROAD | Turlough Road [T41,T42] | CASTLEBAR |  | 53.9199 | -9.2553
MV/LV Substation TU***711X |  | 10 kV | _ | LV | 50 kVA :Pole Substation | 0.05 | --> | 0.05 | 0.038 | 1.93 |  | --> | 0.048 | 0 | 0 | 0 | 0 | Constrained, otherwise capacity available =49 kW | --> | C18 ex TURLOUGH ROAD | Turlough Road [T41,T42] | CASTLEBAR |  | 53.8836 | -9.2137
MV/LV Substation CL***721X |  | 20 kV | _ | LV | 50 kVA :Pole Substation | 0.05 | --> | 0.05 | 0 | 0 | Constrained, otherwise capacity available =47 kVA | --> | 0.048 | 0 | 0 | 0 | 0 | Constrained, otherwise capacity available =48 kW | --> | E17 ex WINDSOR | Windsor [T421,T422] | CASTLEBAR |  | 53.8599 | -9.2462
MV/LV Substation FR***724 |  | 10 kV | _ | LV | 50 kVA :Pole Substation | 0.05 | --> | 0.05 | 0.041 | 1.93 |  | --> | 0.048 | 0 | 0 | 0 | 0 | Constrained, otherwise capacity available =49 kW | --> | C13 ex TURLOUGH ROAD | Turlough Road [T41,T42] | CASTLEBAR |  | 53.8605 | -9.2873
MV/LV Substation BL***725X |  | 10 kV | _ | LV | 100 kVA :Pole Substation | 0.1 | --> | 0.1 | 0.069 | 1.93 |  | --> | 0.095 | 0 | 0 | 0 | 0 | Constrained, otherwise capacity available =99 kW | --> | C18 ex TURLOUGH ROAD | Turlough Road [T41,T42] | CASTLEBAR |  | 53.8986 | -9.1771
MV/LV Substation MO***727 |  | 10 kV | _ | LV | 100 kVA :Pole Substation | 0.1 | --> | 0.1 | 0 | 0 | Constrained, otherwise capacity available =91 kVA | --> | 0.095 | 0 | 0 | 0 | 0 | Constrained, otherwise capacity available =96 kW | --> | C19 ex KNOCKAPHUNTA | Knockaphunta [T41,T42] | CASTLEBAR |  | 53.845 | -9.3209
MV/LV Substation PH***727X |  | 20 kV | _ | LV | 50 kVA :Pole Substation | 0.05 | --> | 0.05 | 0 | 0 | Constrained, otherwise capacity available =50 kVA | --> | 0.048 | 0 | 0 | 0 | 0 | Constrained, otherwise capacity available =48 kW | --> | C14 ex KNOCKAPHUNTA | Knockaphunta [T41,T42] | CASTLEBAR |  | 53.8309 | -9.3454
MV/LV Substation BA***728 |  | 20 kV | _ | LV | 50 kVA :Pole Substation | 0.05 | --> | 0.05 | 0 | 0 | Constrained, otherwise capacity available =40 kVA | --> | 0.048 | 0 | 0.005 | 0 | 0 | Constrained, otherwise capacity available =45 kW | --> | C14 ex KNOCKAPHUNTA | Knockaphunta [T41,T42] | CASTLEBAR |  | 53.8425 | -9.3285
MV/LV Substation MC***730X |  | 10 kV | _ | LV | 400 kVA :Kiosk Substation | 0.4 | --> | 0.4 | 0 | 0 | Constrained, otherwise capacity available =316 kVA | --> | 0.38 | 0 | 0.013 | 0 | 0 | Constrained, otherwise capacity available =382 kW | --> | C13 ex KNOCKAPHUNTA | Knockaphunta [T41,T42] | CASTLEBAR |  | 53.853 | -9.2891
MV/LV Substation PH***731 |  | 20 kV | _ | LV | 50 kVA :Pole Substation | 0.05 | --> | 0.05 | 0 | 0 | Constrained, otherwise capacity available =38 kVA | --> | 0.048 | 0 | 0.004 | 0 | 0 | Constrained, otherwise capacity available =46 kW | --> | C14 ex KNOCKAPHUNTA | Knockaphunta [T41,T42] | CASTLEBAR |  | 53.8297 | -9.3456
MV/LV Substation PA***733X |  | 10 kV | _ | LV | 400 kVA :Kiosk Substation | 0.4 | --> | 0.4 | 0 | 0 | Constrained, otherwise capacity available =396 kVA | --> | 0.38 | 0 | 0 | 0 | 0 | Constrained, otherwise capacity available =381 kW | --> | C13 ex KNOCKAPHUNTA | Knockaphunta [T41,T42] | CASTLEBAR |  | 53.8506 | -9.2974
MV/LV Substation WH***734X |  | 10 kV | _ | LV | 400 kVA :Kiosk Substation | 0.4 | --> | 0.4 | 0.323 | 1.93 |  | --> | 0.38 | 0 | 0.01 | 0 | 0 | Constrained, otherwise capacity available =383 kW | --> | C13 ex TURLOUGH ROAD | Turlough Road [T41,T42] | CASTLEBAR |  | 53.8675 | -9.2832
MV/LV Substation CA***739X |  | 10 kV | _ | LV | 630 kVA :Kiosk Substation | 0.63 | --> | 0.63 | 0.478 | 1.51 |  | --> | 0.598 | 0 | 0 | 0 | 0 | Constrained, otherwise capacity available =619 kW | --> | C19 ex TURLOUGH ROAD | Turlough Road [T43] | CASTLEBAR |  | 53.8551 | -9.3012
MV/LV Substation DE***741 |  | 20 kV | _ | LV | 50 kVA :Pole Substation | 0.05 | --> | 0.05 | 0 | 0 | Constrained, otherwise capacity available =44 kVA | --> | 0.048 | 0 | 0.006 | 0 | 0 | Constrained, otherwise capacity available =44 kW | --> | C21 ex KNOCKAPHUNTA | Knockaphunta [T41,T42] | CASTLEBAR |  | 53.8213 | -9.3342
MV/LV Substation FO***743X |  | 20 kV | _ | LV | 630 kVA :Kiosk Substation | 0.63 | --> | 0.63 | 0 | 0 | Constrained, otherwise capacity available =599 kVA | --> | 0.598 | 0 | 0 | 0 | 0 | Constrained, otherwise capacity available =603 kW | --> | E16 ex WINDSOR | Windsor [T421,T422] | CASTLEBAR |  | 53.8529 | -9.2732
MV/LV Substation BA***752X |  | 10 kV | _ | LV | 50 kVA :Pole Substation | 0.05 | --> | 0.05 | 0.05 | 1.93 |  | --> | 0.048 | 0 | 0 | 0 | 0 | Constrained, otherwise capacity available =48 kW | --> | C18 ex TURLOUGH ROAD | Turlough Road [T41,T42] | CASTLEBAR |  | 53.8757 | -9.2664
MV/LV Substation MI***754X |  | 10 kV | _ | LV | 200 kVA :Kiosk Substation | 0.2 | --> | 0.2 | 0.161 | 1.93 |  | --> | 0.19 | 0 | 0.009 | 0 | 0 | Constrained, otherwise capacity available =188 kW | --> | C18 ex TURLOUGH ROAD | Turlough Road [T41,T42] | CASTLEBAR |  | 53.883 | -9.2187
MV/LV Substation WO***755X |  | 10 kV | _ | LV | 400 kVA :Kiosk Substation | 0.4 | --> | 0.4 | 0.296 | 1.93 |  | --> | 0.38 | 0 | 0.025 | 0 | 0 | Constrained, otherwise capacity available =375 kW | --> | C16 ex TURLOUGH ROAD | Turlough Road [T41,T42] | CASTLEBAR |  | 53.8573 | -9.3157
MV/LV Substation DE***760X |  | 20 kV | _ | LV | 50 kVA :Pole Substation | 0.05 | --> | 0.05 | 0 | 0 | Constrained, otherwise capacity available =50 kVA | --> | 0.048 | 0 | 0 | 0 | 0 | Constrained, otherwise capacity available =48 kW | --> | E17 ex WINDSOR | Windsor [T421,T422] | CASTLEBAR |  | 53.8643 | -9.2317
MV/LV Substation HE***762X |  | 20 kV | _ | LV | 50 kVA :Pole Substation | 0.05 | --> | 0.05 | 0 | 0 | Constrained, otherwise capacity available =50 kVA | --> | 0.048 | 0 | 0 | 0 | 0 | Constrained, otherwise capacity available =48 kW | --> | E17 ex WINDSOR | Windsor [T421,T422] | CASTLEBAR |  | 53.8463 | -9.2313
MV/LV Substation MI***764X |  | 10 kV | _ | LV | 630 kVA :Kiosk Substation | 0.63 | --> | 0.63 | 0.466 | 1.51 |  | --> | 0.598 | 0 | 0 | 0 | 0 | Constrained, otherwise capacity available =620 kW | --> | C19 ex TURLOUGH ROAD | Turlough Road [T43] | CASTLEBAR |  | 53.8578 | -9.2985
MV/LV Substation BE***766 |  | 10 kV | _ | LV | 100 kVA :Pole Substation | 0.1 | --> | 0.1 | 0 | 0 | Constrained, otherwise capacity available =93 kVA | --> | 0.095 | 0 | 0 | 0 | 0 | Constrained, otherwise capacity available =96 kW | --> | C20 ex KNOCKAPHUNTA | Knockaphunta [T41,T42] | CASTLEBAR |  | 53.8055 | -9.2166
MV/LV Substation MA***769 |  | 20 kV | _ | LV | 50 kVA :Pole Substation | 0.05 | --> | 0.05 | 0 | 0 | Constrained, otherwise capacity available =47 kVA | --> | 0.048 | 0 | 0.006 | 0 | 0 | Constrained, otherwise capacity available =44 kW | --> | E17 ex WINDSOR | Windsor [T421,T422] | CASTLEBAR |  | 53.8237 | -9.1593
MV/LV Substation RO***772 |  | 10 kV | _ | LV | 400 kVA :Kiosk Substation | 0.4 | --> | 0.4 | 0.31 | 1.93 |  | --> | 0.38 | 0 | 0.008 | 0 | 0 | Constrained, otherwise capacity available =386 kW | --> | C16 ex TURLOUGH ROAD | Turlough Road [T41,T42] | CASTLEBAR |  | 53.8654 | -9.3035
MV/LV Substation AN***774X |  | 10 kV | _ | LV | 200 kVA :Kiosk Substation | 0.2 | --> | 0.2 | 0.166 | 1.93 |  | --> | 0.19 | 0 | 0.009 | 0 | 0 | Constrained, otherwise capacity available =188 kW | --> | C13 ex TURLOUGH ROAD | Turlough Road [T41,T42] | CASTLEBAR |  | 53.8648 | -9.2858
MV/LV Substation TE***776X |  | 10 kV | _ | LV | 400 kVA :Kiosk Substation | 0.4 | --> | 0.4 | 0.264 | 1.51 |  | --> | 0.38 | 0 | 0 | 0 | 0 | Constrained, otherwise capacity available =398 kW | --> | C19 ex TURLOUGH ROAD | Turlough Road [T43] | CASTLEBAR |  | 53.8559 | -9.3036
MV/LV Substation KN***781X |  | 10 kV | _ | LV | 200 kVA :Kiosk Substation | 0.2 | --> | 0.2 | 0.153 | 1.93 |  | --> | 0.19 | 0 | 0 | 0 | 0 | Constrained, otherwise capacity available =196 kW | --> | C13 ex TURLOUGH ROAD | Turlough Road [T41,T42] | CASTLEBAR |  | 53.865 | -9.2839
MV/LV Substation CL***782X |  | 20 kV | _ | LV | 50 kVA :Pole Substation | 0.05 | --> | 0.05 | 0 | 0 | Constrained, otherwise capacity available =23 kVA | --> | 0.048 | 0 | 0 | 0 | 0 | Constrained, otherwise capacity available =51 kW | --> | E17 ex WINDSOR | Windsor [T421,T422] | CASTLEBAR |  | 53.8766 | -9.2249
MV/LV Substation DU***789X |  | 20 kV | _ | LV | 50 kVA :Pole Substation | 0.05 | --> | 0.05 | 0 | 0 | Constrained, otherwise capacity available =35 kVA | --> | 0.048 | 0 | 0 | 0 | 0 | Constrained, otherwise capacity available =49 kW | --> | E17 ex WINDSOR | Windsor [T421,T422] | CASTLEBAR |  | 53.8432 | -9.2448
MV/LV Substation CL***795 |  | 10 kV | _ | LV | 50 kVA :Pole Substation | 0.05 | --> | 0.05 | 0 | 0 | Constrained, otherwise capacity available =47 kVA | --> | 0.048 | 0 | 0 | 0 | 0 | Constrained, otherwise capacity available =48 kW | --> | C21 ex KNOCKAPHUNTA | Knockaphunta [T41,T42] | CASTLEBAR |  | 53.8281 | -9.306
MV/LV Substation BO***803X |  | 10 kV | _ | LV | 50 kVA :Pole Substation | 0.05 | --> | 0.05 | 0.042 | 1.93 |  | --> | 0.048 | 0 | 0 | 0 | 0 | Constrained, otherwise capacity available =49 kW | --> | C18 ex TURLOUGH ROAD | Turlough Road [T41,T42] | CASTLEBAR |  | 53.883 | -9.237
MV/LV Substation MA***812 |  | 20 kV | _ | LV | 100 kVA :Pole Substation | 0.1 | --> | 0.1 | 0 | 0 | Constrained, otherwise capacity available =100 kVA | --> | 0.095 | 0 | 0 | 0 | 0 | Constrained, otherwise capacity available =95 kW | --> | E17 ex WINDSOR | Windsor [T421,T422] | CASTLEBAR |  | 53.8341 | -9.1868
MV/LV Substation BA***822 |  | 20 kV | _ | LV | 50 kVA :Pole Substation | 0.05 | --> | 0.05 | 0 | 0 | Constrained, otherwise capacity available =17 kVA | --> | 0.048 | 0 | 0.05 | 0 | 0 | Constrained, otherwise capacity available =15 kW | --> | E17 ex WINDSOR | Windsor [T421,T422] | CASTLEBAR |  | 53.8131 | -9.1555
MV/LV Substation LE***829X |  | 10 kV | _ | LV | 200 kVA :Kiosk Substation | 0.2 | --> | 0.2 | 0.132 | 1.93 |  | --> | 0.19 | 0 | 0.031 | 0 | 0 | Constrained, otherwise capacity available =176 kW | --> | C18 ex TURLOUGH ROAD | Turlough Road [T41,T42] | CASTLEBAR |  | 53.8823 | -9.2223
MV/LV Substation GA***835X |  | 20 kV | _ | LV | 100 kVA :Pole Substation | 0.1 | --> | 0.1 | 0 | 0 | Constrained, otherwise capacity available =99 kVA | --> | 0.095 | 0 | 0 | 0 | 0 | Constrained, otherwise capacity available =95 kW | --> | C21 ex KNOCKAPHUNTA | Knockaphunta [T41,T42] | CASTLEBAR |  | 53.8013 | -9.3181
MV/LV Substation NE***841X |  | 10 kV | _ | LV | 400 kVA :Kiosk Substation | 0.4 | --> | 0.4 | 0.369 | 1.51 |  | --> | 0.38 | 0 | 0.011 | 0 | 0 | Constrained, otherwise capacity available =376 kW | --> | C19 ex TURLOUGH ROAD | Turlough Road [T43] | CASTLEBAR |  | 53.8569 | -9.3007
MV/LV Substation LA***852 |  | 10 kV | _ | LV | 50 kVA :Pole Substation | 0.05 | --> | 0.05 | 0.049 | 1.93 |  | --> | 0.048 | 0 | 0 | 0 | 0 | Constrained, otherwise capacity available =48 kW | --> | C18 ex TURLOUGH ROAD | Turlough Road [T41,T42] | CASTLEBAR |  | 53.8951 | -9.1605
MV/LV Substation TU***855 |  | 10 kV | _ | LV | 100 kVA :Pole Substation | 0.1 | --> | 0.1 | 0.097 | 1.93 |  | --> | 0.095 | 0 | 0 | 0 | 0 | Constrained, otherwise capacity available =96 kW | --> | C18 ex TURLOUGH ROAD | Turlough Road [T41,T42] | CASTLEBAR |  | 53.8816 | -9.1963
MV/LV Substation BA***857X |  | 10 kV | _ | LV | 50 kVA :Pole Substation | 0.05 | --> | 0.05 | 0 | 0 | Constrained, otherwise capacity available =48 kVA | --> | 0.048 | 0 | 0 | 0 | 0 | Constrained, otherwise capacity available =48 kW | --> | C20 ex KNOCKAPHUNTA | Knockaphunta [T41,T42] | CASTLEBAR |  | 53.8071 | -9.2061
MV/LV Substation BR***859 |  | 20 kV | _ | LV | 50 kVA :Pole Substation | 0.05 | --> | 0.05 | 0 | 0 | Constrained, otherwise capacity available =48 kVA | --> | 0.048 | 0 | 0 | 0 | 0 | Constrained, otherwise capacity available =48 kW | --> | E17 ex WINDSOR | Windsor [T421,T422] | CASTLEBAR |  | 53.8339 | -9.2
MV/LV Substation KE***860 |  | 10 kV | _ | LV | 50 kVA :Pole Substation | 0.05 | --> | 0.05 | 0.031 | 1.93 |  | --> | 0.048 | 0 | 0 | 0 | 0 | Constrained, otherwise capacity available =50 kW | --> | C18 ex TURLOUGH ROAD | Turlough Road [T41,T42] | CASTLEBAR |  | 53.8462 | -9.169
MV/LV Substation LA***864 |  | 10 kV | _ | LV | 50 kVA :Pole Substation | 0.05 | --> | 0.05 | 0 | 0 | Constrained, otherwise capacity available =47 kVA | --> | 0.048 | 0 | 0 | 0 | 0 | Constrained, otherwise capacity available =48 kW | --> | C20 ex KNOCKAPHUNTA | Knockaphunta [T41,T42] | CASTLEBAR |  | 53.7968 | -9.2376
MV/LV Substation VA***870X |  | 10 kV | _ | LV | 50 kVA :Pole Substation | 0.05 | --> | 0.05 | 0 | 0 | Constrained, otherwise capacity available =48 kVA | --> | 0.048 | 0 | 0 | 0 | 0 | Constrained, otherwise capacity available =48 kW | --> | C20 ex KNOCKAPHUNTA | Knockaphunta [T41,T42] | CASTLEBAR |  | 53.8151 | -9.1972
MV/LV Substation PA***872X |  | 10 kV | _ | LV | 50 kVA :Pole Substation | 0.05 | --> | 0.05 | 0.045 | 1.93 |  | --> | 0.048 | 0 | 0 | 0 | 0 | Constrained, otherwise capacity available =48 kW | --> | C18 ex TURLOUGH ROAD | Turlough Road [T41,T42] | CASTLEBAR |  | 53.9329 | -9.208
MV/LV Substation VA***876X |  | 20 kV | _ | LV | 50 kVA :Pole Substation | 0.05 | --> | 0.05 | 0 | 0 | Constrained, otherwise capacity available =47 kVA | --> | 0.048 | 0 | 0 | 0 | 0 | Constrained, otherwise capacity available =48 kW | --> | E17 ex WINDSOR | Windsor [T421,T422] | CASTLEBAR |  | 53.8198 | -9.1691
MV/LV Substation BE***877 |  | 10 kV | _ | LV | 50 kVA :Pole Substation | 0.05 | --> | 0.05 | 0 | 0 | Constrained, otherwise capacity available =50 kVA | --> | 0.048 | 0 | 0 | 0 | 0 | Constrained, otherwise capacity available =48 kW | --> | C20 ex KNOCKAPHUNTA | Knockaphunta [T41,T42] | CASTLEBAR |  | 53.7979 | -9.1912
MV/LV Substation PI***878 |  | 20 kV | _ | LV | 100 kVA :Pole Substation | 0.1 | --> | 0.1 | 0 | 0 | Constrained, otherwise capacity available =52 kVA | --> | 0.095 | 0 | 0 | 0 | 0 | Constrained, otherwise capacity available =101 kW | --> | C21 ex KNOCKAPHUNTA | Knockaphunta [T41,T42] | CASTLEBAR |  | 53.8065 | -9.2786
MV/LV Substation BR***878X |  | 20 kV | _ | LV | 200 kVA :Kiosk Substation | 0.2 | --> | 0.2 | 0 | 0 | Constrained, otherwise capacity available =174 kVA | --> | 0.19 | 0 | 0.012 | 0 | 0 | Constrained, otherwise capacity available =185 kW | --> | E17 ex WINDSOR | Windsor [T421,T422] | CASTLEBAR |  | 53.8532 | -9.263
MV/LV Substation BA***879X |  | 10 kV | _ | LV | 50 kVA :Pole Substation | 0.05 | --> | 0.05 | 0 | 0 | Constrained, otherwise capacity available =40 kVA | --> | 0.048 | 0 | 0.015 | 0 | 0 | Constrained, otherwise capacity available =38 kW | --> | C20 ex KNOCKAPHUNTA | Knockaphunta [T41,T42] | CASTLEBAR |  | 53.8492 | -9.27
MV/LV Substation BU***880X |  | 10 kV | _ | LV | 400 kVA :Building Structure | 0.4 | --> | 0.4 | 0 | 0 | Constrained, otherwise capacity available =245 kVA | --> | 0.38 | 0 | 0.022 | 0 | 0 | Constrained, otherwise capacity available =372 kW | --> | E18 ex WINDSOR | Windsor [T421,T422] | CASTLEBAR |  | 53.8571 | -9.2783
MV/LV Substation DR***882 |  | 20 kV | _ | LV | 100 kVA :Pole Substation | 0.1 | --> | 0.1 | 0 | 0 | Constrained, otherwise capacity available =81 kVA | --> | 0.095 | 0 | 0 | 0 | 0 | Constrained, otherwise capacity available =98 kW | --> | E17 ex WINDSOR | Windsor [T421,T422] | CASTLEBAR |  | 53.851 | -9.2025
MV/LV Substation OA***883X |  | 10 kV | _ | LV | 400 kVA :Kiosk Substation | 0.4 | --> | 0.4 | 0 | 0 | Constrained, otherwise capacity available =343 kVA | --> | 0.38 | 0 | 0.004 | 0 | 0 | Constrained, otherwise capacity available =385 kW | --> | C19 ex KNOCKAPHUNTA | Knockaphunta [T41,T42] | CASTLEBAR |  | 53.8398 | -9.3282
MV/LV Substation MI***886X |  | 10 kV | _ | LV | 100 kVA :Pole Substation | 0.1 | --> | 0.1 | 0 | 0 | Constrained, otherwise capacity available =88 kVA | --> | 0.095 | 0 | 0 | 0 | 0 | Constrained, otherwise capacity available =97 kW | --> | C20 ex KNOCKAPHUNTA | Knockaphunta [T41,T42] | CASTLEBAR |  | 53.8404 | -9.2898
MV/LV Substation CU***889X |  | 10 kV | _ | LV | 50 kVA :Pole Substation | 0.05 | --> | 0.05 | 0 | 0 | Constrained, otherwise capacity available =45 kVA | --> | 0.048 | 0 | 0 | 0 | 0 | Constrained, otherwise capacity available =48 kW | --> | C20 ex KNOCKAPHUNTA | Knockaphunta [T41,T42] | CASTLEBAR |  | 53.8276 | -9.2755
MV/LV Substation LU***890 |  | 20 kV | _ | LV | 50 kVA :Pole Substation | 0.05 | --> | 0.05 | 0 | 0 | Constrained, otherwise capacity available =38 kVA | --> | 0.048 | 0 | 0.005 | 0 | 0 | Constrained, otherwise capacity available =46 kW | --> | E17 ex WINDSOR | Windsor [T421,T422] | CASTLEBAR |  | 53.8686 | -9.1965
MV/LV Substation OL***893X |  | 20 kV | _ | LV | 630 kVA :Building Structure | 0.63 | --> | 0.63 | 0 | 0 | Constrained, otherwise capacity available =491 kVA | --> | 0.598 | 0 | 0.016 | 0 | 0 | Constrained, otherwise capacity available =605 kW | --> | E16 ex WINDSOR | Windsor [T421,T422] | CASTLEBAR |  | 53.8477 | -9.2835
MV/LV Substation NE***899X |  | 10 kV | _ | LV | 50 kVA :Pole Substation | 0.05 | --> | 0.05 | 0 | 0 | Constrained, otherwise capacity available =45 kVA | --> | 0.048 | 0 | 0 | 0 | 0 | Constrained, otherwise capacity available =48 kW | --> | C20 ex KNOCKAPHUNTA | Knockaphunta [T41,T42] | CASTLEBAR |  | 53.8055 | -9.2399
MV/LV Substation CL***906 |  | 20 kV | _ | LV | 50 kVA :Pole Substation | 0.05 | --> | 0.05 | 0 | 0 | Constrained, otherwise capacity available =50 kVA | --> | 0.048 | 0 | 0 | 0 | 0 | Constrained, otherwise capacity available =48 kW | --> | C14 ex KNOCKAPHUNTA | Knockaphunta [T41,T42] | CASTLEBAR |  | 53.8389 | -9.3439
MV/LV Substation BR***911 |  | 20 kV | _ | LV | 50 kVA :Pole Substation | 0.05 | --> | 0.05 | 0 | 0 | Constrained, otherwise capacity available =49 kVA | --> | 0.048 | 0 | 0 | 0 | 0 | Constrained, otherwise capacity available =48 kW | --> | E17 ex WINDSOR | Windsor [T421,T422] | CASTLEBAR |  | 53.8432 | -9.2225
MV/LV Substation SP***916X |  | 10 kV | _ | LV | 630 kVA :Kiosk Substation | 0.63 | --> | 0.63 | 0 | 0 | Constrained, otherwise capacity available =614 kVA | --> | 0.598 | 0 | 0 | 0 | 0 | Constrained, otherwise capacity available =601 kW | --> | C13 ex KNOCKAPHUNTA | Knockaphunta [T41,T42] | CASTLEBAR |  | 53.8521 | -9.2948
MV/LV Substation HO***917X |  | 10 kV | _ | LV | 630 kVA :Building Structure | 0.63 | --> | 0.63 | 0.5 | 1.51 |  | --> | 0.598 | 0 | 0 | 0 | 0 | Constrained, otherwise capacity available =611 kW | --> | C19 ex TURLOUGH ROAD | Turlough Road [T43] | CASTLEBAR |  | 53.854 | -9.3025
MV/LV Substation CA***918X |  | 10 kV | _ | LV | 100 kVA :Pole Substation | 0.1 | --> | 0.1 | 0.1 | 1.93 |  | --> | 0.095 | 0 | 0 | 0 | 0 | Constrained, otherwise capacity available =95 kW | --> | C16 ex TURLOUGH ROAD | Turlough Road [T41,T42] | CASTLEBAR |  | 53.8568 | -9.311
MV/LV Substation BL***932X |  | 10 kV | _ | LV | 100 kVA :Pole Substation | 0.1 | --> | 0.1 | 0.079 | 1.51 |  | --> | 0.095 | 0 | 0 | 0 | 0 | Constrained, otherwise capacity available =98 kW | --> | C19 ex TURLOUGH ROAD | Turlough Road [T43] | CASTLEBAR |  | 53.8666 | -9.2921
MV/LV Substation CH***935X |  | 20 kV | _ | LV | 200 kVA :Kiosk Substation | 0.2 | --> | 0.2 | 0 | 0 | Constrained, otherwise capacity available =180 kVA | --> | 0.19 | 0 | 0.014 | 0 | 0 | Constrained, otherwise capacity available =182 kW | --> | E17 ex WINDSOR | Windsor [T421,T422] | CASTLEBAR |  | 53.8102 | -9.1392
MV/LV Substation CO***936 |  | 10 kV | _ | LV | 100 kVA :Pole Substation | 0.1 | --> | 0.1 | 0 | 0 | Constrained, otherwise capacity available =92 kVA | --> | 0.095 | 0 | 0 | 0 | 0 | Constrained, otherwise capacity available =96 kW | --> | C20 ex KNOCKAPHUNTA | Knockaphunta [T41,T42] | CASTLEBAR |  | 53.8154 | -9.261
MV/LV Substation DU***940X |  | 10 kV | _ | LV | 200 kVA :Kiosk Substation | 0.2 | --> | 0.2 | 0.182 | 1.93 |  | --> | 0.19 | 0 | 0 | 0 | 0 | Constrained, otherwise capacity available =192 kW | --> | C16 ex TURLOUGH ROAD | Turlough Road [T41,T42] | CASTLEBAR |  | 53.857 | -9.3202
MV/LV Substation CA***941X |  | 10 kV | _ | LV | 630 kVA :Kiosk Substation | 0.63 | --> | 0.63 | 0.462 | 1.93 |  | --> | 0.598 | 0 | 0.019 | 0 | 0 | Constrained, otherwise capacity available =607 kW | --> | C16 ex TURLOUGH ROAD | Turlough Road [T41,T42] | CASTLEBAR |  | 53.859 | -9.3187
MV/LV Substation BA***942 |  | 20 kV | _ | LV | 50 kVA :Pole Substation | 0.05 | --> | 0.05 | 0 | 0 | Constrained, otherwise capacity available =9 kVA | --> | 0.048 | 0 | 0 | 0 | 0 | Constrained, otherwise capacity available =53 kW | --> | C21 ex KNOCKAPHUNTA | Knockaphunta [T41,T42] | CASTLEBAR |  | 53.7949 | -9.3156
MV/LV Substation RO***946X |  | 20 kV | _ | LV | 50 kVA :Pole Substation | 0.05 | --> | 0.05 | 0 | 0 | Constrained, otherwise capacity available =50 kVA | --> | 0.048 | 0 | 0 | 0 | 0 | Constrained, otherwise capacity available =48 kW | --> | E17 ex WINDSOR | Windsor [T421,T422] | CASTLEBAR |  | 53.847 | -9.2262
MV/LV Substation TA***948 |  | 10 kV | _ | LV | 50 kVA :Pole Substation | 0.05 | --> | 0.05 | 0.043 | 1.93 |  | --> | 0.048 | 0 | 0.01 | 0 | 0 | Constrained, otherwise capacity available =41 kW | --> | C16 ex TURLOUGH ROAD | Turlough Road [T41,T42] | CASTLEBAR |  | 53.8734 | -9.3093
MV/LV Substation CL***974 |  | 20 kV | _ | LV | 50 kVA :Pole Substation | 0.05 | --> | 0.05 | 0 | 0 | Constrained, otherwise capacity available =45 kVA | --> | 0.048 | 0 | 0.01 | 0 | 0 | Constrained, otherwise capacity available =41 kW | --> | C14 ex KNOCKAPHUNTA | Knockaphunta [T41,T42] | CASTLEBAR |  | 53.8189 | -9.3546
MV/LV Substation DR***987 |  | 20 kV | _ | LV | 100 kVA :Pole Substation | 0.1 | --> | 0.1 | 0 | 0 | Constrained, otherwise capacity available =40 kVA | --> | 0.095 | 0 | 0.011 | 0 | 0 | Constrained, otherwise capacity available =95 kW | --> | E17 ex WINDSOR | Windsor [T421,T422] | CASTLEBAR |  | 53.8472 | -9.212
MV/LV Substation HA***990X |  | 20 kV | _ | LV | 400 kVA :Kiosk Substation | 0.4 | --> | 0.4 | 0 | 0 | Constrained, otherwise capacity available =290 kVA | --> | 0.38 | 0 | 0 | 0 | 0 | Constrained, otherwise capacity available =395 kW | --> | E16 ex WINDSOR | Windsor [T421,T422] | CASTLEBAR |  | 53.8461 | -9.2876
MV/LV Substation WO***993X |  | 20 kV | _ | LV | 630 kVA :Building Structure | 0.63 | --> | 0.63 | 0 | 0 | Constrained, otherwise capacity available =472 kVA | --> | 0.598 | 0 | 0 | 0 | 0 | Constrained, otherwise capacity available =620 kW | --> | E16 ex WINDSOR | Windsor [T421,T422] | CASTLEBAR |  | 53.8495 | -9.2766
MV/LV Substation BU***997X |  | 10 kV | _ | LV | 630 kVA :Kiosk Substation | 0.63 | --> | 0.63 | 0 | 0 | Constrained, otherwise capacity available =563 kVA | --> | 0.598 | 0 | 0 | 0 | 0 | Constrained, otherwise capacity available =608 kW | --> | E18 ex WINDSOR | Windsor [T421,T422] | CASTLEBAR |  | 53.8581 | -9.279
MV/LV Substation TH***001 |  | 10 kV | _ | LV | 400 kVA :Kiosk Substation | 0.4 | --> | 0.4 | 0.168 | 0.43 |  | --> | 0.38 | 0 | 0.015 | 0 | 0 | Constrained, otherwise capacity available =399 kW | --> | C19 ex SWINFORD | Swinford [T41,T42] | CASTLEBAR |  | 53.9433 | -8.9498
MV/LV Substation ST***008 |  | 10 kV | _ | LV | 400 kVA :Kiosk Substation | 0.4 | --> | 0.4 | 0.294 | 0.43 |  | --> | 0.38 | 0 | 0.01 | 0 | 0 | Constrained, otherwise capacity available =387 kW | --> | C18 ex SWINFORD | Swinford [T41,T42] | CASTLEBAR |  | 53.9404 | -8.9518
MV/LV Substation PA***013X |  | 10 kV | _ | LV | 400 kVA :Kiosk Substation | 0.4 | --> | 0.4 | 0.296 | 0.43 |  | --> | 0.38 | 0 | 0.005 | 0 | 0 | Constrained, otherwise capacity available =390 kW | --> | C18 ex SWINFORD | Swinford [T41,T42] | CASTLEBAR |  | 53.9413 | -8.9487
MV/LV Substation ST***014 |  | 10 kV | _ | LV | 200 kVA :Pole Substation | 0.2 | --> | 0.2 | 0.154 | 0.43 |  | --> | 0.19 | 0 | 0.015 | 0 | 0 | Constrained, otherwise capacity available =185 kW | --> | C13 ex SWINFORD | Swinford [T41,T42] | CASTLEBAR |  | 53.9433 | -8.954
MV/LV Substation BA***015 |  | 10 kV | _ | LV | 200 kVA :Pole Substation | 0.2 | --> | 0.2 | 0.129 | 0.43 |  | --> | 0.19 | 0 | 0.004 | 0 | 0 | Constrained, otherwise capacity available =197 kW | --> | C19 ex SWINFORD | Swinford [T41,T42] | CASTLEBAR |  | 53.9443 | -8.9468
MV/LV Substation DO***016X |  | 10 kV | _ | LV | 50 kVA :Pole Substation | 0.05 | --> | 0.05 | 0.04 | 0.43 |  | --> | 0.048 | 0 | 0 | 0 | 0 | Constrained, otherwise capacity available =49 kW | --> | C14 ex SWINFORD | Swinford [T41,T42] | CASTLEBAR |  | 54.0109 | -8.9787
MV/LV Substation MA***018 |  | 10 kV | _ | LV | 630 kVA :Kiosk Substation | 0.63 | --> | 0.63 | 0.429 | 0.43 | Constrained, otherwise capacity available =505 kVA | --> | 0.598 | 0 | 0 | 0 | 0 | Constrained, otherwise capacity available =615 kW | --> | C19 ex SWINFORD | Swinford [T41,T42] | CASTLEBAR |  | 53.9451 | -8.9518
MV/LV Substation ME***033 |  | 10 kV | _ | LV | 100 kVA :Pole Substation | 0.1 | --> | 0.1 | 0.084 | 0.43 |  | --> | 0.095 | 0 | 0.005 | 0 | 0 | Constrained, otherwise capacity available =93 kW | --> | C19 ex SWINFORD | Swinford [T41,T42] | CASTLEBAR |  | 53.9456 | -8.9478
MV/LV Substation CO***039X |  | 10 kV | _ | LV | 400 kVA :Kiosk Substation | 0.4 | --> | 0.4 | 0.373 | 0.43 |  | --> | 0.38 | 0 | 0 | 0 | 0 | Constrained, otherwise capacity available =384 kW | --> | C13 ex SWINFORD | Swinford [T41,T42] | CASTLEBAR |  | 53.942 | -8.9522
MV/LV Substation GA***062X |  | 10 kV | _ | LV | 400 kVA :Building Structure | 0.4 | --> | 0.4 | 0.364 | 0.43 |  | --> | 0.38 | 0 | 0.005 | 0 | 0 | Constrained, otherwise capacity available =381 kW | --> | C19 ex SWINFORD | Swinford [T41,T42] | CASTLEBAR |  | 53.9449 | -8.9506
MV/LV Substation CA***089 |  | 10 kV | _ | LV | 100 kVA :Pole Substation | 0.1 | --> | 0.1 | 0.099 | 0.43 |  | --> | 0.095 | 0 | 0 | 0 | 0 | Constrained, otherwise capacity available =95 kW | --> | C20 ex SWINFORD | Swinford [T41,T42] | CASTLEBAR |  | 53.9283 | -8.9545
MV/LV Substation CL***100 |  | 10 kV | _ | LV | 50 kVA :Pole Substation | 0.05 | --> | 0.05 | 0.042 | 0.43 |  | --> | 0.048 | 0 | 0 | 0 | 0 | Constrained, otherwise capacity available =49 kW | --> | C14 ex SWINFORD | Swinford [T41,T42] | CASTLEBAR |  | 53.9835 | -8.8767
MV/LV Substation KI***107 |  | 10 kV | _ | LV | 100 kVA :Pole Substation | 0.1 | --> | 0.1 | 0.057 | 0.43 |  | --> | 0.095 | 0 | 0 | 0 | 0 | Constrained, otherwise capacity available =101 kW | --> | C20 ex SWINFORD | Swinford [T41,T42] | CASTLEBAR |  | 53.937 | -8.9195
MV/LV Substation CO***115X |  | 10 kV | _ | LV | 200 kVA :Kiosk Substation | 0.2 | --> | 0.2 | 0.162 | 0.43 |  | --> | 0.19 | 0 | 0.003 | 0 | 0 | Constrained, otherwise capacity available =193 kW | --> | C19 ex SWINFORD | Swinford [T41,T42] | CASTLEBAR |  | 53.9447 | -8.9401
MV/LV Substation KE***116X |  | 10 kV | _ | LV | 630 kVA :Kiosk Substation | 0.63 | --> | 0.63 | 0.429 | 0.43 | Constrained, otherwise capacity available =574 kVA | --> | 0.598 | 0 | 0.01 | 0 | 0 | Constrained, otherwise capacity available =599 kW | --> | C13 ex SWINFORD | Swinford [T41,T42] | CASTLEBAR |  | 53.9426 | -8.9377
MV/LV Substation TY***137 |  | 10 kV | _ | LV | 50 kVA :Pole Substation | 0.05 | --> | 0.05 | 0.029 | 0.43 |  | --> | 0.048 | 0 | 0 | 0 | 0 | Constrained, otherwise capacity available =50 kW | --> | C21 ex SWINFORD | Swinford [T41,T42] | CASTLEBAR |  | 53.9506 | -8.9689
MV/LV Substation LI***145X |  | 10 kV | _ | LV | 50 kVA :Pole Substation | 0.05 | --> | 0.05 | 0.048 | 0.43 |  | --> | 0.048 | 0 | 0 | 0 | 0 | Constrained, otherwise capacity available =48 kW | --> | C13 ex SWINFORD | Swinford [T41,T42] | CASTLEBAR |  | 53.92 | -8.9942
MV/LV Substation HA***146X |  | 20 kV | _ | LV | 1000 kVA :Building Structure | 1 | --> | 1 | 0.429 | 0.43 | Constrained, otherwise capacity available =907 kVA | --> | 0.95 | 0 | 0 | 0 | 0 | Constrained, otherwise capacity available =963 kW | --> | C20 ex SWINFORD | Swinford [T41,T42] | CASTLEBAR |  | 53.8606 | -8.8495
MV/LV Substation WO***151X |  | 10 kV | _ | LV | 400 kVA :Kiosk Substation | 0.4 | --> | 0.4 | 0.359 | 0.43 |  | --> | 0.38 | 0 | 0.042 | 0 | 0 | Constrained, otherwise capacity available =354 kW | --> | C13 ex SWINFORD | Swinford [T41,T42] | CASTLEBAR |  | 53.9387 | -8.9441
MV/LV Substation PU***157 |  | 20 kV | _ | LV | 200 kVA :Pole Substation | 0.2 | --> | 0.2 | 0.154 | 0.43 |  | --> | 0.19 | 0 | 0 | 0 | 0 | Constrained, otherwise capacity available =196 kW | --> | C20 ex SWINFORD | Swinford [T41,T42] | CASTLEBAR |  | 53.8706 | -8.8518
MV/LV Substation KI***158 |  | 20 kV | _ | LV | 50 kVA :Pole Substation | 0.05 | --> | 0.05 | 0.031 | 0.43 |  | --> | 0.048 | 0 | 0 | 0 | 0 | Constrained, otherwise capacity available =50 kW | --> | C20 ex SWINFORD | Swinford [T41,T42] | CASTLEBAR |  | 53.87 | -8.8537
MV/LV Substation SE***159 |  | 10 kV | _ | LV | 200 kVA :Kiosk Substation | 0.2 | --> | 0.2 | 0.181 | 0.43 |  | --> | 0.19 | 0 | 0.004 | 0 | 0 | Constrained, otherwise capacity available =190 kW | --> | C18 ex SWINFORD | Swinford [T41,T42] | CASTLEBAR |  | 53.9385 | -8.9544
MV/LV Substation RE***162X |  | 10 kV | _ | LV | 50 kVA :Pole Substation | 0.05 | --> | 0.05 | 0.039 | 0.43 |  | --> | 0.048 | 0 | 0 | 0 | 0 | Constrained, otherwise capacity available =49 kW | --> | C13 ex SWINFORD | Swinford [T41,T42] | CASTLEBAR |  | 53.8876 | -9.0272
MV/LV Substation SE***185X |  | 10 kV | _ | LV | 50 kVA :Pole Substation | 0.05 | --> | 0.05 | 0.046 | 0.43 |  | --> | 0.048 | 0 | 0 | 0 | 0 | Constrained, otherwise capacity available =48 kW | --> | C13 ex SWINFORD | Swinford [T41,T42] | CASTLEBAR |  | 53.9019 | -9.062
MV/LV Substation HI***217X |  | 20 kV | _ | LV | 400 kVA :Kiosk Substation | 0.4 | --> | 0.4 | 0.38 | 0.43 |  | --> | 0.38 | 0 | 0.005 | 0 | 0 | Constrained, otherwise capacity available =379 kW | --> | C20 ex SWINFORD | Swinford [T41,T42] | CASTLEBAR |  | 53.8735 | -8.8426
MV/LV Substation MI***265 |  | 20 kV | _ | LV | 100 kVA :Pole Substation | 0.1 | --> | 0.1 | 0.089 | 0.43 |  | --> | 0.095 | 0 | 0 | 0 | 0 | Constrained, otherwise capacity available =97 kW | --> | C20 ex SWINFORD | Swinford [T41,T42] | CASTLEBAR |  | 53.874 | -8.8523
MV/LV Substation FO***265X |  | 10 kV | _ | LV | 100 kVA :Pole Substation | 0.1 | --> | 0.1 | 0.094 | 0.43 |  | --> | 0.095 | 0 | 0 | 0 | 0 | Constrained, otherwise capacity available =96 kW | --> | C19 ex SWINFORD | Swinford [T41,T42] | CASTLEBAR |  | 53.9463 | -8.9551
MV/LV Substation BO***272 |  | 10 kV | _ | LV | 100 kVA :Pole Substation | 0.1 | --> | 0.1 | 0.06 | 0.43 |  | --> | 0.095 | 0 | 0.005 | 0 | 0 | Constrained, otherwise capacity available =97 kW | --> | C13 ex SWINFORD | Swinford [T41,T42] | CASTLEBAR |  | 53.9023 | -9.0543
MV/LV Substation BR***291 |  | 10 kV | _ | LV | 100 kVA :Pole Substation | 0.1 | --> | 0.1 | 0.064 | 0.43 |  | --> | 0.095 | 0 | 0.006 | 0 | 0 | Constrained, otherwise capacity available =95 kW | --> | C13 ex SWINFORD | Swinford [T41,T42] | CASTLEBAR |  | 53.9366 | -8.9473
MV/LV Substation CO***296 |  | 10 kV | _ | LV | 50 kVA :Pole Substation | 0.05 | --> | 0.05 | 0.045 | 0.43 |  | --> | 0.048 | 0 | 0 | 0 | 0 | Constrained, otherwise capacity available =48 kW | --> | C13 ex SWINFORD | Swinford [T41,T42] | CASTLEBAR |  | 53.9358 | -8.9532
MV/LV Substation RA***297 |  | 10 kV | _ | LV | 50 kVA :Pole Substation | 0.05 | --> | 0.05 | 0.043 | 0.43 |  | --> | 0.048 | 0 | 0 | 0 | 0 | Constrained, otherwise capacity available =48 kW | --> | C21 ex SWINFORD | Swinford [T41,T42] | CASTLEBAR |  | 53.9474 | -8.9466
MV/LV Substation TH***305 |  | 10 kV | _ | LV | 50 kVA :Pole Substation | 0.05 | --> | 0.05 | 0.049 | 0.43 |  | --> | 0.048 | 0 | 0 | 0 | 0 | Constrained, otherwise capacity available =48 kW | --> | C13 ex SWINFORD | Swinford [T41,T42] | CASTLEBAR |  | 53.8911 | -9.101
MV/LV Substation CA***310 |  | 10 kV | _ | LV | 100 kVA :Pole Substation | 0.1 | --> | 0.1 | 0.09 | 0.43 |  | --> | 0.095 | 0 | 0 | 0 | 0 | Constrained, otherwise capacity available =96 kW | --> | C18 ex SWINFORD | Swinford [T41,T42] | CASTLEBAR |  | 53.9387 | -8.9525
MV/LV Substation SE***314 |  | 10 kV | _ | LV | 100 kVA :Pole Substation | 0.1 | --> | 0.1 | 0.041 | 0.43 |  | --> | 0.095 | 0 | 0 | 0 | 0 | Constrained, otherwise capacity available =103 kW | --> | C21 ex SWINFORD | Swinford [T41,T42] | CASTLEBAR |  | 53.9493 | -8.96
MV/LV Substation BO***321 |  | 10 kV | _ | LV | 100 kVA :Pole Substation | 0.1 | --> | 0.1 | 0.092 | 0.43 |  | --> | 0.095 | 0 | 0 | 0 | 0 | Constrained, otherwise capacity available =96 kW | --> | C13 ex SWINFORD | Swinford [T41,T42] | CASTLEBAR |  | 53.9019 | -9.0139
MV/LV Substation HO***326 |  | 10 kV | _ | LV | 50 kVA :Pole Substation | 0.05 | --> | 0.05 | 0.036 | 0.43 |  | --> | 0.048 | 0 | 0 | 0 | 0 | Constrained, otherwise capacity available =49 kW | --> | C18 ex SWINFORD | Swinford [T41,T42] | CASTLEBAR |  | 53.9442 | -8.9425
MV/LV Substation CH***330 |  | 10 kV | _ | LV | 100 kVA :Pole Substation | 0.1 | --> | 0.1 | 0.091 | 0.43 |  | --> | 0.095 | 0 | 0 | 0 | 0 | Constrained, otherwise capacity available =96 kW | --> | C13 ex SWINFORD | Swinford [T41,T42] | CASTLEBAR |  | 53.8921 | -9.0204
MV/LV Substation BA***338X |  | 20 kV | _ | LV | 200 kVA :Kiosk Substation | 0.2 | --> | 0.2 | 0.189 | 0.43 |  | --> | 0.19 | 0 | 0.005 | 0 | 0 | Constrained, otherwise capacity available =188 kW | --> | C20 ex SWINFORD | Swinford [T41,T42] | CASTLEBAR |  | 53.8678 | -8.8523
MV/LV Substation SH***340X |  | 10 kV | _ | LV | 100 kVA :Pole Substation | 0.1 | --> | 0.1 | 0.098 | 0.43 |  | --> | 0.095 | 0 | 0 | 0 | 0 | Constrained, otherwise capacity available =95 kW | --> | C13 ex SWINFORD | Swinford [T41,T42] | CASTLEBAR |  | 53.8698 | -9.101
MV/LV Substation KI***344X |  | 20 kV | _ | LV | 200 kVA :Kiosk Substation | 0.2 | --> | 0.2 | 0.192 | 0.43 |  | --> | 0.19 | 0 | 0 | 0 | 0 | Constrained, otherwise capacity available =191 kW | --> | C20 ex SWINFORD | Swinford [T41,T42] | CASTLEBAR |  | 53.8738 | -8.8403
MV/LV Substation PU***351 |  | 10 kV | _ | LV | 50 kVA :Pole Substation | 0.05 | --> | 0.05 | 0.048 | 0.43 |  | --> | 0.048 | 0 | 0 | 0 | 0 | Constrained, otherwise capacity available =48 kW | --> | C20 ex SWINFORD | Swinford [T41,T42] | CASTLEBAR |  | 53.9235 | -8.9326
MV/LV Substation KI***352 |  | 20 kV | _ | LV | 400 kVA :Kiosk Substation | 0.4 | --> | 0.4 | 0.32 | 0.43 |  | --> | 0.38 | 0 | 0.007 | 0 | 0 | Constrained, otherwise capacity available =386 kW | --> | C20 ex SWINFORD | Swinford [T41,T42] | CASTLEBAR |  | 53.8718 | -8.8507
MV/LV Substation CO***398 |  | 20 kV | _ | LV | 200 kVA :Pole Substation | 0.2 | --> | 0.2 | 0.2 | 0.43 |  | --> | 0.19 | 0 | 0 | 0 | 0 | Constrained, otherwise capacity available =190 kW | --> | C20 ex SWINFORD | Swinford [T41,T42] | CASTLEBAR |  | 53.8805 | -8.8515
MV/LV Substation SE***401 |  | 10 kV | _ | LV | 100 kVA :Pole Substation | 0.1 | --> | 0.1 | 0.046 | 0.43 |  | --> | 0.095 | 0 | 0.004 | 0 | 0 | Constrained, otherwise capacity available =99 kW | --> | C13 ex SWINFORD | Swinford [T41,T42] | CASTLEBAR |  | 53.926 | -8.9635
MV/LV Substation MU***4013 |  | 10 kV | _ | LV | 50 kVA :Pole Substation | 0.05 | --> | 0.05 | 0.05 | 0.43 |  | --> | 0.048 | 0 | 0 | 0 | 0 | Constrained, otherwise capacity available =48 kW | --> | C13 ex SWINFORD | Swinford [T41,T42] | CASTLEBAR |  | 53.8925 | -9.1242
MV/LV Substation OA***4019 |  | 10 kV | _ | LV | 200 kVA :Pole Substation | 0.2 | --> | 0.2 | 0.194 | 0.43 |  | --> | 0.19 | 0 | 0 | 0 | 0 | Constrained, otherwise capacity available =191 kW | --> | C13 ex SWINFORD | Swinford [T41,T42] | CASTLEBAR |  | 53.9006 | -9.0506
MV/LV Substation BA***401X |  | 10 kV | _ | LV | 200 kVA :Kiosk Substation | 0.2 | --> | 0.2 | 0.177 | 0.43 |  | --> | 0.19 | 0 | 0.003 | 0 | 0 | Constrained, otherwise capacity available =191 kW | --> | C13 ex SWINFORD | Swinford [T41,T42] | CASTLEBAR |  | 53.9024 | -9.0599
MV/LV Substation HE***4055 |  | 20 kV | _ | LV | 50 kVA :Pole Substation | 0.05 | --> | 0.05 | 0.05 | 0.43 |  | --> | 0.048 | 0 | 0 | 0 | 0 | Constrained, otherwise capacity available =48 kW | --> | C20 ex SWINFORD | Swinford [T41,T42] | CASTLEBAR |  | 53.9152 | -8.9249
MV/LV Substation HA***4057 |  | 20 kV | _ | LV | 200 kVA :Pole Substation | 0.2 | --> | 0.2 | 0.185 | 0.43 |  | --> | 0.19 | 0 | 0 | 0 | 0 | Constrained, otherwise capacity available =192 kW | --> | C20 ex SWINFORD | Swinford [T41,T42] | CASTLEBAR |  | 53.8624 | -8.8467
MV/LV Substation CE***4070 |  | 20 kV | _ | LV | 100 kVA :Pole Substation | 0.1 | --> | 0.1 | 0.074 | 0.43 |  | --> | 0.095 | 0 | 0 | 0 | 0 | Constrained, otherwise capacity available =98 kW | --> | C20 ex SWINFORD | Swinford [T41,T42] | CASTLEBAR |  | 53.8513 | -8.8567
MV/LV Substation BA***407X |  | 10 kV | _ | LV | 100 kVA :Pole Substation | 0.1 | --> | 0.1 | 0.1 | 0.43 |  | --> | 0.095 | 0 | 0 | 0 | 0 | Constrained, otherwise capacity available =95 kW | --> | C13 ex SWINFORD | Swinford [T41,T42] | CASTLEBAR |  | 53.8964 | -9.1482
MV/LV Substation OR***4094 |  | 10 kV | _ | LV | 100 kVA :Pole Substation | 0.1 | --> | 0.1 | 0.1 | 0.43 |  | --> | 0.095 | 0 | 0 | 0 | 0 | Constrained, otherwise capacity available =95 kW | --> | C13 ex SWINFORD | Swinford [T41,T42] | CASTLEBAR |  | 53.9308 | -9.1131
MV/LV Substation MI***4107 |  | 20 kV | _ | LV | 50 kVA :Pole Substation | 0.05 | --> | 0.05 | 0.048 | 0.43 |  | --> | 0.048 | 0 | 0 | 0 | 0 | Constrained, otherwise capacity available =48 kW | --> | C20 ex SWINFORD | Swinford [T41,T42] | CASTLEBAR |  | 53.8519 | -8.8548
MV/LV Substation SW***4121 |  | 10 kV | _ | LV | 400 kVA :Kiosk Substation | 0.4 | --> | 0.4 | 0 | 0 | Constrained, otherwise capacity available =400 kVA | --> | 0.38 | 0 | 0 | 0 | 0 | Constrained, otherwise capacity available =380 kW | --> | C17 ex SWINFORD |  |  |  | 53.9448 | -8.9415
MV/LV Substation FA***413X |  | 10 kV | _ | LV | 50 kVA :Pole Substation | 0.05 | --> | 0.05 | 0.047 | 0.43 |  | --> | 0.048 | 0 | 0.006 | 0 | 0 | Constrained, otherwise capacity available =43 kW | --> | C14 ex SWINFORD | Swinford [T41,T42] | CASTLEBAR |  | 54.0379 | -8.9036
MV/LV Substation RA***4186 |  | 10 kV | _ | LV | 50 kVA :Pole Substation | 0.05 | --> | 0.05 | 0.046 | 0.43 |  | --> | 0.048 | 0 | 0.01 | 0 | 0 | Constrained, otherwise capacity available =41 kW | --> | C21 ex SWINFORD | Swinford [T41,T42] | CASTLEBAR |  | 53.9467 | -8.9437
MV/LV Substation AN***4192 |  | 10 kV | _ | LV | 200 kVA :Kiosk Substation | 0.2 | --> | 0.2 | 0.2 | 0.43 |  | --> | 0.19 | 0 | 0 | 0 | 0 | Constrained, otherwise capacity available =190 kW | --> | C13 ex SWINFORD | Swinford [T41,T42] | CASTLEBAR |  | 53.8935 | -9.15
MV/LV Substation MG***4198 |  | 10 kV | _ | LV | 50 kVA :Pole Substation | 0.05 | --> | 0.05 | 0 | 0 | Constrained, otherwise capacity available =50 kVA | --> | 0.048 | 0 | 0 | 0.048 | 0 |  | --> | C11 ex CHARLESTOWN | Charlestown [T41] | TONROE |  | 53.9476 | -8.929
MV/LV Substation ST***4203 |  | 10 kV | _ | LV | 200 kVA :Kiosk Substation | 0.2 | --> | 0.2 | 0.2 | 0.43 |  | --> | 0.19 | 0 | 0 | 0 | 0 | Constrained, otherwise capacity available =190 kW | --> | C13 ex SWINFORD | Swinford [T41,T42] | CASTLEBAR |  | 53.9421 | -8.9384
MV/LV Substation GA***431X |  | 20 kV | _ | LV | 400 kVA :Kiosk Substation | 0.4 | --> | 0.4 | 0.344 | 0.43 |  | --> | 0.38 | 0 | 0 | 0 | 0 | Constrained, otherwise capacity available =388 kW | --> | C20 ex SWINFORD | Swinford [T41,T42] | CASTLEBAR |  | 53.8572 | -8.8454
MV/LV Substation DE***440X |  | 20 kV | _ | LV | 100 kVA :Pole Substation | 0.1 | --> | 0.1 | 0.054 | 0.43 |  | --> | 0.095 | 0 | 0 | 0 | 0 | Constrained, otherwise capacity available =101 kW | --> | C20 ex SWINFORD | Swinford [T41,T42] | CASTLEBAR |  | 53.8748 | -8.8556
MV/LV Substation BA***443 |  | 10 kV | _ | LV | 100 kVA :Pole Substation | 0.1 | --> | 0.1 | 0.042 | 0.43 |  | --> | 0.095 | 0 | 0.011 | 0 | 0 | Constrained, otherwise capacity available =94 kW | --> | C13 ex SWINFORD | Swinford [T41,T42] | CASTLEBAR |  | 53.8949 | -9.1491
MV/LV Substation KI***443X |  | 20 kV | _ | LV | 200 kVA :Kiosk Substation | 0.2 | --> | 0.2 | 0.2 | 0.43 |  | --> | 0.19 | 0 | 0 | 0 | 0 | Constrained, otherwise capacity available =190 kW | --> | C20 ex SWINFORD | Swinford [T41,T42] | CASTLEBAR |  | 53.8723 | -8.8524
MV/LV Substation SE***446X |  | 10 kV | _ | LV | 50 kVA :Pole Substation | 0.05 | --> | 0.05 | 0.041 | 0.43 |  | --> | 0.048 | 0 | 0 | 0 | 0 | Constrained, otherwise capacity available =49 kW | --> | C13 ex SWINFORD | Swinford [T41,T42] | CASTLEBAR |  | 53.9292 | -9.1139
MV/LV Substation AC***448X |  | 10 kV | _ | LV | 50 kVA :Pole Substation | 0.05 | --> | 0.05 | 0.046 | 0.43 |  | --> | 0.048 | 0 | 0 | 0 | 0 | Constrained, otherwise capacity available =48 kW | --> | C14 ex SWINFORD | Swinford [T41,T42] | CASTLEBAR |  | 54.0365 | -8.8888
MV/LV Substation GO***449X |  | 20 kV | _ | LV | 50 kVA :Pole Substation | 0.05 | --> | 0.05 | 0.05 | 0.43 |  | --> | 0.048 | 0 | 0 | 0 | 0 | Constrained, otherwise capacity available =48 kW | --> | C20 ex SWINFORD | Swinford [T41,T42] | CASTLEBAR |  | 53.8754 | -8.8637
MV/LV Substation LO***453X |  | 10 kV | _ | LV | 50 kVA :Pole Substation | 0.05 | --> | 0.05 | 0.047 | 0.43 |  | --> | 0.048 | 0 | 0.005 | 0 | 0 | Constrained, otherwise capacity available =44 kW | --> | C21 ex SWINFORD | Swinford [T41,T42] | CASTLEBAR |  | 53.9496 | -8.9706
MV/LV Substation CO***471X |  | 10 kV | _ | LV | 50 kVA :Pole Substation | 0.05 | --> | 0.05 | 0.05 | 0.43 |  | --> | 0.048 | 0 | 0 | 0 | 0 | Constrained, otherwise capacity available =48 kW | --> | C14 ex SWINFORD | Swinford [T41,T42] | CASTLEBAR |  | 53.9836 | -8.8781
MV/LV Substation IN***476X |  | 10 kV | _ | LV | 400 kVA :Building Structure | 0.4 | --> | 0.4 | 0.4 | 0.43 |  | --> | 0.38 | 0 | 0 | 0 | 0 | Constrained, otherwise capacity available =380 kW | --> | C13 ex SWINFORD | Swinford [T41,T42] | CASTLEBAR |  | 53.9357 | -8.945
MV/LV Substation CO***481X |  | 10 kV | _ | LV | 400 kVA :Kiosk Substation | 0.4 | --> | 0.4 | 0.377 | 0.43 |  | --> | 0.38 | 0 | 0 | 0 | 0 | Constrained, otherwise capacity available =383 kW | --> | C13 ex SWINFORD | Swinford [T41,T42] | CASTLEBAR |  | 53.9368 | -8.946
MV/LV Substation GL***499X |  | 10 kV | _ | LV | 200 kVA :Kiosk Substation | 0.2 | --> | 0.2 | 0.196 | 0.43 |  | --> | 0.19 | 0 | 0.008 | 0 | 0 | Constrained, otherwise capacity available =185 kW | --> | C13 ex SWINFORD | Swinford [T41,T42] | CASTLEBAR |  | 53.9465 | -8.9382
MV/LV Substation GO***500X |  | 10 kV | _ | LV | 50 kVA :Pole Substation | 0.05 | --> | 0.05 | 0.05 | 0.43 |  | --> | 0.048 | 0 | 0 | 0 | 0 | Constrained, otherwise capacity available =48 kW | --> | C13 ex SWINFORD | Swinford [T41,T42] | CASTLEBAR |  | 53.934 | -8.9482
MV/LV Substation IR***506X |  | 20 kV | _ | LV | 50 kVA :Pole Substation | 0.05 | --> | 0.05 | 0.05 | 0.43 |  | --> | 0.048 | 0 | 0 | 0 | 0 | Constrained, otherwise capacity available =48 kW | --> | C20 ex SWINFORD | Swinford [T41,T42] | CASTLEBAR |  | 53.8468 | -8.8409
MV/LV Substation AC***576 |  | 10 kV | _ | LV | 50 kVA :Pole Substation | 0.05 | --> | 0.05 | 0.013 | 0.43 |  | --> | 0.048 | 0 | 0.012 | 0 | 0 | Constrained, otherwise capacity available =43 kW | --> | C14 ex SWINFORD | Swinford [T41,T42] | CASTLEBAR |  | 54.0371 | -8.8989
MV/LV Substation BO***666 |  | 10 kV | _ | LV | 100 kVA :Pole Substation | 0.1 | --> | 0.1 | 0.066 | 0.43 |  | --> | 0.095 | 0 | 0.005 | 0 | 0 | Constrained, otherwise capacity available =96 kW | --> | C19 ex SWINFORD | Swinford [T41,T42] | CASTLEBAR |  | 53.9459 | -8.9568
MV/LV Substation OA***693 |  | 10 kV | _ | LV | 100 kVA :Pole Substation | 0.1 | --> | 0.1 | 0.076 | 0.43 |  | --> | 0.095 | 0 | 0 | 0 | 0 | Constrained, otherwise capacity available =98 kW | --> | C13 ex SWINFORD | Swinford [T41,T42] | CASTLEBAR |  | 53.9391 | -8.9575
MV/LV Substation SA***873 |  | 20 kV | _ | LV | 100 kVA :Pole Substation | 0.1 | --> | 0.1 | 0.1 | 0.43 |  | --> | 0.095 | 0 | 0 | 0 | 0 | Constrained, otherwise capacity available =95 kW | --> | C20 ex SWINFORD | Swinford [T41,T42] | CASTLEBAR |  | 53.853 | -8.8419
MV/LV Substation HA***890 |  | 20 kV | _ | LV | 1000 kVA :Building Structure | 1 | --> | 1 | 0.429 | 0.43 | Constrained, otherwise capacity available =989 kVA | --> | 0.95 | 0 | 0 | 0 | 0 | Constrained, otherwise capacity available =952 kW | --> | C20 ex SWINFORD | Swinford [T41,T42] | CASTLEBAR |  | 53.8599 | -8.8481
MV/LV Substation RA***896 |  | 10 kV | _ | LV | 200 kVA :Pole Substation | 0.2 | --> | 0.2 | 0.148 | 0.43 |  | --> | 0.19 | 0 | 0.006 | 0 | 0 | Constrained, otherwise capacity available =192 kW | --> | C13 ex SWINFORD | Swinford [T41,T42] | CASTLEBAR |  | 53.9447 | -8.9371
MV/LV Substation WO***001 |  | 20 kV | _ | LV | 630 kVA :Building Structure | 0.63 | --> | 0.63 | 0.415 | 0.43 |  | --> | 0.598 | 0 | 0.033 | 0 | 0 | Constrained, otherwise capacity available =603 kW | --> | C21 ex SWINFORD | Swinford [T41,T42] | CASTLEBAR |  | 53.9826 | -9.1134
MV/LV Substation MO***002 |  | 20 kV | _ | LV | 100 kVA :Pole Substation | 0.1 | --> | 0.1 | 0.064 | 0.43 |  | --> | 0.095 | 0 | 0.005 | 0 | 0 | Constrained, otherwise capacity available =96 kW | --> | C21 ex SWINFORD | Swinford [T41,T42] | CASTLEBAR |  | 53.9838 | -9.1076
MV/LV Substation CH***004 |  | 20 kV | _ | LV | 200 kVA :Kiosk Substation | 0.2 | --> | 0.2 | 0.117 | 0.43 |  | --> | 0.19 | 0 | 0.015 | 0 | 0 | Constrained, otherwise capacity available =190 kW | --> | C21 ex SWINFORD | Swinford [T41,T42] | CASTLEBAR |  | 53.9818 | -9.1122
MV/LV Substation MA***005 |  | 20 kV | _ | LV | 630 kVA :Kiosk Substation | 0.63 | --> | 0.63 | 0.429 | 0.43 | Constrained, otherwise capacity available =545 kVA | --> | 0.598 | 0 | 0.004 | 0 | 0 | Constrained, otherwise capacity available =607 kW | --> | C21 ex SWINFORD | Swinford [T41,T42] | CASTLEBAR |  | 53.9805 | -9.1157
MV/LV Substation IR***006 |  | 20 kV | _ | LV | 100 kVA :Pole Substation | 0.1 | --> | 0.1 | 0.07 | 0.43 |  | --> | 0.095 | 0 | 0.01 | 0 | 0 | Constrained, otherwise capacity available =92 kW | --> | C21 ex SWINFORD | Swinford [T41,T42] | CASTLEBAR |  | 53.9839 | -9.1049
MV/LV Substation OD***4005 |  | 20 kV | _ | LV | 50 kVA :Pole Substation | 0.05 | --> | 0.05 | 0.049 | 2.33 |  | --> | 0.048 | 0 | 0 | 0.048 | 0 |  | --> | E13 ex MOY | Moy [T421,T422] | MOY |  | 54.0021 | -9.1675
MV/LV Substation ST***401 |  | 20 kV | _ | LV | 200 kVA :Kiosk Substation | 0.2 | --> | 0.2 | 0.18 | 2.33 |  | --> | 0.19 | 0 | 0 | 0.193 | 0 |  | --> | E13 ex MOY | Moy [T421,T422] | MOY |  | 53.9828 | -9.1226
MV/LV Substation BL***4016 |  | 20 kV | _ | LV | 50 kVA :Pole Substation | 0.05 | --> | 0.05 | 0.028 | 0.43 |  | --> | 0.048 | 0 | 0 | 0 | 0 | Constrained, otherwise capacity available =50 kW | --> | C21 ex SWINFORD | Swinford [T41,T42] | CASTLEBAR |  | 53.9878 | -9.1129
MV/LV Substation FO***4019 |  | 20 kV | _ | LV | 200 kVA :Kiosk Substation | 0.2 | --> | 0.2 | 0.153 | 0.43 |  | --> | 0.19 | 0 | 0.005 | 0 | 0 | Constrained, otherwise capacity available =192 kW | --> | C21 ex SWINFORD | Swinford [T41,T42] | CASTLEBAR |  | 53.9815 | -9.1164
MV/LV Substation ST***402 |  | 20 kV | _ | LV | 100 kVA :Pole Substation | 0.1 | --> | 0.1 | 0.081 | 2.33 |  | --> | 0.095 | 0 | 0.011 | 0.089 | 0 |  | --> | E13 ex MOY | Moy [T421,T422] | MOY |  | 53.983 | -9.1293
MV/LV Substation RE***4043 |  | 20 kV | _ | LV | 50 kVA :Pole Substation | 0.05 | --> | 0.05 | 0.044 | 0.43 |  | --> | 0.048 | 0 | 0 | 0 | 0 | Constrained, otherwise capacity available =48 kW | --> | C21 ex SWINFORD | Swinford [T41,T42] | CASTLEBAR |  | 53.9826 | -9.095
MV/LV Substation MO***4056 |  | 20 kV | _ | LV | 400 kVA :Kiosk Substation | 0.4 | --> | 0.4 | 0.4 | 9.1 |  | --> | 0.38 | 0 | 0 | 0.38 | 0 |  | --> | E21 ex ARDNAREE | Ardnaree [T42,T421] | MOY |  | 54.0307 | -9.1167
MV/LV Substation GL***4065 |  | 20 kV | _ | LV | 200 kVA :Pole Substation | 0.2 | --> | 0.2 | 0.2 | 0.43 |  | --> | 0.19 | 0 | 0 | 0 | 0 | Constrained, otherwise capacity available =190 kW | --> | C21 ex SWINFORD | Swinford [T41,T42] | CASTLEBAR |  | 53.9905 | -9.1135
MV/LV Substation PO***419 |  | 20 kV | _ | LV | 200 kVA :Pole Substation | 0.2 | --> | 0.2 | 0.148 | 2.33 |  | --> | 0.19 | 0 | 0 | 0.197 | 0 |  | --> | E13 ex MOY | Moy [T421,T422] | MOY |  | 53.9882 | -9.1934
MV/LV Substation AN***420 |  | 20 kV | _ | LV | 100 kVA :Pole Substation | 0.1 | --> | 0.1 | 0.098 | 2.33 |  | --> | 0.095 | 0 | 0 | 0.095 | 0 |  | --> | E13 ex MOY | Moy [T421,T422] | MOY |  | 53.9772 | -9.2112
MV/LV Substation FA***422 |  | 20 kV | _ | LV | 200 kVA :Pole Substation | 0.2 | --> | 0.2 | 0.198 | 2.33 |  | --> | 0.19 | 0 | 0 | 0.19 | 0 |  | --> | E13 ex MOY | Moy [T421,T422] | MOY |  | 54.0242 | -9.1394
MV/LV Substation BR***425 |  | 20 kV | _ | LV | 50 kVA :Pole Substation | 0.05 | --> | 0.05 | 0.034 | 2.33 |  | --> | 0.048 | 0 | 0.006 | 0.045 | 0 |  | --> | E13 ex MOY | Moy [T421,T422] | MOY |  | 54.0235 | -9.1742
MV/LV Substation MO***491 |  | 20 kV | _ | LV | 100 kVA :Pole Substation | 0.1 | --> | 0.1 | 0.09 | 0.43 |  | --> | 0.095 | 0 | 0 | 0 | 0 | Constrained, otherwise capacity available =96 kW | --> | C21 ex SWINFORD | Swinford [T41,T42] | CASTLEBAR |  | 53.9925 | -9.0714
MV/LV Substation BA***539 |  | 20 kV | _ | LV | 50 kVA :Pole Substation | 0.05 | --> | 0.05 | 0.038 | 2.33 |  | --> | 0.048 | 0 | 0 | 0.049 | 0 |  | --> | E13 ex MOY | Moy [T421,T422] | MOY |  | 53.9859 | -9.1197
MV/LV Substation C ***575 |  | 20 kV | _ | LV | 100 kVA :Pole Substation | 0.1 | --> | 0.1 | 0.074 | 0.43 |  | --> | 0.095 | 0 | 0 | 0 | 0 | Constrained, otherwise capacity available =98 kW | --> | C21 ex SWINFORD | Swinford [T41,T42] | CASTLEBAR |  | 53.9848 | -9.098
MV/LV Substation CA***611 |  | 20 kV | _ | LV | 50 kVA :Pole Substation | 0.05 | --> | 0.05 | 0.016 | 0.43 |  | --> | 0.048 | 0 | 0.015 | 0 | 0 | Constrained, otherwise capacity available =41 kW | --> | C21 ex SWINFORD | Swinford [T41,T42] | CASTLEBAR |  | 53.9752 | -9.0435
MV/LV Substation GO***621 |  | 20 kV | _ | LV | 100 kVA :Pole Substation | 0.1 | --> | 0.1 | 0.086 | 0.43 |  | --> | 0.095 | 0 | 0 | 0 | 0 | Constrained, otherwise capacity available =97 kW | --> | C21 ex SWINFORD | Swinford [T41,T42] | CASTLEBAR |  | 53.9859 | -9.0941
MV/LV Substation ST***622 |  | 20 kV | _ | LV | 200 kVA :Kiosk Substation | 0.2 | --> | 0.2 | 0.156 | 2.33 |  | --> | 0.19 | 0 | 0.019 | 0.182 | 0 |  | --> | E13 ex MOY | Moy [T421,T422] | MOY |  | 53.9817 | -9.1234
MV/LV Substation MO***626 |  | 20 kV | _ | LV | 1000 kVA :Kiosk Substation | 1 | --> | 1 | 0.5 | 9.1 |  | --> | 0.95 | 0 | 0 | 0.5 | 0 |  | --> | E21 ex ARDNAREE | Ardnaree [T42,T421] | MOY |  | 54.0137 | -9.0886
MV/LV Substation O ***629 |  | 20 kV | _ | LV | 400 kVA :Building Structure | 0.4 | --> | 0.4 | 0.298 | 2.33 |  | --> | 0.38 | 0 | 0 | 0.394 | 0 |  | --> | E13 ex MOY | Moy [T421,T422] | MOY |  | 53.9885 | -9.1222
MV/LV Substation GW***630 |  | 20 kV | _ | LV | 50 kVA :Pole Substation | 0.05 | --> | 0.05 | 0.036 | 9.1 |  | --> | 0.048 | 0 | 0 | 0.049 | 0 |  | --> | E21 ex ARDNAREE | Ardnaree [T42,T421] | MOY |  | 54.0198 | -9.0883
MV/LV Substation SR***648 |  | 20 kV | _ | LV | 50 kVA :Pole Substation | 0.05 | --> | 0.05 | 0.026 | 2.33 |  | --> | 0.048 | 0 | 0 | 0.051 | 0 |  | --> | E13 ex MOY | Moy [T421,T422] | MOY |  | 53.9972 | -9.1768
MV/LV Substation ME***657 |  | 20 kV | _ | LV | 50 kVA :Pole Substation | 0.05 | --> | 0.05 | 0.05 | 0.43 |  | --> | 0.048 | 0 | 0 | 0 | 0 | Constrained, otherwise capacity available =48 kW | --> | C21 ex SWINFORD | Swinford [T41,T42] | CASTLEBAR |  | 53.9759 | -9.0403
MV/LV Substation SE***661 |  | 20 kV | _ | LV | 100 kVA :Pole Substation | 0.1 | --> | 0.1 | 0.082 | 0.43 |  | --> | 0.095 | 0 | 0 | 0 | 0 | Constrained, otherwise capacity available =98 kW | --> | C21 ex SWINFORD | Swinford [T41,T42] | CASTLEBAR |  | 53.9848 | -9.1111
MV/LV Substation SE***671 |  | 20 kV | _ | LV | 50 kVA :Pole Substation | 0.05 | --> | 0.05 | 0.047 | 2.33 |  | --> | 0.048 | 0 | 0 | 0.048 | 0 |  | --> | E13 ex MOY | Moy [T421,T422] | MOY |  | 53.9813 | -9.1262
MV/LV Substation PU***674 |  | 20 kV | _ | LV | 100 kVA :Pole Substation | 0.1 | --> | 0.1 | 0.099 | 0.43 |  | --> | 0.095 | 0 | 0 | 0 | 0 | Constrained, otherwise capacity available =95 kW | --> | C21 ex SWINFORD | Swinford [T41,T42] | CASTLEBAR |  | 53.9842 | -9.1147
MV/LV Substation GA***676 |  | 20 kV | _ | LV | 50 kVA :Pole Substation | 0.05 | --> | 0.05 | 0.033 | 2.33 |  | --> | 0.048 | 0 | 0 | 0.05 | 0 |  | --> | E13 ex MOY | Moy [T421,T422] | MOY |  | 53.9882 | -9.1209
MV/LV Substation TE***681 |  | 20 kV | _ | LV | 50 kVA :Pole Substation | 0.05 | --> | 0.05 | 0.041 | 2.33 |  | --> | 0.048 | 0 | 0 | 0.049 | 0 |  | --> | E13 ex MOY | Moy [T421,T422] | MOY |  | 54.024 | -9.1432
MV/LV Substation O ***684 |  | 20 kV | _ | LV | 100 kVA :Pole Substation | 0.1 | --> | 0.1 | 0.098 | 2.33 |  | --> | 0.095 | 0 | 0 | 0.095 | 0 |  | --> | E13 ex MOY | Moy [T421,T422] | MOY |  | 53.9882 | -9.1231
MV/LV Substation DE***724 |  | 20 kV | _ | LV | 200 kVA :Kiosk Substation | 0.2 | --> | 0.2 | 0.194 | 2.33 |  | --> | 0.19 | 0 | 0 | 0.191 | 0 |  | --> | E13 ex MOY | Moy [T421,T422] | MOY |  | 53.9832 | -9.1324
MV/LV Substation CN***734 |  | 20 kV | _ | LV | 200 kVA :Kiosk Substation | 0.2 | --> | 0.2 | 0.178 | 0.43 |  | --> | 0.19 | 0 | 0 | 0 | 0 | Constrained, otherwise capacity available =193 kW | --> | C21 ex SWINFORD | Swinford [T41,T42] | CASTLEBAR |  | 53.9882 | -9.0915
MV/LV Substation NE***737 |  | 20 kV | _ | LV | 100 kVA :Pole Substation | 0.1 | --> | 0.1 | 0.079 | 2.33 |  | --> | 0.095 | 0 | 0.005 | 0.094 | 0 |  | --> | E13 ex MOY | Moy [T421,T422] | MOY |  | 53.9841 | -9.121
MV/LV Substation LI***766 |  | 20 kV | _ | LV | 50 kVA :Pole Substation | 0.05 | --> | 0.05 | 0.048 | 0.43 |  | --> | 0.048 | 0 | 0 | 0 | 0 | Constrained, otherwise capacity available =48 kW | --> | C21 ex SWINFORD | Swinford [T41,T42] | CASTLEBAR |  | 53.9674 | -9.0333
MV/LV Substation CO***810 |  | 20 kV | _ | LV | 50 kVA :Pole Substation | 0.05 | --> | 0.05 | 0.043 | 2.33 |  | --> | 0.048 | 0 | 0 | 0.048 | 0 |  | --> | E13 ex MOY | Moy [T421,T422] | MOY |  | 54.0203 | -9.1747
MV/LV Substation NO***822 |  | 20 kV | _ | LV | 200 kVA :Kiosk Substation | 0.2 | --> | 0.2 | 0.198 | 0.43 |  | --> | 0.19 | 0 | 0 | 0 | 0 | Constrained, otherwise capacity available =190 kW | --> | C21 ex SWINFORD | Swinford [T41,T42] | CASTLEBAR |  | 53.9846 | -9.1019
MV/LV Substation HI***849 |  | 20 kV | _ | LV | 50 kVA :Pole Substation | 0.05 | --> | 0.05 | 0.05 | 0.43 |  | --> | 0.048 | 0 | 0 | 0 | 0 | Constrained, otherwise capacity available =48 kW | --> | C21 ex SWINFORD | Swinford [T41,T42] | CASTLEBAR |  | 53.983 | -9.1155
MV/LV Substation KA***852 |  | 20 kV | _ | LV | 400 kVA :Kiosk Substation | 0.4 | --> | 0.4 | 0.369 | 0.43 |  | --> | 0.38 | 0 | 0 | 0 | 0 | Constrained, otherwise capacity available =384 kW | --> | C21 ex SWINFORD | Swinford [T41,T42] | CASTLEBAR |  | 53.9831 | -9.1135
MV/LV Substation MO***885 |  | 20 kV | _ | LV | 200 kVA :Kiosk Substation | 0.2 | --> | 0.2 | 0.19 | 0.43 |  | --> | 0.19 | 0 | 0 | 0 | 0 | Constrained, otherwise capacity available =191 kW | --> | C21 ex SWINFORD | Swinford [T41,T42] | CASTLEBAR |  | 53.9842 | -9.1109
MV/LV Substation CA***917 |  | 20 kV | _ | LV | 50 kVA :Pole Substation | 0.05 | --> | 0.05 | 0.05 | 0.43 |  | --> | 0.048 | 0 | 0 | 0 | 0 | Constrained, otherwise capacity available =48 kW | --> | C21 ex SWINFORD | Swinford [T41,T42] | CASTLEBAR |  | 53.9807 | -9.0405
MV/LV Substation LI***925 |  | 20 kV | _ | LV | 400 kVA :Kiosk Substation | 0.4 | --> | 0.4 | 0.368 | 0.43 |  | --> | 0.38 | 0 | 0 | 0 | 0 | Constrained, otherwise capacity available =384 kW | --> | C21 ex SWINFORD | Swinford [T41,T42] | CASTLEBAR |  | 53.9795 | -9.1144
MV/LV Substation CL***926 |  | 20 kV | _ | LV | 50 kVA :Pole Substation | 0.05 | --> | 0.05 | 0.05 | 0.43 |  | --> | 0.048 | 0 | 0 | 0 | 0 | Constrained, otherwise capacity available =48 kW | --> | C21 ex SWINFORD | Swinford [T41,T42] | CASTLEBAR |  | 53.9872 | -9.1078
MV/LV Substation MA***928 |  | 20 kV | _ | LV | 200 kVA :Kiosk Substation | 0.2 | --> | 0.2 | 0.187 | 0.43 |  | --> | 0.19 | 0 | 0.01 | 0 | 0 | Constrained, otherwise capacity available =184 kW | --> | C21 ex SWINFORD | Swinford [T41,T42] | CASTLEBAR |  | 53.9787 | -9.111
MV/LV Substation PU***939 |  | 20 kV | _ | LV | 200 kVA :Pole Substation | 0.2 | --> | 0.2 | 0.188 | 9.1 |  | --> | 0.19 | 0 | 0 | 0.192 | 0 |  | --> | E21 ex ARDNAREE | Ardnaree [T42,T421] | MOY |  | 53.9875 | -9.1013
MV/LV Substation HO***947 |  | 20 kV | _ | LV | 50 kVA :Pole Substation | 0.05 | --> | 0.05 | 0.042 | 0.43 |  | --> | 0.048 | 0 | 0 | 0 | 0 | Constrained, otherwise capacity available =49 kW | --> | C21 ex SWINFORD | Swinford [T41,T42] | CASTLEBAR |  | 53.9839 | -9.0984
MV/LV Substation CL***010X |  | 10 kV | _ | LV | 100 kVA :Pole Substation | 0.1 | --> | 0.1 | 0.036 | 2.45 |  | --> | 0.095 | 0 | 0.06 | 0.059 | 0 |  | --> | C20 ex GURTEEN | Gurteen [T41] | TONROE |  | 53.9973 | -8.5245
MV/LV Substation MO***013X |  | 10 kV | _ | LV | 50 kVA :Pole Substation | 0.05 | --> | 0.05 | 0.048 | 2.45 |  | --> | 0.048 | 0 | 0 | 0.048 | 0 |  | --> | C18 ex GURTEEN | Gurteen [T41] | TONROE |  | 53.9803 | -8.4658
MV/LV Substation GO***023X |  | 10 kV | _ | LV | 100 kVA :Pole Substation | 0.1 | --> | 0.1 | 0.1 | 2.45 |  | --> | 0.095 | 0 | 0 | 0.095 | 0 |  | --> | C18 ex GURTEEN | Gurteen [T41] | TONROE |  | 53.9885 | -8.4933
MV/LV Substation RA***065X |  | 10 kV | _ | LV | 200 kVA :Pole Substation | 0.2 | --> | 0.2 | 0.199 | 2.45 |  | --> | 0.19 | 0 | 0 | 0.19 | 0 |  | --> | C20 ex GURTEEN | Gurteen [T41] | TONROE |  | 53.9948 | -8.5245
MV/LV Substation GO***107X |  | 10 kV | _ | LV | 400 kVA :Kiosk Substation | 0.4 | --> | 0.4 | 0.372 | 2.45 |  | --> | 0.38 | 0 | 0.006 | 0.379 | 0 |  | --> | C20 ex GURTEEN | Gurteen [T41] | TONROE |  | 53.9971 | -8.5271
MV/LV Substation OD***114X |  | 10 kV | _ | LV | 200 kVA :Pole Substation | 0.2 | --> | 0.2 | 0.189 | 2.45 |  | --> | 0.19 | 0 | 0 | 0.192 | 0 |  | --> | C18 ex GURTEEN | Gurteen [T41] | TONROE |  | 53.9886 | -8.4879
MV/LV Substation RA***148X |  | 10 kV | _ | LV | 50 kVA :Pole Substation | 0.05 | --> | 0.05 | 0.049 | 2.45 |  | --> | 0.048 | 0 | 0 | 0.048 | 0 |  | --> | C20 ex GURTEEN | Gurteen [T41] | TONROE |  | 53.9977 | -8.5153
MV/LV Substation GA***4001 |  | 10 kV | _ | LV | 50 kVA :Pole Substation | 0.05 | --> | 0.05 | 0.049 | 2.45 |  | --> | 0.048 | 0 | 0.01 | 0.04 | 0 |  | --> | C20 ex GURTEEN | Gurteen [T41] | TONROE |  | 54.038 | -8.5787
MV/LV Substation RA***4047 |  | 10 kV | _ | LV | 50 kVA :Pole Substation | 0.05 | --> | 0.05 | 0.05 | 2.45 |  | --> | 0.048 | 0 | 0 | 0.048 | 0 |  | --> | C17 ex GURTEEN | Gurteen [T41] | TONROE |  | 53.997 | -8.5215
MV/LV Substation CL***575 |  | 10 kV | _ | LV | 50 kVA :Pole Substation | 0.05 | --> | 0.05 | 0.044 | 2.45 |  | --> | 0.048 | 0 | 0.005 | 0.044 | 0 |  | --> | C18 ex GURTEEN | Gurteen [T41] | TONROE |  | 53.972 | -8.4111
MV/LV Substation KI***588 |  | 10 kV | _ | LV | 100 kVA :Pole Substation | 0.1 | --> | 0.1 | 0.094 | 2.45 |  | --> | 0.095 | 0 | 0 | 0.096 | 0 |  | --> | C19 ex GURTEEN | Gurteen [T41] | TONROE |  | 53.9772 | -8.5347
MV/LV Substation SE***611 |  | 10 kV | _ | LV | 50 kVA :Pole Substation | 0.05 | --> | 0.05 | 0.038 | 2.45 |  | --> | 0.048 | 0 | 0 | 0.049 | 0 |  | --> | C20 ex GURTEEN | Gurteen [T41] | TONROE |  | 53.9972 | -8.5187
MV/LV Substation GO***911 |  | 10 kV | _ | LV | 200 kVA :Pole Substation | 0.2 | --> | 0.2 | 0.097 | 2.45 |  | --> | 0.19 | 0 | 0.035 | 0.178 | 0 |  | --> | C20 ex GURTEEN | Gurteen [T41] | TONROE |  | 53.9947 | -8.5214
MV/LV Substation HU***918 |  | 10 kV | _ | LV | 50 kVA :Pole Substation | 0.05 | --> | 0.05 | 0.038 | 2.45 |  | --> | 0.048 | 0 | 0 | 0.049 | 0 |  | --> | C18 ex GURTEEN | Gurteen [T41] | TONROE |  | 53.9855 | -8.4776
MV/LV Substation SH***924 |  | 10 kV | _ | LV | 50 kVA :Pole Substation | 0.05 | --> | 0.05 | 0.044 | 2.45 |  | --> | 0.048 | 0 | 0 | 0.048 | 0 |  | --> | C18 ex GURTEEN | Gurteen [T41] | TONROE |  | 53.9689 | -8.4672
MV/LV Substation JO***001 |  | 10 kV | _ | LV | 630 kVA :Kiosk Substation | 0.63 | --> | 0.63 | 0.5 | 5.78 |  | --> | 0.598 | 0 | 0.005 | 0.5 | 0 |  | --> | C12 ex OAKFIELD | Oakfield [T41,T42] | SLIGO |  | 54.2702 | -8.4804
MV/LV Substation WI***002 |  | 10 kV | _ | LV | 630 kVA :Kiosk Substation | 0.63 | --> | 0.63 | 0 | 0 | Constrained, otherwise capacity available =327 kVA | --> | 0.598 | 0 | 0.01 | 0.5 | 0 |  | --> | C17 ex CRANMORE | Cranmore [T41,T42] | SLIGO |  | 54.2719 | -8.478
MV/LV Substation CA***002X |  | 10 kV | _ | LV | 50 kVA :Pole Substation | 0.05 | --> | 0.05 | 0.041 | 4.13 |  | --> | 0.048 | 0 | 0.005 | 0.045 | 0 |  | --> | C13 ex AGHAGAD | Aghagad [T41,T42] | SLIGO |  | 54.4602 | -8.4557
MV/LV Substation PE***003 |  | 10 kV | _ | LV | 630 kVA :Kiosk Substation | 0.63 | --> | 0.63 | 0 | 0 | Constrained, otherwise capacity available =414 kVA | --> | 0.598 | 0 | 0.017 | 0.5 | 0 |  | --> | C11 ex CRANMORE | Cranmore [T41,T42] | SLIGO |  | 54.2689 | -8.471
MV/LV Substation BR***004 |  | 10 kV | _ | LV | 630 kVA :Kiosk Substation | 0.63 | --> | 0.63 | 0 | 0 | Constrained, otherwise capacity available =483 kVA | --> | 0.598 | 0 | 0.02 | 0.5 | 0 |  | --> | C11 ex CRANMORE | Cranmore [T41,T42] | SLIGO |  | 54.2722 | -8.4717
MV/LV Substation CL***005 |  | 10 kV | _ | LV | 630 kVA :Building Structure | 0.63 | --> | 0.63 | 0.394 | 5.48 |  | --> | 0.598 | 0 | 0 | 0.5 | 0 |  | --> | C11 ex BALLYTIVNAN | Ballytivnan [T41,T42] | SLIGO |  | 54.2817 | -8.4619
MV/LV Substation CL***006 |  | 10 kV | _ | LV | 400 kVA :Building Structure | 0.4 | --> | 0.4 | 0 | 0 | Constrained, otherwise capacity available =184 kVA | --> | 0.38 | 0 | 0.07 | 0.357 | 0 |  | --> | C12 ex CRANMORE | Cranmore [T41,T42] | SLIGO |  | 54.2647 | -8.468
MV/LV Substation RA***007X |  | 10 kV | _ | LV | 100 kVA :Pole Substation | 0.1 | --> | 0.1 | 0 | 0 | Constrained, otherwise capacity available =88 kVA | --> | 0.095 | 0 | 0 | 0.097 | 0 |  | --> | C12 ex CRANMORE | Cranmore [T41,T42] | SLIGO |  | 54.2615 | -8.4591
MV/LV Substation RA***008 |  | 10 kV | _ | LV | 400 kVA :Kiosk Substation | 0.4 | --> | 0.4 | 0.297 | 5.48 |  | --> | 0.38 | 0 | 0.005 | 0.39 | 0 |  | --> | C14 ex BALLYTIVNAN | Ballytivnan [T41,T42] | SLIGO |  | 54.2855 | -8.47
MV/LV Substation CA***008X |  | 10 kV | _ | LV | 400 kVA :Kiosk Substation | 0.4 | --> | 0.4 | 0.344 | 5.78 |  | --> | 0.38 | 0 | 0.005 | 0.384 | 0 |  | --> | C11 ex OAKFIELD | Oakfield [T41,T42] | SLIGO |  | 54.2598 | -8.4734
MV/LV Substation CO***009 |  | 10 kV | _ | LV | 200 kVA :Building Structure | 0.2 | --> | 0.2 | 0.078 | 5.48 |  | --> | 0.19 | 0 | 0.125 | 0.113 | 0 |  | --> | C11 ex BALLYTIVNAN | Ballytivnan [T41,T42] | SLIGO |  | 54.2803 | -8.4676
MV/LV Substation CU***010 |  | 10 kV | _ | LV | 400 kVA :Building Structure | 0.4 | --> | 0.4 | 0.247 | 5.48 |  | --> | 0.38 | 0 | 0.01 | 0.393 | 0 |  | --> | C14 ex BALLYTIVNAN | Ballytivnan [T41,T42] | SLIGO |  | 54.2745 | -8.4781
MV/LV Substation GL***011X |  | 10 kV | _ | LV | 100 kVA :Pole Substation | 0.1 | --> | 0.1 | 0.065 | 5.48 |  | --> | 0.095 | 0 | 0.012 | 0.091 | 0 |  | --> | C15 ex BALLYTIVNAN | Ballytivnan [T41,T42] | SLIGO |  | 54.2786 | -8.448
MV/LV Substation GE***013 |  | 10 kV | _ | LV | 400 kVA :Building Structure | 0.4 | --> | 0.4 | 0 | 0 | Constrained, otherwise capacity available =274 kVA | --> | 0.38 | 0 | 0.06 | 0.352 | 0 |  | --> | C18 ex CRANMORE | Cranmore [T41,T42] | SLIGO |  | 54.2739 | -8.4647
MV/LV Substation PE***015 |  | 10 kV | _ | LV | 400 kVA :Building Structure | 0.4 | --> | 0.4 | 0 | 0 | Constrained, otherwise capacity available =395 kVA | --> | 0.38 | 0 | 0 | 0.381 | 0 |  | --> | C17 ex CRANMORE | Cranmore [T41,T42] | SLIGO |  | 54.2714 | -8.4765
MV/LV Substation CO***017 |  | 10 kV | _ | LV | 200 kVA :Kiosk Substation | 0.2 | --> | 0.2 | 0 | 0 | Constrained, otherwise capacity available =124 kVA | --> | 0.19 | 0 | 0.006 | 0.196 | 0 |  | --> | C12 ex CRANMORE | Cranmore [T41,T42] | SLIGO |  | 54.263 | -8.4638
MV/LV Substation HE***018 |  | 10 kV | _ | LV | 50 kVA :Pole Substation | 0.05 | --> | 0.05 | 0.02 | 5.48 |  | --> | 0.048 | 0 | 0 | 0.052 | 0 |  | --> | C14 ex BALLYTIVNAN | Ballytivnan [T41,T42] | SLIGO |  | 54.2846 | -8.4745
MV/LV Substation YE***019 |  | 10 kV | _ | LV | 100 kVA :Pole Substation | 0.1 | --> | 0.1 | 0.063 | 5.48 |  | --> | 0.095 | 0 | 0 | 0.1 | 0 |  | --> | C15 ex BALLYTIVNAN | Ballytivnan [T41,T42] | SLIGO |  | 54.2814 | -8.4499
MV/LV Substation SP***020 |  | 10 kV | _ | LV | 100 kVA :Pole Substation | 0.1 | --> | 0.1 | 0 | 0 | Constrained, otherwise capacity available =49 kVA | --> | 0.095 | 0 | 0 | 0.102 | 0 |  | --> | C13 ex CRANMORE | Cranmore [T41,T42] | SLIGO |  | 54.2631 | -8.4503
MV/LV Substation BR***020X |  | 10 kV | _ | LV | 400 kVA :Kiosk Substation | 0.4 | --> | 0.4 | 0 | 0 | Constrained, otherwise capacity available =297 kVA | --> | 0.38 | 0 | 0 | 0.394 | 0 |  | --> | C11 ex FINISKLIN | Finisklin [T41,T42] | SLIGO |  | 54.2744 | -8.483
MV/LV Substation OA***021 |  | 10 kV | _ | LV | 200 kVA :Kiosk Substation | 0.2 | --> | 0.2 | 0.113 | 5.78 |  | --> | 0.19 | 0 | 0.019 | 0.187 | 0 |  | --> | C13 ex OAKFIELD | Oakfield [T41,T42] | SLIGO |  | 54.2649 | -8.4991
MV/LV Substation HA***022 |  | 10 kV | _ | LV | 400 kVA :Building Structure | 0.4 | --> | 0.4 | 0.333 | 5.78 |  | --> | 0.38 | 0 | 0 | 0.389 | 0 |  | --> | C12 ex OAKFIELD | Oakfield [T41,T42] | SLIGO |  | 54.2689 | -8.4766
MV/LV Substation CA***024 |  | 10 kV | _ | LV | 400 kVA :Building Structure | 0.4 | --> | 0.4 | 0.324 | 5.48 |  | --> | 0.38 | 0 | 0.009 | 0.384 | 0 |  | --> | C14 ex BALLYTIVNAN | Ballytivnan [T41,T42] | SLIGO |  | 54.2822 | -8.4771
MV/LV Substation CR***027 |  | 10 kV | _ | LV | 400 kVA :Kiosk Substation | 0.4 | --> | 0.4 | 0.228 | 5.78 |  | --> | 0.38 | 0 | 0.046 | 0.369 | 0 |  | --> | C11 ex OAKFIELD | Oakfield [T41,T42] | SLIGO |  | 54.2616 | -8.473
MV/LV Substation LA***028 |  | 10 kV | _ | LV | 400 kVA :Kiosk Substation | 0.4 | --> | 0.4 | 0.236 | 5.78 |  | --> | 0.38 | 0 | 0.027 | 0.382 | 0 |  | --> | C13 ex OAKFIELD | Oakfield [T41,T42] | SLIGO |  | 54.2672 | -8.4962
MV/LV Substation CO***029 |  | 10 kV | _ | LV | 200 kVA :Kiosk Substation | 0.2 | --> | 0.2 | 0.105 | 5.78 |  | --> | 0.19 | 0 | 0.015 | 0.191 | 0 |  | --> | C11 ex OAKFIELD | Oakfield [T41,T42] | SLIGO |  | 54.2569 | -8.4689
MV/LV Substation CH***030 |  | 10 kV | _ | LV | 1000 kVA :Building Structure | 1 | --> | 1 | 0 | 0 | Constrained, otherwise capacity available =627 kVA | --> | 0.95 | 0 | 0 | 0.5 | 0 |  | --> | C14 ex CRANMORE | Cranmore [T41,T42] | SLIGO |  | 54.2701 | -8.4757
MV/LV Substation KI***031X |  | 10 kV | _ | LV | 50 kVA :Pole Substation | 0.05 | --> | 0.05 | 0.037 | 4.13 |  | --> | 0.048 | 0 | 0.025 | 0.031 | 0 |  | --> | C18 ex AGHAGAD | Aghagad [T41,T42] | SLIGO |  | 54.346 | -8.6245
MV/LV Substation GL***032 |  | 10 kV | _ | LV | 630 kVA :Kiosk Substation | 0.63 | --> | 0.63 | 0.5 | 5.48 |  | --> | 0.598 | 0 | 0.01 | 0.5 | 0 |  | --> | C15 ex BALLYTIVNAN | Ballytivnan [T41,T42] | SLIGO |  | 54.2764 | -8.4569
MV/LV Substation EM***033 |  | 10 kV | _ | LV | 200 kVA :Building Structure | 0.2 | --> | 0.2 | 0 | 0 | Constrained, otherwise capacity available =168 kVA | --> | 0.19 | 0 | 0 | 0.194 | 0 |  | --> | C14 ex CRANMORE | Cranmore [T41,T42] | SLIGO |  | 54.2676 | -8.4644
MV/LV Substation BA***035 |  | 10 kV | _ | LV | 200 kVA :Pole Substation | 0.2 | --> | 0.2 | 0.156 | 5.48 |  | --> | 0.19 | 0 | 0 | 0.196 | 0 |  | --> | C11 ex BALLYTIVNAN | Ballytivnan [T41,T42] | SLIGO |  | 54.2784 | -8.4707
MV/LV Substation CL***036 |  | 10 kV | _ | LV | 50 kVA :Pole Substation | 0.05 | --> | 0.05 | 0 | 0 | Constrained, otherwise capacity available =39 kVA | --> | 0.048 | 0 | 0 | 0.049 | 0 |  | --> | C12 ex CRANMORE | Cranmore [T41,T42] | SLIGO |  | 54.2604 | -8.4553
MV/LV Substation DE***037 |  | 10 kV | _ | LV | 400 kVA :Building Structure | 0.4 | --> | 0.4 | 0 | 0 | Constrained, otherwise capacity available =398 kVA | --> | 0.38 | 0 | 0 | 0.38 | 0 |  | --> | C18 ex FINISKLIN | Finisklin [T41,T42] | SLIGO |  | 54.2785 | -8.4846
MV/LV Substation HA***037X |  | 10 kV | _ | LV | 100 kVA :Pole Substation | 0.1 | --> | 0.1 | 0.08 | 5.48 |  | --> | 0.095 | 0 | 0 | 0.098 | 0 |  | --> | C11 ex BALLYTIVNAN | Ballytivnan [T41,T42] | SLIGO |  | 54.2766 | -8.4665
MV/LV Substation CO***039 |  | 10 kV | _ | LV | 200 kVA :Building Structure | 0.2 | --> | 0.2 | 0 | 0 | Constrained, otherwise capacity available =181 kVA | --> | 0.19 | 0 | 0 | 0.193 | 0 |  | --> | C18 ex FINISKLIN | Finisklin [T41,T42] | SLIGO |  | 54.2818 | -8.4914
MV/LV Substation AR***040 |  | 10 kV | _ | LV | 630 kVA :Kiosk Substation | 0.63 | --> | 0.63 | 0.426 | 5.78 |  | --> | 0.598 | 0 | 0.12 | 0.5 | 0 |  | --> | C20 ex OAKFIELD | Oakfield [T41,T42] | SLIGO |  | 54.2713 | -8.4932
MV/LV Substation MA***041 |  | 10 kV | _ | LV | 630 kVA :Building Structure | 0.63 | --> | 0.63 | 0 | 0 | Constrained, otherwise capacity available =506 kVA | --> | 0.598 | 0 | 0.046 | 0.5 | 0 |  | --> | C14 ex CRANMORE | Cranmore [T41,T42] | SLIGO |  | 54.2687 | -8.4748
MV/LV Substation MA***042 |  | 10 kV | _ | LV | 400 kVA :Kiosk Substation | 0.4 | --> | 0.4 | 0.272 | 5.48 |  | --> | 0.38 | 0 | 0 | 0.397 | 0 |  | --> | C14 ex BALLYTIVNAN | Ballytivnan [T41,T42] | SLIGO |  | 54.2767 | -8.4744
MV/LV Substation NA***043 |  | 10 kV | _ | LV | 200 kVA :Building Structure | 0.2 | --> | 0.2 | 0.124 | 5.78 |  | --> | 0.19 | 0 | 0 | 0.195 | 0 |  | --> | C11 ex OAKFIELD | Oakfield [T41,T42] | SLIGO |  | 54.2671 | -8.485
MV/LV Substation ST***044 |  | 10 kV | _ | LV | 100 kVA :Pole Substation | 0.1 | --> | 0.1 | 0.066 | 5.78 |  | --> | 0.095 | 0 | 0.033 | 0.075 | 0 |  | --> | C20 ex OAKFIELD | Oakfield [T41,T42] | SLIGO |  | 54.2712 | -8.51
MV/LV Substation WO***045 |  | 10 kV | _ | LV | 400 kVA :Kiosk Substation | 0.4 | --> | 0.4 | 0.32 | 5.78 |  | --> | 0.38 | 0 | 0.025 | 0.372 | 0 |  | --> | C11 ex OAKFIELD | Oakfield [T41,T42] | SLIGO |  | 54.2552 | -8.4668
MV/LV Substation CI***046 |  | 10 kV | _ | LV | 400 kVA :Kiosk Substation | 0.4 | --> | 0.4 | 0 | 0 | Constrained, otherwise capacity available =350 kVA | --> | 0.38 | 0 | 0.011 | 0.379 | 0 |  | --> | C12 ex CRANMORE | Cranmore [T41,T42] | SLIGO |  | 54.2631 | -8.4704
MV/LV Substation DO***048 |  | 10 kV | _ | LV | 630 kVA :Kiosk Substation | 0.63 | --> | 0.63 | 0 | 0 | Constrained, otherwise capacity available =494 kVA | --> | 0.598 | 0 | 0.026 | 0.5 | 0 |  | --> | C13 ex CRANMORE | Cranmore [T41,T42] | SLIGO |  | 54.2674 | -8.4581
MV/LV Substation CA***049 |  | 10 kV | _ | LV | 200 kVA :Kiosk Substation | 0.2 | --> | 0.2 | 0.179 | 5.48 |  | --> | 0.19 | 0 | 0 | 0.193 | 0 |  | --> | C14 ex BALLYTIVNAN | Ballytivnan [T41,T42] | SLIGO |  | 54.2785 | -8.4749
MV/LV Substation PO***050 |  | 10 kV | _ | LV | 630 kVA :Building Structure | 0.63 | --> | 0.63 | 0.388 | 5.48 |  | --> | 0.598 | 0 | 0.04 | 0.5 | 0 |  | --> | C14 ex BALLYTIVNAN | Ballytivnan [T41,T42] | SLIGO |  | 54.2728 | -8.4753
MV/LV Substation ST***051 |  | 10 kV | _ | LV | 400 kVA :Building Structure | 0.4 | --> | 0.4 | 0 | 0 | Constrained, otherwise capacity available =255 kVA | --> | 0.38 | 0 | 0.017 | 0.382 | 0 |  | --> | C18 ex CRANMORE | Cranmore [T41,T42] | SLIGO |  | 54.269 | -8.4646
MV/LV Substation DE***052 |  | 10 kV | _ | LV | 200 kVA :Building Structure | 0.2 | --> | 0.2 | 0 | 0 | Constrained, otherwise capacity available =198 kVA | --> | 0.19 | 0 | 0 | 0.19 | 0 |  | --> | C11 ex FINISKLIN | Finisklin [T41,T42] | SLIGO |  | 54.2809 | -8.4897
MV/LV Substation ST***052X |  | 10 kV | _ | LV | 630 kVA :Kiosk Substation | 0.63 | --> | 0.63 | 0 | 0 | Constrained, otherwise capacity available =498 kVA | --> | 0.598 | 0 | 0 | 0.5 | 0 |  | --> | C11 ex CRANMORE | Cranmore [T41,T42] | SLIGO |  | 54.2721 | -8.4736
MV/LV Substation CR***053 |  | 10 kV | _ | LV | 630 kVA :Building Structure | 0.63 | --> | 0.63 | 0 | 0 | Constrained, otherwise capacity available =613 kVA | --> | 0.598 | 0 | 0 | 0.5 | 0 |  | --> | C13 ex CRANMORE | Cranmore [T41,T42] | SLIGO |  | 54.2668 | -8.4601
MV/LV Substation KE***054 |  | 10 kV | _ | LV | 400 kVA :Kiosk Substation | 0.4 | --> | 0.4 | 0.307 | 5.78 |  | --> | 0.38 | 0 | 0.07 | 0.341 | 0 |  | --> | C20 ex OAKFIELD | Oakfield [T41,T42] | SLIGO |  | 54.2706 | -8.5025
MV/LV Substation TH***055 |  | 10 kV | _ | LV | 400 kVA :Kiosk Substation | 0.4 | --> | 0.4 | 0.277 | 5.78 |  | --> | 0.38 | 0 | 0.026 | 0.377 | 0 |  | --> | C13 ex OAKFIELD | Oakfield [T41,T42] | SLIGO |  | 54.2696 | -8.4936
MV/LV Substation HI***056 |  | 10 kV | _ | LV | 400 kVA :Kiosk Substation | 0.4 | --> | 0.4 | 0.292 | 5.78 |  | --> | 0.38 | 0 | 0.054 | 0.354 | 0 |  | --> | C11 ex OAKFIELD | Oakfield [T41,T42] | SLIGO |  | 54.2604 | -8.4685
MV/LV Substation SO***059 |  | 10 kV | _ | LV | 630 kVA :Kiosk Substation | 0.63 | --> | 0.63 | 0 | 0 | Constrained, otherwise capacity available =394 kVA | --> | 0.598 | 0 | 0.075 | 0.5 | 0 |  | --> | C11 ex FINISKLIN | Finisklin [T41,T42] | SLIGO |  | 54.272 | -8.4829
MV/LV Substation SE***059X |  | 10 kV | _ | LV | 400 kVA :Kiosk Substation | 0.4 | --> | 0.4 | 0.328 | 5.78 |  | --> | 0.38 | 0 | 0.01 | 0.382 | 0 |  | --> | C20 ex OAKFIELD | Oakfield [T41,T42] | SLIGO |  | 54.2738 | -8.5062
MV/LV Substation MU***060 |  | 10 kV | _ | LV | 400 kVA :Kiosk Substation | 0.4 | --> | 0.4 | 0.282 | 5.48 |  | --> | 0.38 | 0 | 0 | 0.396 | 0 |  | --> | C15 ex BALLYTIVNAN | Ballytivnan [T41,T42] | SLIGO |  | 54.2794 | -8.4499
MV/LV Substation AR***061 |  | 10 kV | _ | LV | 200 kVA :Kiosk Substation | 0.2 | --> | 0.2 | 0 | 0 | Constrained, otherwise capacity available =174 kVA | --> | 0.19 | 0 | 0 | 0.194 | 0 |  | --> | C11 ex CRANMORE | Cranmore [T41,T42] | SLIGO |  | 54.2744 | -8.4721
MV/LV Substation CA***061X |  | 10 kV | _ | LV | 400 kVA :Kiosk Substation | 0.4 | --> | 0.4 | 0.357 | 5.78 |  | --> | 0.38 | 0 | 0.005 | 0.382 | 0 |  | --> | C11 ex OAKFIELD | Oakfield [T41,T42] | SLIGO |  | 54.2597 | -8.4719
MV/LV Substation GR***062X |  | 10 kV | _ | LV | 100 kVA :Pole Substation | 0.1 | --> | 0.1 | 0.063 | 4.13 |  | --> | 0.095 | 0 | 0 | 0.1 | 0 |  | --> | C18 ex AGHAGAD | Aghagad [T41,T42] | SLIGO |  | 54.3899 | -8.5264
MV/LV Substation E ***063 |  | 10 kV | _ | LV | 630 kVA :Kiosk Substation | 0.63 | --> | 0.63 | 0 | 0 | Constrained, otherwise capacity available =410 kVA | --> | 0.598 | 0 | 0 | 0.5 | 0 |  | --> | C11 ex CRANMORE | Cranmore [T41,T42] | SLIGO |  | 54.271 | -8.472
MV/LV Substation MA***063X |  | 10 kV | _ | LV | 630 kVA :Kiosk Substation | 0.63 | --> | 0.63 | 0 | 0 | Constrained, otherwise capacity available =513 kVA | --> | 0.598 | 0 | 0.003 | 0.5 | 0 |  | --> | C14 ex CRANMORE | Cranmore [T41,T42] | SLIGO |  | 54.2678 | -8.4736
MV/LV Substation WR***064 |  | 10 kV | _ | LV | 400 kVA :Kiosk Substation | 0.4 | --> | 0.4 | 0.285 | 5.78 |  | --> | 0.38 | 0 | 0.033 | 0.371 | 0 |  | --> | C13 ex OAKFIELD | Oakfield [T41,T42] | SLIGO |  | 54.2672 | -8.5014
MV/LV Substation AB***065 |  | 10 kV | _ | LV | 630 kVA :Kiosk Substation | 0.63 | --> | 0.63 | 0 | 0 | Constrained, otherwise capacity available =390 kVA | --> | 0.598 | 0 | 0.02 | 0.5 | 0 |  | --> | C13 ex CRANMORE | Cranmore [T41,T42] | SLIGO |  | 54.2659 | -8.4563
MV/LV Substation SL***065X |  | 10 kV | _ | LV | 200 kVA :Pole Substation | 0.2 | --> | 0.2 | 0.169 | 4.13 |  | --> | 0.19 | 0 | 0.016 | 0.182 | 0 |  | --> | C13 ex AGHAGAD | Aghagad [T41,T42] | SLIGO |  | 54.4285 | -8.4554
MV/LV Substation CO***066 |  | 10 kV | _ | LV | 400 kVA :Kiosk Substation | 0.4 | --> | 0.4 | 0 | 0 | Constrained, otherwise capacity available =329 kVA | --> | 0.38 | 0 | 0 | 0.39 | 0 |  | --> | C11 ex FINISKLIN | Finisklin [T41,T42] | SLIGO |  | 54.2794 | -8.4874
MV/LV Substation HE***067 |  | 10 kV | _ | LV | 200 kVA :Building Structure | 0.2 | --> | 0.2 | 0 | 0 | Constrained, otherwise capacity available =173 kVA | --> | 0.19 | 0 | 0 | 0.194 | 0 |  | --> | C11 ex FINISKLIN | Finisklin [T41,T42] | SLIGO |  | 54.276 | -8.484
MV/LV Substation GA***067X |  | 10 kV | _ | LV | 630 kVA :Building Structure | 0.63 | --> | 0.63 | 0 | 0 | Constrained, otherwise capacity available =325 kVA | --> | 0.598 | 0 | 0.025 | 0.5 | 0 |  | --> | C17 ex CRANMORE | Cranmore [T41,T42] | SLIGO |  | 54.2726 | -8.4777
MV/LV Substation SL***068 |  | 10 kV | _ | LV | 630 kVA :Kiosk Substation | 0.63 | --> | 0.63 | 0.406 | 5.78 |  | --> | 0.598 | 0 | 0.021 | 0.5 | 0 |  | --> | C11 ex OAKFIELD | Oakfield [T41,T42] | SLIGO |  | 54.2549 | -8.4715
MV/LV Substation HA***069 |  | 10 kV | _ | LV | 400 kVA :Building Structure | 0.4 | --> | 0.4 | 0 | 0 | Constrained, otherwise capacity available =299 kVA | --> | 0.38 | 0 | 0 | 0.394 | 0 |  | --> | C13 ex CRANMORE | Cranmore [T41,T42] | SLIGO |  | 54.2648 | -8.4535
MV/LV Substation RI***069X |  | 10 kV | _ | LV | 1000 kVA :Building Structure | 1 | --> | 1 | 0 | 0 | Constrained, otherwise capacity available =765 kVA | --> | 0.95 | 0 | 0.009 | 0.5 | 0 |  | --> | C18 ex CRANMORE | Cranmore [T41,T42] | SLIGO |  | 54.2714 | -8.468
MV/LV Substation O ***070 |  | 10 kV | _ | LV | 630 kVA :Building Structure | 0.63 | --> | 0.63 | 0 | 0 |  | --> | 0.598 | 0 | 0 | 0.5 | 0 |  | --> | C17 ex CRANMORE | Cranmore [T41,T42] | SLIGO |  | 54.2713 | -8.4764
MV/LV Substation ME***071 |  | 10 kV | _ | LV | 400 kVA :Building Structure | 0.4 | --> | 0.4 | 0.213 | 5.78 |  | --> | 0.38 | 0 | 0.038 | 0.376 | 0 |  | --> | C13 ex OAKFIELD | Oakfield [T41,T42] | SLIGO |  | 54.2684 | -8.489
MV/LV Substation FO***071X |  | 10 kV | _ | LV | 630 kVA :Kiosk Substation | 0.63 | --> | 0.63 | 0 | 0 | Constrained, otherwise capacity available =494 kVA | --> | 0.598 | 0 | 0 | 0.5 | 0 |  | --> | C12 ex CRANMORE | Cranmore [T41,T42] | SLIGO |  | 54.2553 | -8.4548
MV/LV Substation SU***072 |  | 10 kV | _ | LV | 400 kVA :Kiosk Substation | 0.4 | --> | 0.4 | 0.334 | 5.78 |  | --> | 0.38 | 0 | 0 | 0.389 | 0 |  | --> | C11 ex OAKFIELD | Oakfield [T41,T42] | SLIGO |  | 54.2658 | -8.4751
MV/LV Substation CO***073 |  | 10 kV | _ | LV | 400 kVA :Kiosk Substation | 0.4 | --> | 0.4 | 0 | 0 | Constrained, otherwise capacity available =272 kVA | --> | 0.38 | 0 | 0 | 0.397 | 0 |  | --> | C18 ex CRANMORE | Cranmore [T41,T42] | SLIGO |  | 54.2705 | -8.4621
MV/LV Substation TH***073X |  | 10 kV | _ | LV | 200 kVA :Kiosk Substation | 0.2 | --> | 0.2 | 0.183 | 5.48 |  | --> | 0.19 | 0 | 0.005 | 0.189 | 0 |  | --> | C17 ex BALLYTIVNAN | Ballytivnan [T41,T42] | SLIGO |  | 54.3091 | -8.554
MV/LV Substation SR***074X |  | 10 kV | _ | LV | 200 kVA :Kiosk Substation | 0.2 | --> | 0.2 | 0.127 | 5.78 |  | --> | 0.19 | 0 | 0.014 | 0.189 | 0 |  | --> | C20 ex OAKFIELD | Oakfield [T41,T42] | SLIGO |  | 54.274 | -8.5031
MV/LV Substation CO***076 |  | 10 kV | _ | LV | 1000 kVA :Kiosk Substation | 1 | --> | 1 | 0 | 0 | Constrained, otherwise capacity available =718 kVA | --> | 0.95 | 0 | 0 | 0.5 | 0 |  | --> | C14 ex CRANMORE | Cranmore [T41,T42] | SLIGO |  | 54.2675 | -8.4727
MV/LV Substation CA***077 |  | 10 kV | _ | LV | 630 kVA :Kiosk Substation | 0.63 | --> | 0.63 | 0.462 | 5.48 |  | --> | 0.598 | 0 | 0.039 | 0.5 | 0 |  | --> | C14 ex BALLYTIVNAN | Ballytivnan [T41,T42] | SLIGO |  | 54.2806 | -8.4759
MV/LV Substation KE***078 |  | 10 kV | _ | LV | 400 kVA :Kiosk Substation | 0.4 | --> | 0.4 | 0.333 | 5.78 |  | --> | 0.38 | 0 | 0.055 | 0.348 | 0 |  | --> | C13 ex OAKFIELD | Oakfield [T41,T42] | SLIGO |  | 54.2691 | -8.4993
MV/LV Substation LA***081X |  | 10 kV | _ | LV | 400 kVA :Kiosk Substation | 0.4 | --> | 0.4 | 0 | 0 | Constrained, otherwise capacity available =180 kVA | --> | 0.38 | 0 | 0 | 0.406 | 0 |  | --> | C12 ex CRANMORE | Cranmore [T41,T42] | SLIGO |  | 54.25 | -8.439
MV/LV Substation CO***084 |  | 10 kV | _ | LV | 200 kVA :Kiosk Substation | 0.2 | --> | 0.2 | 0 | 0 | Constrained, otherwise capacity available =47 kVA | --> | 0.19 | 0 | 0 | 0.21 | 0 |  | --> | C18 ex CRANMORE | Cranmore [T41,T42] | SLIGO |  | 54.2738 | -8.4698
MV/LV Substation AB***084X |  | 10 kV | _ | LV | 630 kVA :Kiosk Substation | 0.63 | --> | 0.63 | 0 | 0 | Constrained, otherwise capacity available =506 kVA | --> | 0.598 | 0 | 0 | 0.5 | 0 |  | --> | C11 ex CRANMORE | Cranmore [T41,T42] | SLIGO |  | 54.2705 | -8.4708
MV/LV Substation OC***085X |  | 10 kV | _ | LV | 200 kVA :Kiosk Substation | 0.2 | --> | 0.2 | 0.132 | 5.78 |  | --> | 0.19 | 0 | 0.025 | 0.181 | 0 |  | --> | C20 ex OAKFIELD | Oakfield [T41,T42] | SLIGO |  | 54.2752 | -8.5118
MV/LV Substation SU***086 |  | 10 kV | _ | LV | 630 kVA :Kiosk Substation | 0.63 | --> | 0.63 | 0.5 | 5.78 |  | --> | 0.598 | 0 | 0.01 | 0.5 | 0 |  | --> | C12 ex OAKFIELD | Oakfield [T41,T42] | SLIGO |  | 54.2653 | -8.4799
MV/LV Substation AV***087 |  | 10 kV | _ | LV | 200 kVA :Building Structure | 0.2 | --> | 0.2 | 0 | 0 | Constrained, otherwise capacity available =93 kVA | --> | 0.19 | 0 | 0 | 0.204 | 0 |  | --> | C15 ex FINISKLIN | Finisklin [T41,T42] | SLIGO |  | 54.2775 | -8.498
MV/LV Substation CA***088 |  | 10 kV | _ | LV | 200 kVA :Pole Substation | 0.2 | --> | 0.2 | 0 | 0 | Constrained, otherwise capacity available =155 kVA | --> | 0.19 | 0 | 0 | 0.196 | 0 |  | --> | C12 ex CRANMORE | Cranmore [T41,T42] | SLIGO |  | 54.2613 | -8.4645
MV/LV Substation BE***089 |  | 10 kV | _ | LV | 630 kVA :Kiosk Substation | 0.63 | --> | 0.63 | 0.499 | 5.78 |  | --> | 0.598 | 0 | 0.01 | 0.5 | 0 |  | --> | C11 ex OAKFIELD | Oakfield [T41,T42] | SLIGO |  | 54.2661 | -8.4909
MV/LV Substation AV***090 |  | 10 kV | _ | LV | 400 kVA :Kiosk Substation | 0.4 | --> | 0.4 | 0.322 | 5.48 |  | --> | 0.38 | 0 | 0.005 | 0.387 | 0 |  | --> | C11 ex BALLYTIVNAN | Ballytivnan [T41,T42] | SLIGO |  | 54.281 | -8.4711
MV/LV Substation RA***092 |  | 10 kV | _ | LV | 630 kVA :Kiosk Substation | 0.63 | --> | 0.63 | 0 | 0 | Constrained, otherwise capacity available =592 kVA | --> | 0.598 | 0 | 0.007 | 0.5 | 0 |  | --> | C11 ex FINISKLIN | Finisklin [T41,T42] | SLIGO |  | 54.2741 | -8.4939
MV/LV Substation ME***093 |  | 10 kV | _ | LV | 50 kVA :Pole Substation | 0.05 | --> | 0.05 | 0 | 0 | Constrained, otherwise capacity available =15 kVA | --> | 0.048 | 0 | 0.005 | 0.048 | 0 |  | --> | C14 ex CRANMORE | Cranmore [T41,T42] | SLIGO |  | 54.2676 | -8.466
MV/LV Substation QU***094 |  | 10 kV | _ | LV | 400 kVA :Building Structure | 0.4 | --> | 0.4 | 0 | 5.48 |  | --> | 0.38 | 0 | 0.025 | 0.424 | 0 |  | --> | C14 ex BALLYTIVNAN | Ballytivnan [T41,T42] | SLIGO |  | 54.2737 | -8.476
MV/LV Substation CR***096 |  | 10 kV | _ | LV | 400 kVA :Kiosk Substation | 0.4 | --> | 0.4 | 0 | 0 | Constrained, otherwise capacity available =374 kVA | --> | 0.38 | 0 | 0 | 0.384 | 0 |  | --> | C12 ex CRANMORE | Cranmore [T41,T42] | SLIGO |  | 54.2668 | -8.4626
MV/LV Substation CR***097 |  | 10 kV | _ | LV | 630 kVA :Kiosk Substation | 0.63 | --> | 0.63 | 0 | 0 | Constrained, otherwise capacity available =575 kVA | --> | 0.598 | 0 | 0 | 0.5 | 0 |  | --> | C12 ex CRANMORE | Cranmore [T41,T42] | SLIGO |  | 54.266 | -8.4633
MV/LV Substation CU***098X |  | 10 kV | _ | LV | 50 kVA :Pole Substation | 0.05 | --> | 0.05 | 0.049 | 4.13 |  | --> | 0.048 | 0 | 0.005 | 0.044 | 0 |  | --> | C14 ex AGHAGAD | Aghagad [T41,T42] | SLIGO |  | 54.3322 | -8.4973
MV/LV Substation ME***099 |  | 10 kV | _ | LV | 200 kVA :Building Structure | 0.2 | --> | 0.2 | 0 | 0 | Constrained, otherwise capacity available =170 kVA | --> | 0.19 | 0 | 0 | 0.194 | 0 |  | --> | C18 ex FINISKLIN | Finisklin [T41,T42] | SLIGO |  | 54.275 | -8.4854
MV/LV Substation TH***099X |  | 10 kV | _ | LV | 50 kVA :Pole Substation | 0.05 | --> | 0.05 | 0.046 | 5.78 |  | --> | 0.048 | 0 | 0.004 | 0.045 | 0 |  | --> | C20 ex OAKFIELD | Oakfield [T41,T42] | SLIGO |  | 54.3001 | -8.5802
MV/LV Substation BE***102 |  | 10 kV | _ | LV | 400 kVA :Kiosk Substation | 0.4 | --> | 0.4 | 0 | 0 | Constrained, otherwise capacity available =354 kVA | --> | 0.38 | 0 | 0.005 | 0.383 | 0 |  | --> | C12 ex CRANMORE | Cranmore [T41,T42] | SLIGO |  | 54.2644 | -8.4637
MV/LV Substation ID***103 |  | 10 kV | _ | LV | 630 kVA :Building Structure | 0.63 | --> | 0.63 | 0 | 0 | Constrained, otherwise capacity available =422 kVA | --> | 0.598 | 0 | 0.04 | 0.5 | 0 |  | --> | C13 ex CRANMORE | Cranmore [T41,T42] | SLIGO |  | 54.2645 | -8.4503
MV/LV Substation ES***104 |  | 10 kV | _ | LV | 400 kVA :Kiosk Substation | 0.4 | --> | 0.4 | 0 | 0 | Constrained, otherwise capacity available =238 kVA | --> | 0.38 | 0 | 0 | 0.402 | 0 |  | --> | C13 ex CRANMORE | Cranmore [T41,T42] | SLIGO |  | 54.2683 | -8.462
MV/LV Substation BA***106 |  | 10 kV | _ | LV | 400 kVA :Kiosk Substation | 0.4 | --> | 0.4 | 0 | 0 | Constrained, otherwise capacity available =329 kVA | --> | 0.38 | 0 | 0 | 0.39 | 0 |  | --> | C12 ex CRANMORE | Cranmore [T41,T42] | SLIGO |  | 54.2648 | -8.4621
MV/LV Substation SU***107 |  | 10 kV | _ | LV | 630 kVA :Kiosk Substation | 0.63 | --> | 0.63 | 0.479 | 5.48 |  | --> | 0.598 | 0 | 0.058 | 0.5 | 0 |  | --> | C14 ex BALLYTIVNAN | Ballytivnan [T41,T42] | SLIGO |  | 54.2803 | -8.4821
MV/LV Substation MO***108 |  | 10 kV | _ | LV | 400 kVA :Building Structure | 0.4 | --> | 0.4 | 0 | 0 | Constrained, otherwise capacity available =293 kVA | --> | 0.38 | 0 | 0.015 | 0.383 | 0 |  | --> | C18 ex CRANMORE | Cranmore [T41,T42] | SLIGO |  | 54.2731 | -8.4689
MV/LV Substation RE***108X |  | 10 kV | _ | LV | 200 kVA :Pole Substation | 0.2 | --> | 0.2 | 0.151 | 5.78 |  | --> | 0.19 | 0 | 0.04 | 0.167 | 0 |  | --> | C14 ex OAKFIELD | Oakfield [T41,T42] | SLIGO |  | 54.2408 | -8.4761
MV/LV Substation GR***109 |  | 10 kV | _ | LV | 400 kVA :Kiosk Substation | 0.4 | --> | 0.4 | 0.273 | 5.78 |  | --> | 0.38 | 0 | 0.035 | 0.371 | 0 |  | --> | C11 ex OAKFIELD | Oakfield [T41,T42] | SLIGO |  | 54.2552 | -8.4638
MV/LV Substation TA***110 |  | 10 kV | _ | LV | 200 kVA :Building Structure | 0.2 | --> | 0.2 | 0 | 0 | Constrained, otherwise capacity available =138 kVA | --> | 0.19 | 0 | 0 | 0.198 | 0 |  | --> | C11 ex FINISKLIN | Finisklin [T41,T42] | SLIGO |  | 54.2768 | -8.4931
MV/LV Substation NB***111 |  | 10 kV | _ | LV | 400 kVA :Kiosk Substation | 0.4 | --> | 0.4 | 0.29 | 5.48 |  | --> | 0.38 | 0 | 0 | 0.395 | 0 |  | --> | C11 ex BALLYTIVNAN | Ballytivnan [T41,T42] | SLIGO |  | 54.2834 | -8.4663
MV/LV Substation RO***113 |  | 10 kV | _ | LV | 100 kVA :Pole Substation | 0.1 | --> | 0.1 | 0.075 | 5.78 |  | --> | 0.095 | 0 | 0.02 | 0.084 | 0 |  | --> | C11 ex OAKFIELD | Oakfield [T41,T42] | SLIGO |  | 54.2668 | -8.4867
MV/LV Substation CE***114 |  | 10 kV | _ | LV | 200 kVA :Building Structure | 0.2 | --> | 0.2 | 0 | 0 | Constrained, otherwise capacity available =196 kVA | --> | 0.19 | 0 | 0 | 0.19 | 0 |  | --> | C11 ex FINISKLIN | Finisklin [T41,T42] | SLIGO |  | 54.2757 | -8.482
MV/LV Substation MU***115X |  | 10 kV | _ | LV | 100 kVA :Pole Substation | 0.1 | --> | 0.1 | 0.008 | 5.48 |  | --> | 0.095 | 0 | 0 | 0.107 | 0 |  | --> | C14 ex BALLYTIVNAN | Ballytivnan [T41,T42] | SLIGO |  | 54.2829 | -8.4735
MV/LV Substation SM***116 |  | 10 kV | _ | LV | 400 kVA :Building Structure | 0.4 | --> | 0.4 | 0 | 0 | Constrained, otherwise capacity available =353 kVA | --> | 0.38 | 0 | 0.01 | 0.379 | 0 |  | --> | C12 ex FINISKLIN | Finisklin [T41,T42] | SLIGO |  | 54.2753 | -8.4974
MV/LV Substation OA***118X |  | 10 kV | _ | LV | 200 kVA :Kiosk Substation | 0.2 | --> | 0.2 | 0.178 | 5.78 |  | --> | 0.19 | 0 | 0 | 0.193 | 0 |  | --> | C11 ex OAKFIELD | Oakfield [T41,T42] | SLIGO |  | 54.2549 | -8.4726
MV/LV Substation DE***119 |  | 10 kV | _ | LV | 400 kVA :Building Structure | 0.4 | --> | 0.4 | 0 | 0 | Constrained, otherwise capacity available =326 kVA | --> | 0.38 | 0 | 0 | 0.39 | 0 |  | --> | C12 ex CRANMORE | Cranmore [T41,T42] | SLIGO |  | 54.2632 | -8.4752
MV/LV Substation FA***120 |  | 10 kV | _ | LV | 400 kVA :Building Structure | 0.4 | --> | 0.4 | 0.34 | 5.48 |  | --> | 0.38 | 0 | 0 | 0.388 | 0 |  | --> | C15 ex BALLYTIVNAN | Ballytivnan [T41,T42] | SLIGO |  | 54.2822 | -8.4558
MV/LV Substation DA***121 |  | 10 kV | _ | LV | 400 kVA :Building Structure | 0.4 | --> | 0.4 | 0 | 0 | Constrained, otherwise capacity available =329 kVA | --> | 0.38 | 0 | 0.025 | 0.371 | 0 |  | --> | C15 ex FINISKLIN | Finisklin [T41,T42] | SLIGO |  | 54.2767 | -8.5005
MV/LV Substation SM***121X |  | 10 kV | _ | LV | 630 kVA :Kiosk Substation | 0.63 | --> | 0.63 | 0 | 0 | Constrained, otherwise capacity available =630 kVA | --> | 0.598 | 0 | 0 | 0.5 | 0 |  | --> | C12 ex FINISKLIN | Finisklin [T41,T42] | SLIGO |  | 54.2755 | -8.4947
MV/LV Substation AR***123 |  | 10 kV | _ | LV | 630 kVA :Building Structure | 0.63 | --> | 0.63 | 0 | 0 | Constrained, otherwise capacity available =553 kVA | --> | 0.598 | 0 | 0 | 0.5 | 0 |  | --> | C15 ex FINISKLIN | Finisklin [T41,T42] | SLIGO |  | 54.2766 | -8.499
MV/LV Substation ST***124 |  | 10 kV | _ | LV | 400 kVA :Kiosk Substation | 0.4 | --> | 0.4 | 0 | 0 | Constrained, otherwise capacity available =235 kVA | --> | 0.38 | 0 | 0 | 0.402 | 0 |  | --> | C11 ex CRANMORE | Cranmore [T41,T42] | SLIGO |  | 54.2727 | -8.4724
MV/LV Substation TE***125 |  | 10 kV | _ | LV | 630 kVA :Building Structure | 0.63 | --> | 0.63 | 0 | 0 | Constrained, otherwise capacity available =356 kVA | --> | 0.598 | 0 | 0.01 | 0.5 | 0 |  | --> | C11 ex FINISKLIN | Finisklin [T41,T42] | SLIGO |  | 54.2736 | -8.4865
MV/LV Substation HE***126 |  | 10 kV | _ | LV | 400 kVA :Kiosk Substation | 0.4 | --> | 0.4 | 0.325 | 5.78 |  | --> | 0.38 | 0 | 0.022 | 0.374 | 0 |  | --> | C11 ex OAKFIELD | Oakfield [T41,T42] | SLIGO |  | 54.2573 | -8.4621
MV/LV Substation OL***127X |  | 10 kV | _ | LV | 100 kVA :Pole Substation | 0.1 | --> | 0.1 | 0.09 | 4.13 |  | --> | 0.095 | 0 | 0 | 0.096 | 0 |  | --> | C13 ex AGHAGAD | Aghagad [T41,T42] | SLIGO |  | 54.4308 | -8.4504
MV/LV Substation DU***128 |  | 10 kV | _ | LV | 630 kVA :Building Structure | 0.63 | --> | 0.63 | 0 | 0 | Constrained, otherwise capacity available =584 kVA | --> | 0.598 | 0 | 0 | 0.5 | 0 |  | --> | C11 ex CRANMORE | Cranmore [T41,T42] | SLIGO |  | 54.2685 | -8.4657
MV/LV Substation AR***129 |  | 10 kV | _ | LV | 400 kVA :Building Structure | 0.4 | --> | 0.4 | 0 | 0 | Constrained, otherwise capacity available =320 kVA | --> | 0.38 | 0 | 0.01 | 0.383 | 0 |  | --> | C11 ex FINISKLIN | Finisklin [T41,T42] | SLIGO |  | 54.2777 | -8.4899
MV/LV Substation SA***129X |  | 10 kV | _ | LV | 50 kVA :Pole Substation | 0.05 | --> | 0.05 | 0.049 | 4.13 |  | --> | 0.048 | 0 | 0 | 0.048 | 0 |  | --> | C13 ex AGHAGAD | Aghagad [T41,T42] | SLIGO |  | 54.4633 | -8.4516
MV/LV Substation SM***130 |  | 10 kV | _ | LV | 630 kVA :Building Structure | 0.63 | --> | 0.63 | 0 | 0 | Constrained, otherwise capacity available =611 kVA | --> | 0.598 | 0 | 0 | 0.5 | 0 |  | --> | C12 ex FINISKLIN | Finisklin [T41,T42] | SLIGO |  | 54.2741 | -8.4967
MV/LV Substation MC***131X |  | 10 kV | _ | LV | 200 kVA :Pole Substation | 0.2 | --> | 0.2 | 0.182 | 5.48 |  | --> | 0.19 | 0 | 0 | 0.192 | 0 |  | --> | C11 ex BALLYTIVNAN | Ballytivnan [T41,T42] | SLIGO |  | 54.2766 | -8.4691
MV/LV Substation GA***132 |  | 10 kV | _ | LV | 200 kVA :Building Structure | 0.2 | --> | 0.2 | 0 | 0 | Constrained, otherwise capacity available =194 kVA | --> | 0.19 | 0 | 0 | 0.191 | 0 |  | --> | C11 ex FINISKLIN | Finisklin [T41,T42] | SLIGO |  | 54.2808 | -8.4895
MV/LV Substation AY***134 |  | 10 kV | _ | LV | 200 kVA :Pole Substation | 0.2 | --> | 0.2 | 0.16 | 5.78 |  | --> | 0.19 | 0 | 0.038 | 0.167 | 0 |  | --> | C20 ex OAKFIELD | Oakfield [T41,T42] | SLIGO |  | 54.2764 | -8.5147
MV/LV Substation BR***135X |  | 10 kV | _ | LV | 100 kVA :Pole Substation | 0.1 | --> | 0.1 | 0.026 | 5.48 |  | --> | 0.095 | 0 | 0 | 0.105 | 0 |  | --> | C15 ex BALLYTIVNAN | Ballytivnan [T41,T42] | SLIGO |  | 54.2773 | -8.454
MV/LV Substation GL***136 |  | 10 kV | _ | LV | 100 kVA :Pole Substation | 0.1 | --> | 0.1 | 0.076 | 4.13 |  | --> | 0.095 | 0 | 0.014 | 0.088 | 0 |  | --> | C18 ex AGHAGAD | Aghagad [T41,T42] | SLIGO |  | 54.396 | -8.5284
MV/LV Substation RA***136X |  | 10 kV | _ | LV | 400 kVA :Kiosk Substation | 0.4 | --> | 0.4 | 0 | 0 | Constrained, otherwise capacity available =290 kVA | --> | 0.38 | 0 | 0 | 0.395 | 0 |  | --> | C12 ex CRANMORE | Cranmore [T41,T42] | SLIGO |  | 54.2644 | -8.4608
MV/LV Substation BE***138 |  | 10 kV | _ | LV | 200 kVA :Pole Substation | 0.2 | --> | 0.2 | 0.127 | 5.48 |  | --> | 0.19 | 0 | 0 | 0.2 | 0 |  | --> | C11 ex BALLYTIVNAN | Ballytivnan [T41,T42] | SLIGO |  | 54.2836 | -8.4692
MV/LV Substation SP***143 |  | 10 kV | _ | LV | 100 kVA :Pole Substation | 0.1 | --> | 0.1 | 0.1 | 5.78 |  | --> | 0.095 | 0 | 0 | 0.095 | 0 |  | --> | C13 ex OAKFIELD | Oakfield [T41,T42] | SLIGO |  | 54.2687 | -8.4937
MV/LV Substation WH***145X |  | 10 kV | _ | LV | 200 kVA :Kiosk Substation | 0.2 | --> | 0.2 | 0.171 | 5.78 |  | --> | 0.19 | 0 | 0.008 | 0.188 | 0 |  | --> | C20 ex OAKFIELD | Oakfield [T41,T42] | SLIGO |  | 54.2739 | -8.5122
MV/LV Substation RE***147 |  | 10 kV | _ | LV | 100 kVA :Pole Substation | 0.1 | --> | 0.1 | 0 | 0 | Constrained, otherwise capacity available =100 kVA | --> | 0.095 | 0 | 0 | 0.095 | 0 |  | --> | C12 ex CRANMORE | Cranmore [T41,T42] | SLIGO |  | 54.2346 | -8.4567
MV/LV Substation YE***148X |  | 10 kV | _ | LV | 400 kVA :Kiosk Substation | 0.4 | --> | 0.4 | 0.346 | 5.48 |  | --> | 0.38 | 0 | 0 | 0.387 | 0 |  | --> | C15 ex BALLYTIVNAN | Ballytivnan [T41,T42] | SLIGO |  | 54.2801 | -8.4524
MV/LV Substation YE***149X |  | 10 kV | _ | LV | 400 kVA :Kiosk Substation | 0.4 | --> | 0.4 | 0.346 | 5.48 |  | --> | 0.38 | 0 | 0 | 0.387 | 0 |  | --> | C15 ex BALLYTIVNAN | Ballytivnan [T41,T42] | SLIGO |  | 54.2788 | -8.4531
MV/LV Substation BA***150 |  | 10 kV | _ | LV | 100 kVA :Pole Substation | 0.1 | --> | 0.1 | 0.098 | 4.13 |  | --> | 0.095 | 0 | 0 | 0.095 | 0 |  | --> | C13 ex AGHAGAD | Aghagad [T41,T42] | SLIGO |  | 54.4219 | -8.4605
MV/LV Substation QU***150X |  | 10 kV | _ | LV | 200 kVA :Kiosk Substation | 0.2 | --> | 0.2 | 0.185 | 4.13 |  | --> | 0.19 | 0 | 0 | 0.192 | 0 |  | --> | C13 ex AGHAGAD | Aghagad [T41,T42] | SLIGO |  | 54.4678 | -8.452
MV/LV Substation DO***151X |  | 10 kV | _ | LV | 200 kVA :Pole Substation | 0.2 | --> | 0.2 | 0.195 | 5.78 |  | --> | 0.19 | 0 | 0 | 0.191 | 0 |  | --> | C14 ex OAKFIELD | Oakfield [T41,T42] | SLIGO |  | 54.2386 | -8.4775
MV/LV Substation ME***153 |  | 10 kV | _ | LV | 200 kVA :Kiosk Substation | 0.2 | --> | 0.2 | 0.157 | 5.78 |  | --> | 0.19 | 0 | 0.022 | 0.179 | 0 |  | --> | C11 ex OAKFIELD | Oakfield [T41,T42] | SLIGO |  | 54.2582 | -8.4637
MV/LV Substation IN***153X |  | 10 kV | _ | LV | 100 kVA :Pole Substation | 0.1 | --> | 0.1 | 0 | 0 | Constrained, otherwise capacity available =88 kVA | --> | 0.095 | 0 | 0 | 0.097 | 0 |  | --> | C12 ex CRANMORE | Cranmore [T41,T42] | SLIGO |  | 54.2358 | -8.4451
MV/LV Substation RO***154 |  | 10 kV | _ | LV | 100 kVA :Pole Substation | 0.1 | --> | 0.1 | 0.07 | 5.78 |  | --> | 0.095 | 0 | 0 | 0.099 | 0 |  | --> | C11 ex OAKFIELD | Oakfield [T41,T42] | SLIGO |  | 54.2659 | -8.4872
MV/LV Substation TH***158 |  | 10 kV | _ | LV | 200 kVA :Kiosk Substation | 0.2 | --> | 0.2 | 0 | 0 | Constrained, otherwise capacity available =157 kVA | --> | 0.19 | 0 | 0.015 | 0.185 | 0 |  | --> | C12 ex CRANMORE | Cranmore [T41,T42] | SLIGO |  | 54.259 | -8.4626
MV/LV Substation VO***160 |  | 10 kV | _ | LV | 200 kVA :Building Structure | 0.2 | --> | 0.2 | 0.167 | 5.48 |  | --> | 0.19 | 0 | 0 | 0.194 | 0 |  | --> | C11 ex BALLYTIVNAN | Ballytivnan [T41,T42] | SLIGO |  | 54.2788 | -8.4582
MV/LV Substation HA***161 |  | 10 kV | _ | LV | 200 kVA :Building Structure | 0.2 | --> | 0.2 | 0 | 0 | Constrained, otherwise capacity available =140 kVA | --> | 0.19 | 0 | 0 | 0.198 | 0 |  | --> | C12 ex FINISKLIN | Finisklin [T41,T42] | SLIGO |  | 54.2754 | -8.4986
MV/LV Substation RE***161X |  | 10 kV | _ | LV | 50 kVA :Pole Substation | 0.05 | --> | 0.05 | 0 | 0 | Constrained, otherwise capacity available =47 kVA | --> | 0.048 | 0 | 0 | 0.048 | 0 |  | --> | C12 ex CRANMORE | Cranmore [T41,T42] | SLIGO |  | 54.2346 | -8.4445
MV/LV Substation AS***162X |  | 10 kV | _ | LV | 200 kVA :Kiosk Substation | 0.2 | --> | 0.2 | 0.175 | 5.48 |  | --> | 0.19 | 0 | 0.01 | 0.186 | 0 |  | --> | C11 ex BALLYTIVNAN | Ballytivnan [T41,T42] | SLIGO |  | 54.2761 | -8.4609
MV/LV Substation GR***164X |  | 10 kV | _ | LV | 200 kVA :Kiosk Substation | 0.2 | --> | 0.2 | 0.158 | 4.13 |  | --> | 0.19 | 0 | 0.017 | 0.183 | 0 |  | --> | C13 ex AGHAGAD | Aghagad [T41,T42] | SLIGO |  | 54.4302 | -8.4499
MV/LV Substation HO***169 |  | 10 kV | _ | LV | 100 kVA :Pole Substation | 0.1 | --> | 0.1 | 0.088 | 4.13 |  | --> | 0.095 | 0 | 0.003 | 0.094 | 0 |  | --> | C13 ex AGHAGAD | Aghagad [T41,T42] | SLIGO |  | 54.4166 | -8.4837
MV/LV Substation FA***169X |  | 10 kV | _ | LV | 630 kVA :Kiosk Substation | 0.63 | --> | 0.63 | 0.451 | 5.78 |  | --> | 0.598 | 0 | 0.035 | 0.5 | 0 |  | --> | C20 ex OAKFIELD | Oakfield [T41,T42] | SLIGO |  | 54.2723 | -8.4959
MV/LV Substation AT***171X |  | 10 kV | _ | LV | 400 kVA :Kiosk Substation | 0.4 | --> | 0.4 | 0.23 | 5.78 |  | --> | 0.38 | 0 | 0.074 | 0.348 | 0 |  | --> | C13 ex OAKFIELD | Oakfield [T41,T42] | SLIGO |  | 54.2659 | -8.5989
MV/LV Substation CA***174X |  | 10 kV | _ | LV | 100 kVA :Pole Substation | 0.1 | --> | 0.1 | 0.1 | 4.13 |  | --> | 0.095 | 0 | 0 | 0.095 | 0 |  | --> | C14 ex AGHAGAD | Aghagad [T41,T42] | SLIGO |  | 54.3409 | -8.5281
MV/LV Substation JF***175X |  | 10 kV | _ | LV | 630 kVA :Building Structure | 0.63 | --> | 0.63 | 0 | 0 | Constrained, otherwise capacity available =513 kVA | --> | 0.598 | 0 | 0 | 0.5 | 0 |  | --> | C18 ex CRANMORE | Cranmore [T41,T42] | SLIGO |  | 54.2711 | -8.4689
MV/LV Substation ST***177X |  | 10 kV | _ | LV | 630 kVA :Kiosk Substation | 0.63 | --> | 0.63 | 0 | 0 | Constrained, otherwise capacity available =434 kVA | --> | 0.598 | 0 | 0.011 | 0.5 | 0 |  | --> | C14 ex CRANMORE | Cranmore [T41,T42] | SLIGO |  | 54.2666 | -8.4703
MV/LV Substation ID***182X |  | 10 kV | _ | LV | 630 kVA :Kiosk Substation | 0.63 | --> | 0.63 | 0.5 | 5.78 |  | --> | 0.598 | 0 | 0 | 0.5 | 0 |  | --> | C20 ex OAKFIELD | Oakfield [T41,T42] | SLIGO |  | 54.2736 | -8.5008
MV/LV Substation BA***185 |  | 10 kV | _ | LV | 50 kVA :Pole Substation | 0.05 | --> | 0.05 | 0.039 | 4.13 |  | --> | 0.048 | 0 | 0.006 | 0.044 | 0 |  | --> | C13 ex AGHAGAD | Aghagad [T41,T42] | SLIGO |  | 54.4239 | -8.4676
MV/LV Substation BA***188 |  | 10 kV | _ | LV | 100 kVA :Pole Substation | 0.1 | --> | 0.1 | 0.095 | 4.13 |  | --> | 0.095 | 0 | 0 | 0.096 | 0 |  | --> | C13 ex AGHAGAD | Aghagad [T41,T42] | SLIGO |  | 54.4257 | -8.4619
MV/LV Substation CL***191 |  | 10 kV | _ | LV | 400 kVA :Kiosk Substation | 0.4 | --> | 0.4 | 0.303 | 4.13 |  | --> | 0.38 | 0 | 0.033 | 0.369 | 0 |  | --> | C13 ex AGHAGAD | Aghagad [T41,T42] | SLIGO |  | 54.4289 | -8.4526
MV/LV Substation GL***191X |  | 20 kV | _ | LV | 200 kVA :Pole Substation | 0.2 | --> | 0.2 | 0.196 | 5.48 |  | --> | 0.19 | 0 | 0 | 0.19 | 0 |  | --> | C12 ex BALLYTIVNAN | Ballytivnan [T41,T42] | SLIGO |  | 54.3401 | -8.4029
MV/LV Substation GR***192X |  | 10 kV | _ | LV | 200 kVA :Pole Substation | 0.2 | --> | 0.2 | 0.184 | 4.13 |  | --> | 0.19 | 0 | 0 | 0.192 | 0 |  | --> | C13 ex AGHAGAD | Aghagad [T41,T42] | SLIGO |  | 54.393 | -8.5195
MV/LV Substation HO***194X |  | 10 kV | _ | LV | 400 kVA :Kiosk Substation | 0.4 | --> | 0.4 | 0 | 0 | Constrained, otherwise capacity available =262 kVA | --> | 0.38 | 0 | 0 | 0.398 | 0 |  | --> | C11 ex CRANMORE | Cranmore [T41,T42] | SLIGO |  | 54.2743 | -8.4733
MV/LV Substation CL***196 |  | 10 kV | _ | LV | 50 kVA :Pole Substation | 0.05 | --> | 0.05 | 0.046 | 4.13 |  | --> | 0.048 | 0 | 0.006 | 0.044 | 0 |  | --> | C13 ex AGHAGAD | Aghagad [T41,T42] | SLIGO |  | 54.4331 | -8.4583
MV/LV Substation CA***198X |  | 10 kV | _ | LV | 400 kVA :Kiosk Substation | 0.4 | --> | 0.4 | 0.279 | 5.78 |  | --> | 0.38 | 0 | 0.018 | 0.383 | 0 |  | --> | C11 ex OAKFIELD | Oakfield [T41,T42] | SLIGO |  | 54.2565 | -8.4746
MV/LV Substation CA***199X |  | 10 kV | _ | LV | 200 kVA :Kiosk Substation | 0.2 | --> | 0.2 | 0.18 | 5.78 |  | --> | 0.19 | 0 | 0 | 0.193 | 0 |  | --> | C11 ex OAKFIELD | Oakfield [T41,T42] | SLIGO |  | 54.2574 | -8.4759
MV/LV Substation BA***200X |  | 10 kV | _ | LV | 400 kVA :Kiosk Substation | 0.4 | --> | 0.4 | 0.395 | 5.78 |  | --> | 0.38 | 0 | 0 | 0.381 | 0 |  | --> | C13 ex OAKFIELD | Oakfield [T41,T42] | SLIGO |  | 54.2661 | -8.503
MV/LV Substation OX***203 |  | 10 kV | _ | LV | 50 kVA :Pole Substation | 0.05 | --> | 0.05 | 0.048 | 4.13 |  | --> | 0.048 | 0 | 0 | 0.048 | 0 |  | --> | C14 ex AGHAGAD | Aghagad [T41,T42] | SLIGO |  | 54.3402 | -8.5205
MV/LV Substation CL***205X |  | 10 kV | _ | LV | 630 kVA :Kiosk Substation | 0.63 | --> | 0.63 | 0.5 | 5.78 |  | --> | 0.598 | 0 | 0.026 | 0.5 | 0 |  | --> | C14 ex OAKFIELD | Oakfield [T41,T42] | SLIGO |  | 54.2468 | -8.4774
MV/LV Substation DU***208X |  | 10 kV | _ | LV | 400 kVA :Kiosk Substation | 0.4 | --> | 0.4 | 0 | 0 | Constrained, otherwise capacity available =365 kVA | --> | 0.38 | 0 | 0 | 0.385 | 0 |  | --> | C11 ex FINISKLIN | Finisklin [T41,T42] | SLIGO |  | 54.2786 | -8.4906
MV/LV Substation BE***209 |  | 10 kV | _ | LV | 50 kVA :Pole Substation | 0.05 | --> | 0.05 | 0.035 | 5.78 |  | --> | 0.048 | 0 | 0.004 | 0.046 | 0 |  | --> | C20 ex OAKFIELD | Oakfield [T41,T42] | SLIGO |  | 54.2694 | -8.5964
MV/LV Substation CA***209X |  | 10 kV | _ | LV | 400 kVA :Kiosk Substation | 0.4 | --> | 0.4 | 0.38 | 5.48 |  | --> | 0.38 | 0 | 0 | 0.383 | 0 |  | --> | C14 ex BALLYTIVNAN | Ballytivnan [T41,T42] | SLIGO |  | 54.2779 | -8.474
MV/LV Substation ST***211X |  | 10 kV | _ | LV | 100 kVA :Pole Substation | 0.1 | --> | 0.1 | 0 | 0 | Constrained, otherwise capacity available =99 kVA | --> | 0.095 | 0 | 0.006 | 0.091 | 0 |  | --> | C12 ex CRANMORE | Cranmore [T41,T42] | SLIGO |  | 54.238 | -8.4623
MV/LV Substation KE***216X |  | 10 kV | _ | LV | 200 kVA :Kiosk Substation | 0.2 | --> | 0.2 | 0.149 | 5.78 |  | --> | 0.19 | 0 | 0.065 | 0.149 | 0 |  | --> | C20 ex OAKFIELD | Oakfield [T41,T42] | SLIGO |  | 54.2706 | -8.5045
MV/LV Substation HO***225X |  | 10 kV | _ | LV | 400 kVA :Kiosk Substation | 0.4 | --> | 0.4 | 0.286 | 5.48 |  | --> | 0.38 | 0 | 0.022 | 0.379 | 0 |  | --> | C14 ex BALLYTIVNAN | Ballytivnan [T41,T42] | SLIGO |  | 54.281 | -8.4765
MV/LV Substation PA***232 |  | 10 kV | _ | LV | 50 kVA :Pole Substation | 0.05 | --> | 0.05 | 0.036 | 5.48 |  | --> | 0.048 | 0 | 0.005 | 0.046 | 0 |  | --> | C15 ex BALLYTIVNAN | Ballytivnan [T41,T42] | SLIGO |  | 54.2656 | -8.3332
MV/LV Substation KI***233 |  | 10 kV | _ | LV | 50 kVA :Pole Substation | 0.05 | --> | 0.05 | 0.032 | 5.78 |  | --> | 0.048 | 0 | 0 | 0.05 | 0 |  | --> | C20 ex OAKFIELD | Oakfield [T41,T42] | SLIGO |  | 54.2688 | -8.5932
MV/LV Substation YE***233X |  | 10 kV | _ | LV | 630 kVA :Kiosk Substation | 0.63 | --> | 0.63 | 0.5 | 5.48 |  | --> | 0.598 | 0 | 0 | 0.5 | 0 |  | --> | C15 ex BALLYTIVNAN | Ballytivnan [T41,T42] | SLIGO |  | 54.281 | -8.4527
MV/LV Substation RA***234X |  | 10 kV | _ | LV | 400 kVA :Building Structure | 0.4 | --> | 0.4 | 0.4 | 5.48 |  | --> | 0.38 | 0 | 0 | 0.38 | 0 |  | --> | C17 ex BALLYTIVNAN | Ballytivnan [T41,T42] | SLIGO |  | 54.2996 | -8.4998
MV/LV Substation ST***236X |  | 10 kV | _ | LV | 630 kVA :Kiosk Substation | 0.63 | --> | 0.63 | 0.5 | 5.48 |  | --> | 0.598 | 0 | 0 | 0.5 | 0 |  | --> | C11 ex BALLYTIVNAN | Ballytivnan [T41,T42] | SLIGO |  | 54.2776 | -8.4601
MV/LV Substation ST***237X |  | 10 kV | _ | LV | 630 kVA :Kiosk Substation | 0.63 | --> | 0.63 | 0.5 | 5.48 |  | --> | 0.598 | 0 | 0 | 0.5 | 0 |  | --> | C11 ex BALLYTIVNAN | Ballytivnan [T41,T42] | SLIGO |  | 54.2766 | -8.4595
MV/LV Substation CO***240X |  | 10 kV | _ | LV | 50 kVA :Pole Substation | 0.05 | --> | 0.05 | 0 | 0 | Constrained, otherwise capacity available =49 kVA | --> | 0.048 | 0 | 0 | 0.048 | 0 |  | --> | C12 ex CRANMORE | Cranmore [T41,T42] | SLIGO |  | 54.2402 | -8.4574
MV/LV Substation RU***241X |  | 10 kV | _ | LV | 400 kVA :Kiosk Substation | 0.4 | --> | 0.4 | 0.271 | 5.78 |  | --> | 0.38 | 0 | 0.022 | 0.381 | 0 |  | --> | C11 ex OAKFIELD | Oakfield [T41,T42] | SLIGO |  | 54.2589 | -8.4738
MV/LV Substation IN***244X |  | 10 kV | _ | LV | 400 kVA :Kiosk Substation | 0.4 | --> | 0.4 | 0 | 0 | Constrained, otherwise capacity available =335 kVA | --> | 0.38 | 0 | 0.025 | 0.37 | 0 |  | --> | C12 ex CRANMORE | Cranmore [T41,T42] | SLIGO |  | 54.2593 | -8.4593
MV/LV Substation JO***247X |  | 10 kV | _ | LV | 630 kVA :Kiosk Substation | 0.63 | --> | 0.63 | 0.475 | 5.78 |  | --> | 0.598 | 0 | 0.003 | 0.5 | 0 |  | --> | C12 ex OAKFIELD | Oakfield [T41,T42] | SLIGO |  | 54.27 | -8.4807
MV/LV Substation BU***250X |  | 10 kV | _ | LV | 1000 kVA :Building Structure | 1 | --> | 1 | 0.5 | 5.78 |  | --> | 0.95 | 0 | 0 | 0.5 | 0 |  | --> | C12 ex OAKFIELD | Oakfield [T41,T42] | SLIGO |  | 54.2732 | -8.479
MV/LV Substation BU***251X |  | 10 kV | _ | LV | 1000 kVA :Building Structure | 1 | --> | 1 | 0.5 | 5.78 |  | --> | 0.95 | 0 | 0 | 0.5 | 0 |  | --> | C12 ex OAKFIELD | Oakfield [T41,T42] | SLIGO |  | 54.2733 | -8.479
MV/LV Substation C ***252X |  | 10 kV | _ | LV | 50 kVA :Pole Substation | 0.05 | --> | 0.05 | 0.05 | 4.13 |  | --> | 0.048 | 0 | 0 | 0.048 | 0 |  | --> | C14 ex AGHAGAD | Aghagad [T41,T42] | SLIGO |  | 54.363 | -8.5176
MV/LV Substation HO***255X |  | 10 kV | _ | LV | 630 kVA :Kiosk Substation | 0.63 | --> | 0.63 | 0 | 0 | Constrained, otherwise capacity available =602 kVA | --> | 0.598 | 0 | 0 | 0.5 | 0 |  | --> | C11 ex CRANMORE | Cranmore [T41,T42] | SLIGO |  | 54.2744 | -8.4732
MV/LV Substation WE***256X |  | 10 kV | _ | LV | 630 kVA :Kiosk Substation | 0.63 | --> | 0.63 | 0 | 0 | Constrained, otherwise capacity available =496 kVA | --> | 0.598 | 0 | 0 | 0.5 | 0 |  | --> | C17 ex CRANMORE | Cranmore [T41,T42] | SLIGO |  | 54.2697 | -8.4739
MV/LV Substation CL***261X |  | 10 kV | _ | LV | 630 kVA :Kiosk Substation | 0.63 | --> | 0.63 | 0.5 | 5.48 |  | --> | 0.598 | 0 | 0 | 0.5 | 0 |  | --> | C11 ex BALLYTIVNAN | Ballytivnan [T41,T42] | SLIGO |  | 54.2824 | -8.4619
MV/LV Substation CL***262X |  | 10 kV | _ | LV | 630 kVA :Kiosk Substation | 0.63 | --> | 0.63 | 0.483 | 5.48 |  | --> | 0.598 | 0 | 0 | 0.5 | 0 |  | --> | C11 ex BALLYTIVNAN | Ballytivnan [T41,T42] | SLIGO |  | 54.2825 | -8.4604
MV/LV Substation TH***263 |  | 10 kV | _ | LV | 630 kVA :Kiosk Substation | 0.63 | --> | 0.63 | 0.382 | 5.78 |  | --> | 0.598 | 0 | 0.016 | 0.5 | 0 |  | --> | C20 ex OAKFIELD | Oakfield [T41,T42] | SLIGO |  | 54.2712 | -8.6076
MV/LV Substation GL***263X |  | 10 kV | _ | LV | 200 kVA :Building Structure | 0.2 | --> | 0.2 | 0 | 0 | Constrained, otherwise capacity available =170 kVA | --> | 0.19 | 0 | 0 | 0.194 | 0 |  | --> | C11 ex CRANMORE | Cranmore [T41,T42] | SLIGO |  | 54.268 | -8.4691
MV/LV Substation RE***265X |  | 10 kV | _ | LV | 630 kVA :Building Structure | 0.63 | --> | 0.63 | 0.492 | 5.78 |  | --> | 0.598 | 0 | 0 | 0.5 | 0 |  | --> | C14 ex OAKFIELD | Oakfield [T41,T42] | SLIGO |  | 54.2517 | -8.4728
MV/LV Substation HO***266X |  | 10 kV | _ | LV | 630 kVA :Building Structure | 0.63 | --> | 0.63 | 0.373 | 5.78 |  | --> | 0.598 | 0 | 0 | 0.5 | 0 |  | --> | C14 ex OAKFIELD | Oakfield [T41,T42] | SLIGO |  | 54.2512 | -8.4689
MV/LV Substation SP***267 |  | 10 kV | _ | LV | 100 kVA :Pole Substation | 0.1 | --> | 0.1 | 0.086 | 5.48 |  | --> | 0.095 | 0 | 0.03 | 0.075 | 0 |  | --> | C17 ex BALLYTIVNAN | Ballytivnan [T41,T42] | SLIGO |  | 54.3093 | -8.5482
MV/LV Substation WO***267X |  | 10 kV | _ | LV | 630 kVA :Building Structure | 0.63 | --> | 0.63 | 0.5 | 5.78 |  | --> | 0.598 | 0 | 0 | 0.5 | 0 |  | --> | C14 ex OAKFIELD | Oakfield [T41,T42] | SLIGO |  | 54.25 | -8.469
MV/LV Substation AR***268X |  | 10 kV | _ | LV | 630 kVA :Building Structure | 0.63 | --> | 0.63 | 0.43 | 5.78 |  | --> | 0.598 | 0 | 0 | 0.5 | 0 |  | --> | C14 ex OAKFIELD | Oakfield [T41,T42] | SLIGO |  | 54.2491 | -8.472
MV/LV Substation AR***269X |  | 10 kV | _ | LV | 400 kVA :Kiosk Substation | 0.4 | --> | 0.4 | 0.35 | 5.48 |  | --> | 0.38 | 0 | 0 | 0.387 | 0 |  | --> | C15 ex BALLYTIVNAN | Ballytivnan [T41,T42] | SLIGO |  | 54.2772 | -8.4526
MV/LV Substation YE***278 |  | 10 kV | _ | LV | 400 kVA :Kiosk Substation | 0.4 | --> | 0.4 | 0.35 | 4.13 |  | --> | 0.38 | 0 | 0.025 | 0.368 | 0 |  | --> | C14 ex AGHAGAD | Aghagad [T41,T42] | SLIGO |  | 54.329 | -8.5019
MV/LV Substation SC***280X |  | 10 kV | _ | LV | 100 kVA :Pole Substation | 0.1 | --> | 0.1 | 0.071 | 5.78 |  | --> | 0.095 | 0 | 0 | 0.099 | 0 |  | --> | C14 ex OAKFIELD | Oakfield [T41,T42] | SLIGO |  | 54.2286 | -8.4909
MV/LV Substation PI***288X |  | 10 kV | _ | LV | 400 kVA :Kiosk Substation | 0.4 | --> | 0.4 | 0.398 | 4.13 |  | --> | 0.38 | 0 | 0 | 0.38 | 0 |  | --> | C13 ex AGHAGAD | Aghagad [T41,T42] | SLIGO |  | 54.4671 | -8.4481
MV/LV Substation HA***292X |  | 10 kV | _ | LV | 400 kVA :Kiosk Substation | 0.4 | --> | 0.4 | 0.333 | 5.78 |  | --> | 0.38 | 0 | 0.011 | 0.381 | 0 |  | --> | C20 ex OAKFIELD | Oakfield [T41,T42] | SLIGO |  | 54.2758 | -8.5039
MV/LV Substation UN***298X |  | 10 kV | _ | LV | 630 kVA :Kiosk Substation | 0.63 | --> | 0.63 | 0.5 | 5.78 |  | --> | 0.598 | 0 | 0 | 0.5 | 0 |  | --> | C12 ex OAKFIELD | Oakfield [T41,T42] | SLIGO |  | 54.273 | -8.4804
MV/LV Substation AS***299X |  | 10 kV | _ | LV | 50 kVA :Pole Substation | 0.05 | --> | 0.05 | 0.05 | 5.78 |  | --> | 0.048 | 0 | 0 | 0.048 | 0 |  | --> | C14 ex OAKFIELD | Oakfield [T41,T42] | SLIGO |  | 54.2523 | -8.4793
MV/LV Substation MO***300X |  | 10 kV | _ | LV | 50 kVA :Pole Substation | 0.05 | --> | 0.05 | 0.035 | 5.78 |  | --> | 0.048 | 0 | 0 | 0.049 | 0 |  | --> | C20 ex OAKFIELD | Oakfield [T41,T42] | SLIGO |  | 54.2761 | -8.596
MV/LV Substation PL***301X |  | 10 kV | _ | LV | 50 kVA :Pole Substation | 0.05 | --> | 0.05 | 0.05 | 5.78 |  | --> | 0.048 | 0 | 0 | 0.048 | 0 |  | --> | C14 ex OAKFIELD | Oakfield [T41,T42] | SLIGO |  | 54.2572 | -8.4785
MV/LV Substation CO***305X |  | 10 kV | _ | LV | 200 kVA :Kiosk Substation | 0.2 | --> | 0.2 | 0.178 | 4.13 |  | --> | 0.19 | 0 | 0.004 | 0.19 | 0 |  | --> | C18 ex AGHAGAD | Aghagad [T41,T42] | SLIGO |  | 54.3908 | -8.5245
MV/LV Substation GI***306 |  | 10 kV | _ | LV | 100 kVA :Pole Substation | 0.1 | --> | 0.1 | 0.078 | 4.13 |  | --> | 0.095 | 0 | 0 | 0.098 | 0 |  | --> | C18 ex AGHAGAD | Aghagad [T41,T42] | SLIGO |  | 54.3872 | -8.5281
MV/LV Substation BE***307X |  | 10 kV | _ | LV | 50 kVA :Pole Substation | 0.05 | --> | 0.05 | 0.047 | 4.13 |  | --> | 0.048 | 0 | 0 | 0.048 | 0 |  | --> | C14 ex AGHAGAD | Aghagad [T41,T42] | SLIGO |  | 54.3473 | -8.4887
MV/LV Substation NA***308X |  | 10 kV | _ | LV | 630 kVA :Building Structure | 0.63 | --> | 0.63 | 0.498 | 5.78 |  | --> | 0.598 | 0 | 0 | 0.5 | 0 |  | --> | C11 ex OAKFIELD | Oakfield [T41,T42] | SLIGO |  | 54.2677 | -8.4828
MV/LV Substation ME***309 |  | 10 kV | _ | LV | 200 kVA :Pole Substation | 0.2 | --> | 0.2 | 0.137 | 5.48 |  | --> | 0.19 | 0 | 0 | 0.198 | 0 |  | --> | C15 ex BALLYTIVNAN | Ballytivnan [T41,T42] | SLIGO |  | 54.2818 | -8.457
MV/LV Substation BE***313X |  | 10 kV | _ | LV | 630 kVA :Kiosk Substation | 0.63 | --> | 0.63 | 0 | 0 | Constrained, otherwise capacity available =522 kVA | --> | 0.598 | 0 | 0 | 0.5 | 0 |  | --> | C11 ex FINISKLIN | Finisklin [T41,T42] | SLIGO |  | 54.2777 | -8.4872
MV/LV Substation LI***314X |  | 10 kV | _ | LV | 200 kVA :Kiosk Substation | 0.2 | --> | 0.2 | 0.149 | 4.13 |  | --> | 0.19 | 0 | 0.018 | 0.183 | 0 |  | --> | C14 ex AGHAGAD | Aghagad [T41,T42] | SLIGO |  | 54.339 | -8.5269
MV/LV Substation CA***318X |  | 10 kV | _ | LV | 100 kVA :Pole Substation | 0.1 | --> | 0.1 | 0.084 | 4.13 |  | --> | 0.095 | 0 | 0 | 0.097 | 0 |  | --> | C14 ex AGHAGAD | Aghagad [T41,T42] | SLIGO |  | 54.3359 | -8.527
MV/LV Substation SL***321X |  | 10 kV | _ | LV | 50 kVA :Pole Substation | 0.05 | --> | 0.05 | 0.045 | 5.78 |  | --> | 0.048 | 0 | 0 | 0.048 | 0 |  | --> | C14 ex OAKFIELD | Oakfield [T41,T42] | SLIGO |  | 54.2199 | -8.4675
MV/LV Substation CA***323X |  | 10 kV | _ | LV | 50 kVA :Pole Substation | 0.05 | --> | 0.05 | 0.045 | 4.13 |  | --> | 0.048 | 0 | 0 | 0.048 | 0 |  | --> | C14 ex AGHAGAD | Aghagad [T41,T42] | SLIGO |  | 54.3452 | -8.4763
MV/LV Substation BA***324 |  | 10 kV | _ | LV | 400 kVA :Kiosk Substation | 0.4 | --> | 0.4 | 0.375 | 4.13 |  | --> | 0.38 | 0 | 0.01 | 0.376 | 0 |  | --> | C13 ex AGHAGAD | Aghagad [T41,T42] | SLIGO |  | 54.4631 | -8.4546
MV/LV Substation HI***325 |  | 10 kV | _ | LV | 50 kVA :Pole Substation | 0.05 | --> | 0.05 | 0.026 | 4.13 |  | --> | 0.048 | 0 | 0.016 | 0.039 | 0 |  | --> | C13 ex AGHAGAD | Aghagad [T41,T42] | SLIGO |  | 54.4642 | -8.4597
MV/LV Substation KB***325X |  | 10 kV | _ | LV | 50 kVA :Pole Substation | 0.05 | --> | 0.05 | 0.048 | 5.48 |  | --> | 0.048 | 0 | 0 | 0.048 | 0 |  | --> | C15 ex BALLYTIVNAN | Ballytivnan [T41,T42] | SLIGO |  | 54.289 | -8.3621
MV/LV Substation MI***326X |  | 10 kV | _ | LV | 630 kVA :Building Structure | 0.63 | --> | 0.63 | 0 | 0 | Constrained, otherwise capacity available =548 kVA | --> | 0.598 | 0 | 0 | 0.5 | 0 |  | --> | C11 ex CRANMORE | Cranmore [T41,T42] | SLIGO |  | 54.2738 | -8.472
MV/LV Substation KE***328X |  | 10 kV | _ | LV | 400 kVA :Kiosk Substation | 0.4 | --> | 0.4 | 0 | 0 | Constrained, otherwise capacity available =394 kVA | --> | 0.38 | 0 | 0 | 0.381 | 0 |  | --> | C11 ex CRANMORE | Cranmore [T41,T42] | SLIGO |  | 54.2722 | -8.4708
MV/LV Substation MU***329 |  | 10 kV | _ | LV | 200 kVA :Pole Substation | 0.2 | --> | 0.2 | 0.07 | 4.13 |  | --> | 0.19 | 0 | 0.01 | 0.196 | 0 |  | --> | C13 ex AGHAGAD | Aghagad [T41,T42] | SLIGO |  | 54.466 | -8.4501
MV/LV Substation CL***329X |  | 10 kV | _ | LV | 630 kVA :Kiosk Substation | 0.63 | --> | 0.63 | 0.5 | 5.48 |  | --> | 0.598 | 0 | 0 | 0.5 | 0 |  | --> | C11 ex BALLYTIVNAN | Ballytivnan [T41,T42] | SLIGO |  | 54.2822 | -8.4584
MV/LV Substation TH***332X |  | 10 kV | _ | LV | 400 kVA :Kiosk Substation | 0.4 | --> | 0.4 | 0.352 | 4.13 |  | --> | 0.38 | 0 | 0.013 | 0.377 | 0 |  | --> | C18 ex AGHAGAD | Aghagad [T41,T42] | SLIGO |  | 54.3939 | -8.5265
MV/LV Substation ST***333X |  | 10 kV | _ | LV | 630 kVA :Kiosk Substation | 0.63 | --> | 0.63 | 0.5 | 5.48 |  | --> | 0.598 | 0 | 0 | 0.5 | 0 |  | --> | C15 ex BALLYTIVNAN | Ballytivnan [T41,T42] | SLIGO |  | 54.2597 | -8.3831
MV/LV Substation DA***336X |  | 10 kV | _ | LV | 200 kVA :Pole Substation | 0.2 | --> | 0.2 | 0.2 | 5.78 |  | --> | 0.19 | 0 | 0 | 0.19 | 0 |  | --> | C20 ex OAKFIELD | Oakfield [T41,T42] | SLIGO |  | 54.2767 | -8.596
MV/LV Substation OY***337X |  | 10 kV | _ | LV | 200 kVA :Kiosk Substation | 0.2 | --> | 0.2 | 0.193 | 5.48 |  | --> | 0.19 | 0 | 0.006 | 0.186 | 0 |  | --> | C17 ex BALLYTIVNAN | Ballytivnan [T41,T42] | SLIGO |  | 54.3079 | -8.552
MV/LV Substation PE***339X |  | 10 kV | _ | LV | 1000 kVA :Building Structure | 1 | --> | 1 | 0 | 0 | Constrained, otherwise capacity available =980 kVA | --> | 0.95 | 0 | 0 | 0.5 | 0 |  | --> | C14 ex CRANMORE | Cranmore [T41,T42] | SLIGO |  | 54.2672 | -8.4704
MV/LV Substation SW***340X |  | 10 kV | _ | LV | 630 kVA :Building Structure | 0.63 | --> | 0.63 | 0 | 0 | Constrained, otherwise capacity available =630 kVA | --> | 0.598 | 0 | 0 | 0.5 | 0 |  | --> | C17 ex CRANMORE | Cranmore [T41,T42] | SLIGO |  | 54.2725 | -8.4751
MV/LV Substation SA***345X |  | 10 kV | _ | LV | 200 kVA :Kiosk Substation | 0.2 | --> | 0.2 | 0.177 | 5.78 |  | --> | 0.19 | 0 | 0 | 0.193 | 0 |  | --> | C20 ex OAKFIELD | Oakfield [T41,T42] | SLIGO |  | 54.273 | -8.5806
MV/LV Substation FO***346X |  | 10 kV | _ | LV | 400 kVA :Kiosk Substation | 0.4 | --> | 0.4 | 0.314 | 5.78 |  | --> | 0.38 | 0 | 0.032 | 0.368 | 0 |  | --> | C14 ex OAKFIELD | Oakfield [T41,T42] | SLIGO |  | 54.2516 | -8.4684
MV/LV Substation JO***348X |  | 10 kV | _ | LV | 1000 kVA :Building Structure | 1 | --> | 1 | 0 | 0 | Constrained, otherwise capacity available =966 kVA | --> | 0.95 | 0 | 0 | 0.5 | 0 |  | --> | C17 ex CRANMORE | Cranmore [T41,T42] | SLIGO |  | 54.2709 | -8.4769
MV/LV Substation JO***349X |  | 10 kV | _ | LV | 1000 kVA :Building Structure | 1 | --> | 1 | 0 | 0 | Constrained, otherwise capacity available =921 kVA | --> | 0.95 | 0 | 0.04 | 0.5 | 0 |  | --> | C17 ex CRANMORE | Cranmore [T41,T42] | SLIGO |  | 54.2709 | -8.4769
MV/LV Substation HO***350X |  | 10 kV | _ | LV | 400 kVA :Kiosk Substation | 0.4 | --> | 0.4 | 0 | 0 | Constrained, otherwise capacity available =310 kVA | --> | 0.38 | 0 | 0 | 0.392 | 0 |  | --> | C11 ex FINISKLIN | Finisklin [T41,T42] | SLIGO |  | 54.2749 | -8.4934
MV/LV Substation SH***355X |  | 10 kV | _ | LV | 200 kVA :Kiosk Substation | 0.2 | --> | 0.2 | 0.183 | 5.48 |  | --> | 0.19 | 0 | 0 | 0.192 | 0 |  | --> | C17 ex BALLYTIVNAN | Ballytivnan [T41,T42] | SLIGO |  | 54.2875 | -8.4653
MV/LV Substation DO***358X |  | 10 kV | _ | LV | 400 kVA :Kiosk Substation | 0.4 | --> | 0.4 | 0.31 | 5.78 |  | --> | 0.38 | 0 | 0.054 | 0.352 | 0 |  | --> | C20 ex OAKFIELD | Oakfield [T41,T42] | SLIGO |  | 54.2718 | -8.5849
MV/LV Substation BL***362 |  | 10 kV | _ | LV | 630 kVA :Building Structure | 0.63 | --> | 0.63 | 0 | 0 | Constrained, otherwise capacity available =445 kVA | --> | 0.598 | 0 | 0.01 | 0.5 | 0 |  | --> | C17 ex CRANMORE | Cranmore [T41,T42] | SLIGO |  | 54.2713 | -8.4739
MV/LV Substation C ***364 |  | 10 kV | _ | LV | 100 kVA :Pole Substation | 0.1 | --> | 0.1 | 0.091 | 4.13 |  | --> | 0.095 | 0 | 0 | 0.096 | 0 |  | --> | C18 ex AGHAGAD | Aghagad [T41,T42] | SLIGO |  | 54.3596 | -8.541
MV/LV Substation TE***366 |  | 10 kV | _ | LV | 100 kVA :Pole Substation | 0.1 | --> | 0.1 | 0.064 | 4.13 |  | --> | 0.095 | 0 | 0 | 0.1 | 0 |  | --> | C18 ex AGHAGAD | Aghagad [T41,T42] | SLIGO |  | 54.3684 | -8.5201
MV/LV Substation ID***366X |  | 10 kV | _ | LV | 630 kVA :Building Structure | 0.63 | --> | 0.63 | 0 | 0 | Constrained, otherwise capacity available =589 kVA | --> | 0.598 | 0 | 0 | 0.5 | 0 |  | --> | C15 ex FINISKLIN | Finisklin [T41,T42] | SLIGO |  | 54.2786 | -8.505
MV/LV Substation DA***367X |  | 10 kV | _ | LV | 200 kVA :Kiosk Substation | 0.2 | --> | 0.2 | 0.166 | 5.48 |  | --> | 0.19 | 0 | 0 | 0.195 | 0 |  | --> | C15 ex BALLYTIVNAN | Ballytivnan [T41,T42] | SLIGO |  | 54.2712 | -8.4216
MV/LV Substation KN***369 |  | 10 kV | _ | LV | 630 kVA :Kiosk Substation | 0.63 | --> | 0.63 | 0.5 | 5.78 |  | --> | 0.598 | 0 | 0.018 | 0.5 | 0 |  | --> | C11 ex OAKFIELD | Oakfield [T41,T42] | SLIGO |  | 54.2578 | -8.4711
MV/LV Substation TO***370 |  | 10 kV | _ | LV | 630 kVA :Kiosk Substation | 0.63 | --> | 0.63 | 0 | 0 | Constrained, otherwise capacity available =542 kVA | --> | 0.598 | 0 | 0 | 0.5 | 0 |  | --> | C17 ex CRANMORE | Cranmore [T41,T42] | SLIGO |  | 54.2715 | -8.4745
MV/LV Substation AR***371 |  | 10 kV | _ | LV | 50 kVA :Pole Substation | 0.05 | --> | 0.05 | 0.026 | 4.13 |  | --> | 0.048 | 0 | 0 | 0.051 | 0 |  | --> | C13 ex AGHAGAD | Aghagad [T41,T42] | SLIGO |  | 54.3774 | -8.4911
MV/LV Substation SA***373 |  | 10 kV | _ | LV | 100 kVA :Pole Substation | 0.1 | --> | 0.1 | 0.087 | 5.48 |  | --> | 0.095 | 0 | 0.035 | 0.071 | 0 |  | --> | C15 ex BALLYTIVNAN | Ballytivnan [T41,T42] | SLIGO |  | 54.2721 | -8.4102
MV/LV Substation EM***378X |  | 10 kV | _ | LV | 630 kVA :Building Structure | 0.63 | --> | 0.63 | 0.5 | 5.78 |  | --> | 0.598 | 0 | 0 | 0.5 | 0 |  | --> | C14 ex OAKFIELD | Oakfield [T41,T42] | SLIGO |  | 54.2294 | -8.4921
MV/LV Substation AR***379X |  | 10 kV | _ | LV | 400 kVA :Kiosk Substation | 0.4 | --> | 0.4 | 0.4 | 5.78 |  | --> | 0.38 | 0 | 0 | 0.38 | 0 |  | --> | C20 ex OAKFIELD | Oakfield [T41,T42] | SLIGO |  | 54.2729 | -8.4926
MV/LV Substation FI***381X |  | 10 kV | _ | LV | 1000 kVA :Building Structure | 1 | --> | 1 | 0 | 0 | Constrained, otherwise capacity available =750 kVA | --> | 0.95 | 0 | 0 | 0.5 | 0 |  | --> | C18 ex FINISKLIN | Finisklin [T41,T42] | SLIGO |  | 54.2836 | -8.4959
MV/LV Substation HO***382 |  | 10 kV | _ | LV | 200 kVA :Kiosk Substation | 0.2 | --> | 0.2 | 0.139 | 5.48 |  | --> | 0.19 | 0 | 0.056 | 0.157 | 0 |  | --> | C17 ex BALLYTIVNAN | Ballytivnan [T41,T42] | SLIGO |  | 54.3061 | -8.5612
MV/LV Substation CL***382X |  | 10 kV | _ | LV | 630 kVA :Building Structure | 0.63 | --> | 0.63 | 0 | 0 | Constrained, otherwise capacity available =598 kVA | --> | 0.598 | 0 | 0 | 0.5 | 0 |  | --> | C17 ex CRANMORE | Cranmore [T41,T42] | SLIGO |  | 54.2728 | -8.4775
MV/LV Substation SC***388X |  | 10 kV | _ | LV | 50 kVA :Pole Substation | 0.05 | --> | 0.05 | 0.047 | 5.78 |  | --> | 0.048 | 0 | 0 | 0.048 | 0 |  | --> | C14 ex OAKFIELD | Oakfield [T41,T42] | SLIGO |  | 54.2272 | -8.4883
MV/LV Substation SW***391X |  | 10 kV | _ | LV | 400 kVA :Kiosk Substation | 0.4 | --> | 0.4 | 0.4 | 5.48 |  | --> | 0.38 | 0 | 0 | 0.38 | 0 |  | --> | C14 ex BALLYTIVNAN | Ballytivnan [T41,T42] | SLIGO |  | 54.2733 | -8.4751
MV/LV Substation AR***392X |  | 10 kV | _ | LV | 200 kVA :Pole Substation | 0.2 | --> | 0.2 | 0.2 | 5.48 |  | --> | 0.19 | 0 | 0 | 0.19 | 0 |  | --> | C15 ex BALLYTIVNAN | Ballytivnan [T41,T42] | SLIGO |  | 54.2803 | -8.441
MV/LV Substation DO***4009 |  | 10 kV | _ | LV | 50 kVA :Pole Substation | 0.05 | --> | 0.05 | 0.05 | 5.48 |  | --> | 0.048 | 0 | 0 | 0.048 | 0 |  | --> | C12 ex BALLYTIVNAN | Ballytivnan [T41,T42] | SLIGO |  | 54.298 | -8.4408
MV/LV Substation AU***4020 |  | 10 kV | _ | LV | 50 kVA :Pole Substation | 0.05 | --> | 0.05 | 0.047 | 4.13 |  | --> | 0.048 | 0 | 0 | 0.048 | 0 |  | --> | C18 ex AGHAGAD | Aghagad [T41,T42] | SLIGO |  | 54.3853 | -8.532
MV/LV Substation CA***4023 |  | 10 kV | _ | LV | 100 kVA :Pole Substation | 0.1 | --> | 0.1 | 0.086 | 4.13 |  | --> | 0.095 | 0 | 0.005 | 0.093 | 0 |  | --> | C14 ex AGHAGAD | Aghagad [T41,T42] | SLIGO |  | 54.3415 | -8.499
MV/LV Substation CL***402X |  | 10 kV | _ | LV | 50 kVA :Pole Substation | 0.05 | --> | 0.05 | 0.03 | 4.13 |  | --> | 0.048 | 0 | 0 | 0.05 | 0 |  | --> | C13 ex AGHAGAD | Aghagad [T41,T42] | SLIGO |  | 54.4194 | -8.4768
MV/LV Substation BA***404 |  | 10 kV | _ | LV | 50 kVA :Pole Substation | 0.05 | --> | 0.05 | 0.022 | 5.78 |  | --> | 0.048 | 0 | 0 | 0.051 | 0 |  | --> | C20 ex OAKFIELD | Oakfield [T41,T42] | SLIGO |  | 54.2723 | -8.5241
MV/LV Substation AM***4042 |  | 10 kV | _ | LV | 1000 kVA :Building Structure | 1 | --> | 1 | 0 | 0 | Constrained, otherwise capacity available =1000 kVA | --> | 0.95 | 0 | 0 | 0.5 | 0 |  | --> | C11 ex FINISKLIN | Finisklin [T41,T42] | SLIGO |  | 54.2735 | -8.4952
MV/LV Substation PR***4043 |  | 10 kV | _ | LV | 630 kVA :Building Structure | 0.63 | --> | 0.63 | 0 | 0 | Constrained, otherwise capacity available =432 kVA | --> | 0.598 | 0 | 0 | 0.5 | 0 |  | --> | C11 ex FINISKLIN | Finisklin [T41,T42] | SLIGO |  | 54.2737 | -8.4939
MV/LV Substation CA***404X |  | 10 kV | _ | LV | 630 kVA :Building Structure | 0.63 | --> | 0.63 | 0 | 0 | Constrained, otherwise capacity available =551 kVA | --> | 0.598 | 0 | 0 | 0.5 | 0 |  | --> | C17 ex CRANMORE | Cranmore [T41,T42] | SLIGO |  | 54.2711 | -8.4726
MV/LV Substation SL***4051 |  | 10 kV | _ | LV | 200 kVA :Pole Substation | 0.2 | --> | 0.2 | 0.144 | 5.78 |  | --> | 0.19 | 0 | 0 | 0.198 | 0 |  | --> | C20 ex OAKFIELD | Oakfield [T41,T42] | SLIGO |  | 54.272 | -8.5442
MV/LV Substation SC***406 |  | 10 kV | _ | LV | 100 kVA :Pole Substation | 0.1 | --> | 0.1 | 0.069 | 5.78 |  | --> | 0.095 | 0 | 0.016 | 0.087 | 0 |  | --> | C20 ex OAKFIELD | Oakfield [T41,T42] | SLIGO |  | 54.2729 | -8.5478
MV/LV Substation FI***4062 |  | 10 kV | _ | LV | 50 kVA :Pole Substation | 0.05 | --> | 0.05 | 0.04 | 5.78 |  | --> | 0.048 | 0 | 0 | 0.049 | 0 |  | --> | C14 ex OAKFIELD | Oakfield [T41,T42] | SLIGO |  | 54.2623 | -8.4972
MV/LV Substation F.***4063 |  | 10 kV | _ | LV | 50 kVA :Pole Substation | 0.05 | --> | 0.05 | 0.048 | 5.48 |  | --> | 0.048 | 0 | 0 | 0.048 | 0 |  | --> | C11 ex BALLYTIVNAN | Ballytivnan [T41,T42] | SLIGO |  | 54.2839 | -8.463
MV/LV Substation BO***4070 |  | 10 kV | _ | LV | 50 kVA :Pole Substation | 0.05 | --> | 0.05 | 0.05 | 5.48 |  | --> | 0.048 | 0 | 0 | 0.048 | 0 |  | --> | C17 ex BALLYTIVNAN | Ballytivnan [T41,T42] | SLIGO |  | 54.3112 | -8.5585
MV/LV Substation ID***4071 |  | 10 kV | _ | LV | 400 kVA :Building Structure | 0.4 | --> | 0.4 | 0 | 0 | Constrained, otherwise capacity available =380 kVA | --> | 0.38 | 0 | 0 | 0.383 | 0 |  | --> | C15 ex FINISKLIN | Finisklin [T41,T42] | SLIGO |  | 54.2782 | -8.503
MV/LV Substation TU***408 |  | 10 kV | _ | LV | 100 kVA :Pole Substation | 0.1 | --> | 0.1 | 0.082 | 5.78 |  | --> | 0.095 | 0 | 0.01 | 0.09 | 0 |  | --> | C20 ex OAKFIELD | Oakfield [T41,T42] | SLIGO |  | 54.2728 | -8.5656
MV/LV Substation MU***4081 |  | 10 kV | _ | LV | 200 kVA :Kiosk Substation | 0.2 | --> | 0.2 | 0.2 | 4.13 |  | --> | 0.19 | 0 | 0 | 0.19 | 0 |  | --> | C20 ex AGHAGAD | Aghagad [T41,T42] | SLIGO |  | 54.3657 | -8.514
MV/LV Substation EG***4083 |  | 10 kV | _ | LV | 100 kVA :Pole Substation | 0.1 | --> | 0.1 | 0.063 | 5.78 |  | --> | 0.095 | 0 | 0.04 | 0.07 | 0 |  | --> | C14 ex OAKFIELD | Oakfield [T41,T42] | SLIGO |  | 54.2339 | -8.4838
MV/LV Substation OL***4084 |  | 10 kV | _ | LV | 400 kVA :Building Structure | 0.4 | --> | 0.4 | 0 | 0 | Constrained, otherwise capacity available =322 kVA | --> | 0.38 | 0 | 0 | 0.39 | 0 |  | --> | C11 ex FINISKLIN | Finisklin [T41,T42] | SLIGO |  | 54.2733 | -8.4829
MV/LV Substation CN***4087 |  | 10 kV | _ | LV | 200 kVA :Pole Substation | 0.2 | --> | 0.2 | 0.195 | 5.78 |  | --> | 0.19 | 0 | 0 | 0.191 | 0 |  | --> | C13 ex OAKFIELD | Oakfield [T41,T42] | SLIGO |  | 54.2653 | -8.5951
MV/LV Substation BR***409 |  | 10 kV | _ | LV | 100 kVA :Pole Substation | 0.1 | --> | 0.1 | 0.009 | 5.78 |  | --> | 0.095 | 0 | 0.011 | 0.098 | 0 |  | --> | C20 ex OAKFIELD | Oakfield [T41,T42] | SLIGO |  | 54.2715 | -8.5813
MV/LV Substation GR***409X |  | 10 kV | _ | LV | 200 kVA :Pole Substation | 0.2 | --> | 0.2 | 0.174 | 4.13 |  | --> | 0.19 | 0 | 0 | 0.194 | 0 |  | --> | C18 ex AGHAGAD | Aghagad [T41,T42] | SLIGO |  | 54.3904 | -8.529
MV/LV Substation AI***410 |  | 10 kV | _ | LV | 400 kVA :Kiosk Substation | 0.4 | --> | 0.4 | 0.201 | 5.78 |  | --> | 0.38 | 0 | 0.074 | 0.351 | 0 |  | --> | C20 ex OAKFIELD | Oakfield [T41,T42] | SLIGO |  | 54.2704 | -8.6025
MV/LV Substation KN***4100 |  | 10 kV | _ | LV | 400 kVA :Kiosk Substation | 0.4 | --> | 0.4 | 0.4 | 5.78 |  | --> | 0.38 | 0 | 0 | 0.38 | 0 |  | --> | C20 ex OAKFIELD | Oakfield [T41,T42] | SLIGO |  | 54.2711 | -8.4897
MV/LV Substation CH***411 |  | 10 kV | _ | LV | 400 kVA :Kiosk Substation | 0.4 | --> | 0.4 | 0.259 | 5.78 |  | --> | 0.38 | 0 | 0.059 | 0.355 | 0 |  | --> | C13 ex OAKFIELD | Oakfield [T41,T42] | SLIGO |  | 54.2678 | -8.595
MV/LV Substation ID***4112 |  | 10 kV | _ | LV | 400 kVA :Building Structure | 0.4 | --> | 0.4 | 0 | 0 | Constrained, otherwise capacity available =400 kVA | --> | 0.38 | 0 | 0 | 0.38 | 0 |  | --> | C15 ex FINISKLIN | Finisklin [T41,T42] | SLIGO |  | 54.277 | -8.5035
MV/LV Substation HO***4118 |  | 10 kV | _ | LV | 50 kVA :Pole Substation | 0.05 | --> | 0.05 | 0.049 | 4.13 |  | --> | 0.048 | 0 | 0 | 0.048 | 0 |  | --> | C13 ex AGHAGAD | Aghagad [T41,T42] | SLIGO |  | 54.4148 | -8.4916
MV/LV Substation AL***4147 |  | 10 kV | _ | LV | 200 kVA :Kiosk Substation | 0.2 | --> | 0.2 | 0.2 | 5.78 |  | --> | 0.19 | 0 | 0 | 0.19 | 0 |  | --> | C11 ex OAKFIELD | Oakfield [T41,T42] | SLIGO |  | 54.2684 | -8.4828
MV/LV Substation LI***4157 |  | 10 kV | _ | LV | 400 kVA :Building Structure | 0.4 | --> | 0.4 | 0 | 0 | Constrained, otherwise capacity available =312 kVA | --> | 0.38 | 0 | 0 | 0.392 | 0 |  | --> | C13 ex CRANMORE | Cranmore [T41,T42] | SLIGO |  | 54.2666 | -8.4605
MV/LV Substation SE***4158 |  | 10 kV | _ | LV | 630 kVA :Kiosk Substation | 0.63 | --> | 0.63 | 0 | 0 | Constrained, otherwise capacity available =539 kVA | --> | 0.598 | 0 | 0 | 0.5 | 0 |  | --> | C11 ex FINISKLIN | Finisklin [T41,T42] | SLIGO |  | 54.2749 | -8.4893
MV/LV Substation BA***4167 |  | 10 kV | _ | LV | 50 kVA :Pole Substation | 0.05 | --> | 0.05 | 0.045 | 5.48 |  | --> | 0.048 | 0 | 0.006 | 0.044 | 0 |  | --> | C17 ex BALLYTIVNAN | Ballytivnan [T41,T42] | SLIGO |  | 54.3062 | -8.5322
MV/LV Substation TO***4177 |  | 10 kV | _ | LV | 400 kVA :Kiosk Substation | 0.4 | --> | 0.4 | 0 | 0 | Constrained, otherwise capacity available =400 kVA | --> | 0.38 | 0 | 0 | 0.38 | 0 |  | --> | C12 ex CRANMORE | Cranmore [T41,T42] | SLIGO |  | 54.2599 | -8.4576
MV/LV Substation BA***4184 |  | 10 kV | _ | LV | 50 kVA :Pole Substation | 0.05 | --> | 0.05 | 0.05 | 4.13 |  | --> | 0.048 | 0 | 0 | 0.048 | 0 |  | --> | C18 ex AGHAGAD | Aghagad [T41,T42] | SLIGO |  | 54.3564 | -8.6093
MV/LV Substation NU***4187 |  | 10 kV | _ | LV | 630 kVA :Building Structure | 0.63 | --> | 0.63 | 0 | 0 | Constrained, otherwise capacity available =630 kVA | --> | 0.598 | 0 | 0 | 0.5 | 0 |  | --> | C11 ex FINISKLIN | Finisklin [T41,T42] | SLIGO |  | 54.2759 | -8.4862
MV/LV Substation CA***4192 |  | 10 kV | _ | LV | 630 kVA :Kiosk Substation | 0.63 | --> | 0.63 | 0.5 | 5.78 |  | --> | 0.598 | 0 | 0 | 0.5 | 0 |  | --> | C14 ex OAKFIELD | Oakfield [T41,T42] | SLIGO |  | 54.2595 | -8.4786
MV/LV Substation CU***4200 |  | 10 kV | _ | LV | 630 kVA :Kiosk Substation | 0.63 | --> | 0.63 | 0.5 | 4.13 |  | --> | 0.598 | 0 | 0.014 | 0.5 | 0 |  | --> | C14 ex AGHAGAD | Aghagad [T41,T42] | SLIGO |  | 54.3402 | -8.5277
MV/LV Substation ST***4203 |  | 10 kV | _ | LV | 100 kVA :Pole Substation | 0.1 | --> | 0.1 | 0.1 | 5.48 |  | --> | 0.095 | 0 | 0 | 0.095 | 0 |  | --> | C17 ex BALLYTIVNAN | Ballytivnan [T41,T42] | SLIGO |  | 54.3041 | -8.5138
MV/LV Substation TE***4219 |  | 20 kV | _ | LV | 50 kVA :Pole Substation | 0.05 | --> | 0.05 | 0.05 | 5.48 |  | --> | 0.048 | 0 | 0 | 0.048 | 0 |  | --> | C12 ex BALLYTIVNAN | Ballytivnan [T41,T42] | SLIGO |  | 54.3354 | -8.3563
MV/LV Substation CA***445 |  | 10 kV | _ | LV | 50 kVA :Pole Substation | 0.05 | --> | 0.05 | 0.018 | 5.78 |  | --> | 0.048 | 0 | 0.016 | 0.04 | 0 |  | --> | C11 ex OAKFIELD | Oakfield [T41,T42] | SLIGO |  | 54.2614 | -8.4782
MV/LV Substation CA***447 |  | 10 kV | _ | LV | 100 kVA :Pole Substation | 0.1 | --> | 0.1 | 0 | 0 | Constrained, otherwise capacity available =58 kVA | --> | 0.095 | 0 | 0.021 | 0.085 | 0 |  | --> | C12 ex CRANMORE | Cranmore [T41,T42] | SLIGO |  | 54.2432 | -8.475
MV/LV Substation CU***448 |  | 10 kV | _ | LV | 100 kVA :Pole Substation | 0.1 | --> | 0.1 | 0 | 0 | Constrained, otherwise capacity available =77 kVA | --> | 0.095 | 0 | 0.005 | 0.094 | 0 |  | --> | C12 ex CRANMORE | Cranmore [T41,T42] | SLIGO |  | 54.2412 | -8.4623
MV/LV Substation LA***451 |  | 10 kV | _ | LV | 100 kVA :Pole Substation | 0.1 | --> | 0.1 | 0 | 0 | Constrained, otherwise capacity available =83 kVA | --> | 0.095 | 0 | 0.014 | 0.087 | 0 |  | --> | C12 ex CRANMORE | Cranmore [T41,T42] | SLIGO |  | 54.2386 | -8.4516
MV/LV Substation CA***453 |  | 10 kV | _ | LV | 50 kVA :Pole Substation | 0.05 | --> | 0.05 | 0 | 0 | Constrained, otherwise capacity available =22 kVA | --> | 0.048 | 0 | 0.008 | 0.045 | 0 |  | --> | C12 ex CRANMORE | Cranmore [T41,T42] | SLIGO |  | 54.248 | -8.4587
MV/LV Substation TH***456 |  | 10 kV | _ | LV | 200 kVA :Pole Substation | 0.2 | --> | 0.2 | 0.13 | 5.48 |  | --> | 0.19 | 0 | 0.052 | 0.161 | 0 |  | --> | C17 ex BALLYTIVNAN | Ballytivnan [T41,T42] | SLIGO |  | 54.3059 | -8.5563
MV/LV Substation ST***468 |  | 10 kV | _ | LV | 100 kVA :Pole Substation | 0.1 | --> | 0.1 | 0 | 5.48 |  | --> | 0.095 | 0 | 0 | 0.111 | 0 |  | --> | C15 ex BALLYTIVNAN | Ballytivnan [T41,T42] | SLIGO |  | 54.2589 | -8.3857
MV/LV Substation LI***481 |  | 10 kV | _ | LV | 50 kVA :Pole Substation | 0.05 | --> | 0.05 | 0.035 | 5.48 |  | --> | 0.048 | 0 | 0 | 0.049 | 0 |  | --> | C17 ex BALLYTIVNAN | Ballytivnan [T41,T42] | SLIGO |  | 54.2915 | -8.4734
MV/LV Substation W/***489 |  | 10 kV | _ | LV | 100 kVA :Pole Substation | 0.1 | --> | 0.1 | 0.09 | 5.48 |  | --> | 0.095 | 0 | 0.01 | 0.089 | 0 |  | --> | C17 ex BALLYTIVNAN | Ballytivnan [T41,T42] | SLIGO |  | 54.3026 | -8.5199
MV/LV Substation BA***494 |  | 10 kV | _ | LV | 50 kVA :Pole Substation | 0.05 | --> | 0.05 | 0.036 | 5.48 |  | --> | 0.048 | 0 | 0.016 | 0.038 | 0 |  | --> | C17 ex BALLYTIVNAN | Ballytivnan [T41,T42] | SLIGO |  | 54.3042 | -8.5382
MV/LV Substation DO***496 |  | 10 kV | _ | LV | 50 kVA :Pole Substation | 0.05 | --> | 0.05 | 0.04 | 5.48 |  | --> | 0.048 | 0 | 0.005 | 0.045 | 0 |  | --> | C12 ex BALLYTIVNAN | Ballytivnan [T41,T42] | SLIGO |  | 54.2993 | -8.435
MV/LV Substation WY***499 |  | 10 kV | _ | LV | 50 kVA :Pole Substation | 0.05 | --> | 0.05 | 0.039 | 5.48 |  | --> | 0.048 | 0 | 0 | 0.049 | 0 |  | --> | C12 ex BALLYTIVNAN | Ballytivnan [T41,T42] | SLIGO |  | 54.3062 | -8.4611
MV/LV Substation SE***506 |  | 10 kV | _ | LV | 200 kVA :Kiosk Substation | 0.2 | --> | 0.2 | 0.156 | 4.13 |  | --> | 0.19 | 0 | 0.044 | 0.163 | 0 |  | --> | C14 ex AGHAGAD | Aghagad [T41,T42] | SLIGO |  | 54.3388 | -8.528
MV/LV Substation DA***513 |  | 10 kV | _ | LV | 50 kVA :Pole Substation | 0.05 | --> | 0.05 | 0.012 | 4.13 |  | --> | 0.048 | 0 | 0.002 | 0.051 | 0 |  | --> | C14 ex AGHAGAD | Aghagad [T41,T42] | SLIGO |  | 54.3608 | -8.5224
MV/LV Substation BA***527 |  | 10 kV | _ | LV | 50 kVA :Pole Substation | 0.05 | --> | 0.05 | 0.046 | 4.13 |  | --> | 0.048 | 0 | 0 | 0.048 | 0 |  | --> | C18 ex AGHAGAD | Aghagad [T41,T42] | SLIGO |  | 54.3646 | -8.5897
MV/LV Substation GR***549 |  | 10 kV | _ | LV | 200 kVA :Kiosk Substation | 0.2 | --> | 0.2 | 0.124 | 4.13 |  | --> | 0.19 | 0 | 0.013 | 0.19 | 0 |  | --> | C18 ex AGHAGAD | Aghagad [T41,T42] | SLIGO |  | 54.3922 | -8.5243
MV/LV Substation MT***557 |  | 10 kV | _ | LV | 50 kVA :Pole Substation | 0.05 | --> | 0.05 | 0.033 | 4.13 |  | --> | 0.048 | 0 | 0.006 | 0.045 | 0 |  | --> | C18 ex AGHAGAD | Aghagad [T41,T42] | SLIGO |  | 54.3834 | -8.5519
MV/LV Substation AG***558 |  | 10 kV | _ | LV | 50 kVA :Pole Substation | 0.05 | --> | 0.05 | 0.042 | 4.13 |  | --> | 0.048 | 0 | 0.013 | 0.039 | 0 |  | --> | C18 ex AGHAGAD | Aghagad [T41,T42] | SLIGO |  | 54.3863 | -8.5451
MV/LV Substation OL***564 |  | 10 kV | _ | LV | 200 kVA :Pole Substation | 0.2 | --> | 0.2 | 0.074 | 4.13 |  | --> | 0.19 | 0 | 0.027 | 0.186 | 0 |  | --> | C18 ex AGHAGAD | Aghagad [T41,T42] | SLIGO |  | 54.3911 | -8.5287
MV/LV Substation DO***576 |  | 10 kV | _ | LV | 100 kVA :Pole Substation | 0.1 | --> | 0.1 | 0.073 | 5.48 |  | --> | 0.095 | 0 | 0.005 | 0.095 | 0 |  | --> | C12 ex BALLYTIVNAN | Ballytivnan [T41,T42] | SLIGO |  | 54.2953 | -8.4391
MV/LV Substation KI***578 |  | 10 kV | _ | LV | 50 kVA :Pole Substation | 0.05 | --> | 0.05 | 0.041 | 5.78 |  | --> | 0.048 | 0 | 0.029 | 0.027 | 0 |  | --> | C20 ex OAKFIELD | Oakfield [T41,T42] | SLIGO |  | 54.2684 | -8.5242
MV/LV Substation BA***586 |  | 10 kV | _ | LV | 50 kVA :Pole Substation | 0.05 | --> | 0.05 | 0.034 | 5.78 |  | --> | 0.048 | 0 | 0.018 | 0.036 | 0 |  | --> | C20 ex OAKFIELD | Oakfield [T41,T42] | SLIGO |  | 54.2704 | -8.524
MV/LV Substation TU***587 |  | 10 kV | _ | LV | 100 kVA :Pole Substation | 0.1 | --> | 0.1 | 0 | 0 | Constrained, otherwise capacity available =73 kVA | --> | 0.095 | 0 | 0.005 | 0.095 | 0 |  | --> | C12 ex CRANMORE | Cranmore [T41,T42] | SLIGO |  | 54.2425 | -8.4706
MV/LV Substation RO***588 |  | 10 kV | _ | LV | 200 kVA :Kiosk Substation | 0.2 | --> | 0.2 | 0.149 | 5.48 |  | --> | 0.19 | 0 | 0.014 | 0.186 | 0 |  | --> | C17 ex BALLYTIVNAN | Ballytivnan [T41,T42] | SLIGO |  | 54.3072 | -8.5498
MV/LV Substation LA***589 |  | 10 kV | _ | LV | 400 kVA :Building Structure | 0.4 | --> | 0.4 | 0 | 0 | Constrained, otherwise capacity available =398 kVA | --> | 0.38 | 0 | 0 | 0.38 | 0 |  | --> | C12 ex CRANMORE | Cranmore [T41,T42] | SLIGO |  | 54.2494 | -8.4391
MV/LV Substation TR***591 |  | 10 kV | _ | LV | 630 kVA :Kiosk Substation | 0.63 | --> | 0.63 | 0 | 0 | Constrained, otherwise capacity available =611 kVA | --> | 0.598 | 0 | 0 | 0.5 | 0 |  | --> | C12 ex CRANMORE | Cranmore [T41,T42] | SLIGO |  | 54.2507 | -8.4528
MV/LV Substation TO***602 |  | 10 kV | _ | LV | 50 kVA :Pole Substation | 0.05 | --> | 0.05 | 0 | 0 | Constrained, otherwise capacity available =27 kVA | --> | 0.048 | 0 | 0.009 | 0.044 | 0 |  | --> | C12 ex CRANMORE | Cranmore [T41,T42] | SLIGO |  | 54.2589 | -8.4531
MV/LV Substation FO***608 |  | 10 kV | _ | LV | 50 kVA :Pole Substation | 0.05 | --> | 0.05 | 0.05 | 5.48 |  | --> | 0.048 | 0 | 0 | 0.048 | 0 |  | --> | C15 ex BALLYTIVNAN | Ballytivnan [T41,T42] | SLIGO |  | 54.2629 | -8.4349
MV/LV Substation CA***621 |  | 10 kV | _ | LV | 100 kVA :Pole Substation | 0.1 | --> | 0.1 | 0.083 | 5.78 |  | --> | 0.095 | 0 | 0.04 | 0.068 | 0 |  | --> | C13 ex OAKFIELD | Oakfield [T41,T42] | SLIGO |  | 54.2607 | -8.5372
MV/LV Substation TH***631 |  | 10 kV | _ | LV | 200 kVA :Pole Substation | 0.2 | --> | 0.2 | 0.162 | 5.78 |  | --> | 0.19 | 0 | 0.044 | 0.162 | 0 |  | --> | C20 ex OAKFIELD | Oakfield [T41,T42] | SLIGO |  | 54.2703 | -8.589
MV/LV Substation BA***666 |  | 10 kV | _ | LV | 50 kVA :Pole Substation | 0.05 | --> | 0.05 | 0.04 | 5.48 |  | --> | 0.048 | 0 | 0.009 | 0.042 | 0 |  | --> | C15 ex BALLYTIVNAN | Ballytivnan [T41,T42] | SLIGO |  | 54.264 | -8.3989
MV/LV Substation SE***686 |  | 10 kV | _ | LV | 200 kVA :Pole Substation | 0.2 | --> | 0.2 | 0.187 | 4.13 |  | --> | 0.19 | 0 | 0 | 0.192 | 0 |  | --> | C18 ex AGHAGAD | Aghagad [T41,T42] | SLIGO |  | 54.3929 | -8.5328
MV/LV Substation RU***690 |  | 10 kV | _ | LV | 50 kVA :Pole Substation | 0.05 | --> | 0.05 | 0.036 | 5.78 |  | --> | 0.048 | 0 | 0 | 0.049 | 0 |  | --> | C14 ex OAKFIELD | Oakfield [T41,T42] | SLIGO |  | 54.2609 | -8.4836
MV/LV Substation B ***697 |  | 10 kV | _ | LV | 200 kVA :Kiosk Substation | 0.2 | --> | 0.2 | 0.162 | 5.48 |  | --> | 0.19 | 0 | 0.036 | 0.168 | 0 |  | --> | C17 ex BALLYTIVNAN | Ballytivnan [T41,T42] | SLIGO |  | 54.2985 | -8.5014
MV/LV Substation DN***698 |  | 10 kV | _ | LV | 1000 kVA :Kiosk Substation | 1 | --> | 1 | 0.5 | 5.78 |  | --> | 0.95 | 0 | 0.05 | 0.5 | 0 |  | --> | C14 ex OAKFIELD | Oakfield [T41,T42] | SLIGO |  | 54.2283 | -8.4933
MV/LV Substation CR***704 |  | 10 kV | _ | LV | 400 kVA :Building Structure | 0.4 | --> | 0.4 | 0.256 | 5.48 |  | --> | 0.38 | 0 | 0.005 | 0.395 | 0 |  | --> | C17 ex BALLYTIVNAN | Ballytivnan [T41,T42] | SLIGO |  | 54.305 | -8.5147
MV/LV Substation RO***715 |  | 10 kV | _ | LV | 200 kVA :Kiosk Substation | 0.2 | --> | 0.2 | 0.163 | 5.48 |  | --> | 0.19 | 0 | 0.014 | 0.185 | 0 |  | --> | C17 ex BALLYTIVNAN | Ballytivnan [T41,T42] | SLIGO |  | 54.3102 | -8.5499
MV/LV Substation MO***723 |  | 10 kV | _ | LV | 100 kVA :Pole Substation | 0.1 | --> | 0.1 | 0.056 | 5.78 |  | --> | 0.095 | 0 | 0.005 | 0.097 | 0 |  | --> | C14 ex OAKFIELD | Oakfield [T41,T42] | SLIGO |  | 54.2352 | -8.4834
MV/LV Substation MC***733 |  | 10 kV | _ | LV | 100 kVA :Pole Substation | 0.1 | --> | 0.1 | 0.028 | 5.78 |  | --> | 0.095 | 0 | 0 | 0.104 | 0 |  | --> | C14 ex OAKFIELD | Oakfield [T41,T42] | SLIGO |  | 54.2475 | -8.4742
MV/LV Substation CA***735 |  | 10 kV | _ | LV | 50 kVA :Pole Substation | 0.05 | --> | 0.05 | 0.033 | 5.48 |  | --> | 0.048 | 0 | 0.01 | 0.042 | 0 |  | --> | C15 ex BALLYTIVNAN | Ballytivnan [T41,T42] | SLIGO |  | 54.27 | -8.4164
MV/LV Substation CO***756 |  | 10 kV | _ | LV | 50 kVA :Pole Substation | 0.05 | --> | 0.05 | 0.047 | 4.13 |  | --> | 0.048 | 0 | 0.005 | 0.044 | 0 |  | --> | C14 ex AGHAGAD | Aghagad [T41,T42] | SLIGO |  | 54.357 | -8.5172
MV/LV Substation LA***792 |  | 20 kV | _ | LV | 50 kVA :Pole Substation | 0.05 | --> | 0.05 | 0.038 | 5.48 |  | --> | 0.048 | 0 | 0.01 | 0.042 | 0 |  | --> | C12 ex BALLYTIVNAN | Ballytivnan [T41,T42] | SLIGO |  | 54.3394 | -8.3695
MV/LV Substation WO***797 |  | 10 kV | _ | LV | 50 kVA :Pole Substation | 0.05 | --> | 0.05 | 0.044 | 4.13 |  | --> | 0.048 | 0 | 0 | 0.048 | 0 |  | --> | C14 ex AGHAGAD | Aghagad [T41,T42] | SLIGO |  | 54.3265 | -8.4682
MV/LV Substation SE***807 |  | 10 kV | _ | LV | 200 kVA :Pole Substation | 0.2 | --> | 0.2 | 0.175 | 5.78 |  | --> | 0.19 | 0 | 0 | 0.193 | 0 |  | --> | C20 ex OAKFIELD | Oakfield [T41,T42] | SLIGO |  | 54.2781 | -8.6059
MV/LV Substation DR***821 |  | 10 kV | _ | LV | 50 kVA :Pole Substation | 0.05 | --> | 0.05 | 0.016 | 5.48 |  | --> | 0.048 | 0 | 0.021 | 0.036 | 0 |  | --> | C12 ex BALLYTIVNAN | Ballytivnan [T41,T42] | SLIGO |  | 54.305 | -8.4291
MV/LV Substation RO***831 |  | 10 kV | _ | LV | 400 kVA :Kiosk Substation | 0.4 | --> | 0.4 | 0.361 | 5.48 |  | --> | 0.38 | 0 | 0.02 | 0.37 | 0 |  | --> | C17 ex BALLYTIVNAN | Ballytivnan [T41,T42] | SLIGO |  | 54.308 | -8.5607
MV/LV Substation ST***840 |  | 10 kV | _ | LV | 50 kVA :Pole Substation | 0.05 | --> | 0.05 | 0.044 | 4.13 |  | --> | 0.048 | 0 | 0 | 0.048 | 0 |  | --> | C18 ex AGHAGAD | Aghagad [T41,T42] | SLIGO |  | 54.3956 | -8.5645
MV/LV Substation ST***841 |  | 10 kV | _ | LV | 50 kVA :Building Structure | 0.05 | --> | 0.05 | 0.029 | 4.13 |  | --> | 0.048 | 0 | 0.022 | 0.034 | 0 |  | --> | C18 ex AGHAGAD | Aghagad [T41,T42] | SLIGO |  | 54.4023 | -8.5655
MV/LV Substation CA***850 |  | 10 kV | _ | LV | 100 kVA :Building Structure | 0.1 | --> | 0.1 | 0 | 0 | Constrained, otherwise capacity available =89 kVA | --> | 0.095 | 0 | 0.005 | 0.093 | 0 |  | --> | C12 ex CRANMORE | Cranmore [T41,T42] | SLIGO |  | 54.2474 | -8.4541
MV/LV Substation LA***859 |  | 10 kV | _ | LV | 50 kVA :Pole Substation | 0.05 | --> | 0.05 | 0.041 | 5.48 |  | --> | 0.048 | 0 | 0 | 0.049 | 0 |  | --> | C15 ex BALLYTIVNAN | Ballytivnan [T41,T42] | SLIGO |  | 54.2583 | -8.393
MV/LV Substation HA***872 |  | 10 kV | _ | LV | 200 kVA :Kiosk Substation | 0.2 | --> | 0.2 | 0 | 0 | Constrained, otherwise capacity available =197 kVA | --> | 0.19 | 0 | 0 | 0.19 | 0 |  | --> | C12 ex CRANMORE | Cranmore [T41,T42] | SLIGO |  | 54.2309 | -8.4541
MV/LV Substation MI***883 |  | 10 kV | _ | LV | 100 kVA :Pole Substation | 0.1 | --> | 0.1 | 0.089 | 5.48 |  | --> | 0.095 | 0 | 0.026 | 0.077 | 0 |  | --> | C17 ex BALLYTIVNAN | Ballytivnan [T41,T42] | SLIGO |  | 54.3001 | -8.5126
MV/LV Substation TE***888 |  | 10 kV | _ | LV | 100 kVA :Pole Substation | 0.1 | --> | 0.1 | 0.085 | 5.48 |  | --> | 0.095 | 0 | 0 | 0.097 | 0 |  | --> | C17 ex BALLYTIVNAN | Ballytivnan [T41,T42] | SLIGO |  | 54.2901 | -8.4702
MV/LV Substation AI***895 |  | 10 kV | _ | LV | 630 kVA :Kiosk Substation | 0.63 | --> | 0.63 | 0.5 | 5.78 |  | --> | 0.598 | 0 | 0 | 0.5 | 0 |  | --> | C20 ex OAKFIELD | Oakfield [T41,T42] | SLIGO |  | 54.2779 | -8.5983
MV/LV Substation ST***910 |  | 10 kV | _ | LV | 200 kVA :Pole Substation | 0.2 | --> | 0.2 | 0.13 | 5.48 |  | --> | 0.19 | 0 | 0.057 | 0.157 | 0 |  | --> | C17 ex BALLYTIVNAN | Ballytivnan [T41,T42] | SLIGO |  | 54.3079 | -8.5547
MV/LV Substation YE***911 |  | 10 kV | _ | LV | 400 kVA :Kiosk Substation | 0.4 | --> | 0.4 | 0.231 | 5.48 |  | --> | 0.38 | 0 | 0.015 | 0.391 | 0 |  | --> | C17 ex BALLYTIVNAN | Ballytivnan [T41,T42] | SLIGO |  | 54.3064 | -8.5643
MV/LV Substation BA***912 |  | 10 kV | _ | LV | 200 kVA :Pole Substation | 0.2 | --> | 0.2 | 0.162 | 5.48 |  | --> | 0.19 | 0 | 0.01 | 0.188 | 0 |  | --> | C17 ex BALLYTIVNAN | Ballytivnan [T41,T42] | SLIGO |  | 54.2973 | -8.4967
MV/LV Substation DR***914 |  | 10 kV | _ | LV | 100 kVA :Pole Substation | 0.1 | --> | 0.1 | 0.088 | 4.13 |  | --> | 0.095 | 0 | 0.008 | 0.091 | 0 |  | --> | C14 ex AGHAGAD | Aghagad [T41,T42] | SLIGO |  | 54.3411 | -8.5024
MV/LV Substation TU***916 |  | 20 kV | _ | LV | 400 kVA :Building Structure | 0.4 | --> | 0.4 | 0.248 | 5.48 |  | --> | 0.38 | 0 | 0 | 0.4 | 0 |  | --> | C12 ex BALLYTIVNAN | Ballytivnan [T41,T42] | SLIGO |  | 54.3757 | -8.37
MV/LV Substation RE***921 |  | 10 kV | _ | LV | 630 kVA :Kiosk Substation | 0.63 | --> | 0.63 | 0 | 0 | Constrained, otherwise capacity available =560 kVA | --> | 0.598 | 0 | 0 | 0.5 | 0 |  | --> | C12 ex CRANMORE | Cranmore [T41,T42] | SLIGO |  | 54.2343 | -8.4505
MV/LV Substation BU***942 |  | 10 kV | _ | LV | 400 kVA :Kiosk Substation | 0.4 | --> | 0.4 | 0.348 | 5.78 |  | --> | 0.38 | 0 | 0.027 | 0.367 | 0 |  | --> | C20 ex OAKFIELD | Oakfield [T41,T42] | SLIGO |  | 54.2696 | -8.5974
MV/LV Substation HA***943 |  | 10 kV | _ | LV | 100 kVA :Pole Substation | 0.1 | --> | 0.1 | 0.077 | 5.48 |  | --> | 0.095 | 0 | 0.011 | 0.09 | 0 |  | --> | C15 ex BALLYTIVNAN | Ballytivnan [T41,T42] | SLIGO |  | 54.2726 | -8.4297
MV/LV Substation SH***950 |  | 10 kV | _ | LV | 50 kVA :Pole Substation | 0.05 | --> | 0.05 | 0.045 | 5.48 |  | --> | 0.048 | 0 | 0 | 0.048 | 0 |  | --> | C12 ex BALLYTIVNAN | Ballytivnan [T41,T42] | SLIGO |  | 54.2924 | -8.46
MV/LV Substation WO***956 |  | 10 kV | _ | LV | 50 kVA :Pole Substation | 0.05 | --> | 0.05 | 0.031 | 5.78 |  | --> | 0.048 | 0 | 0.005 | 0.046 | 0 |  | --> | C20 ex OAKFIELD | Oakfield [T41,T42] | SLIGO |  | 54.2716 | -8.5173
MV/LV Substation TA***962 |  | 10 kV | _ | LV | 100 kVA :Pole Substation | 0.1 | --> | 0.1 | 0 | 0 | Constrained, otherwise capacity available =71 kVA | --> | 0.095 | 0 | 0 | 0.099 | 0 |  | --> | C12 ex CRANMORE | Cranmore [T41,T42] | SLIGO |  | 54.2504 | -8.4628
MV/LV Substation KI***965 |  | 10 kV | _ | LV | 200 kVA :Pole Substation | 0.2 | --> | 0.2 | 0.143 | 5.48 |  | --> | 0.19 | 0 | 0 | 0.198 | 0 |  | --> | C12 ex BALLYTIVNAN | Ballytivnan [T41,T42] | SLIGO |  | 54.302 | -8.4131
MV/LV Substation SA***971 |  | 10 kV | _ | LV | 200 kVA :Kiosk Substation | 0.2 | --> | 0.2 | 0.165 | 5.48 |  | --> | 0.19 | 0 | 0 | 0.195 | 0 |  | --> | C15 ex BALLYTIVNAN | Ballytivnan [T41,T42] | SLIGO |  | 54.2742 | -8.441
MV/LV Substation OA***974 |  | 10 kV | _ | LV | 630 kVA :Kiosk Substation | 0.63 | --> | 0.63 | 0.5 | 5.78 |  | --> | 0.598 | 0 | 0 | 0.5 | 0 |  | --> | C12 ex OAKFIELD | Oakfield [T41,T42] | SLIGO |  | 54.257 | -8.4967
MV/LV Substation CH***979 |  | 10 kV | _ | LV | 50 kVA :Pole Substation | 0.05 | --> | 0.05 | 0.005 | 5.48 |  | --> | 0.048 | 0 | 0.015 | 0.042 | 0 |  | --> | C17 ex BALLYTIVNAN | Ballytivnan [T41,T42] | SLIGO |  | 54.3063 | -8.5472
MV/LV Substation AG***980 |  | 10 kV | _ | LV | 100 kVA :Pole Substation | 0.1 | --> | 0.1 | 0 | 0 | Constrained, otherwise capacity available =100 kVA | --> | 0.095 | 0 | 0 | 0.095 | 0 |  | --> | C12 ex CRANMORE | Cranmore [T41,T42] | SLIGO |  | 54.2355 | -8.4443
MV/LV Substation CR***981 |  | 10 kV | _ | LV | 100 kVA :Pole Substation | 0.1 | --> | 0.1 | 0.081 | 5.48 |  | --> | 0.095 | 0 | 0.015 | 0.086 | 0 |  | --> | C17 ex BALLYTIVNAN | Ballytivnan [T41,T42] | SLIGO |  | 54.3022 | -8.5145
MV/LV Substation SL***987 |  | 10 kV | _ | LV | 400 kVA :Kiosk Substation | 0.4 | --> | 0.4 | 0.364 | 4.13 |  | --> | 0.38 | 0 | 0.01 | 0.378 | 0 |  | --> | C18 ex AGHAGAD | Aghagad [T41,T42] | SLIGO |  | 54.3893 | -8.5298
MV/LV Substation CA***989 |  | 10 kV | _ | LV | 200 kVA :Kiosk Substation | 0.2 | --> | 0.2 | 0.148 | 5.48 |  | --> | 0.19 | 0 | 0 | 0.197 | 0 |  | --> | C17 ex BALLYTIVNAN | Ballytivnan [T41,T42] | SLIGO |  | 54.3072 | -8.5703
MV/LV Substation BO***002 |  | 10 kV | _ | LV | 400 kVA :Building Structure | 0.4 | --> | 0.4 | 0.276 | 1.04 |  | --> | 0.38 | 0 | 0 | 0 | 0 | Constrained, otherwise capacity available =395 kW | --> | C17 ex BOYLE | Boyle [T41,T42] | CARRICK ON SHANNON |  | 53.975 | -8.2305
MV/LV Substation MA***003 |  | 20 kV | _ | LV | 400 kVA :Kiosk Substation | 0.4 | --> | 0.4 | 0.32 | 1.04 |  | --> | 0.38 | 0 | 0.003 | 0 | 0 | Constrained, otherwise capacity available =389 kW | --> | C18 ex BOYLE | Boyle [T41,T42] | CARRICK ON SHANNON |  | 53.8454 | -8.1959
MV/LV Substation RA***006 |  | 10 kV | _ | LV | 630 kVA :Building Structure | 0.63 | --> | 0.63 | 0.5 | 1.04 |  | --> | 0.598 | 0 | 0 | 0 | 0 | Constrained, otherwise capacity available =602 kW | --> | C17 ex BOYLE | Boyle [T41,T42] | CARRICK ON SHANNON |  | 53.966 | -8.2513
MV/LV Substation TA***011X |  | 10 kV | _ | LV | 630 kVA :Kiosk Substation | 0.63 | --> | 0.63 | 0.5 | 1.04 |  | --> | 0.598 | 0 | 0 | 0 | 0 | Constrained, otherwise capacity available =616 kW | --> | C11 ex BOYLE | Boyle [T41,T42] | CARRICK ON SHANNON |  | 53.9714 | -8.3015
MV/LV Substation NE***014 |  | 20 kV | _ | LV | 200 kVA :Pole Substation | 0.2 | --> | 0.2 | 0.143 | 1.04 |  | --> | 0.19 | 0 | 0 | 0 | 0 | Constrained, otherwise capacity available =198 kW | --> | C18 ex BOYLE | Boyle [T41,T42] | CARRICK ON SHANNON |  | 53.845 | -8.1928
MV/LV Substation CH***017 |  | 20 kV | _ | LV | 200 kVA :Pole Substation | 0.2 | --> | 0.2 | 0.116 | 1.04 |  | --> | 0.19 | 0 | 0.033 | 0 | 0 | Constrained, otherwise capacity available =177 kW | --> | C18 ex BOYLE | Boyle [T41,T42] | CARRICK ON SHANNON |  | 53.8447 | -8.2018
MV/LV Substation RO***022X |  | 10 kV | _ | LV | 400 kVA :Building Structure | 0.4 | --> | 0.4 | 0.4 | 1.04 |  | --> | 0.38 | 0 | 0 | 0 | 0 | Constrained, otherwise capacity available =380 kW | --> | C17 ex BOYLE | Boyle [T41,T42] | CARRICK ON SHANNON |  | 53.9644 | -8.2539
MV/LV Substation EL***053X |  | 20 kV | _ | LV | 50 kVA :Pole Substation | 0.05 | --> | 0.05 | 0.048 | 1.04 |  | --> | 0.048 | 0 | 0 | 0 | 0 | Constrained, otherwise capacity available =48 kW | --> | C18 ex BOYLE | Boyle [T41,T42] | CARRICK ON SHANNON |  | 53.8444 | -8.1976
MV/LV Substation SE***055X |  | 20 kV | _ | LV | 50 kVA :Pole Substation | 0.05 | --> | 0.05 | 0.033 | 1.04 |  | --> | 0.048 | 0 | 0.003 | 0 | 0 | Constrained, otherwise capacity available =48 kW | --> | C16 ex BOYLE | Boyle [T41,T42] | CARRICK ON SHANNON |  | 54.0974 | -8.253
MV/LV Substation BO***057X |  | 10 kV | _ | LV | 50 kVA :Pole Substation | 0.05 | --> | 0.05 | 0.046 | 1.04 |  | --> | 0.048 | 0 | 0 | 0 | 0 | Constrained, otherwise capacity available =48 kW | --> | C15 ex BOYLE | Boyle [T41,T42] | CARRICK ON SHANNON |  | 53.9799 | -8.2975
MV/LV Substation CO***076X |  | 10 kV | _ | LV | 100 kVA :Pole Substation | 0.1 | --> | 0.1 | 0.081 | 1.04 |  | --> | 0.095 | 0 | 0 | 0 | 0 | Constrained, otherwise capacity available =98 kW | --> | C11 ex BOYLE | Boyle [T41,T42] | CARRICK ON SHANNON |  | 53.9692 | -8.3007
MV/LV Substation CA***082X |  | 20 kV | _ | LV | 50 kVA :Pole Substation | 0.05 | --> | 0.05 | 0.039 | 1.04 |  | --> | 0.048 | 0 | 0 | 0 | 0 | Constrained, otherwise capacity available =49 kW | --> | C16 ex BOYLE | Boyle [T41,T42] | CARRICK ON SHANNON |  | 54.0274 | -8.3361
MV/LV Substation KE***091X |  | 10 kV | _ | LV | 630 kVA :Building Structure | 0.63 | --> | 0.63 | 0.5 | 1.04 |  | --> | 0.598 | 0 | 0.005 | 0 | 0 | Constrained, otherwise capacity available =607 kW | --> | C11 ex BOYLE | Boyle [T41,T42] | CARRICK ON SHANNON |  | 53.9692 | -8.3036
MV/LV Substation AR***107X |  | 10 kV | _ | LV | 50 kVA :Pole Substation | 0.05 | --> | 0.05 | 0.031 | 1.04 |  | --> | 0.048 | 0 | 0 | 0 | 0 | Constrained, otherwise capacity available =50 kW | --> | C17 ex BOYLE | Boyle [T41,T42] | CARRICK ON SHANNON |  | 53.9725 | -8.2014
MV/LV Substation GR***108X |  | 20 kV | _ | LV | 100 kVA :Kiosk Substation | 0.1 | --> | 0.1 | 0.054 | 1.04 |  | --> | 0.095 | 0 | 0.023 | 0 | 0 | Constrained, otherwise capacity available =84 kW | --> | C18 ex BOYLE | Boyle [T41,T42] | CARRICK ON SHANNON |  | 53.8955 | -8.2977
MV/LV Substation BA***118X |  | 20 kV | _ | LV | 50 kVA :Pole Substation | 0.05 | --> | 0.05 | 0.038 | 1.04 |  | --> | 0.048 | 0 | 0.005 | 0 | 0 | Constrained, otherwise capacity available =46 kW | --> | C18 ex BOYLE | Boyle [T41,T42] | CARRICK ON SHANNON |  | 53.8988 | -8.3007
MV/LV Substation EL***121X |  | 10 kV | _ | LV | 630 kVA :Kiosk Substation | 0.63 | --> | 0.63 | 0.5 | 1.04 |  | --> | 0.598 | 0 | 0 | 0 | 0 | Constrained, otherwise capacity available =615 kW | --> | C11 ex BOYLE | Boyle [T41,T42] | CARRICK ON SHANNON |  | 53.9688 | -8.302
MV/LV Substation QU***129X |  | 10 kV | _ | LV | 630 kVA :Kiosk Substation | 0.63 | --> | 0.63 | 0.5 | 1.04 |  | --> | 0.598 | 0 | 0 | 0 | 0 | Constrained, otherwise capacity available =605 kW | --> | C11 ex BOYLE | Boyle [T41,T42] | CARRICK ON SHANNON |  | 53.9711 | -8.304
MV/LV Substation TH***140X |  | 10 kV | _ | LV | 400 kVA :Kiosk Substation | 0.4 | --> | 0.4 | 0.299 | 1.04 |  | --> | 0.38 | 0 | 0.021 | 0 | 0 | Constrained, otherwise capacity available =378 kW | --> | C15 ex BOYLE | Boyle [T41,T42] | CARRICK ON SHANNON |  | 53.9745 | -8.2815
MV/LV Substation MI***154X |  | 10 kV | _ | LV | 630 kVA :Kiosk Substation | 0.63 | --> | 0.63 | 0.5 | 1.04 |  | --> | 0.598 | 0 | 0 | 0 | 0 | Constrained, otherwise capacity available =605 kW | --> | C15 ex BOYLE | Boyle [T41,T42] | CARRICK ON SHANNON |  | 53.9734 | -8.2982
MV/LV Substation GR***156X |  | 10 kV | _ | LV | 630 kVA :Kiosk Substation | 0.63 | --> | 0.63 | 0.5 | 1.04 |  | --> | 0.598 | 0 | 0.024 | 0 | 0 | Constrained, otherwise capacity available =590 kW | --> | C11 ex BOYLE | Boyle [T41,T42] | CARRICK ON SHANNON |  | 53.9652 | -8.3019
MV/LV Substation ME***165X |  | 10 kV | _ | LV | 630 kVA :Kiosk Substation | 0.63 | --> | 0.63 | 0.5 | 1.04 |  | --> | 0.598 | 0 | 0 | 0 | 0 | Constrained, otherwise capacity available =604 kW | --> | C17 ex BOYLE | Boyle [T41,T42] | CARRICK ON SHANNON |  | 53.9628 | -8.2987
MV/LV Substation TH***169X |  | 10 kV | _ | LV | 50 kVA :Pole Substation | 0.05 | --> | 0.05 | 0.036 | 1.04 |  | --> | 0.048 | 0 | 0.006 | 0 | 0 | Constrained, otherwise capacity available =45 kW | --> | C15 ex BOYLE | Boyle [T41,T42] | CARRICK ON SHANNON |  | 53.9814 | -8.2921
MV/LV Substation BA***179X |  | 20 kV | _ | LV | 50 kVA :Pole Substation | 0.05 | --> | 0.05 | 0.041 | 1.04 |  | --> | 0.048 | 0 | 0 | 0 | 0 | Constrained, otherwise capacity available =49 kW | --> | C16 ex BOYLE | Boyle [T41,T42] | CARRICK ON SHANNON |  | 54.0283 | -8.3351
MV/LV Substation GE***180X |  | 20 kV | _ | LV | 50 kVA :Pole Substation | 0.05 | --> | 0.05 | 0.044 | 1.04 |  | --> | 0.048 | 0 | 0 | 0 | 0 | Constrained, otherwise capacity available =48 kW | --> | C16 ex BOYLE | Boyle [T41,T42] | CARRICK ON SHANNON |  | 54.1005 | -8.2417
MV/LV Substation DR***184X |  | 20 kV | _ | LV | 50 kVA :Pole Substation | 0.05 | --> | 0.05 | 0.046 | 1.04 |  | --> | 0.048 | 0 | 0 | 0 | 0 | Constrained, otherwise capacity available =48 kW | --> | C16 ex BOYLE | Boyle [T41,T42] | CARRICK ON SHANNON |  | 54.029 | -8.3015
MV/LV Substation HO***204 |  | 10 kV | _ | LV | 100 kVA :Pole Substation | 0.1 | --> | 0.1 | 0.1 | 1.04 |  | --> | 0.095 | 0 | 0 | 0 | 0 | Constrained, otherwise capacity available =95 kW | --> | C16 ex BOYLE | Boyle [T41,T42] | CARRICK ON SHANNON |  | 53.9968 | -8.2735
MV/LV Substation TA***210X |  | 10 kV | _ | LV | 200 kVA :Pole Substation | 0.2 | --> | 0.2 | 0.178 | 1.04 |  | --> | 0.19 | 0 | 0.005 | 0 | 0 | Constrained, otherwise capacity available =189 kW | --> | C17 ex BOYLE | Boyle [T41,T42] | CARRICK ON SHANNON |  | 53.9956 | -8.1891
MV/LV Substation HI***211X |  | 20 kV | _ | LV | 100 kVA :Pole Substation | 0.1 | --> | 0.1 | 0.071 | 1.04 |  | --> | 0.095 | 0 | 0 | 0 | 0 | Constrained, otherwise capacity available =99 kW | --> | C16 ex BOYLE | Boyle [T41,T42] | CARRICK ON SHANNON |  | 54.0767 | -8.276
MV/LV Substation RE***217 |  | 10 kV | _ | LV | 50 kVA :Pole Substation | 0.05 | --> | 0.05 | 0.044 | 1.04 |  | --> | 0.048 | 0 | 0.005 | 0 | 0 | Constrained, otherwise capacity available =44 kW | --> | C16 ex BOYLE | Boyle [T41,T42] | CARRICK ON SHANNON |  | 53.9992 | -8.2772
MV/LV Substation RO***219 |  | 20 kV | _ | LV | 50 kVA :Pole Substation | 0.05 | --> | 0.05 | 0.037 | 1.04 |  | --> | 0.048 | 0 | 0 | 0 | 0 | Constrained, otherwise capacity available =49 kW | --> | C18 ex BOYLE | Boyle [T41,T42] | CARRICK ON SHANNON |  | 53.8509 | -8.2032
MV/LV Substation CA***224X |  | 20 kV | _ | LV | 50 kVA :Pole Substation | 0.05 | --> | 0.05 | 0.044 | 1.04 |  | --> | 0.048 | 0 | 0 | 0 | 0 | Constrained, otherwise capacity available =48 kW | --> | C16 ex BOYLE | Boyle [T41,T42] | CARRICK ON SHANNON |  | 54.0273 | -8.2793
MV/LV Substation CA***225X |  | 20 kV | _ | LV | 100 kVA :Pole Substation | 0.1 | --> | 0.1 | 0.086 | 1.04 |  | --> | 0.095 | 0 | 0.016 | 0 | 0 | Constrained, otherwise capacity available =85 kW | --> | C16 ex BOYLE | Boyle [T41,T42] | CARRICK ON SHANNON |  | 54.028 | -8.2781
MV/LV Substation HI***226 |  | 20 kV | _ | LV | 50 kVA :Pole Substation | 0.05 | --> | 0.05 | 0.05 | 1.04 |  | --> | 0.048 | 0 | 0 | 0 | 0 | Constrained, otherwise capacity available =48 kW | --> | C16 ex BOYLE | Boyle [T41,T42] | CARRICK ON SHANNON |  | 54.0699 | -8.2684
MV/LV Substation FO***226X |  | 10 kV | _ | LV | 200 kVA :Kiosk Substation | 0.2 | --> | 0.2 | 0.195 | 1.04 |  | --> | 0.19 | 0 | 0 | 0 | 0 | Constrained, otherwise capacity available =191 kW | --> | C15 ex BOYLE | Boyle [T41,T42] | CARRICK ON SHANNON |  | 53.9778 | -8.2919
MV/LV Substation DE***231X |  | 10 kV | _ | LV | 100 kVA :Pole Substation | 0.1 | --> | 0.1 | 0.096 | 1.04 |  | --> | 0.095 | 0 | 0 | 0 | 0 | Constrained, otherwise capacity available =96 kW | --> | C16 ex BOYLE | Boyle [T41,T42] | CARRICK ON SHANNON |  | 53.9834 | -8.2995
MV/LV Substation CO***232X |  | 20 kV | _ | LV | 50 kVA :Pole Substation | 0.05 | --> | 0.05 | 0.047 | 1.04 |  | --> | 0.048 | 0 | 0 | 0 | 0 | Constrained, otherwise capacity available =48 kW | --> | C16 ex BOYLE | Boyle [T41,T42] | CARRICK ON SHANNON |  | 54.0336 | -8.3586
MV/LV Substation GU***234 |  | 20 kV | _ | LV | 50 kVA :Pole Substation | 0.05 | --> | 0.05 | 0.05 | 1.04 |  | --> | 0.048 | 0 | 0 | 0 | 0 | Constrained, otherwise capacity available =48 kW | --> | C16 ex BOYLE | Boyle [T41,T42] | CARRICK ON SHANNON |  | 54.0444 | -8.2501
MV/LV Substation KA***237 |  | 20 kV | _ | LV | 100 kVA :Pole Substation | 0.1 | --> | 0.1 | 0.077 | 1.04 |  | --> | 0.095 | 0 | 0 | 0 | 0 | Constrained, otherwise capacity available =98 kW | --> | C18 ex BOYLE | Boyle [T41,T42] | CARRICK ON SHANNON |  | 53.8464 | -8.204
MV/LV Substation KN***239X |  | 10 kV | _ | LV | 50 kVA :Pole Substation | 0.05 | --> | 0.05 | 0.045 | 1.04 |  | --> | 0.048 | 0 | 0 | 0 | 0 | Constrained, otherwise capacity available =48 kW | --> | C17 ex BOYLE | Boyle [T41,T42] | CARRICK ON SHANNON |  | 53.9985 | -8.1945
MV/LV Substation ST***242 |  | 10 kV | _ | LV | 200 kVA :Pole Substation | 0.2 | --> | 0.2 | 0.175 | 1.04 |  | --> | 0.19 | 0 | 0.005 | 0 | 0 | Constrained, otherwise capacity available =190 kW | --> | C11 ex BOYLE | Boyle [T41,T42] | CARRICK ON SHANNON |  | 53.9685 | -8.2986
MV/LV Substation CH***243 |  | 10 kV | _ | LV | 100 kVA :Pole Substation | 0.1 | --> | 0.1 | 0.061 | 1.04 |  | --> | 0.095 | 0 | 0.008 | 0 | 0 | Constrained, otherwise capacity available =94 kW | --> | C15 ex BOYLE | Boyle [T41,T42] | CARRICK ON SHANNON |  | 53.9694 | -8.2943
MV/LV Substation SE***244 |  | 10 kV | _ | LV | 400 kVA :Kiosk Substation | 0.4 | --> | 0.4 | 0.329 | 1.04 |  | --> | 0.38 | 0 | 0.02 | 0 | 0 | Constrained, otherwise capacity available =375 kW | --> | C15 ex BOYLE | Boyle [T41,T42] | CARRICK ON SHANNON |  | 53.9781 | -8.2965
MV/LV Substation LI***244X |  | 20 kV | _ | LV | 50 kVA :Pole Substation | 0.05 | --> | 0.05 | 0.05 | 1.04 |  | --> | 0.048 | 0 | 0 | 0 | 0 | Constrained, otherwise capacity available =48 kW | --> | C16 ex BOYLE | Boyle [T41,T42] | CARRICK ON SHANNON |  | 54.0263 | -8.3282
MV/LV Substation AG***246 |  | 20 kV | _ | LV | 50 kVA :Pole Substation | 0.05 | --> | 0.05 | 0.03 | 1.04 |  | --> | 0.048 | 0 | 0 | 0 | 0 | Constrained, otherwise capacity available =50 kW | --> | C16 ex BOYLE | Boyle [T41,T42] | CARRICK ON SHANNON |  | 54.0476 | -8.3359
MV/LV Substation AD***247X |  | 10 kV | _ | LV | 400 kVA :Building Structure | 0.4 | --> | 0.4 | 0.352 | 1.04 |  | --> | 0.38 | 0 | 0 | 0 | 0 | Constrained, otherwise capacity available =386 kW | --> | C17 ex BOYLE | Boyle [T41,T42] | CARRICK ON SHANNON |  | 53.985 | -8.2345
MV/LV Substation SI***250X |  | 10 kV | _ | LV | 400 kVA :Kiosk Substation | 0.4 | --> | 0.4 | 0.351 | 1.04 |  | --> | 0.38 | 0 | 0 | 0 | 0 | Constrained, otherwise capacity available =387 kW | --> | C18 ex BOYLE | Boyle [T41,T42] | CARRICK ON SHANNON |  | 53.9627 | -8.3016
MV/LV Substation I ***253 |  | 10 kV | _ | LV | 200 kVA :Building Structure | 0.2 | --> | 0.2 | 0 | 1.04 |  | --> | 0.19 | 0 | 0 | 0 | 0 | Constrained, otherwise capacity available =235 kW | --> | C15 ex BOYLE | Boyle [T41,T42] | CARRICK ON SHANNON |  | 53.9758 | -8.2955
MV/LV Substation FO***257X |  | 10 kV | _ | LV | 200 kVA :Kiosk Substation | 0.2 | --> | 0.2 | 0.189 | 1.04 |  | --> | 0.19 | 0 | 0.01 | 0 | 0 | Constrained, otherwise capacity available =184 kW | --> | C15 ex BOYLE | Boyle [T41,T42] | CARRICK ON SHANNON |  | 53.9727 | -8.2907
MV/LV Substation ST***263 |  | 10 kV | _ | LV | 200 kVA :Kiosk Substation | 0.2 | --> | 0.2 | 0.142 | 1.04 |  | --> | 0.19 | 0 | 0.048 | 0 | 0 | Constrained, otherwise capacity available =162 kW | --> | C15 ex BOYLE | Boyle [T41,T42] | CARRICK ON SHANNON |  | 53.9704 | -8.2938
MV/LV Substation CO***263X |  | 20 kV | _ | LV | 200 kVA :Kiosk Substation | 0.2 | --> | 0.2 | 0.161 | 1.04 |  | --> | 0.19 | 0 | 0 | 0 | 0 | Constrained, otherwise capacity available =195 kW | --> | C18 ex BOYLE | Boyle [T41,T42] | CARRICK ON SHANNON |  | 53.9111 | -8.2181